## Introduction
Fuel Substitution Calculator
Change log (recent changes first)
Date | Description of changes
2019-10-31 | 1. Section 2 subheaders changed to Section 2.1, 2.2, and 2.3, in line with technical guidance document. 2. Unlock cells for optional indexing columns in Deemed workbook. 3. Update Introduction. 4. Password protect all sheets.
2019-10-29 | 1. Added new sheet "Fuel Sub Calcs-Deemed" to conveniently enter workpaper measures.
2019-10-17 | 1. Added Reduced Goals of the Original Fuel in Section 3. 2.For information only, in Section 2, the CO2 emissions were split between electricty and natural gas. This will not impact the Lifecycle emissions savings (Metric tCO2).
2019-09-30 | 1. Clarify instructive language in Introduction, Fuel Sub Calcs, and Time series tables tabs. 2. Remove fields to input savings for first and second baseline.
2019-09-26 | 1. Add this revision log sheet 2. Describe methodology supported by calculator 3. Update examples, etc.
2019-09-25 | 1. In section 2, updated formula for emissions intensity to refer to metric tons per kWh instead of short tons per kWh. 2. In section 3, clarified “savings claims toward goals” with columns for both kWh and therms. 3. In section 3, also added a box of copy/paste inputs to CET. 4. Some other related formatting and hidden formula updates.
2019-09-24 | Initial draft version
Background
On August 1, 2019, California Public Utilities Commission (CPUC) Decision 19-08-009 directed CPUC staff to issue technical guidelines for fuel substitution measures, including, but not limited to, guidance on calculation of source energy savings and environment offsets for fuel substitution measures. This calculator supplements the technical guidance document v1.1 (refer to Chapter 3) and should be considered an interim tool for use in performing the Fuel Substitution Test and calculating energy savings for cost effectiveness analysis and reporting. How to use this tool
For custom measures, please use the sheet - "Fuel Sub Calcs-Custom."
For workpapers, please use the sheet - "Fuel Sub Calcs-Deemed."
These are essentially two tools producing separate sets of results, but using the same methodology. Choose the best one for your application, as described below.
Note that the workbook uses locked cells and protected sheets to avoid accidental changes to its layout and formulas. Also for this reason, users should not attempt to Cut and Paste cells. If you need to make changes to these areas for your application, please contact CPUC.
Fuel Sub Calcs-Custom
This sheet is divided into three sections for convenience.
Section 1
* Enter the inputs for your measures here.
* For each measure, input usage values (annual energy consumption) for the baseline and measure technologies. From these inputs, the tool will compute savings. This tool does not provide a field to directly input savings, as that option will not be considered sufficient documentation of a fuel substitution measure.
Section 2
* View the results of fuel substitution tests here. These are based on calculations of lifecycle primary energy and emissions.
* For Section 2.1, one column displays the lifecycle savings of primary energy from carbon-based fuels. A second column displays a simple pass/fail result.
* For Section 2.2, one column displays the lifecycle savings of carbon dioxide (CO2) emissions. A second column displays a simple pass/fail result. Supplemental columns show individual contributions from electricity and gas.
* For Section 2.3, the result shows Eligible if and only if both Part One and Part Two of the test have a result of Pass.
Section 3
View the first year savings to be claimed towards energy efficiency program goals here.
Fuel Sub Calcs-Deemed
The Deemed calculation methodology is same as in the Custom sheets, except that this tool performs no background computations of time series tables. Instead, for 1st and 2nd baseline periods, annual factors for primary energy and CO2 emissions intensity are averaged over the period, then multiplied together with annual impacts and the duration of that period. The results are equivalent.
The Deemed formatting is different than Custom. Considering that workpapers tend to have many combinations for a measures (CZ, building type, vintage, etc.), the Deemed sheet is formatted with Section 1 and Section 2 spread out horizontally (proceed from left to right). Section 3 is hidden. Rather than 5 entries in the Custom, the Deemed sheet permits 1000 entries.
Finally, the Deemed sheet expects inputs to be annual savings rather than consumption values. Copy then paste by value your results formatted as in the ExAnteData (EAD) tables (as in 2019 workpaper submissions). Please document energy consumption values outside this workbook.
Methodology
Inputs (Section 1)
It is preferred to record baseline and proposed/installed (aka measure case) annual usage values, and allow the tool to compute energy impacts (i.e. increase or decrease in annual usage) resulting from each measure. However, if only energy impacts are available, enter these in the savings columns and leave the usage columns blank. This tool supports single-baseline (e.g. normal replacement or NR) and dual-baseline measures (accelerated retirement or AR). For all measures, enter the full life of the measure as EUL. For AR measures only, enter the remaining useful life of the existing equipment as RUL, and enter information about the second baseline period. For each measure input, based on the lifetimes and impacts entered, this tool computes a time series of annual impacts (electricity usage kWh and gas usage in therms) anticipated during each year from 2019 through 2049.
Fuel substitution test (Section 2)
The time series of electricity impacts are multiplied by projected annual effective heat rate values (the ratio of "source" BTUs at generation facilities to "site" kWh at the meter, which includes T&D losses) and CO2 emissions intensity factors to determine the total lifecycle primary energy usage and emissions attributable to those impacts. The time series of source energy and emissions intensity factors for electricity are based on the Long-run emissions inputs included as tabs at the end of this workbook. For gas impacts, the calculation of lifecycle energy involves merely conversion to primary energy units, and emissions intensity is fixed (so there are no annual time series).
For EE program reporting (Section 3)
The first table in this section provides the annual savings in the new fuel units that will be used for reporting.
This second table provides a copy/paste section for use with the most recent version of CET as of writing.

## Fuel Sub Calcs-Custom
Cell color code |  |  | Please do not Cut-and-Paste cells or ranges. | [5 empty] | These columns are reserved for hidden calculations.
Headings
Input cell
Requires attention
Ignored based on current inputs
Calculated cell
Section 1. EE Workpaper/Custom Measure Inputs
Fill out this block for all measures (including Normal Replacement and Accelerated Replacement)
Index | Measure Description | Quantity (# units) | EUL (years) | Install Year | Original fuel | New fuel |  |  |  | Skip AR? | 1st Baseline period years | RUL yrs | Measure defined?
1 | Commercial packaged Heat Pump 12 EER--EXAMPLE | 1 | 15 | 2020 | natural gas + electricity | electricity |  |  |  | TRUE | 15 | 0 | TRUE
2 | Residential split Heat Pump 15 SEER; 8.7 HSPF--EXAMPLE | 1 | 15 | 2020 | natural gas + electricity | electricity |  |  |  | TRUE | 15 | 0 | TRUE
3 | Residential 50 Gallons Heat Pump Domestic Water Heater--EXAMPLE | 1 | 10 | 2020 | natural gas | electricity |  |  |  | TRUE | 10 | 0 | TRUE
4 | Commercial Steam Cooker (Electric)--EXAMPLE | 1 | 12 | 2020 | natural gas | electricity |  |  |  | TRUE | 12 | 0 | TRUE
5 | [9 empty] | TRUE | 0 | 0 | FALSE
Fill out this block for all measures (including Normal Replacement and Accelerated Replacement)
| Annual usage of "first" baseline technology |  | Annual usage of measure technology
Index | Annual electric usage (kWh) | Annual fuel usage (Therms) | Annual electric usage (kWh) | Annual fuel usage (Therms) | [5 empty] | Have 1BL Usage kWh? | Have 1BL Usage Therms? | Null usage and null savings? | Null usage and null savings? | kWh Savings (1 BL) | Therm Savings (1 BL)
1 | 696.15 | 8.08 | 715.25 | 0 | [5 empty] | TRUE | TRUE | FALSE | FALSE | -19.1 | 8.08
2 | 514.02 | 59.98 | 878.64 | 0 | [5 empty] | TRUE | TRUE | FALSE | FALSE | -364.62 | 59.98
3 | 0 | 180.4865 | 1497.11 | 0 | [5 empty] | TRUE | TRUE | FALSE | FALSE | -1497.11 | 180.4865
4 | 0 | 2759.4 | 2245.6 | 0 | [5 empty] | TRUE | TRUE | FALSE | FALSE | -2245.6 | 2759.4
5 |  |  |  |  | Warning: Need to enter baseline and measure consumption |  |  |  |  | FALSE | FALSE | TRUE | TRUE | 0 | 0
Fill out this block for measures with Install Type = [AR], requiring Dual Baseline.
Annual usage of "second" baseline technology
Index | Measure Application Type | RUL of existing equipment (years) | Annual electric usage of the code baseline (kWh) | Annual gas usage of the code baseline (Therms) | [5 empty] | Have 1BL Usage kWh? | Have 1BL Usage Therms? | Null usage and null savings? | Null usage and null savings? | kWh Savings (1 BL) | Therm Savings (1 BL)
1 | NR | [8 empty] | FALSE | FALSE | TRUE | TRUE | 0 | 0
2 | NR | [8 empty] | FALSE | FALSE | TRUE | TRUE | 0 | 0
3 | NR | [8 empty] | FALSE | FALSE | TRUE | TRUE | 0 | 0
4 | NR | [8 empty] | FALSE | FALSE | TRUE | TRUE | 0 | 0
5 | [9 empty] | FALSE | FALSE | TRUE | TRUE | 0 | 0
Section 2. Fuel Substitution Test, Part One and Part Two
Section 2.2 supplemental information
| Section 2.1: Source Energy Savings Calculations |  | Section 2.2: CO2 Emission Savings |  | Section 2.3: Results |  | Electric | Gas
Index | Lifecycle Primary Energy Savings (MMBTU at generation source) | Test Pass/Fail | Lifecycle emissions savings Metric tCO2 | Test Pass/Fail | Conclusion of Fuel Substitution Test |  | Lifecycle emissions savings (Metric tCO2) | Lifecycle emissions savings (Metric tCO2) | Index | kWh Lifecycle Savings | Therm Savings | Original Fuel Units | Full Measure Savings (original fuel) | Test1 Pass? | Test2 Pass? | Eligible?
1 | 11.1827 | PASS | 0.59347 | PASS | Eligible |  | -0.049741 | 0.64321 | 1 | -286.5 | 121.2 | oops | #N/A | TRUE | TRUE | TRUE
2 | 72.0775 | PASS | 3.8252 | PASS | Eligible |  | -0.94956 | 4.7747 | 2 | -5469.3 | 899.7 | oops | #N/A | TRUE | TRUE | TRUE
3 | 128.029 | PASS | 6.7945 | PASS | Eligible |  | -2.7839 | 9.5785 | 3 | -14971.1 | 1804.8645 | therms | 1280.2904 | TRUE | TRUE | TRUE
4 | 3218.793 | PASS | 170.8225 | PASS | Eligible |  | -4.9083 | 175.7309 | 4 | -26947.2 | 33112.8 | therms | 32187.9302 | TRUE | TRUE | TRUE
5 | 0 | PASS | 0 | PASS | Eligible |  | 0 | 0 | 5 | 0 | 0 | oops | #N/A | TRUE | TRUE | TRUE
Section 3. EE Program Reporting for Savings Claims towards Program Goals
The following refer to (first year) annual energy savings.
Index | Full Energy Savings (MMBTU equivalent) | New Fuel Units | Full Energy Savings Claimed - kWh | Full Energy Savings Claimed - Therms | Reduced Goals for Original Fuel - kWh | Reduced Goals for Original Fuel - Therm |  |  | Index | kWh savings | Therm savings
1 | 0.74281 | kWh | 217.6419 | N/A | N/A | 7.4281 |  |  | 1 | -19.1 | 8.08
2 | 4.7536 | kWh | 1392.7782 | N/A | N/A | 47.5355 |  |  | 2 | -364.62 | 59.98
3 | 12.939 | kWh | 3791.0955 | N/A | N/A | 129.3901 |  |  | 3 | -1497.11 | 180.4865
4 | 268.2758 | kWh | 78604.0924 | N/A | N/A | 2682.7577 |  |  | 4 | -2245.6 | 2759.4
5 | 0 | #N/A | 0 | N/A | 0 | N/A |  |  | 5 | 0 | 0
Values to input into Cost-Effectiveness Tool
Index | NumUnits | UnitkWh1stBaseline | UnitTherm1stBaseline | UnitkWh2ndBaseline | UnitTherm2ndBaseline | EUL_Yrs | RUL_Yrs
1 | 1 | -19.1 | 8.08 | 0 | 0 | 15 | 0
2 | 1 | -364.62 | 59.98 | 0 | 0 | 15 | 0
3 | 1 | -1497.11 | 180.4865 | 0 | 0 | 10 | 0
4 | 1 | -2245.6 | 2759.4 | 0 | 0 | 12 | 0
5 | 0 | 0 | 0 | 0 | 0 | 0 | 0

## Fuel Sub Calcs-Deemed
[21 empty] | Calcs -> | [50 empty] | Hidden: background calcs <- | [15 empty] | Hidden: Program goals <- | [8 empty] | Hidden: Inputs to CET <-
[6 empty] | Cell color code |  |  | Please do not Cut-and-Paste cells or ranges.
Headings
Input cell
Requires attention
Ignored based on current inputs
Calculated cell
[73 empty] | Section 2. Fuel Substitution Test Part 1 and Part 2 | [7 empty] | Section 3. EE Program Reporting for Savings Claims towards Program Goals
Optional indexing info (paste from EAD tables) | [5 empty] | Section 1. EE Workpaper Measure Inputs | [15 empty] | These columns are reserved for hidden calculations.
[13 empty] | Fill out this block for measures with Install Type = [AR], requiring Dual Baseline. | [8 empty] | Fill out this block for all measures (including Normal Replacement and Accelerated Replacement) | [29 empty] | Project annual savings (Unit Energy Savings * Number of units) |  |  |  | Cumulative project savings over Nth baseline period |  |  |  | Primary (read "source fuel") energy intensity over Nth baseline period |  |  |  | Rearranging terms… Use these coefficients with your annual savings table for a quick check. |  |  |  | Emissions intensity | [12 empty] | The following refer to (first year) annual energy savings.
[7 empty] | Fill out this block for all measures (including Normal Replacement and Accelerated Replacement) | [7 empty] | Paste here values copied from ExAnteData workbook, table EnergyImpactExAnte | [6 empty] | Annual usage of "first" baseline technology |  | Annual usage of measure technology |  |  | Annual usage of "second" baseline technology | [46 empty] | Part 1: Lifecycle Savings of Primary Energy |  | Part 2: Lifecycle savings of CO2e emissions |  | Conclusion of Fuel Substitution Test | Electric | Gas | [9 empty] | Values to input into Cost-Effectiveness Tool
PA | EnergyImpactID | BldgType | BldgVint | BldgLoc | BldgHVAC | Index | Measure Description | Quantity (# units) | EUL (years) | Install Year | Original fuel | New fuel | Measure Application Type | RUL of existing equipment (years) | APreWBkWh Per-unit, measure savings over pre-existing, whole-building, kWh | APreWBkW Per-unit, measure savings over pre-existing, whole-building, kW (ignored) | APreWBtherm Per-unit, measure savings over pre-existing, whole-building, Therms | AStdWBkWh Per-unit, measure savings over standard, whole-building, kWh | AStdWBkW Per-unit, measure savings over standard, whole-building, kW (ignored) | AStdWBtherm Per-unit, measure savings over standard, whole-building, Therms |  | Annual electric usage (kWh) | Annual fuel usage (Therms) | Annual electric usage (kWh) | Annual fuel usage (Therms) | Warning messages | Annual electric usage of the code baseline (kWh) | Annual gas usage of the code baseline (Therms) | Warning messages | Skip AR? | 1st Baseline period years | 2nd Baseline period yrs | RUL yrs | Measure defined? | 1BL period | 2BL period | Have 1BL Usage kWh? | Have 1BL Usage Therms? | Null usage and null savings? | Null usage and null savings? | kWh Savings (1 BL) | Therm Savings (1 BL) | Have 2BL Usage kWh? | Have 2BL Usage Therms? | Null usage and null savings? | Null usage and null savings? | kWh Savings (2 BL) | Therm Savings (2 BL) | Test1 Pass? | Test2 Pass? | Eligible? | 1BL project annual kWh savings | 1BL project annual Therm savings | 2BL project annual kWh savings | 2BL project annual Therm savings | Project kWh savings over 1st BL period | Project therm savings over 1st BL period | Project kWh savings over 2nd BL period | Project therm savings over 2nd BL period | 1BL Primary energy intensity BTU per kWh | 1BL Primary energy intensity (BTU per therm) | 2BL Primary energy intensity BTU per kWh | 2BL Primary energy intensity (BTU per therm) | 1BL duration (yr) * Primary MMBTU per kWh | 1BL duration (yr) * Primary energy intensity (MMBTU per therm) | 2BL duration (yr) * Primary MMBTU per kWh | 2BL duration (yr) * Primary energy intensity (MMBTU per therm) | 1BL Metric Ton per kWh | 1BL Metric Ton per Therm | 2BL Metric Ton per kWh | 2BL Metric Ton per Therm |  | Index | Lifecycle Primary Energy Savings (MMBTU at generation source) | Test Pass/Fail | Lifecycle emissions savings Metric tCO2 | Test Pass/Fail |  | Lifecycle emissions savings (Metric tCO2) | Lifecycle emissions savings (Metric tCO2) | Index | Full Energy Savings (MMBTU equivalent) | New Fuel Units | Full Energy Savings Claimed - kWh | Full Energy Savings Claimed - Therms | Reduced Goals for Original Fuel - kWh | Reduced Goals for Original Fuel - Therm |  | Index | NumUnits | UnitkWh1stBaseline | UnitTherm1stBaseline | UnitkWh2ndBaseline | UnitTherm2ndBaseline | EUL_Yrs | RUL_Yrs
| RE-WtrHt-FuelSub-SmlStrg-HP-lte6kW-rep30G-MD-3.09UEF-50g | SFm | Ex | CZ01 | Any | 1 | SWWH025A | 1 | 10 | 2021 | natural gas | electricity | NR |  |  |  |  | -2030 |  | 222 |  | -2030 | 222 | 0 | 0 |  | 0 | 0 |  | TRUE | 10 | 0 | 0 | TRUE | 2021+10 | 2031+00 | TRUE | TRUE | FALSE | FALSE | -2030 | 222 | TRUE | TRUE | FALSE | FALSE | 0 | 0 | TRUE | TRUE | TRUE | -2030 | 222 | 0 | 0 | -20300 | 2220 | 0 | 0 | 3465.8282 | 100000 | #N/A | 100000 | 0.034658 | 1 | #N/A | 0 | 0.00018393 | 0.005307 | #N/A | 0.005307 |  | 1 | 151.6437 | PASS | 8.0478 | PASS | Eligible | -3.7338 | 11.7816 | 1 | 15.2716 | kWh | 4474.5415 | N/A | N/A | 152.7161 |  | 1 | 1 | -2030 | 222 | 0 | 0 | 10 | 0
| RE-WtrHt-FuelSub-SmlStrg-HP-lte6kW-rep30G-MD-3.09UEF-50g | SFm | Ex | CZ02 | Any | 2 | SWWH025A | 1 | 10 | 2021 | natural gas | electricity | NR |  |  |  |  | -1750 |  | 206 |  | -1750 | 206 | 0 | 0 |  | 0 | 0 |  | TRUE | 10 | 0 | 0 | TRUE | 2021+10 | 2031+00 | TRUE | TRUE | FALSE | FALSE | -1750 | 206 | TRUE | TRUE | FALSE | FALSE | 0 | 0 | TRUE | TRUE | TRUE | -1750 | 206 | 0 | 0 | -17500 | 2060 | 0 | 0 | 3465.8282 | 100000 | #N/A | 100000 | 0.034658 | 1 | #N/A | 0 | 0.00018393 | 0.005307 | #N/A | 0.005307 |  | 2 | 145.348 | PASS | 7.7137 | PASS | Eligible | -3.2188 | 10.9325 | 2 | 14.6273 | kWh | 4285.7457 | N/A | N/A | 146.2725 |  | 2 | 1 | -1750 | 206 | 0 | 0 | 10 | 0
| RE-WtrHt-FuelSub-SmlStrg-HP-lte6kW-rep30G-MD-3.09UEF-50g | SFm | Ex | CZ03 | Any | 3 | SWWH025A | 1 | 10 | 2021 | natural gas | electricity | NR |  |  |  |  | -1760 |  | 207 |  | -1760 | 207 | 0 | 0 |  | 0 | 0 |  | TRUE | 10 | 0 | 0 | TRUE | 2021+10 | 2031+00 | TRUE | TRUE | FALSE | FALSE | -1760 | 207 | TRUE | TRUE | FALSE | FALSE | 0 | 0 | TRUE | TRUE | TRUE | -1760 | 207 | 0 | 0 | -17600 | 2070 | 0 | 0 | 3465.8282 | 100000 | #N/A | 100000 | 0.034658 | 1 | #N/A | 0 | 0.00018393 | 0.005307 | #N/A | 0.005307 |  | 3 | 146.0014 | PASS | 7.7483 | PASS | Eligible | -3.2372 | 10.9856 | 3 | 14.6931 | kWh | 4305.0454 | N/A | N/A | 146.9312 |  | 3 | 1 | -1760 | 207 | 0 | 0 | 10 | 0
| RE-WtrHt-FuelSub-SmlStrg-HP-lte6kW-rep30G-MD-3.09UEF-50g | SFm | Ex | CZ04 | Any | 4 | SWWH025A | 1 | 10 | 2021 | natural gas | electricity | NR |  |  |  |  | -1660 |  | 200 |  | -1660 | 200 | 0 | 0 |  | 0 | 0 |  | TRUE | 10 | 0 | 0 | TRUE | 2021+10 | 2031+00 | TRUE | TRUE | FALSE | FALSE | -1660 | 200 | TRUE | TRUE | FALSE | FALSE | 0 | 0 | TRUE | TRUE | TRUE | -1660 | 200 | 0 | 0 | -16600 | 2000 | 0 | 0 | 3465.8282 | 100000 | #N/A | 100000 | 0.034658 | 1 | #N/A | 0 | 0.00018393 | 0.005307 | #N/A | 0.005307 |  | 4 | 142.4673 | PASS | 7.5608 | PASS | Eligible | -3.0533 | 10.6141 | 4 | 14.3344 | kWh | 4199.9473 | N/A | N/A | 143.3442 |  | 4 | 1 | -1660 | 200 | 0 | 0 | 10 | 0
| RE-WtrHt-FuelSub-SmlStrg-HP-lte6kW-rep30G-MD-3.09UEF-50g | SFm | Ex | CZ05 | Any | 5 | SWWH025A | 1 | 10 | 2021 | natural gas | electricity | NR |  |  |  |  | -1790 |  | 210 |  | -1790 | 210 | 0 | 0 |  | 0 | 0 |  | TRUE | 10 | 0 | 0 | TRUE | 2021+10 | 2031+00 | TRUE | TRUE | FALSE | FALSE | -1790 | 210 | TRUE | TRUE | FALSE | FALSE | 0 | 0 | TRUE | TRUE | TRUE | -1790 | 210 | 0 | 0 | -17900 | 2100 | 0 | 0 | 3465.8282 | 100000 | #N/A | 100000 | 0.034658 | 1 | #N/A | 0 | 0.00018393 | 0.005307 | #N/A | 0.005307 |  | 5 | 147.9617 | PASS | 7.8524 | PASS | Eligible | -3.2924 | 11.1448 | 5 | 14.8907 | kWh | 4362.9446 | N/A | N/A | 148.9073 |  | 5 | 1 | -1790 | 210 | 0 | 0 | 10 | 0
| RE-WtrHt-FuelSub-SmlStrg-HP-lte6kW-rep30G-MD-3.09UEF-50g | SFm | Ex | CZ06 | Any | 6 | SWWH025A | 1 | 10 | 2021 | natural gas | electricity | NR |  |  |  |  | -1550 |  | 195 |  | -1550 | 195 | 0 | 0 |  | 0 | 0 |  | TRUE | 10 | 0 | 0 | TRUE | 2021+10 | 2031+00 | TRUE | TRUE | FALSE | FALSE | -1550 | 195 | TRUE | TRUE | FALSE | FALSE | 0 | 0 | TRUE | TRUE | TRUE | -1550 | 195 | 0 | 0 | -15500 | 1950 | 0 | 0 | 3465.8282 | 100000 | #N/A | 100000 | 0.034658 | 1 | #N/A | 0 | 0.00018393 | 0.005307 | #N/A | 0.005307 |  | 6 | 141.2797 | PASS | 7.4978 | PASS | Eligible | -2.851 | 10.3487 | 6 | 14.2098 | kWh | 4163.4486 | N/A | N/A | 142.0985 |  | 6 | 1 | -1550 | 195 | 0 | 0 | 10 | 0
| RE-WtrHt-FuelSub-SmlStrg-HP-lte6kW-rep30G-MD-3.09UEF-50g | SFm | Ex | CZ07 | Any | 7 | SWWH025A | 1 | 10 | 2021 | natural gas | electricity | NR |  |  |  |  | -1510 |  | 192 |  | -1510 | 192 | 0 | 0 |  | 0 | 0 |  | TRUE | 10 | 0 | 0 | TRUE | 2021+10 | 2031+00 | TRUE | TRUE | FALSE | FALSE | -1510 | 192 | TRUE | TRUE | FALSE | FALSE | 0 | 0 | TRUE | TRUE | TRUE | -1510 | 192 | 0 | 0 | -15100 | 1920 | 0 | 0 | 3465.8282 | 100000 | #N/A | 100000 | 0.034658 | 1 | #N/A | 0 | 0.00018393 | 0.005307 | #N/A | 0.005307 |  | 7 | 139.666 | PASS | 7.4121 | PASS | Eligible | -2.7774 | 10.1895 | 7 | 14.0464 | kWh | 4115.5494 | N/A | N/A | 140.4637 |  | 7 | 1 | -1510 | 192 | 0 | 0 | 10 | 0
| RE-WtrHt-FuelSub-SmlStrg-HP-lte6kW-rep30G-MD-3.09UEF-50g | SFm | Ex | CZ08 | Any | 8 | SWWH025A | 1 | 10 | 2021 | natural gas | electricity | NR |  |  |  |  | -1470 |  | 189 |  | -1470 | 189 | 0 | 0 |  | 0 | 0 |  | TRUE | 10 | 0 | 0 | TRUE | 2021+10 | 2031+00 | TRUE | TRUE | FALSE | FALSE | -1470 | 189 | TRUE | TRUE | FALSE | FALSE | 0 | 0 | TRUE | TRUE | TRUE | -1470 | 189 | 0 | 0 | -14700 | 1890 | 0 | 0 | 3465.8282 | 100000 | #N/A | 100000 | 0.034658 | 1 | #N/A | 0 | 0.00018393 | 0.005307 | #N/A | 0.005307 |  | 8 | 138.0523 | PASS | 7.3265 | PASS | Eligible | -2.7038 | 10.0303 | 8 | 13.8829 | kWh | 4067.6502 | N/A | N/A | 138.8289 |  | 8 | 1 | -1470 | 189 | 0 | 0 | 10 | 0
| RE-WtrHt-FuelSub-SmlStrg-HP-lte6kW-rep30G-MD-3.09UEF-50g | SFm | Ex | CZ09 | Any | 9 | SWWH025A | 1 | 10 | 2021 | natural gas | electricity | NR |  |  |  |  | -1480 |  | 189 |  | -1480 | 189 | 0 | 0 |  | 0 | 0 |  | TRUE | 10 | 0 | 0 | TRUE | 2021+10 | 2031+00 | TRUE | TRUE | FALSE | FALSE | -1480 | 189 | TRUE | TRUE | FALSE | FALSE | 0 | 0 | TRUE | TRUE | TRUE | -1480 | 189 | 0 | 0 | -14800 | 1890 | 0 | 0 | 3465.8282 | 100000 | #N/A | 100000 | 0.034658 | 1 | #N/A | 0 | 0.00018393 | 0.005307 | #N/A | 0.005307 |  | 9 | 137.7057 | PASS | 7.3081 | PASS | Eligible | -2.7222 | 10.0303 | 9 | 13.8488 | kWh | 4057.6502 | N/A | N/A | 138.4876 |  | 9 | 1 | -1480 | 189 | 0 | 0 | 10 | 0
| RE-WtrHt-FuelSub-SmlStrg-HP-lte6kW-rep30G-MD-3.09UEF-50g | SFm | Ex | CZ10 | Any | 10 | SWWH025A | 1 | 10 | 2021 | natural gas | electricity | NR |  |  |  |  | -1470 |  | 188 |  | -1470 | 188 | 0 | 0 |  | 0 | 0 |  | TRUE | 10 | 0 | 0 | TRUE | 2021+10 | 2031+00 | TRUE | TRUE | FALSE | FALSE | -1470 | 188 | TRUE | TRUE | FALSE | FALSE | 0 | 0 | TRUE | TRUE | TRUE | -1470 | 188 | 0 | 0 | -14700 | 1880 | 0 | 0 | 3465.8282 | 100000 | #N/A | 100000 | 0.034658 | 1 | #N/A | 0 | 0.00018393 | 0.005307 | #N/A | 0.005307 |  | 10 | 137.0523 | PASS | 7.2734 | PASS | Eligible | -2.7038 | 9.9772 | 10 | 13.7829 | kWh | 4038.3504 | N/A | N/A | 137.8289 |  | 10 | 1 | -1470 | 188 | 0 | 0 | 10 | 0
| RE-WtrHt-FuelSub-SmlStrg-HP-lte6kW-rep30G-MD-3.09UEF-50g | SFm | Ex | CZ11 | Any | 11 | SWWH025A | 1 | 10 | 2021 | natural gas | electricity | NR |  |  |  |  | -1560 |  | 191 |  | -1560 | 191 | 0 | 0 |  | 0 | 0 |  | TRUE | 10 | 0 | 0 | TRUE | 2021+10 | 2031+00 | TRUE | TRUE | FALSE | FALSE | -1560 | 191 | TRUE | TRUE | FALSE | FALSE | 0 | 0 | TRUE | TRUE | TRUE | -1560 | 191 | 0 | 0 | -15600 | 1910 | 0 | 0 | 3465.8282 | 100000 | #N/A | 100000 | 0.034658 | 1 | #N/A | 0 | 0.00018393 | 0.005307 | #N/A | 0.005307 |  | 11 | 136.9331 | PASS | 7.2671 | PASS | Eligible | -2.8694 | 10.1364 | 11 | 13.7757 | kWh | 4036.2496 | N/A | N/A | 137.7572 |  | 11 | 1 | -1560 | 191 | 0 | 0 | 10 | 0
| RE-WtrHt-FuelSub-SmlStrg-HP-lte6kW-rep30G-MD-3.09UEF-50g | SFm | Ex | CZ12 | Any | 12 | SWWH025A | 1 | 10 | 2021 | natural gas | electricity | NR |  |  |  |  | -1630 |  | 197 |  | -1630 | 197 | 0 | 0 |  | 0 | 0 |  | TRUE | 10 | 0 | 0 | TRUE | 2021+10 | 2031+00 | TRUE | TRUE | FALSE | FALSE | -1630 | 197 | TRUE | TRUE | FALSE | FALSE | 0 | 0 | TRUE | TRUE | TRUE | -1630 | 197 | 0 | 0 | -16300 | 1970 | 0 | 0 | 3465.8282 | 100000 | #N/A | 100000 | 0.034658 | 1 | #N/A | 0 | 0.00018393 | 0.005307 | #N/A | 0.005307 |  | 12 | 140.507 | PASS | 7.4568 | PASS | Eligible | -2.9981 | 10.4549 | 12 | 14.1368 | kWh | 4142.0481 | N/A | N/A | 141.3681 |  | 12 | 1 | -1630 | 197 | 0 | 0 | 10 | 0
| RE-WtrHt-FuelSub-SmlStrg-HP-lte6kW-rep30G-MD-3.09UEF-50g | SFm | Ex | CZ13 | Any | 13 | SWWH025A | 1 | 10 | 2021 | natural gas | electricity | NR |  |  |  |  | -1520 |  | 189 |  | -1520 | 189 | 0 | 0 |  | 0 | 0 |  | TRUE | 10 | 0 | 0 | TRUE | 2021+10 | 2031+00 | TRUE | TRUE | FALSE | FALSE | -1520 | 189 | TRUE | TRUE | FALSE | FALSE | 0 | 0 | TRUE | TRUE | TRUE | -1520 | 189 | 0 | 0 | -15200 | 1890 | 0 | 0 | 3465.8282 | 100000 | #N/A | 100000 | 0.034658 | 1 | #N/A | 0 | 0.00018393 | 0.005307 | #N/A | 0.005307 |  | 13 | 136.3194 | PASS | 7.2345 | PASS | Eligible | -2.7958 | 10.0303 | 13 | 13.7122 | kWh | 4017.6502 | N/A | N/A | 137.1224 |  | 13 | 1 | -1520 | 189 | 0 | 0 | 10 | 0
| RE-WtrHt-FuelSub-SmlStrg-HP-lte6kW-rep30G-MD-3.09UEF-50g | SFm | Ex | CZ14 | Any | 14 | SWWH025A | 1 | 10 | 2021 | natural gas | electricity | NR |  |  |  |  | -1590 |  | 192 |  | -1590 | 192 | 0 | 0 |  | 0 | 0 |  | TRUE | 10 | 0 | 0 | TRUE | 2021+10 | 2031+00 | TRUE | TRUE | FALSE | FALSE | -1590 | 192 | TRUE | TRUE | FALSE | FALSE | 0 | 0 | TRUE | TRUE | TRUE | -1590 | 192 | 0 | 0 | -15900 | 1920 | 0 | 0 | 3465.8282 | 100000 | #N/A | 100000 | 0.034658 | 1 | #N/A | 0 | 0.00018393 | 0.005307 | #N/A | 0.005307 |  | 14 | 136.8933 | PASS | 7.265 | PASS | Eligible | -2.9245 | 10.1895 | 14 | 13.7733 | kWh | 4035.5494 | N/A | N/A | 137.7333 |  | 14 | 1 | -1590 | 192 | 0 | 0 | 10 | 0
| RE-WtrHt-FuelSub-SmlStrg-HP-lte6kW-rep30G-MD-3.09UEF-50g | SFm | Ex | CZ15 | Any | 15 | SWWH025A | 1 | 10 | 2021 | natural gas | electricity | NR |  |  |  |  | -1120 |  | 159 |  | -1120 | 159 | 0 | 0 |  | 0 | 0 |  | TRUE | 10 | 0 | 0 | TRUE | 2021+10 | 2031+00 | TRUE | TRUE | FALSE | FALSE | -1120 | 159 | TRUE | TRUE | FALSE | FALSE | 0 | 0 | TRUE | TRUE | TRUE | -1120 | 159 | 0 | 0 | -11200 | 1590 | 0 | 0 | 3465.8282 | 100000 | #N/A | 100000 | 0.034658 | 1 | #N/A | 0 | 0.00018393 | 0.005307 | #N/A | 0.005307 |  | 15 | 120.1827 | PASS | 6.3781 | PASS | Eligible | -2.06 | 8.4382 | 15 | 12.0774 | kWh | 3538.6581 | N/A | N/A | 120.7744 |  | 15 | 1 | -1120 | 159 | 0 | 0 | 10 | 0
| RE-WtrHt-FuelSub-SmlStrg-HP-lte6kW-rep30G-MD-3.09UEF-50g | SFm | Ex | CZ16 | Any | 16 | SWWH025A | 1 | 10 | 2021 | natural gas | electricity | NR |  |  |  |  | -2250 |  | 220 |  | -2250 | 220 | 0 | 0 |  | 0 | 0 |  | TRUE | 10 | 0 | 0 | TRUE | 2021+10 | 2031+00 | TRUE | TRUE | FALSE | FALSE | -2250 | 220 | TRUE | TRUE | FALSE | FALSE | 0 | 0 | TRUE | TRUE | TRUE | -2250 | 220 | 0 | 0 | -22500 | 2200 | 0 | 0 | 3465.8282 | 100000 | #N/A | 100000 | 0.034658 | 1 | #N/A | 0 | 0.00018393 | 0.005307 | #N/A | 0.005307 |  | 16 | 142.0189 | PASS | 7.537 | PASS | Eligible | -4.1385 | 11.6755 | 16 | 14.3208 | kWh | 4195.942 | N/A | N/A | 143.2075 |  | 16 | 1 | -2250 | 220 | 0 | 0 | 10 | 0
| RE-WtrHt-FuelSub-SmlStrg-HP-lte6kW-rep30G-MD-3.09UEF-50g | MFm | Ex | CZ01 | Any | 17 | SWWH025A | 1 | 10 | 2021 | natural gas | electricity | NR |  |  |  |  | -1330 |  | 182 |  | -1330 | 182 | 0 | 0 |  | 0 | 0 |  | TRUE | 10 | 0 | 0 | TRUE | 2021+10 | 2031+00 | TRUE | TRUE | FALSE | FALSE | -1330 | 182 | TRUE | TRUE | FALSE | FALSE | 0 | 0 | TRUE | TRUE | TRUE | -1330 | 182 | 0 | 0 | -13300 | 1820 | 0 | 0 | 3465.8282 | 100000 | #N/A | 100000 | 0.034658 | 1 | #N/A | 0 | 0.00018393 | 0.005307 | #N/A | 0.005307 |  | 17 | 135.9045 | PASS | 7.2125 | PASS | Eligible | -2.4463 | 9.6588 | 17 | 13.6607 | kWh | 4002.552 | N/A | N/A | 136.6071 |  | 17 | 1 | -1330 | 182 | 0 | 0 | 10 | 0
| RE-WtrHt-FuelSub-SmlStrg-HP-lte6kW-rep30G-MD-3.09UEF-50g | MFm | Ex | CZ02 | Any | 18 | SWWH025A | 1 | 10 | 2021 | natural gas | electricity | NR |  |  |  |  | -1230 |  | 172 |  | -1230 | 172 | 0 | 0 |  | 0 | 0 |  | TRUE | 10 | 0 | 0 | TRUE | 2021+10 | 2031+00 | TRUE | TRUE | FALSE | FALSE | -1230 | 172 | TRUE | TRUE | FALSE | FALSE | 0 | 0 | TRUE | TRUE | TRUE | -1230 | 172 | 0 | 0 | -12300 | 1720 | 0 | 0 | 3465.8282 | 100000 | #N/A | 100000 | 0.034658 | 1 | #N/A | 0 | 0.00018393 | 0.005307 | #N/A | 0.005307 |  | 18 | 129.3703 | PASS | 6.8657 | PASS | Eligible | -2.2624 | 9.1281 | 18 | 13.002 | kWh | 3809.5546 | N/A | N/A | 130.0201 |  | 18 | 1 | -1230 | 172 | 0 | 0 | 10 | 0
| RE-WtrHt-FuelSub-SmlStrg-HP-lte6kW-rep30G-MD-3.09UEF-50g | MFm | Ex | CZ03 | Any | 19 | SWWH025A | 1 | 10 | 2021 | natural gas | electricity | NR |  |  |  |  | -1220 |  | 172 |  | -1220 | 172 | 0 | 0 |  | 0 | 0 |  | TRUE | 10 | 0 | 0 | TRUE | 2021+10 | 2031+00 | TRUE | TRUE | FALSE | FALSE | -1220 | 172 | TRUE | TRUE | FALSE | FALSE | 0 | 0 | TRUE | TRUE | TRUE | -1220 | 172 | 0 | 0 | -12200 | 1720 | 0 | 0 | 3465.8282 | 100000 | #N/A | 100000 | 0.034658 | 1 | #N/A | 0 | 0.00018393 | 0.005307 | #N/A | 0.005307 |  | 19 | 129.7169 | PASS | 6.8841 | PASS | Eligible | -2.244 | 9.1281 | 19 | 13.0361 | kWh | 3819.5546 | N/A | N/A | 130.3614 |  | 19 | 1 | -1220 | 172 | 0 | 0 | 10 | 0
| RE-WtrHt-FuelSub-SmlStrg-HP-lte6kW-rep30G-MD-3.09UEF-50g | MFm | Ex | CZ04 | Any | 20 | SWWH025A | 1 | 10 | 2021 | natural gas | electricity | NR |  |  |  |  | -1190 |  | 168 |  | -1190 | 168 | 0 | 0 |  | 0 | 0 |  | TRUE | 10 | 0 | 0 | TRUE | 2021+10 | 2031+00 | TRUE | TRUE | FALSE | FALSE | -1190 | 168 | TRUE | TRUE | FALSE | FALSE | 0 | 0 | TRUE | TRUE | TRUE | -1190 | 168 | 0 | 0 | -11900 | 1680 | 0 | 0 | 3465.8282 | 100000 | #N/A | 100000 | 0.034658 | 1 | #N/A | 0 | 0.00018393 | 0.005307 | #N/A | 0.005307 |  | 20 | 126.7566 | PASS | 6.727 | PASS | Eligible | -2.1888 | 8.9158 | 20 | 12.7385 | kWh | 3732.3557 | N/A | N/A | 127.3853 |  | 20 | 1 | -1190 | 168 | 0 | 0 | 10 | 0
| RE-WtrHt-FuelSub-SmlStrg-HP-lte6kW-rep30G-MD-3.09UEF-50g | MFm | Ex | CZ05 | Any | 21 | SWWH025A | 1 | 10 | 2021 | natural gas | electricity | NR |  |  |  |  | -1230 |  | 174 |  | -1230 | 174 | 0 | 0 |  | 0 | 0 |  | TRUE | 10 | 0 | 0 | TRUE | 2021+10 | 2031+00 | TRUE | TRUE | FALSE | FALSE | -1230 | 174 | TRUE | TRUE | FALSE | FALSE | 0 | 0 | TRUE | TRUE | TRUE | -1230 | 174 | 0 | 0 | -12300 | 1740 | 0 | 0 | 3465.8282 | 100000 | #N/A | 100000 | 0.034658 | 1 | #N/A | 0 | 0.00018393 | 0.005307 | #N/A | 0.005307 |  | 21 | 131.3703 | PASS | 6.9719 | PASS | Eligible | -2.2624 | 9.2342 | 21 | 13.202 | kWh | 3868.1541 | N/A | N/A | 132.0201 |  | 21 | 1 | -1230 | 174 | 0 | 0 | 10 | 0
| RE-WtrHt-FuelSub-SmlStrg-HP-lte6kW-rep30G-MD-3.09UEF-50g | MFm | Ex | CZ06 | Any | 22 | SWWH025A | 1 | 10 | 2021 | natural gas | electricity | NR |  |  |  |  | -1140 |  | 164 |  | -1140 | 164 | 0 | 0 |  | 0 | 0 |  | TRUE | 10 | 0 | 0 | TRUE | 2021+10 | 2031+00 | TRUE | TRUE | FALSE | FALSE | -1140 | 164 | TRUE | TRUE | FALSE | FALSE | 0 | 0 | TRUE | TRUE | TRUE | -1140 | 164 | 0 | 0 | -11400 | 1640 | 0 | 0 | 3465.8282 | 100000 | #N/A | 100000 | 0.034658 | 1 | #N/A | 0 | 0.00018393 | 0.005307 | #N/A | 0.005307 |  | 22 | 124.4896 | PASS | 6.6067 | PASS | Eligible | -2.0968 | 8.7035 | 22 | 12.5092 | kWh | 3665.1568 | N/A | N/A | 125.0918 |  | 22 | 1 | -1140 | 164 | 0 | 0 | 10 | 0
| RE-WtrHt-FuelSub-SmlStrg-HP-lte6kW-rep30G-MD-3.09UEF-50g | MFm | Ex | CZ07 | Any | 23 | SWWH025A | 1 | 10 | 2021 | natural gas | electricity | NR |  |  |  |  | -1120 |  | 162 |  | -1120 | 162 | 0 | 0 |  | 0 | 0 |  | TRUE | 10 | 0 | 0 | TRUE | 2021+10 | 2031+00 | TRUE | TRUE | FALSE | FALSE | -1120 | 162 | TRUE | TRUE | FALSE | FALSE | 0 | 0 | TRUE | TRUE | TRUE | -1120 | 162 | 0 | 0 | -11200 | 1620 | 0 | 0 | 3465.8282 | 100000 | #N/A | 100000 | 0.034658 | 1 | #N/A | 0 | 0.00018393 | 0.005307 | #N/A | 0.005307 |  | 23 | 123.1827 | PASS | 6.5374 | PASS | Eligible | -2.06 | 8.5974 | 23 | 12.3774 | kWh | 3626.5573 | N/A | N/A | 123.7744 |  | 23 | 1 | -1120 | 162 | 0 | 0 | 10 | 0
| RE-WtrHt-FuelSub-SmlStrg-HP-lte6kW-rep30G-MD-3.09UEF-50g | MFm | Ex | CZ08 | Any | 24 | SWWH025A | 1 | 10 | 2021 | natural gas | electricity | NR |  |  |  |  | -1110 |  | 160 |  | -1110 | 160 | 0 | 0 |  | 0 | 0 |  | TRUE | 10 | 0 | 0 | TRUE | 2021+10 | 2031+00 | TRUE | TRUE | FALSE | FALSE | -1110 | 160 | TRUE | TRUE | FALSE | FALSE | 0 | 0 | TRUE | TRUE | TRUE | -1110 | 160 | 0 | 0 | -11100 | 1600 | 0 | 0 | 3465.8282 | 100000 | #N/A | 100000 | 0.034658 | 1 | #N/A | 0 | 0.00018393 | 0.005307 | #N/A | 0.005307 |  | 24 | 121.5293 | PASS | 6.4496 | PASS | Eligible | -2.0417 | 8.4913 | 24 | 12.2116 | kWh | 3577.9578 | N/A | N/A | 122.1157 |  | 24 | 1 | -1110 | 160 | 0 | 0 | 10 | 0
| RE-WtrHt-FuelSub-SmlStrg-HP-lte6kW-rep30G-MD-3.09UEF-50g | MFm | Ex | CZ09 | Any | 25 | SWWH025A | 1 | 10 | 2021 | natural gas | electricity | NR |  |  |  |  | -1110 |  | 160 |  | -1110 | 160 | 0 | 0 |  | 0 | 0 |  | TRUE | 10 | 0 | 0 | TRUE | 2021+10 | 2031+00 | TRUE | TRUE | FALSE | FALSE | -1110 | 160 | TRUE | TRUE | FALSE | FALSE | 0 | 0 | TRUE | TRUE | TRUE | -1110 | 160 | 0 | 0 | -11100 | 1600 | 0 | 0 | 3465.8282 | 100000 | #N/A | 100000 | 0.034658 | 1 | #N/A | 0 | 0.00018393 | 0.005307 | #N/A | 0.005307 |  | 25 | 121.5293 | PASS | 6.4496 | PASS | Eligible | -2.0417 | 8.4913 | 25 | 12.2116 | kWh | 3577.9578 | N/A | N/A | 122.1157 |  | 25 | 1 | -1110 | 160 | 0 | 0 | 10 | 0
| RE-WtrHt-FuelSub-SmlStrg-HP-lte6kW-rep30G-MD-3.09UEF-50g | MFm | Ex | CZ10 | Any | 26 | SWWH025A | 1 | 10 | 2021 | natural gas | electricity | NR |  |  |  |  | -1110 |  | 160 |  | -1110 | 160 | 0 | 0 |  | 0 | 0 |  | TRUE | 10 | 0 | 0 | TRUE | 2021+10 | 2031+00 | TRUE | TRUE | FALSE | FALSE | -1110 | 160 | TRUE | TRUE | FALSE | FALSE | 0 | 0 | TRUE | TRUE | TRUE | -1110 | 160 | 0 | 0 | -11100 | 1600 | 0 | 0 | 3465.8282 | 100000 | #N/A | 100000 | 0.034658 | 1 | #N/A | 0 | 0.00018393 | 0.005307 | #N/A | 0.005307 |  | 26 | 121.5293 | PASS | 6.4496 | PASS | Eligible | -2.0417 | 8.4913 | 26 | 12.2116 | kWh | 3577.9578 | N/A | N/A | 122.1157 |  | 26 | 1 | -1110 | 160 | 0 | 0 | 10 | 0
| RE-WtrHt-FuelSub-SmlStrg-HP-lte6kW-rep30G-MD-3.09UEF-50g | MFm | Ex | CZ11 | Any | 27 | SWWH025A | 1 | 10 | 2021 | natural gas | electricity | NR |  |  |  |  | -1140 |  | 162 |  | -1140 | 162 | 0 | 0 |  | 0 | 0 |  | TRUE | 10 | 0 | 0 | TRUE | 2021+10 | 2031+00 | TRUE | TRUE | FALSE | FALSE | -1140 | 162 | TRUE | TRUE | FALSE | FALSE | 0 | 0 | TRUE | TRUE | TRUE | -1140 | 162 | 0 | 0 | -11400 | 1620 | 0 | 0 | 3465.8282 | 100000 | #N/A | 100000 | 0.034658 | 1 | #N/A | 0 | 0.00018393 | 0.005307 | #N/A | 0.005307 |  | 27 | 122.4896 | PASS | 6.5006 | PASS | Eligible | -2.0968 | 8.5974 | 27 | 12.3092 | kWh | 3606.5573 | N/A | N/A | 123.0918 |  | 27 | 1 | -1140 | 162 | 0 | 0 | 10 | 0
| RE-WtrHt-FuelSub-SmlStrg-HP-lte6kW-rep30G-MD-3.09UEF-50g | MFm | Ex | CZ12 | Any | 28 | SWWH025A | 1 | 10 | 2021 | natural gas | electricity | NR |  |  |  |  | -1180 |  | 166 |  | -1180 | 166 | 0 | 0 |  | 0 | 0 |  | TRUE | 10 | 0 | 0 | TRUE | 2021+10 | 2031+00 | TRUE | TRUE | FALSE | FALSE | -1180 | 166 | TRUE | TRUE | FALSE | FALSE | 0 | 0 | TRUE | TRUE | TRUE | -1180 | 166 | 0 | 0 | -11800 | 1660 | 0 | 0 | 3465.8282 | 100000 | #N/A | 100000 | 0.034658 | 1 | #N/A | 0 | 0.00018393 | 0.005307 | #N/A | 0.005307 |  | 28 | 125.1032 | PASS | 6.6393 | PASS | Eligible | -2.1704 | 8.8097 | 28 | 12.5727 | kWh | 3683.7562 | N/A | N/A | 125.7266 |  | 28 | 1 | -1180 | 166 | 0 | 0 | 10 | 0
| RE-WtrHt-FuelSub-SmlStrg-HP-lte6kW-rep30G-MD-3.09UEF-50g | MFm | Ex | CZ13 | Any | 29 | SWWH025A | 1 | 10 | 2021 | natural gas | electricity | NR |  |  |  |  | -1120 |  | 161 |  | -1120 | 161 | 0 | 0 |  | 0 | 0 |  | TRUE | 10 | 0 | 0 | TRUE | 2021+10 | 2031+00 | TRUE | TRUE | FALSE | FALSE | -1120 | 161 | TRUE | TRUE | FALSE | FALSE | 0 | 0 | TRUE | TRUE | TRUE | -1120 | 161 | 0 | 0 | -11200 | 1610 | 0 | 0 | 3465.8282 | 100000 | #N/A | 100000 | 0.034658 | 1 | #N/A | 0 | 0.00018393 | 0.005307 | #N/A | 0.005307 |  | 29 | 122.1827 | PASS | 6.4843 | PASS | Eligible | -2.06 | 8.5443 | 29 | 12.2774 | kWh | 3597.2575 | N/A | N/A | 122.7744 |  | 29 | 1 | -1120 | 161 | 0 | 0 | 10 | 0
| RE-WtrHt-FuelSub-SmlStrg-HP-lte6kW-rep30G-MD-3.09UEF-50g | MFm | Ex | CZ14 | Any | 30 | SWWH025A | 1 | 10 | 2021 | natural gas | electricity | NR |  |  |  |  | -1140 |  | 163 |  | -1140 | 163 | 0 | 0 |  | 0 | 0 |  | TRUE | 10 | 0 | 0 | TRUE | 2021+10 | 2031+00 | TRUE | TRUE | FALSE | FALSE | -1140 | 163 | TRUE | TRUE | FALSE | FALSE | 0 | 0 | TRUE | TRUE | TRUE | -1140 | 163 | 0 | 0 | -11400 | 1630 | 0 | 0 | 3465.8282 | 100000 | #N/A | 100000 | 0.034658 | 1 | #N/A | 0 | 0.00018393 | 0.005307 | #N/A | 0.005307 |  | 30 | 123.4896 | PASS | 6.5536 | PASS | Eligible | -2.0968 | 8.6505 | 30 | 12.4092 | kWh | 3635.857 | N/A | N/A | 124.0918 |  | 30 | 1 | -1140 | 163 | 0 | 0 | 10 | 0
| RE-WtrHt-FuelSub-SmlStrg-HP-lte6kW-rep30G-MD-3.09UEF-50g | MFm | Ex | CZ15 | Any | 31 | SWWH025A | 1 | 10 | 2021 | natural gas | electricity | NR |  |  |  |  | -935 |  | 141 |  | -935 | 141 | 0 | 0 |  | 0 | 0 |  | TRUE | 10 | 0 | 0 | TRUE | 2021+10 | 2031+00 | TRUE | TRUE | FALSE | FALSE | -935 | 141 | TRUE | TRUE | FALSE | FALSE | 0 | 0 | TRUE | TRUE | TRUE | -935 | 141 | 0 | 0 | -9350 | 1410 | 0 | 0 | 3465.8282 | 100000 | #N/A | 100000 | 0.034658 | 1 | #N/A | 0 | 0.00018393 | 0.005307 | #N/A | 0.005307 |  | 31 | 108.5945 | PASS | 5.7632 | PASS | Eligible | -1.7198 | 7.4829 | 31 | 10.9088 | kWh | 3196.2628 | N/A | N/A | 109.0884 |  | 31 | 1 | -935 | 141 | 0 | 0 | 10 | 0
| RE-WtrHt-FuelSub-SmlStrg-HP-lte6kW-rep30G-MD-3.09UEF-50g | MFm | Ex | CZ16 | Any | 32 | SWWH025A | 1 | 10 | 2021 | natural gas | electricity | NR |  |  |  |  | -1320 |  | 181 |  | -1320 | 181 | 0 | 0 |  | 0 | 0 |  | TRUE | 10 | 0 | 0 | TRUE | 2021+10 | 2031+00 | TRUE | TRUE | FALSE | FALSE | -1320 | 181 | TRUE | TRUE | FALSE | FALSE | 0 | 0 | TRUE | TRUE | TRUE | -1320 | 181 | 0 | 0 | -13200 | 1810 | 0 | 0 | 3465.8282 | 100000 | #N/A | 100000 | 0.034658 | 1 | #N/A | 0 | 0.00018393 | 0.005307 | #N/A | 0.005307 |  | 32 | 135.2511 | PASS | 7.1778 | PASS | Eligible | -2.4279 | 9.6057 | 32 | 13.5948 | kWh | 3983.2523 | N/A | N/A | 135.9484 |  | 32 | 1 | -1320 | 181 | 0 | 0 | 10 | 0
| RE-WtrHt-FuelSub-SmlStrg-HP-lte6kW-rep30G-MD-3.09UEF-50g | DMo | Ex | CZ01 | Any | 33 | SWWH025A | 1 | 10 | 2021 | natural gas | electricity | NR |  |  |  |  | -1890 |  | 201 |  | -1890 | 201 | 0 | 0 |  | 0 | 0 |  | TRUE | 10 | 0 | 0 | TRUE | 2021+10 | 2031+00 | TRUE | TRUE | FALSE | FALSE | -1890 | 201 | TRUE | TRUE | FALSE | FALSE | 0 | 0 | TRUE | TRUE | TRUE | -1890 | 201 | 0 | 0 | -18900 | 2010 | 0 | 0 | 3465.8282 | 100000 | #N/A | 100000 | 0.034658 | 1 | #N/A | 0 | 0.00018393 | 0.005307 | #N/A | 0.005307 |  | 33 | 135.4958 | PASS | 7.1908 | PASS | Eligible | -3.4763 | 10.6671 | 33 | 13.6494 | kWh | 3999.247 | N/A | N/A | 136.4943 |  | 33 | 1 | -1890 | 201 | 0 | 0 | 10 | 0
| RE-WtrHt-FuelSub-SmlStrg-HP-lte6kW-rep30G-MD-3.09UEF-50g | DMo | Ex | CZ02 | Any | 34 | SWWH025A | 1 | 10 | 2021 | natural gas | electricity | NR |  |  |  |  | -1650 |  | 187 |  | -1650 | 187 | 0 | 0 |  | 0 | 0 |  | TRUE | 10 | 0 | 0 | TRUE | 2021+10 | 2031+00 | TRUE | TRUE | FALSE | FALSE | -1650 | 187 | TRUE | TRUE | FALSE | FALSE | 0 | 0 | TRUE | TRUE | TRUE | -1650 | 187 | 0 | 0 | -16500 | 1870 | 0 | 0 | 3465.8282 | 100000 | #N/A | 100000 | 0.034658 | 1 | #N/A | 0 | 0.00018393 | 0.005307 | #N/A | 0.005307 |  | 34 | 129.8138 | PASS | 6.8893 | PASS | Eligible | -3.0349 | 9.9242 | 34 | 13.0686 | kWh | 3829.0507 | N/A | N/A | 130.6855 |  | 34 | 1 | -1650 | 187 | 0 | 0 | 10 | 0
| RE-WtrHt-FuelSub-SmlStrg-HP-lte6kW-rep30G-MD-3.09UEF-50g | DMo | Ex | CZ03 | Any | 35 | SWWH025A | 1 | 10 | 2021 | natural gas | electricity | NR |  |  |  |  | -1600 |  | 187 |  | -1600 | 187 | 0 | 0 |  | 0 | 0 |  | TRUE | 10 | 0 | 0 | TRUE | 2021+10 | 2031+00 | TRUE | TRUE | FALSE | FALSE | -1600 | 187 | TRUE | TRUE | FALSE | FALSE | 0 | 0 | TRUE | TRUE | TRUE | -1600 | 187 | 0 | 0 | -16000 | 1870 | 0 | 0 | 3465.8282 | 100000 | #N/A | 100000 | 0.034658 | 1 | #N/A | 0 | 0.00018393 | 0.005307 | #N/A | 0.005307 |  | 35 | 131.5467 | PASS | 6.9812 | PASS | Eligible | -2.9429 | 9.9242 | 35 | 13.2392 | kWh | 3879.0507 | N/A | N/A | 132.392 |  | 35 | 1 | -1600 | 187 | 0 | 0 | 10 | 0
| RE-WtrHt-FuelSub-SmlStrg-HP-lte6kW-rep30G-MD-3.09UEF-50g | DMo | Ex | CZ04 | Any | 36 | SWWH025A | 1 | 10 | 2021 | natural gas | electricity | NR |  |  |  |  | -1530 |  | 182 |  | -1530 | 182 | 0 | 0 |  | 0 | 0 |  | TRUE | 10 | 0 | 0 | TRUE | 2021+10 | 2031+00 | TRUE | TRUE | FALSE | FALSE | -1530 | 182 | TRUE | TRUE | FALSE | FALSE | 0 | 0 | TRUE | TRUE | TRUE | -1530 | 182 | 0 | 0 | -15300 | 1820 | 0 | 0 | 3465.8282 | 100000 | #N/A | 100000 | 0.034658 | 1 | #N/A | 0 | 0.00018393 | 0.005307 | #N/A | 0.005307 |  | 36 | 128.9728 | PASS | 6.8446 | PASS | Eligible | -2.8142 | 9.6588 | 36 | 12.9781 | kWh | 3802.552 | N/A | N/A | 129.7811 |  | 36 | 1 | -1530 | 182 | 0 | 0 | 10 | 0
| RE-WtrHt-FuelSub-SmlStrg-HP-lte6kW-rep30G-MD-3.09UEF-50g | DMo | Ex | CZ05 | Any | 37 | SWWH025A | 1 | 10 | 2021 | natural gas | electricity | NR |  |  |  |  | -1670 |  | 190 |  | -1670 | 190 | 0 | 0 |  | 0 | 0 |  | TRUE | 10 | 0 | 0 | TRUE | 2021+10 | 2031+00 | TRUE | TRUE | FALSE | FALSE | -1670 | 190 | TRUE | TRUE | FALSE | FALSE | 0 | 0 | TRUE | TRUE | TRUE | -1670 | 190 | 0 | 0 | -16700 | 1900 | 0 | 0 | 3465.8282 | 100000 | #N/A | 100000 | 0.034658 | 1 | #N/A | 0 | 0.00018393 | 0.005307 | #N/A | 0.005307 |  | 37 | 132.1207 | PASS | 7.0117 | PASS | Eligible | -3.0717 | 10.0834 | 37 | 13.3003 | kWh | 3896.9499 | N/A | N/A | 133.0029 |  | 37 | 1 | -1670 | 190 | 0 | 0 | 10 | 0
| RE-WtrHt-FuelSub-SmlStrg-HP-lte6kW-rep30G-MD-3.09UEF-50g | DMo | Ex | CZ06 | Any | 38 | SWWH025A | 1 | 10 | 2021 | natural gas | electricity | NR |  |  |  |  | -1410 |  | 176 |  | -1410 | 176 | 0 | 0 |  | 0 | 0 |  | TRUE | 10 | 0 | 0 | TRUE | 2021+10 | 2031+00 | TRUE | TRUE | FALSE | FALSE | -1410 | 176 | TRUE | TRUE | FALSE | FALSE | 0 | 0 | TRUE | TRUE | TRUE | -1410 | 176 | 0 | 0 | -14100 | 1760 | 0 | 0 | 3465.8282 | 100000 | #N/A | 100000 | 0.034658 | 1 | #N/A | 0 | 0.00018393 | 0.005307 | #N/A | 0.005307 |  | 38 | 127.1318 | PASS | 6.7469 | PASS | Eligible | -2.5935 | 9.3404 | 38 | 12.7877 | kWh | 3746.7536 | N/A | N/A | 127.8767 |  | 38 | 1 | -1410 | 176 | 0 | 0 | 10 | 0
| RE-WtrHt-FuelSub-SmlStrg-HP-lte6kW-rep30G-MD-3.09UEF-50g | DMo | Ex | CZ07 | Any | 39 | SWWH025A | 1 | 10 | 2021 | natural gas | electricity | NR |  |  |  |  | -1370 |  | 174 |  | -1370 | 174 | 0 | 0 |  | 0 | 0 |  | TRUE | 10 | 0 | 0 | TRUE | 2021+10 | 2031+00 | TRUE | TRUE | FALSE | FALSE | -1370 | 174 | TRUE | TRUE | FALSE | FALSE | 0 | 0 | TRUE | TRUE | TRUE | -1370 | 174 | 0 | 0 | -13700 | 1740 | 0 | 0 | 3465.8282 | 100000 | #N/A | 100000 | 0.034658 | 1 | #N/A | 0 | 0.00018393 | 0.005307 | #N/A | 0.005307 |  | 39 | 126.5182 | PASS | 6.7144 | PASS | Eligible | -2.5199 | 9.2342 | 39 | 12.7242 | kWh | 3728.1541 | N/A | N/A | 127.2419 |  | 39 | 1 | -1370 | 174 | 0 | 0 | 10 | 0
| RE-WtrHt-FuelSub-SmlStrg-HP-lte6kW-rep30G-MD-3.09UEF-50g | DMo | Ex | CZ08 | Any | 40 | SWWH025A | 1 | 10 | 2021 | natural gas | electricity | NR |  |  |  |  | -1350 |  | 172 |  | -1350 | 172 | 0 | 0 |  | 0 | 0 |  | TRUE | 10 | 0 | 0 | TRUE | 2021+10 | 2031+00 | TRUE | TRUE | FALSE | FALSE | -1350 | 172 | TRUE | TRUE | FALSE | FALSE | 0 | 0 | TRUE | TRUE | TRUE | -1350 | 172 | 0 | 0 | -13500 | 1720 | 0 | 0 | 3465.8282 | 100000 | #N/A | 100000 | 0.034658 | 1 | #N/A | 0 | 0.00018393 | 0.005307 | #N/A | 0.005307 |  | 40 | 125.2113 | PASS | 6.645 | PASS | Eligible | -2.4831 | 9.1281 | 40 | 12.5924 | kWh | 3689.5546 | N/A | N/A | 125.9245 |  | 40 | 1 | -1350 | 172 | 0 | 0 | 10 | 0
| RE-WtrHt-FuelSub-SmlStrg-HP-lte6kW-rep30G-MD-3.09UEF-50g | DMo | Ex | CZ09 | Any | 41 | SWWH025A | 1 | 10 | 2021 | natural gas | electricity | NR |  |  |  |  | -1360 |  | 171 |  | -1360 | 171 | 0 | 0 |  | 0 | 0 |  | TRUE | 10 | 0 | 0 | TRUE | 2021+10 | 2031+00 | TRUE | TRUE | FALSE | FALSE | -1360 | 171 | TRUE | TRUE | FALSE | FALSE | 0 | 0 | TRUE | TRUE | TRUE | -1360 | 171 | 0 | 0 | -13600 | 1710 | 0 | 0 | 3465.8282 | 100000 | #N/A | 100000 | 0.034658 | 1 | #N/A | 0 | 0.00018393 | 0.005307 | #N/A | 0.005307 |  | 41 | 123.8647 | PASS | 6.5735 | PASS | Eligible | -2.5015 | 9.075 | 41 | 12.4583 | kWh | 3650.2549 | N/A | N/A | 124.5832 |  | 41 | 1 | -1360 | 171 | 0 | 0 | 10 | 0
| RE-WtrHt-FuelSub-SmlStrg-HP-lte6kW-rep30G-MD-3.09UEF-50g | DMo | Ex | CZ10 | Any | 42 | SWWH025A | 1 | 10 | 2021 | natural gas | electricity | NR |  |  |  |  | -1360 |  | 171 |  | -1360 | 171 | 0 | 0 |  | 0 | 0 |  | TRUE | 10 | 0 | 0 | TRUE | 2021+10 | 2031+00 | TRUE | TRUE | FALSE | FALSE | -1360 | 171 | TRUE | TRUE | FALSE | FALSE | 0 | 0 | TRUE | TRUE | TRUE | -1360 | 171 | 0 | 0 | -13600 | 1710 | 0 | 0 | 3465.8282 | 100000 | #N/A | 100000 | 0.034658 | 1 | #N/A | 0 | 0.00018393 | 0.005307 | #N/A | 0.005307 |  | 42 | 123.8647 | PASS | 6.5735 | PASS | Eligible | -2.5015 | 9.075 | 42 | 12.4583 | kWh | 3650.2549 | N/A | N/A | 124.5832 |  | 42 | 1 | -1360 | 171 | 0 | 0 | 10 | 0
| RE-WtrHt-FuelSub-SmlStrg-HP-lte6kW-rep30G-MD-3.09UEF-50g | DMo | Ex | CZ11 | Any | 43 | SWWH025A | 1 | 10 | 2021 | natural gas | electricity | NR |  |  |  |  | -1470 |  | 173 |  | -1470 | 173 | 0 | 0 |  | 0 | 0 |  | TRUE | 10 | 0 | 0 | TRUE | 2021+10 | 2031+00 | TRUE | TRUE | FALSE | FALSE | -1470 | 173 | TRUE | TRUE | FALSE | FALSE | 0 | 0 | TRUE | TRUE | TRUE | -1470 | 173 | 0 | 0 | -14700 | 1730 | 0 | 0 | 3465.8282 | 100000 | #N/A | 100000 | 0.034658 | 1 | #N/A | 0 | 0.00018393 | 0.005307 | #N/A | 0.005307 |  | 43 | 122.0523 | PASS | 6.4774 | PASS | Eligible | -2.7038 | 9.1812 | 43 | 12.2829 | kWh | 3598.8544 | N/A | N/A | 122.8289 |  | 43 | 1 | -1470 | 173 | 0 | 0 | 10 | 0
| RE-WtrHt-FuelSub-SmlStrg-HP-lte6kW-rep30G-MD-3.09UEF-50g | DMo | Ex | CZ12 | Any | 44 | SWWH025A | 1 | 10 | 2021 | natural gas | electricity | NR |  |  |  |  | -1510 |  | 178 |  | -1510 | 178 | 0 | 0 |  | 0 | 0 |  | TRUE | 10 | 0 | 0 | TRUE | 2021+10 | 2031+00 | TRUE | TRUE | FALSE | FALSE | -1510 | 178 | TRUE | TRUE | FALSE | FALSE | 0 | 0 | TRUE | TRUE | TRUE | -1510 | 178 | 0 | 0 | -15100 | 1780 | 0 | 0 | 3465.8282 | 100000 | #N/A | 100000 | 0.034658 | 1 | #N/A | 0 | 0.00018393 | 0.005307 | #N/A | 0.005307 |  | 44 | 125.666 | PASS | 6.6691 | PASS | Eligible | -2.7774 | 9.4465 | 44 | 12.6464 | kWh | 3705.3531 | N/A | N/A | 126.4637 |  | 44 | 1 | -1510 | 178 | 0 | 0 | 10 | 0
| RE-WtrHt-FuelSub-SmlStrg-HP-lte6kW-rep30G-MD-3.09UEF-50g | DMo | Ex | CZ13 | Any | 45 | SWWH025A | 1 | 10 | 2021 | natural gas | electricity | NR |  |  |  |  | -1420 |  | 171 |  | -1420 | 171 | 0 | 0 |  | 0 | 0 |  | TRUE | 10 | 0 | 0 | TRUE | 2021+10 | 2031+00 | TRUE | TRUE | FALSE | FALSE | -1420 | 171 | TRUE | TRUE | FALSE | FALSE | 0 | 0 | TRUE | TRUE | TRUE | -1420 | 171 | 0 | 0 | -14200 | 1710 | 0 | 0 | 3465.8282 | 100000 | #N/A | 100000 | 0.034658 | 1 | #N/A | 0 | 0.00018393 | 0.005307 | #N/A | 0.005307 |  | 45 | 121.7852 | PASS | 6.4632 | PASS | Eligible | -2.6118 | 9.075 | 45 | 12.2535 | kWh | 3590.2549 | N/A | N/A | 122.5354 |  | 45 | 1 | -1420 | 171 | 0 | 0 | 10 | 0
| RE-WtrHt-FuelSub-SmlStrg-HP-lte6kW-rep30G-MD-3.09UEF-50g | DMo | Ex | CZ14 | Any | 46 | SWWH025A | 1 | 10 | 2021 | natural gas | electricity | NR |  |  |  |  | -1530 |  | 174 |  | -1530 | 174 | 0 | 0 |  | 0 | 0 |  | TRUE | 10 | 0 | 0 | TRUE | 2021+10 | 2031+00 | TRUE | TRUE | FALSE | FALSE | -1530 | 174 | TRUE | TRUE | FALSE | FALSE | 0 | 0 | TRUE | TRUE | TRUE | -1530 | 174 | 0 | 0 | -15300 | 1740 | 0 | 0 | 3465.8282 | 100000 | #N/A | 100000 | 0.034658 | 1 | #N/A | 0 | 0.00018393 | 0.005307 | #N/A | 0.005307 |  | 46 | 120.9728 | PASS | 6.4201 | PASS | Eligible | -2.8142 | 9.2342 | 46 | 12.1781 | kWh | 3568.1541 | N/A | N/A | 121.7811 |  | 46 | 1 | -1530 | 174 | 0 | 0 | 10 | 0
| RE-WtrHt-FuelSub-SmlStrg-HP-lte6kW-rep30G-MD-3.09UEF-50g | DMo | Ex | CZ15 | Any | 47 | SWWH025A | 1 | 10 | 2021 | natural gas | electricity | NR |  |  |  |  | -1030 |  | 144 |  | -1030 | 144 | 0 | 0 |  | 0 | 0 |  | TRUE | 10 | 0 | 0 | TRUE | 2021+10 | 2031+00 | TRUE | TRUE | FALSE | FALSE | -1030 | 144 | TRUE | TRUE | FALSE | FALSE | 0 | 0 | TRUE | TRUE | TRUE | -1030 | 144 | 0 | 0 | -10300 | 1440 | 0 | 0 | 3465.8282 | 100000 | #N/A | 100000 | 0.034658 | 1 | #N/A | 0 | 0.00018393 | 0.005307 | #N/A | 0.005307 |  | 47 | 108.302 | PASS | 5.7476 | PASS | Eligible | -1.8945 | 7.6421 | 47 | 10.8846 | kWh | 3189.162 | N/A | N/A | 108.8461 |  | 47 | 1 | -1030 | 144 | 0 | 0 | 10 | 0
| RE-WtrHt-FuelSub-SmlStrg-HP-lte6kW-rep30G-MD-3.09UEF-50g | DMo | Ex | CZ16 | Any | 48 | SWWH025A | 1 | 10 | 2021 | natural gas | electricity | NR |  |  |  |  | -2210 |  | 200 |  | -2210 | 200 | 0 | 0 |  | 0 | 0 |  | TRUE | 10 | 0 | 0 | TRUE | 2021+10 | 2031+00 | TRUE | TRUE | FALSE | FALSE | -2210 | 200 | TRUE | TRUE | FALSE | FALSE | 0 | 0 | TRUE | TRUE | TRUE | -2210 | 200 | 0 | 0 | -22100 | 2000 | 0 | 0 | 3465.8282 | 100000 | #N/A | 100000 | 0.034658 | 1 | #N/A | 0 | 0.00018393 | 0.005307 | #N/A | 0.005307 |  | 48 | 123.4052 | PASS | 6.5492 | PASS | Eligible | -4.0649 | 10.6141 | 48 | 12.4573 | kWh | 3649.9473 | N/A | N/A | 124.5727 |  | 48 | 1 | -2210 | 200 | 0 | 0 | 10 | 0
| RE-WtrHt-FuelSub-SmlStrg-HP-lte6kW-rep30G-MD-3p31UEF-50g | SFm | Ex | CZ01 | Any | 49 | SWWH025F | 1 | 10 | 2021 | natural gas | electricity | NR |  |  |  |  | -1880 |  | 222 |  | -1880 | 222 | 0 | 0 |  | 0 | 0 |  | TRUE | 10 | 0 | 0 | TRUE | 2021+10 | 2031+00 | TRUE | TRUE | FALSE | FALSE | -1880 | 222 | TRUE | TRUE | FALSE | FALSE | 0 | 0 | TRUE | TRUE | TRUE | -1880 | 222 | 0 | 0 | -18800 | 2220 | 0 | 0 | 3465.8282 | 100000 | #N/A | 100000 | 0.034658 | 1 | #N/A | 0 | 0.00018393 | 0.005307 | #N/A | 0.005307 |  | 49 | 156.8424 | PASS | 8.3237 | PASS | Eligible | -3.4579 | 11.7816 | 49 | 15.7836 | kWh | 4624.5415 | N/A | N/A | 157.8356 |  | 49 | 1 | -1880 | 222 | 0 | 0 | 10 | 0
| RE-WtrHt-FuelSub-SmlStrg-HP-lte6kW-rep30G-MD-3p31UEF-50g | SFm | Ex | CZ02 | Any | 50 | SWWH025F | 1 | 10 | 2021 | natural gas | electricity | NR |  |  |  |  | -1630 |  | 206 |  | -1630 | 206 | 0 | 0 |  | 0 | 0 |  | TRUE | 10 | 0 | 0 | TRUE | 2021+10 | 2031+00 | TRUE | TRUE | FALSE | FALSE | -1630 | 206 | TRUE | TRUE | FALSE | FALSE | 0 | 0 | TRUE | TRUE | TRUE | -1630 | 206 | 0 | 0 | -16300 | 2060 | 0 | 0 | 3465.8282 | 100000 | #N/A | 100000 | 0.034658 | 1 | #N/A | 0 | 0.00018393 | 0.005307 | #N/A | 0.005307 |  | 50 | 149.507 | PASS | 7.9344 | PASS | Eligible | -2.9981 | 10.9325 | 50 | 15.0368 | kWh | 4405.7457 | N/A | N/A | 150.3681 |  | 50 | 1 | -1630 | 206 | 0 | 0 | 10 | 0
| RE-WtrHt-FuelSub-SmlStrg-HP-lte6kW-rep30G-MD-3p31UEF-50g | SFm | Ex | CZ03 | Any | 51 | SWWH025F | 1 | 10 | 2021 | natural gas | electricity | NR |  |  |  |  | -1630 |  | 207 |  | -1630 | 207 | 0 | 0 |  | 0 | 0 |  | TRUE | 10 | 0 | 0 | TRUE | 2021+10 | 2031+00 | TRUE | TRUE | FALSE | FALSE | -1630 | 207 | TRUE | TRUE | FALSE | FALSE | 0 | 0 | TRUE | TRUE | TRUE | -1630 | 207 | 0 | 0 | -16300 | 2070 | 0 | 0 | 3465.8282 | 100000 | #N/A | 100000 | 0.034658 | 1 | #N/A | 0 | 0.00018393 | 0.005307 | #N/A | 0.005307 |  | 51 | 150.507 | PASS | 7.9875 | PASS | Eligible | -2.9981 | 10.9856 | 51 | 15.1368 | kWh | 4435.0454 | N/A | N/A | 151.3681 |  | 51 | 1 | -1630 | 207 | 0 | 0 | 10 | 0
| RE-WtrHt-FuelSub-SmlStrg-HP-lte6kW-rep30G-MD-3p31UEF-50g | SFm | Ex | CZ04 | Any | 52 | SWWH025F | 1 | 10 | 2021 | natural gas | electricity | NR |  |  |  |  | -1540 |  | 200 |  | -1540 | 200 | 0 | 0 |  | 0 | 0 |  | TRUE | 10 | 0 | 0 | TRUE | 2021+10 | 2031+00 | TRUE | TRUE | FALSE | FALSE | -1540 | 200 | TRUE | TRUE | FALSE | FALSE | 0 | 0 | TRUE | TRUE | TRUE | -1540 | 200 | 0 | 0 | -15400 | 2000 | 0 | 0 | 3465.8282 | 100000 | #N/A | 100000 | 0.034658 | 1 | #N/A | 0 | 0.00018393 | 0.005307 | #N/A | 0.005307 |  | 52 | 146.6262 | PASS | 7.7815 | PASS | Eligible | -2.8326 | 10.6141 | 52 | 14.744 | kWh | 4319.9473 | N/A | N/A | 147.4398 |  | 52 | 1 | -1540 | 200 | 0 | 0 | 10 | 0
| RE-WtrHt-FuelSub-SmlStrg-HP-lte6kW-rep30G-MD-3p31UEF-50g | SFm | Ex | CZ05 | Any | 53 | SWWH025F | 1 | 10 | 2021 | natural gas | electricity | NR |  |  |  |  | -1660 |  | 210 |  | -1660 | 210 | 0 | 0 |  | 0 | 0 |  | TRUE | 10 | 0 | 0 | TRUE | 2021+10 | 2031+00 | TRUE | TRUE | FALSE | FALSE | -1660 | 210 | TRUE | TRUE | FALSE | FALSE | 0 | 0 | TRUE | TRUE | TRUE | -1660 | 210 | 0 | 0 | -16600 | 2100 | 0 | 0 | 3465.8282 | 100000 | #N/A | 100000 | 0.034658 | 1 | #N/A | 0 | 0.00018393 | 0.005307 | #N/A | 0.005307 |  | 53 | 152.4673 | PASS | 8.0915 | PASS | Eligible | -3.0533 | 11.1448 | 53 | 15.3344 | kWh | 4492.9446 | N/A | N/A | 153.3442 |  | 53 | 1 | -1660 | 210 | 0 | 0 | 10 | 0
| RE-WtrHt-FuelSub-SmlStrg-HP-lte6kW-rep30G-MD-3p31UEF-50g | SFm | Ex | CZ06 | Any | 54 | SWWH025F | 1 | 10 | 2021 | natural gas | electricity | NR |  |  |  |  | -1440 |  | 195 |  | -1440 | 195 | 0 | 0 |  | 0 | 0 |  | TRUE | 10 | 0 | 0 | TRUE | 2021+10 | 2031+00 | TRUE | TRUE | FALSE | FALSE | -1440 | 195 | TRUE | TRUE | FALSE | FALSE | 0 | 0 | TRUE | TRUE | TRUE | -1440 | 195 | 0 | 0 | -14400 | 1950 | 0 | 0 | 3465.8282 | 100000 | #N/A | 100000 | 0.034658 | 1 | #N/A | 0 | 0.00018393 | 0.005307 | #N/A | 0.005307 |  | 54 | 145.0921 | PASS | 7.7001 | PASS | Eligible | -2.6486 | 10.3487 | 54 | 14.5853 | kWh | 4273.4486 | N/A | N/A | 145.8528 |  | 54 | 1 | -1440 | 195 | 0 | 0 | 10 | 0
| RE-WtrHt-FuelSub-SmlStrg-HP-lte6kW-rep30G-MD-3p31UEF-50g | SFm | Ex | CZ07 | Any | 55 | SWWH025F | 1 | 10 | 2021 | natural gas | electricity | NR |  |  |  |  | -1400 |  | 192 |  | -1400 | 192 | 0 | 0 |  | 0 | 0 |  | TRUE | 10 | 0 | 0 | TRUE | 2021+10 | 2031+00 | TRUE | TRUE | FALSE | FALSE | -1400 | 192 | TRUE | TRUE | FALSE | FALSE | 0 | 0 | TRUE | TRUE | TRUE | -1400 | 192 | 0 | 0 | -14000 | 1920 | 0 | 0 | 3465.8282 | 100000 | #N/A | 100000 | 0.034658 | 1 | #N/A | 0 | 0.00018393 | 0.005307 | #N/A | 0.005307 |  | 55 | 143.4784 | PASS | 7.6145 | PASS | Eligible | -2.5751 | 10.1895 | 55 | 14.4218 | kWh | 4225.5494 | N/A | N/A | 144.218 |  | 55 | 1 | -1400 | 192 | 0 | 0 | 10 | 0
| RE-WtrHt-FuelSub-SmlStrg-HP-lte6kW-rep30G-MD-3p31UEF-50g | SFm | Ex | CZ08 | Any | 56 | SWWH025F | 1 | 10 | 2021 | natural gas | electricity | NR |  |  |  |  | -1370 |  | 189 |  | -1370 | 189 | 0 | 0 |  | 0 | 0 |  | TRUE | 10 | 0 | 0 | TRUE | 2021+10 | 2031+00 | TRUE | TRUE | FALSE | FALSE | -1370 | 189 | TRUE | TRUE | FALSE | FALSE | 0 | 0 | TRUE | TRUE | TRUE | -1370 | 189 | 0 | 0 | -13700 | 1890 | 0 | 0 | 3465.8282 | 100000 | #N/A | 100000 | 0.034658 | 1 | #N/A | 0 | 0.00018393 | 0.005307 | #N/A | 0.005307 |  | 56 | 141.5182 | PASS | 7.5104 | PASS | Eligible | -2.5199 | 10.0303 | 56 | 14.2242 | kWh | 4167.6502 | N/A | N/A | 142.2419 |  | 56 | 1 | -1370 | 189 | 0 | 0 | 10 | 0
| RE-WtrHt-FuelSub-SmlStrg-HP-lte6kW-rep30G-MD-3p31UEF-50g | SFm | Ex | CZ09 | Any | 57 | SWWH025F | 1 | 10 | 2021 | natural gas | electricity | NR |  |  |  |  | -1370 |  | 189 |  | -1370 | 189 | 0 | 0 |  | 0 | 0 |  | TRUE | 10 | 0 | 0 | TRUE | 2021+10 | 2031+00 | TRUE | TRUE | FALSE | FALSE | -1370 | 189 | TRUE | TRUE | FALSE | FALSE | 0 | 0 | TRUE | TRUE | TRUE | -1370 | 189 | 0 | 0 | -13700 | 1890 | 0 | 0 | 3465.8282 | 100000 | #N/A | 100000 | 0.034658 | 1 | #N/A | 0 | 0.00018393 | 0.005307 | #N/A | 0.005307 |  | 57 | 141.5182 | PASS | 7.5104 | PASS | Eligible | -2.5199 | 10.0303 | 57 | 14.2242 | kWh | 4167.6502 | N/A | N/A | 142.2419 |  | 57 | 1 | -1370 | 189 | 0 | 0 | 10 | 0
| RE-WtrHt-FuelSub-SmlStrg-HP-lte6kW-rep30G-MD-3p31UEF-50g | SFm | Ex | CZ10 | Any | 58 | SWWH025F | 1 | 10 | 2021 | natural gas | electricity | NR |  |  |  |  | -1370 |  | 188 |  | -1370 | 188 | 0 | 0 |  | 0 | 0 |  | TRUE | 10 | 0 | 0 | TRUE | 2021+10 | 2031+00 | TRUE | TRUE | FALSE | FALSE | -1370 | 188 | TRUE | TRUE | FALSE | FALSE | 0 | 0 | TRUE | TRUE | TRUE | -1370 | 188 | 0 | 0 | -13700 | 1880 | 0 | 0 | 3465.8282 | 100000 | #N/A | 100000 | 0.034658 | 1 | #N/A | 0 | 0.00018393 | 0.005307 | #N/A | 0.005307 |  | 58 | 140.5182 | PASS | 7.4574 | PASS | Eligible | -2.5199 | 9.9772 | 58 | 14.1242 | kWh | 4138.3504 | N/A | N/A | 141.2419 |  | 58 | 1 | -1370 | 188 | 0 | 0 | 10 | 0
| RE-WtrHt-FuelSub-SmlStrg-HP-lte6kW-rep30G-MD-3p31UEF-50g | SFm | Ex | CZ11 | Any | 59 | SWWH025F | 1 | 10 | 2021 | natural gas | electricity | NR |  |  |  |  | -1450 |  | 191 |  | -1450 | 191 | 0 | 0 |  | 0 | 0 |  | TRUE | 10 | 0 | 0 | TRUE | 2021+10 | 2031+00 | TRUE | TRUE | FALSE | FALSE | -1450 | 191 | TRUE | TRUE | FALSE | FALSE | 0 | 0 | TRUE | TRUE | TRUE | -1450 | 191 | 0 | 0 | -14500 | 1910 | 0 | 0 | 3465.8282 | 100000 | #N/A | 100000 | 0.034658 | 1 | #N/A | 0 | 0.00018393 | 0.005307 | #N/A | 0.005307 |  | 59 | 140.7455 | PASS | 7.4694 | PASS | Eligible | -2.667 | 10.1364 | 59 | 14.1511 | kWh | 4146.2496 | N/A | N/A | 141.5115 |  | 59 | 1 | -1450 | 191 | 0 | 0 | 10 | 0
| RE-WtrHt-FuelSub-SmlStrg-HP-lte6kW-rep30G-MD-3p31UEF-50g | SFm | Ex | CZ12 | Any | 60 | SWWH025F | 1 | 10 | 2021 | natural gas | electricity | NR |  |  |  |  | -1510 |  | 197 |  | -1510 | 197 | 0 | 0 |  | 0 | 0 |  | TRUE | 10 | 0 | 0 | TRUE | 2021+10 | 2031+00 | TRUE | TRUE | FALSE | FALSE | -1510 | 197 | TRUE | TRUE | FALSE | FALSE | 0 | 0 | TRUE | TRUE | TRUE | -1510 | 197 | 0 | 0 | -15100 | 1970 | 0 | 0 | 3465.8282 | 100000 | #N/A | 100000 | 0.034658 | 1 | #N/A | 0 | 0.00018393 | 0.005307 | #N/A | 0.005307 |  | 60 | 144.666 | PASS | 7.6775 | PASS | Eligible | -2.7774 | 10.4549 | 60 | 14.5464 | kWh | 4262.0481 | N/A | N/A | 145.4637 |  | 60 | 1 | -1510 | 197 | 0 | 0 | 10 | 0
| RE-WtrHt-FuelSub-SmlStrg-HP-lte6kW-rep30G-MD-3p31UEF-50g | SFm | Ex | CZ13 | Any | 61 | SWWH025F | 1 | 10 | 2021 | natural gas | electricity | NR |  |  |  |  | -1410 |  | 189 |  | -1410 | 189 | 0 | 0 |  | 0 | 0 |  | TRUE | 10 | 0 | 0 | TRUE | 2021+10 | 2031+00 | TRUE | TRUE | FALSE | FALSE | -1410 | 189 | TRUE | TRUE | FALSE | FALSE | 0 | 0 | TRUE | TRUE | TRUE | -1410 | 189 | 0 | 0 | -14100 | 1890 | 0 | 0 | 3465.8282 | 100000 | #N/A | 100000 | 0.034658 | 1 | #N/A | 0 | 0.00018393 | 0.005307 | #N/A | 0.005307 |  | 61 | 140.1318 | PASS | 7.4368 | PASS | Eligible | -2.5935 | 10.0303 | 61 | 14.0877 | kWh | 4127.6502 | N/A | N/A | 140.8767 |  | 61 | 1 | -1410 | 189 | 0 | 0 | 10 | 0
| RE-WtrHt-FuelSub-SmlStrg-HP-lte6kW-rep30G-MD-3p31UEF-50g | SFm | Ex | CZ14 | Any | 62 | SWWH025F | 1 | 10 | 2021 | natural gas | electricity | NR |  |  |  |  | -1480 |  | 192 |  | -1480 | 192 | 0 | 0 |  | 0 | 0 |  | TRUE | 10 | 0 | 0 | TRUE | 2021+10 | 2031+00 | TRUE | TRUE | FALSE | FALSE | -1480 | 192 | TRUE | TRUE | FALSE | FALSE | 0 | 0 | TRUE | TRUE | TRUE | -1480 | 192 | 0 | 0 | -14800 | 1920 | 0 | 0 | 3465.8282 | 100000 | #N/A | 100000 | 0.034658 | 1 | #N/A | 0 | 0.00018393 | 0.005307 | #N/A | 0.005307 |  | 62 | 140.7057 | PASS | 7.4673 | PASS | Eligible | -2.7222 | 10.1895 | 62 | 14.1488 | kWh | 4145.5494 | N/A | N/A | 141.4876 |  | 62 | 1 | -1480 | 192 | 0 | 0 | 10 | 0
| RE-WtrHt-FuelSub-SmlStrg-HP-lte6kW-rep30G-MD-3p31UEF-50g | SFm | Ex | CZ15 | Any | 63 | SWWH025F | 1 | 10 | 2021 | natural gas | electricity | NR |  |  |  |  | -1040 |  | 159 |  | -1040 | 159 | 0 | 0 |  | 0 | 0 |  | TRUE | 10 | 0 | 0 | TRUE | 2021+10 | 2031+00 | TRUE | TRUE | FALSE | FALSE | -1040 | 159 | TRUE | TRUE | FALSE | FALSE | 0 | 0 | TRUE | TRUE | TRUE | -1040 | 159 | 0 | 0 | -10400 | 1590 | 0 | 0 | 3465.8282 | 100000 | #N/A | 100000 | 0.034658 | 1 | #N/A | 0 | 0.00018393 | 0.005307 | #N/A | 0.005307 |  | 63 | 122.9554 | PASS | 6.5253 | PASS | Eligible | -1.9129 | 8.4382 | 63 | 12.3505 | kWh | 3618.6581 | N/A | N/A | 123.5048 |  | 63 | 1 | -1040 | 159 | 0 | 0 | 10 | 0
| RE-WtrHt-FuelSub-SmlStrg-HP-lte6kW-rep30G-MD-3p31UEF-50g | SFm | Ex | CZ16 | Any | 64 | SWWH025F | 1 | 10 | 2021 | natural gas | electricity | NR |  |  |  |  | -2120 |  | 220 |  | -2120 | 220 | 0 | 0 |  | 0 | 0 |  | TRUE | 10 | 0 | 0 | TRUE | 2021+10 | 2031+00 | TRUE | TRUE | FALSE | FALSE | -2120 | 220 | TRUE | TRUE | FALSE | FALSE | 0 | 0 | TRUE | TRUE | TRUE | -2120 | 220 | 0 | 0 | -21200 | 2200 | 0 | 0 | 3465.8282 | 100000 | #N/A | 100000 | 0.034658 | 1 | #N/A | 0 | 0.00018393 | 0.005307 | #N/A | 0.005307 |  | 64 | 146.5244 | PASS | 7.7761 | PASS | Eligible | -3.8994 | 11.6755 | 64 | 14.7644 | kWh | 4325.942 | N/A | N/A | 147.6444 |  | 64 | 1 | -2120 | 220 | 0 | 0 | 10 | 0
| RE-WtrHt-FuelSub-SmlStrg-HP-lte6kW-rep30G-MD-3p31UEF-50g | MFm | Ex | CZ01 | Any | 65 | SWWH025F | 1 | 10 | 2021 | natural gas | electricity | NR |  |  |  |  | -1230 |  | 182 |  | -1230 | 182 | 0 | 0 |  | 0 | 0 |  | TRUE | 10 | 0 | 0 | TRUE | 2021+10 | 2031+00 | TRUE | TRUE | FALSE | FALSE | -1230 | 182 | TRUE | TRUE | FALSE | FALSE | 0 | 0 | TRUE | TRUE | TRUE | -1230 | 182 | 0 | 0 | -12300 | 1820 | 0 | 0 | 3465.8282 | 100000 | #N/A | 100000 | 0.034658 | 1 | #N/A | 0 | 0.00018393 | 0.005307 | #N/A | 0.005307 |  | 65 | 139.3703 | PASS | 7.3964 | PASS | Eligible | -2.2624 | 9.6588 | 65 | 14.002 | kWh | 4102.552 | N/A | N/A | 140.0201 |  | 65 | 1 | -1230 | 182 | 0 | 0 | 10 | 0
| RE-WtrHt-FuelSub-SmlStrg-HP-lte6kW-rep30G-MD-3p31UEF-50g | MFm | Ex | CZ02 | Any | 66 | SWWH025F | 1 | 10 | 2021 | natural gas | electricity | NR |  |  |  |  | -1140 |  | 172 |  | -1140 | 172 | 0 | 0 |  | 0 | 0 |  | TRUE | 10 | 0 | 0 | TRUE | 2021+10 | 2031+00 | TRUE | TRUE | FALSE | FALSE | -1140 | 172 | TRUE | TRUE | FALSE | FALSE | 0 | 0 | TRUE | TRUE | TRUE | -1140 | 172 | 0 | 0 | -11400 | 1720 | 0 | 0 | 3465.8282 | 100000 | #N/A | 100000 | 0.034658 | 1 | #N/A | 0 | 0.00018393 | 0.005307 | #N/A | 0.005307 |  | 66 | 132.4896 | PASS | 7.0313 | PASS | Eligible | -2.0968 | 9.1281 | 66 | 13.3092 | kWh | 3899.5546 | N/A | N/A | 133.0918 |  | 66 | 1 | -1140 | 172 | 0 | 0 | 10 | 0
| RE-WtrHt-FuelSub-SmlStrg-HP-lte6kW-rep30G-MD-3p31UEF-50g | MFm | Ex | CZ03 | Any | 67 | SWWH025F | 1 | 10 | 2021 | natural gas | electricity | NR |  |  |  |  | -1130 |  | 172 |  | -1130 | 172 | 0 | 0 |  | 0 | 0 |  | TRUE | 10 | 0 | 0 | TRUE | 2021+10 | 2031+00 | TRUE | TRUE | FALSE | FALSE | -1130 | 172 | TRUE | TRUE | FALSE | FALSE | 0 | 0 | TRUE | TRUE | TRUE | -1130 | 172 | 0 | 0 | -11300 | 1720 | 0 | 0 | 3465.8282 | 100000 | #N/A | 100000 | 0.034658 | 1 | #N/A | 0 | 0.00018393 | 0.005307 | #N/A | 0.005307 |  | 67 | 132.8361 | PASS | 7.0497 | PASS | Eligible | -2.0784 | 9.1281 | 67 | 13.3433 | kWh | 3909.5546 | N/A | N/A | 133.4331 |  | 67 | 1 | -1130 | 172 | 0 | 0 | 10 | 0
| RE-WtrHt-FuelSub-SmlStrg-HP-lte6kW-rep30G-MD-3p31UEF-50g | MFm | Ex | CZ04 | Any | 68 | SWWH025F | 1 | 10 | 2021 | natural gas | electricity | NR |  |  |  |  | -1100 |  | 168 |  | -1100 | 168 | 0 | 0 |  | 0 | 0 |  | TRUE | 10 | 0 | 0 | TRUE | 2021+10 | 2031+00 | TRUE | TRUE | FALSE | FALSE | -1100 | 168 | TRUE | TRUE | FALSE | FALSE | 0 | 0 | TRUE | TRUE | TRUE | -1100 | 168 | 0 | 0 | -11000 | 1680 | 0 | 0 | 3465.8282 | 100000 | #N/A | 100000 | 0.034658 | 1 | #N/A | 0 | 0.00018393 | 0.005307 | #N/A | 0.005307 |  | 68 | 129.8759 | PASS | 6.8926 | PASS | Eligible | -2.0233 | 8.9158 | 68 | 13.0457 | kWh | 3822.3557 | N/A | N/A | 130.457 |  | 68 | 1 | -1100 | 168 | 0 | 0 | 10 | 0
| RE-WtrHt-FuelSub-SmlStrg-HP-lte6kW-rep30G-MD-3p31UEF-50g | MFm | Ex | CZ05 | Any | 69 | SWWH025F | 1 | 10 | 2021 | natural gas | electricity | NR |  |  |  |  | -1140 |  | 174 |  | -1140 | 174 | 0 | 0 |  | 0 | 0 |  | TRUE | 10 | 0 | 0 | TRUE | 2021+10 | 2031+00 | TRUE | TRUE | FALSE | FALSE | -1140 | 174 | TRUE | TRUE | FALSE | FALSE | 0 | 0 | TRUE | TRUE | TRUE | -1140 | 174 | 0 | 0 | -11400 | 1740 | 0 | 0 | 3465.8282 | 100000 | #N/A | 100000 | 0.034658 | 1 | #N/A | 0 | 0.00018393 | 0.005307 | #N/A | 0.005307 |  | 69 | 134.4896 | PASS | 7.1374 | PASS | Eligible | -2.0968 | 9.2342 | 69 | 13.5092 | kWh | 3958.1541 | N/A | N/A | 135.0918 |  | 69 | 1 | -1140 | 174 | 0 | 0 | 10 | 0
| RE-WtrHt-FuelSub-SmlStrg-HP-lte6kW-rep30G-MD-3p31UEF-50g | MFm | Ex | CZ06 | Any | 70 | SWWH025F | 1 | 10 | 2021 | natural gas | electricity | NR |  |  |  |  | -1060 |  | 164 |  | -1060 | 164 | 0 | 0 |  | 0 | 0 |  | TRUE | 10 | 0 | 0 | TRUE | 2021+10 | 2031+00 | TRUE | TRUE | FALSE | FALSE | -1060 | 164 | TRUE | TRUE | FALSE | FALSE | 0 | 0 | TRUE | TRUE | TRUE | -1060 | 164 | 0 | 0 | -10600 | 1640 | 0 | 0 | 3465.8282 | 100000 | #N/A | 100000 | 0.034658 | 1 | #N/A | 0 | 0.00018393 | 0.005307 | #N/A | 0.005307 |  | 70 | 127.2622 | PASS | 6.7539 | PASS | Eligible | -1.9497 | 8.7035 | 70 | 12.7822 | kWh | 3745.1568 | N/A | N/A | 127.8222 |  | 70 | 1 | -1060 | 164 | 0 | 0 | 10 | 0
| RE-WtrHt-FuelSub-SmlStrg-HP-lte6kW-rep30G-MD-3p31UEF-50g | MFm | Ex | CZ07 | Any | 71 | SWWH025F | 1 | 10 | 2021 | natural gas | electricity | NR |  |  |  |  | -1040 |  | 162 |  | -1040 | 162 | 0 | 0 |  | 0 | 0 |  | TRUE | 10 | 0 | 0 | TRUE | 2021+10 | 2031+00 | TRUE | TRUE | FALSE | FALSE | -1040 | 162 | TRUE | TRUE | FALSE | FALSE | 0 | 0 | TRUE | TRUE | TRUE | -1040 | 162 | 0 | 0 | -10400 | 1620 | 0 | 0 | 3465.8282 | 100000 | #N/A | 100000 | 0.034658 | 1 | #N/A | 0 | 0.00018393 | 0.005307 | #N/A | 0.005307 |  | 71 | 125.9554 | PASS | 6.6845 | PASS | Eligible | -1.9129 | 8.5974 | 71 | 12.6505 | kWh | 3706.5573 | N/A | N/A | 126.5048 |  | 71 | 1 | -1040 | 162 | 0 | 0 | 10 | 0
| RE-WtrHt-FuelSub-SmlStrg-HP-lte6kW-rep30G-MD-3p31UEF-50g | MFm | Ex | CZ08 | Any | 72 | SWWH025F | 1 | 10 | 2021 | natural gas | electricity | NR |  |  |  |  | -1030 |  | 160 |  | -1030 | 160 | 0 | 0 |  | 0 | 0 |  | TRUE | 10 | 0 | 0 | TRUE | 2021+10 | 2031+00 | TRUE | TRUE | FALSE | FALSE | -1030 | 160 | TRUE | TRUE | FALSE | FALSE | 0 | 0 | TRUE | TRUE | TRUE | -1030 | 160 | 0 | 0 | -10300 | 1600 | 0 | 0 | 3465.8282 | 100000 | #N/A | 100000 | 0.034658 | 1 | #N/A | 0 | 0.00018393 | 0.005307 | #N/A | 0.005307 |  | 72 | 124.302 | PASS | 6.5968 | PASS | Eligible | -1.8945 | 8.4913 | 72 | 12.4846 | kWh | 3657.9578 | N/A | N/A | 124.8461 |  | 72 | 1 | -1030 | 160 | 0 | 0 | 10 | 0
| RE-WtrHt-FuelSub-SmlStrg-HP-lte6kW-rep30G-MD-3p31UEF-50g | MFm | Ex | CZ09 | Any | 73 | SWWH025F | 1 | 10 | 2021 | natural gas | electricity | NR |  |  |  |  | -1030 |  | 160 |  | -1030 | 160 | 0 | 0 |  | 0 | 0 |  | TRUE | 10 | 0 | 0 | TRUE | 2021+10 | 2031+00 | TRUE | TRUE | FALSE | FALSE | -1030 | 160 | TRUE | TRUE | FALSE | FALSE | 0 | 0 | TRUE | TRUE | TRUE | -1030 | 160 | 0 | 0 | -10300 | 1600 | 0 | 0 | 3465.8282 | 100000 | #N/A | 100000 | 0.034658 | 1 | #N/A | 0 | 0.00018393 | 0.005307 | #N/A | 0.005307 |  | 73 | 124.302 | PASS | 6.5968 | PASS | Eligible | -1.8945 | 8.4913 | 73 | 12.4846 | kWh | 3657.9578 | N/A | N/A | 124.8461 |  | 73 | 1 | -1030 | 160 | 0 | 0 | 10 | 0
| RE-WtrHt-FuelSub-SmlStrg-HP-lte6kW-rep30G-MD-3p31UEF-50g | MFm | Ex | CZ10 | Any | 74 | SWWH025F | 1 | 10 | 2021 | natural gas | electricity | NR |  |  |  |  | -1030 |  | 160 |  | -1030 | 160 | 0 | 0 |  | 0 | 0 |  | TRUE | 10 | 0 | 0 | TRUE | 2021+10 | 2031+00 | TRUE | TRUE | FALSE | FALSE | -1030 | 160 | TRUE | TRUE | FALSE | FALSE | 0 | 0 | TRUE | TRUE | TRUE | -1030 | 160 | 0 | 0 | -10300 | 1600 | 0 | 0 | 3465.8282 | 100000 | #N/A | 100000 | 0.034658 | 1 | #N/A | 0 | 0.00018393 | 0.005307 | #N/A | 0.005307 |  | 74 | 124.302 | PASS | 6.5968 | PASS | Eligible | -1.8945 | 8.4913 | 74 | 12.4846 | kWh | 3657.9578 | N/A | N/A | 124.8461 |  | 74 | 1 | -1030 | 160 | 0 | 0 | 10 | 0
| RE-WtrHt-FuelSub-SmlStrg-HP-lte6kW-rep30G-MD-3p31UEF-50g | MFm | Ex | CZ11 | Any | 75 | SWWH025F | 1 | 10 | 2021 | natural gas | electricity | NR |  |  |  |  | -1060 |  | 162 |  | -1060 | 162 | 0 | 0 |  | 0 | 0 |  | TRUE | 10 | 0 | 0 | TRUE | 2021+10 | 2031+00 | TRUE | TRUE | FALSE | FALSE | -1060 | 162 | TRUE | TRUE | FALSE | FALSE | 0 | 0 | TRUE | TRUE | TRUE | -1060 | 162 | 0 | 0 | -10600 | 1620 | 0 | 0 | 3465.8282 | 100000 | #N/A | 100000 | 0.034658 | 1 | #N/A | 0 | 0.00018393 | 0.005307 | #N/A | 0.005307 |  | 75 | 125.2622 | PASS | 6.6477 | PASS | Eligible | -1.9497 | 8.5974 | 75 | 12.5822 | kWh | 3686.5573 | N/A | N/A | 125.8222 |  | 75 | 1 | -1060 | 162 | 0 | 0 | 10 | 0
| RE-WtrHt-FuelSub-SmlStrg-HP-lte6kW-rep30G-MD-3p31UEF-50g | MFm | Ex | CZ12 | Any | 76 | SWWH025F | 1 | 10 | 2021 | natural gas | electricity | NR |  |  |  |  | -1090 |  | 166 |  | -1090 | 166 | 0 | 0 |  | 0 | 0 |  | TRUE | 10 | 0 | 0 | TRUE | 2021+10 | 2031+00 | TRUE | TRUE | FALSE | FALSE | -1090 | 166 | TRUE | TRUE | FALSE | FALSE | 0 | 0 | TRUE | TRUE | TRUE | -1090 | 166 | 0 | 0 | -10900 | 1660 | 0 | 0 | 3465.8282 | 100000 | #N/A | 100000 | 0.034658 | 1 | #N/A | 0 | 0.00018393 | 0.005307 | #N/A | 0.005307 |  | 76 | 128.2225 | PASS | 6.8048 | PASS | Eligible | -2.0049 | 8.8097 | 76 | 12.8798 | kWh | 3773.7562 | N/A | N/A | 128.7983 |  | 76 | 1 | -1090 | 166 | 0 | 0 | 10 | 0
| RE-WtrHt-FuelSub-SmlStrg-HP-lte6kW-rep30G-MD-3p31UEF-50g | MFm | Ex | CZ13 | Any | 77 | SWWH025F | 1 | 10 | 2021 | natural gas | electricity | NR |  |  |  |  | -1040 |  | 161 |  | -1040 | 161 | 0 | 0 |  | 0 | 0 |  | TRUE | 10 | 0 | 0 | TRUE | 2021+10 | 2031+00 | TRUE | TRUE | FALSE | FALSE | -1040 | 161 | TRUE | TRUE | FALSE | FALSE | 0 | 0 | TRUE | TRUE | TRUE | -1040 | 161 | 0 | 0 | -10400 | 1610 | 0 | 0 | 3465.8282 | 100000 | #N/A | 100000 | 0.034658 | 1 | #N/A | 0 | 0.00018393 | 0.005307 | #N/A | 0.005307 |  | 77 | 124.9554 | PASS | 6.6314 | PASS | Eligible | -1.9129 | 8.5443 | 77 | 12.5505 | kWh | 3677.2575 | N/A | N/A | 125.5048 |  | 77 | 1 | -1040 | 161 | 0 | 0 | 10 | 0
| RE-WtrHt-FuelSub-SmlStrg-HP-lte6kW-rep30G-MD-3p31UEF-50g | MFm | Ex | CZ14 | Any | 78 | SWWH025F | 1 | 10 | 2021 | natural gas | electricity | NR |  |  |  |  | -1060 |  | 163 |  | -1060 | 163 | 0 | 0 |  | 0 | 0 |  | TRUE | 10 | 0 | 0 | TRUE | 2021+10 | 2031+00 | TRUE | TRUE | FALSE | FALSE | -1060 | 163 | TRUE | TRUE | FALSE | FALSE | 0 | 0 | TRUE | TRUE | TRUE | -1060 | 163 | 0 | 0 | -10600 | 1630 | 0 | 0 | 3465.8282 | 100000 | #N/A | 100000 | 0.034658 | 1 | #N/A | 0 | 0.00018393 | 0.005307 | #N/A | 0.005307 |  | 78 | 126.2622 | PASS | 6.7008 | PASS | Eligible | -1.9497 | 8.6505 | 78 | 12.6822 | kWh | 3715.857 | N/A | N/A | 126.8222 |  | 78 | 1 | -1060 | 163 | 0 | 0 | 10 | 0
| RE-WtrHt-FuelSub-SmlStrg-HP-lte6kW-rep30G-MD-3p31UEF-50g | MFm | Ex | CZ15 | Any | 79 | SWWH025F | 1 | 10 | 2021 | natural gas | electricity | NR |  |  |  |  | -867 |  | 141 |  | -867 | 141 | 0 | 0 |  | 0 | 0 |  | TRUE | 10 | 0 | 0 | TRUE | 2021+10 | 2031+00 | TRUE | TRUE | FALSE | FALSE | -867 | 141 | TRUE | TRUE | FALSE | FALSE | 0 | 0 | TRUE | TRUE | TRUE | -867 | 141 | 0 | 0 | -8670 | 1410 | 0 | 0 | 3465.8282 | 100000 | #N/A | 100000 | 0.034658 | 1 | #N/A | 0 | 0.00018393 | 0.005307 | #N/A | 0.005307 |  | 79 | 110.9513 | PASS | 5.8882 | PASS | Eligible | -1.5947 | 7.4829 | 79 | 11.1409 | kWh | 3264.2628 | N/A | N/A | 111.4093 |  | 79 | 1 | -867 | 141 | 0 | 0 | 10 | 0
| RE-WtrHt-FuelSub-SmlStrg-HP-lte6kW-rep30G-MD-3p31UEF-50g | MFm | Ex | CZ16 | Any | 80 | SWWH025F | 1 | 10 | 2021 | natural gas | electricity | NR |  |  |  |  | -1230 |  | 181 |  | -1230 | 181 | 0 | 0 |  | 0 | 0 |  | TRUE | 10 | 0 | 0 | TRUE | 2021+10 | 2031+00 | TRUE | TRUE | FALSE | FALSE | -1230 | 181 | TRUE | TRUE | FALSE | FALSE | 0 | 0 | TRUE | TRUE | TRUE | -1230 | 181 | 0 | 0 | -12300 | 1810 | 0 | 0 | 3465.8282 | 100000 | #N/A | 100000 | 0.034658 | 1 | #N/A | 0 | 0.00018393 | 0.005307 | #N/A | 0.005307 |  | 80 | 138.3703 | PASS | 7.3434 | PASS | Eligible | -2.2624 | 9.6057 | 80 | 13.902 | kWh | 4073.2523 | N/A | N/A | 139.0201 |  | 80 | 1 | -1230 | 181 | 0 | 0 | 10 | 0
| RE-WtrHt-FuelSub-SmlStrg-HP-lte6kW-rep30G-MD-3p31UEF-50g | DMo | Ex | CZ01 | Any | 81 | SWWH025F | 1 | 10 | 2021 | natural gas | electricity | NR |  |  |  |  | -1760 |  | 201 |  | -1760 | 201 | 0 | 0 |  | 0 | 0 |  | TRUE | 10 | 0 | 0 | TRUE | 2021+10 | 2031+00 | TRUE | TRUE | FALSE | FALSE | -1760 | 201 | TRUE | TRUE | FALSE | FALSE | 0 | 0 | TRUE | TRUE | TRUE | -1760 | 201 | 0 | 0 | -17600 | 2010 | 0 | 0 | 3465.8282 | 100000 | #N/A | 100000 | 0.034658 | 1 | #N/A | 0 | 0.00018393 | 0.005307 | #N/A | 0.005307 |  | 81 | 140.0014 | PASS | 7.4299 | PASS | Eligible | -3.2372 | 10.6671 | 81 | 14.0931 | kWh | 4129.247 | N/A | N/A | 140.9312 |  | 81 | 1 | -1760 | 201 | 0 | 0 | 10 | 0
| RE-WtrHt-FuelSub-SmlStrg-HP-lte6kW-rep30G-MD-3p31UEF-50g | DMo | Ex | CZ02 | Any | 82 | SWWH025F | 1 | 10 | 2021 | natural gas | electricity | NR |  |  |  |  | -1540 |  | 187 |  | -1540 | 187 | 0 | 0 |  | 0 | 0 |  | TRUE | 10 | 0 | 0 | TRUE | 2021+10 | 2031+00 | TRUE | TRUE | FALSE | FALSE | -1540 | 187 | TRUE | TRUE | FALSE | FALSE | 0 | 0 | TRUE | TRUE | TRUE | -1540 | 187 | 0 | 0 | -15400 | 1870 | 0 | 0 | 3465.8282 | 100000 | #N/A | 100000 | 0.034658 | 1 | #N/A | 0 | 0.00018393 | 0.005307 | #N/A | 0.005307 |  | 82 | 133.6262 | PASS | 7.0916 | PASS | Eligible | -2.8326 | 9.9242 | 82 | 13.444 | kWh | 3939.0507 | N/A | N/A | 134.4398 |  | 82 | 1 | -1540 | 187 | 0 | 0 | 10 | 0
| RE-WtrHt-FuelSub-SmlStrg-HP-lte6kW-rep30G-MD-3p31UEF-50g | DMo | Ex | CZ03 | Any | 83 | SWWH025F | 1 | 10 | 2021 | natural gas | electricity | NR |  |  |  |  | -1490 |  | 187 |  | -1490 | 187 | 0 | 0 |  | 0 | 0 |  | TRUE | 10 | 0 | 0 | TRUE | 2021+10 | 2031+00 | TRUE | TRUE | FALSE | FALSE | -1490 | 187 | TRUE | TRUE | FALSE | FALSE | 0 | 0 | TRUE | TRUE | TRUE | -1490 | 187 | 0 | 0 | -14900 | 1870 | 0 | 0 | 3465.8282 | 100000 | #N/A | 100000 | 0.034658 | 1 | #N/A | 0 | 0.00018393 | 0.005307 | #N/A | 0.005307 |  | 83 | 135.3592 | PASS | 7.1836 | PASS | Eligible | -2.7406 | 9.9242 | 83 | 13.6146 | kWh | 3989.0507 | N/A | N/A | 136.1463 |  | 83 | 1 | -1490 | 187 | 0 | 0 | 10 | 0
| RE-WtrHt-FuelSub-SmlStrg-HP-lte6kW-rep30G-MD-3p31UEF-50g | DMo | Ex | CZ04 | Any | 84 | SWWH025F | 1 | 10 | 2021 | natural gas | electricity | NR |  |  |  |  | -1430 |  | 182 |  | -1430 | 182 | 0 | 0 |  | 0 | 0 |  | TRUE | 10 | 0 | 0 | TRUE | 2021+10 | 2031+00 | TRUE | TRUE | FALSE | FALSE | -1430 | 182 | TRUE | TRUE | FALSE | FALSE | 0 | 0 | TRUE | TRUE | TRUE | -1430 | 182 | 0 | 0 | -14300 | 1820 | 0 | 0 | 3465.8282 | 100000 | #N/A | 100000 | 0.034658 | 1 | #N/A | 0 | 0.00018393 | 0.005307 | #N/A | 0.005307 |  | 84 | 132.4387 | PASS | 7.0286 | PASS | Eligible | -2.6302 | 9.6588 | 84 | 13.3194 | kWh | 3902.552 | N/A | N/A | 133.1941 |  | 84 | 1 | -1430 | 182 | 0 | 0 | 10 | 0
| RE-WtrHt-FuelSub-SmlStrg-HP-lte6kW-rep30G-MD-3p31UEF-50g | DMo | Ex | CZ05 | Any | 85 | SWWH025F | 1 | 10 | 2021 | natural gas | electricity | NR |  |  |  |  | -1550 |  | 190 |  | -1550 | 190 | 0 | 0 |  | 0 | 0 |  | TRUE | 10 | 0 | 0 | TRUE | 2021+10 | 2031+00 | TRUE | TRUE | FALSE | FALSE | -1550 | 190 | TRUE | TRUE | FALSE | FALSE | 0 | 0 | TRUE | TRUE | TRUE | -1550 | 190 | 0 | 0 | -15500 | 1900 | 0 | 0 | 3465.8282 | 100000 | #N/A | 100000 | 0.034658 | 1 | #N/A | 0 | 0.00018393 | 0.005307 | #N/A | 0.005307 |  | 85 | 136.2797 | PASS | 7.2324 | PASS | Eligible | -2.851 | 10.0834 | 85 | 13.7098 | kWh | 4016.9499 | N/A | N/A | 137.0985 |  | 85 | 1 | -1550 | 190 | 0 | 0 | 10 | 0
| RE-WtrHt-FuelSub-SmlStrg-HP-lte6kW-rep30G-MD-3p31UEF-50g | DMo | Ex | CZ06 | Any | 86 | SWWH025F | 1 | 10 | 2021 | natural gas | electricity | NR |  |  |  |  | -1310 |  | 176 |  | -1310 | 176 | 0 | 0 |  | 0 | 0 |  | TRUE | 10 | 0 | 0 | TRUE | 2021+10 | 2031+00 | TRUE | TRUE | FALSE | FALSE | -1310 | 176 | TRUE | TRUE | FALSE | FALSE | 0 | 0 | TRUE | TRUE | TRUE | -1310 | 176 | 0 | 0 | -13100 | 1760 | 0 | 0 | 3465.8282 | 100000 | #N/A | 100000 | 0.034658 | 1 | #N/A | 0 | 0.00018393 | 0.005307 | #N/A | 0.005307 |  | 86 | 130.5977 | PASS | 6.9309 | PASS | Eligible | -2.4095 | 9.3404 | 86 | 13.129 | kWh | 3846.7536 | N/A | N/A | 131.2897 |  | 86 | 1 | -1310 | 176 | 0 | 0 | 10 | 0
| RE-WtrHt-FuelSub-SmlStrg-HP-lte6kW-rep30G-MD-3p31UEF-50g | DMo | Ex | CZ07 | Any | 87 | SWWH025F | 1 | 10 | 2021 | natural gas | electricity | NR |  |  |  |  | -1270 |  | 174 |  | -1270 | 174 | 0 | 0 |  | 0 | 0 |  | TRUE | 10 | 0 | 0 | TRUE | 2021+10 | 2031+00 | TRUE | TRUE | FALSE | FALSE | -1270 | 174 | TRUE | TRUE | FALSE | FALSE | 0 | 0 | TRUE | TRUE | TRUE | -1270 | 174 | 0 | 0 | -12700 | 1740 | 0 | 0 | 3465.8282 | 100000 | #N/A | 100000 | 0.034658 | 1 | #N/A | 0 | 0.00018393 | 0.005307 | #N/A | 0.005307 |  | 87 | 129.984 | PASS | 6.8983 | PASS | Eligible | -2.3359 | 9.2342 | 87 | 13.0655 | kWh | 3828.1541 | N/A | N/A | 130.6549 |  | 87 | 1 | -1270 | 174 | 0 | 0 | 10 | 0
| RE-WtrHt-FuelSub-SmlStrg-HP-lte6kW-rep30G-MD-3p31UEF-50g | DMo | Ex | CZ08 | Any | 88 | SWWH025F | 1 | 10 | 2021 | natural gas | electricity | NR |  |  |  |  | -1250 |  | 172 |  | -1250 | 172 | 0 | 0 |  | 0 | 0 |  | TRUE | 10 | 0 | 0 | TRUE | 2021+10 | 2031+00 | TRUE | TRUE | FALSE | FALSE | -1250 | 172 | TRUE | TRUE | FALSE | FALSE | 0 | 0 | TRUE | TRUE | TRUE | -1250 | 172 | 0 | 0 | -12500 | 1720 | 0 | 0 | 3465.8282 | 100000 | #N/A | 100000 | 0.034658 | 1 | #N/A | 0 | 0.00018393 | 0.005307 | #N/A | 0.005307 |  | 88 | 128.6771 | PASS | 6.8289 | PASS | Eligible | -2.2992 | 9.1281 | 88 | 12.9337 | kWh | 3789.5546 | N/A | N/A | 129.3375 |  | 88 | 1 | -1250 | 172 | 0 | 0 | 10 | 0
| RE-WtrHt-FuelSub-SmlStrg-HP-lte6kW-rep30G-MD-3p31UEF-50g | DMo | Ex | CZ09 | Any | 89 | SWWH025F | 1 | 10 | 2021 | natural gas | electricity | NR |  |  |  |  | -1260 |  | 171 |  | -1260 | 171 | 0 | 0 |  | 0 | 0 |  | TRUE | 10 | 0 | 0 | TRUE | 2021+10 | 2031+00 | TRUE | TRUE | FALSE | FALSE | -1260 | 171 | TRUE | TRUE | FALSE | FALSE | 0 | 0 | TRUE | TRUE | TRUE | -1260 | 171 | 0 | 0 | -12600 | 1710 | 0 | 0 | 3465.8282 | 100000 | #N/A | 100000 | 0.034658 | 1 | #N/A | 0 | 0.00018393 | 0.005307 | #N/A | 0.005307 |  | 89 | 127.3306 | PASS | 6.7575 | PASS | Eligible | -2.3176 | 9.075 | 89 | 12.7996 | kWh | 3750.2549 | N/A | N/A | 127.9962 |  | 89 | 1 | -1260 | 171 | 0 | 0 | 10 | 0
| RE-WtrHt-FuelSub-SmlStrg-HP-lte6kW-rep30G-MD-3p31UEF-50g | DMo | Ex | CZ10 | Any | 90 | SWWH025F | 1 | 10 | 2021 | natural gas | electricity | NR |  |  |  |  | -1260 |  | 171 |  | -1260 | 171 | 0 | 0 |  | 0 | 0 |  | TRUE | 10 | 0 | 0 | TRUE | 2021+10 | 2031+00 | TRUE | TRUE | FALSE | FALSE | -1260 | 171 | TRUE | TRUE | FALSE | FALSE | 0 | 0 | TRUE | TRUE | TRUE | -1260 | 171 | 0 | 0 | -12600 | 1710 | 0 | 0 | 3465.8282 | 100000 | #N/A | 100000 | 0.034658 | 1 | #N/A | 0 | 0.00018393 | 0.005307 | #N/A | 0.005307 |  | 90 | 127.3306 | PASS | 6.7575 | PASS | Eligible | -2.3176 | 9.075 | 90 | 12.7996 | kWh | 3750.2549 | N/A | N/A | 127.9962 |  | 90 | 1 | -1260 | 171 | 0 | 0 | 10 | 0
| RE-WtrHt-FuelSub-SmlStrg-HP-lte6kW-rep30G-MD-3p31UEF-50g | DMo | Ex | CZ11 | Any | 91 | SWWH025F | 1 | 10 | 2021 | natural gas | electricity | NR |  |  |  |  | -1370 |  | 173 |  | -1370 | 173 | 0 | 0 |  | 0 | 0 |  | TRUE | 10 | 0 | 0 | TRUE | 2021+10 | 2031+00 | TRUE | TRUE | FALSE | FALSE | -1370 | 173 | TRUE | TRUE | FALSE | FALSE | 0 | 0 | TRUE | TRUE | TRUE | -1370 | 173 | 0 | 0 | -13700 | 1730 | 0 | 0 | 3465.8282 | 100000 | #N/A | 100000 | 0.034658 | 1 | #N/A | 0 | 0.00018393 | 0.005307 | #N/A | 0.005307 |  | 91 | 125.5182 | PASS | 6.6613 | PASS | Eligible | -2.5199 | 9.1812 | 91 | 12.6242 | kWh | 3698.8544 | N/A | N/A | 126.2419 |  | 91 | 1 | -1370 | 173 | 0 | 0 | 10 | 0
| RE-WtrHt-FuelSub-SmlStrg-HP-lte6kW-rep30G-MD-3p31UEF-50g | DMo | Ex | CZ12 | Any | 92 | SWWH025F | 1 | 10 | 2021 | natural gas | electricity | NR |  |  |  |  | -1410 |  | 178 |  | -1410 | 178 | 0 | 0 |  | 0 | 0 |  | TRUE | 10 | 0 | 0 | TRUE | 2021+10 | 2031+00 | TRUE | TRUE | FALSE | FALSE | -1410 | 178 | TRUE | TRUE | FALSE | FALSE | 0 | 0 | TRUE | TRUE | TRUE | -1410 | 178 | 0 | 0 | -14100 | 1780 | 0 | 0 | 3465.8282 | 100000 | #N/A | 100000 | 0.034658 | 1 | #N/A | 0 | 0.00018393 | 0.005307 | #N/A | 0.005307 |  | 92 | 129.1318 | PASS | 6.8531 | PASS | Eligible | -2.5935 | 9.4465 | 92 | 12.9877 | kWh | 3805.3531 | N/A | N/A | 129.8767 |  | 92 | 1 | -1410 | 178 | 0 | 0 | 10 | 0
| RE-WtrHt-FuelSub-SmlStrg-HP-lte6kW-rep30G-MD-3p31UEF-50g | DMo | Ex | CZ13 | Any | 93 | SWWH025F | 1 | 10 | 2021 | natural gas | electricity | NR |  |  |  |  | -1320 |  | 171 |  | -1320 | 171 | 0 | 0 |  | 0 | 0 |  | TRUE | 10 | 0 | 0 | TRUE | 2021+10 | 2031+00 | TRUE | TRUE | FALSE | FALSE | -1320 | 171 | TRUE | TRUE | FALSE | FALSE | 0 | 0 | TRUE | TRUE | TRUE | -1320 | 171 | 0 | 0 | -13200 | 1710 | 0 | 0 | 3465.8282 | 100000 | #N/A | 100000 | 0.034658 | 1 | #N/A | 0 | 0.00018393 | 0.005307 | #N/A | 0.005307 |  | 93 | 125.2511 | PASS | 6.6471 | PASS | Eligible | -2.4279 | 9.075 | 93 | 12.5948 | kWh | 3690.2549 | N/A | N/A | 125.9484 |  | 93 | 1 | -1320 | 171 | 0 | 0 | 10 | 0
| RE-WtrHt-FuelSub-SmlStrg-HP-lte6kW-rep30G-MD-3p31UEF-50g | DMo | Ex | CZ14 | Any | 94 | SWWH025F | 1 | 10 | 2021 | natural gas | electricity | NR |  |  |  |  | -1440 |  | 174 |  | -1440 | 174 | 0 | 0 |  | 0 | 0 |  | TRUE | 10 | 0 | 0 | TRUE | 2021+10 | 2031+00 | TRUE | TRUE | FALSE | FALSE | -1440 | 174 | TRUE | TRUE | FALSE | FALSE | 0 | 0 | TRUE | TRUE | TRUE | -1440 | 174 | 0 | 0 | -14400 | 1740 | 0 | 0 | 3465.8282 | 100000 | #N/A | 100000 | 0.034658 | 1 | #N/A | 0 | 0.00018393 | 0.005307 | #N/A | 0.005307 |  | 94 | 124.0921 | PASS | 6.5856 | PASS | Eligible | -2.6486 | 9.2342 | 94 | 12.4853 | kWh | 3658.1541 | N/A | N/A | 124.8528 |  | 94 | 1 | -1440 | 174 | 0 | 0 | 10 | 0
| RE-WtrHt-FuelSub-SmlStrg-HP-lte6kW-rep30G-MD-3p31UEF-50g | DMo | Ex | CZ15 | Any | 95 | SWWH025F | 1 | 10 | 2021 | natural gas | electricity | NR |  |  |  |  | -958 |  | 144 |  | -958 | 144 | 0 | 0 |  | 0 | 0 |  | TRUE | 10 | 0 | 0 | TRUE | 2021+10 | 2031+00 | TRUE | TRUE | FALSE | FALSE | -958 | 144 | TRUE | TRUE | FALSE | FALSE | 0 | 0 | TRUE | TRUE | TRUE | -958 | 144 | 0 | 0 | -9580 | 1440 | 0 | 0 | 3465.8282 | 100000 | #N/A | 100000 | 0.034658 | 1 | #N/A | 0 | 0.00018393 | 0.005307 | #N/A | 0.005307 |  | 95 | 110.7974 | PASS | 5.8801 | PASS | Eligible | -1.7621 | 7.6421 | 95 | 11.1303 | kWh | 3261.162 | N/A | N/A | 111.3035 |  | 95 | 1 | -958 | 144 | 0 | 0 | 10 | 0
| RE-WtrHt-FuelSub-SmlStrg-HP-lte6kW-rep30G-MD-3p31UEF-50g | DMo | Ex | CZ16 | Any | 96 | SWWH025F | 1 | 10 | 2021 | natural gas | electricity | NR |  |  |  |  | -2100 |  | 200 |  | -2100 | 200 | 0 | 0 |  | 0 | 0 |  | TRUE | 10 | 0 | 0 | TRUE | 2021+10 | 2031+00 | TRUE | TRUE | FALSE | FALSE | -2100 | 200 | TRUE | TRUE | FALSE | FALSE | 0 | 0 | TRUE | TRUE | TRUE | -2100 | 200 | 0 | 0 | -21000 | 2000 | 0 | 0 | 3465.8282 | 100000 | #N/A | 100000 | 0.034658 | 1 | #N/A | 0 | 0.00018393 | 0.005307 | #N/A | 0.005307 |  | 96 | 127.2176 | PASS | 6.7515 | PASS | Eligible | -3.8626 | 10.6141 | 96 | 12.8327 | kWh | 3759.9473 | N/A | N/A | 128.327 |  | 96 | 1 | -2100 | 200 | 0 | 0 | 10 | 0
| RE-WtrHt-FuelSub-SmlStrg-HP-lte6kW-rep40G-MD-3.09UEF-50g | SFm | Ex | CZ01 | Any | 97 | SWWH025B | 1 | 10 | 2021 | natural gas | electricity | NR |  |  |  |  | -2030 |  | 227 |  | -2030 | 227 | 0 | 0 |  | 0 | 0 |  | TRUE | 10 | 0 | 0 | TRUE | 2021+10 | 2031+00 | TRUE | TRUE | FALSE | FALSE | -2030 | 227 | TRUE | TRUE | FALSE | FALSE | 0 | 0 | TRUE | TRUE | TRUE | -2030 | 227 | 0 | 0 | -20300 | 2270 | 0 | 0 | 3465.8282 | 100000 | #N/A | 100000 | 0.034658 | 1 | #N/A | 0 | 0.00018393 | 0.005307 | #N/A | 0.005307 |  | 97 | 156.6437 | PASS | 8.3131 | PASS | Eligible | -3.7338 | 12.047 | 97 | 15.7716 | kWh | 4621.0401 | N/A | N/A | 157.7161 |  | 97 | 1 | -2030 | 227 | 0 | 0 | 10 | 0
| RE-WtrHt-FuelSub-SmlStrg-HP-lte6kW-rep40G-MD-3.09UEF-50g | SFm | Ex | CZ02 | Any | 98 | SWWH025B | 1 | 10 | 2021 | natural gas | electricity | NR |  |  |  |  | -1750 |  | 211 |  | -1750 | 211 | 0 | 0 |  | 0 | 0 |  | TRUE | 10 | 0 | 0 | TRUE | 2021+10 | 2031+00 | TRUE | TRUE | FALSE | FALSE | -1750 | 211 | TRUE | TRUE | FALSE | FALSE | 0 | 0 | TRUE | TRUE | TRUE | -1750 | 211 | 0 | 0 | -17500 | 2110 | 0 | 0 | 3465.8282 | 100000 | #N/A | 100000 | 0.034658 | 1 | #N/A | 0 | 0.00018393 | 0.005307 | #N/A | 0.005307 |  | 98 | 150.348 | PASS | 7.979 | PASS | Eligible | -3.2188 | 11.1978 | 98 | 15.1273 | kWh | 4432.2444 | N/A | N/A | 151.2725 |  | 98 | 1 | -1750 | 211 | 0 | 0 | 10 | 0
| RE-WtrHt-FuelSub-SmlStrg-HP-lte6kW-rep40G-MD-3.09UEF-50g | SFm | Ex | CZ03 | Any | 99 | SWWH025B | 1 | 10 | 2021 | natural gas | electricity | NR |  |  |  |  | -1760 |  | 212 |  | -1760 | 212 | 0 | 0 |  | 0 | 0 |  | TRUE | 10 | 0 | 0 | TRUE | 2021+10 | 2031+00 | TRUE | TRUE | FALSE | FALSE | -1760 | 212 | TRUE | TRUE | FALSE | FALSE | 0 | 0 | TRUE | TRUE | TRUE | -1760 | 212 | 0 | 0 | -17600 | 2120 | 0 | 0 | 3465.8282 | 100000 | #N/A | 100000 | 0.034658 | 1 | #N/A | 0 | 0.00018393 | 0.005307 | #N/A | 0.005307 |  | 99 | 151.0014 | PASS | 8.0137 | PASS | Eligible | -3.2372 | 11.2509 | 99 | 15.1931 | kWh | 4451.5441 | N/A | N/A | 151.9312 |  | 99 | 1 | -1760 | 212 | 0 | 0 | 10 | 0
| RE-WtrHt-FuelSub-SmlStrg-HP-lte6kW-rep40G-MD-3.09UEF-50g | SFm | Ex | CZ04 | Any | 100 | SWWH025B | 1 | 10 | 2021 | natural gas | electricity | NR |  |  |  |  | -1660 |  | 205 |  | -1660 | 205 | 0 | 0 |  | 0 | 0 |  | TRUE | 10 | 0 | 0 | TRUE | 2021+10 | 2031+00 | TRUE | TRUE | FALSE | FALSE | -1660 | 205 | TRUE | TRUE | FALSE | FALSE | 0 | 0 | TRUE | TRUE | TRUE | -1660 | 205 | 0 | 0 | -16600 | 2050 | 0 | 0 | 3465.8282 | 100000 | #N/A | 100000 | 0.034658 | 1 | #N/A | 0 | 0.00018393 | 0.005307 | #N/A | 0.005307 |  | 100 | 147.4673 | PASS | 7.8261 | PASS | Eligible | -3.0533 | 10.8794 | 100 | 14.8344 | kWh | 4346.4459 | N/A | N/A | 148.3442 |  | 100 | 1 | -1660 | 205 | 0 | 0 | 10 | 0
| RE-WtrHt-FuelSub-SmlStrg-HP-lte6kW-rep40G-MD-3.09UEF-50g | SFm | Ex | CZ05 | Any | 101 | SWWH025B | 1 | 10 | 2021 | natural gas | electricity | NR |  |  |  |  | -1790 |  | 214 |  | -1790 | 214 | 0 | 0 |  | 0 | 0 |  | TRUE | 10 | 0 | 0 | TRUE | 2021+10 | 2031+00 | TRUE | TRUE | FALSE | FALSE | -1790 | 214 | TRUE | TRUE | FALSE | FALSE | 0 | 0 | TRUE | TRUE | TRUE | -1790 | 214 | 0 | 0 | -17900 | 2140 | 0 | 0 | 3465.8282 | 100000 | #N/A | 100000 | 0.034658 | 1 | #N/A | 0 | 0.00018393 | 0.005307 | #N/A | 0.005307 |  | 101 | 151.9617 | PASS | 8.0647 | PASS | Eligible | -3.2924 | 11.3571 | 101 | 15.2907 | kWh | 4480.1436 | N/A | N/A | 152.9073 |  | 101 | 1 | -1790 | 214 | 0 | 0 | 10 | 0
| RE-WtrHt-FuelSub-SmlStrg-HP-lte6kW-rep40G-MD-3.09UEF-50g | SFm | Ex | CZ06 | Any | 102 | SWWH025B | 1 | 10 | 2021 | natural gas | electricity | NR |  |  |  |  | -1550 |  | 199 |  | -1550 | 199 | 0 | 0 |  | 0 | 0 |  | TRUE | 10 | 0 | 0 | TRUE | 2021+10 | 2031+00 | TRUE | TRUE | FALSE | FALSE | -1550 | 199 | TRUE | TRUE | FALSE | FALSE | 0 | 0 | TRUE | TRUE | TRUE | -1550 | 199 | 0 | 0 | -15500 | 1990 | 0 | 0 | 3465.8282 | 100000 | #N/A | 100000 | 0.034658 | 1 | #N/A | 0 | 0.00018393 | 0.005307 | #N/A | 0.005307 |  | 102 | 145.2797 | PASS | 7.71 | PASS | Eligible | -2.851 | 10.561 | 102 | 14.6098 | kWh | 4280.6475 | N/A | N/A | 146.0985 |  | 102 | 1 | -1550 | 199 | 0 | 0 | 10 | 0
| RE-WtrHt-FuelSub-SmlStrg-HP-lte6kW-rep40G-MD-3.09UEF-50g | SFm | Ex | CZ07 | Any | 103 | SWWH025B | 1 | 10 | 2021 | natural gas | electricity | NR |  |  |  |  | -1510 |  | 196 |  | -1510 | 196 | 0 | 0 |  | 0 | 0 |  | TRUE | 10 | 0 | 0 | TRUE | 2021+10 | 2031+00 | TRUE | TRUE | FALSE | FALSE | -1510 | 196 | TRUE | TRUE | FALSE | FALSE | 0 | 0 | TRUE | TRUE | TRUE | -1510 | 196 | 0 | 0 | -15100 | 1960 | 0 | 0 | 3465.8282 | 100000 | #N/A | 100000 | 0.034658 | 1 | #N/A | 0 | 0.00018393 | 0.005307 | #N/A | 0.005307 |  | 103 | 143.666 | PASS | 7.6244 | PASS | Eligible | -2.7774 | 10.4018 | 103 | 14.4464 | kWh | 4232.7483 | N/A | N/A | 144.4637 |  | 103 | 1 | -1510 | 196 | 0 | 0 | 10 | 0
| RE-WtrHt-FuelSub-SmlStrg-HP-lte6kW-rep40G-MD-3.09UEF-50g | SFm | Ex | CZ08 | Any | 104 | SWWH025B | 1 | 10 | 2021 | natural gas | electricity | NR |  |  |  |  | -1470 |  | 193 |  | -1470 | 193 | 0 | 0 |  | 0 | 0 |  | TRUE | 10 | 0 | 0 | TRUE | 2021+10 | 2031+00 | TRUE | TRUE | FALSE | FALSE | -1470 | 193 | TRUE | TRUE | FALSE | FALSE | 0 | 0 | TRUE | TRUE | TRUE | -1470 | 193 | 0 | 0 | -14700 | 1930 | 0 | 0 | 3465.8282 | 100000 | #N/A | 100000 | 0.034658 | 1 | #N/A | 0 | 0.00018393 | 0.005307 | #N/A | 0.005307 |  | 104 | 142.0523 | PASS | 7.5388 | PASS | Eligible | -2.7038 | 10.2426 | 104 | 14.2829 | kWh | 4184.8491 | N/A | N/A | 142.8289 |  | 104 | 1 | -1470 | 193 | 0 | 0 | 10 | 0
| RE-WtrHt-FuelSub-SmlStrg-HP-lte6kW-rep40G-MD-3.09UEF-50g | SFm | Ex | CZ09 | Any | 105 | SWWH025B | 1 | 10 | 2021 | natural gas | electricity | NR |  |  |  |  | -1480 |  | 193 |  | -1480 | 193 | 0 | 0 |  | 0 | 0 |  | TRUE | 10 | 0 | 0 | TRUE | 2021+10 | 2031+00 | TRUE | TRUE | FALSE | FALSE | -1480 | 193 | TRUE | TRUE | FALSE | FALSE | 0 | 0 | TRUE | TRUE | TRUE | -1480 | 193 | 0 | 0 | -14800 | 1930 | 0 | 0 | 3465.8282 | 100000 | #N/A | 100000 | 0.034658 | 1 | #N/A | 0 | 0.00018393 | 0.005307 | #N/A | 0.005307 |  | 105 | 141.7057 | PASS | 7.5204 | PASS | Eligible | -2.7222 | 10.2426 | 105 | 14.2488 | kWh | 4174.8491 | N/A | N/A | 142.4876 |  | 105 | 1 | -1480 | 193 | 0 | 0 | 10 | 0
| RE-WtrHt-FuelSub-SmlStrg-HP-lte6kW-rep40G-MD-3.09UEF-50g | SFm | Ex | CZ10 | Any | 106 | SWWH025B | 1 | 10 | 2021 | natural gas | electricity | NR |  |  |  |  | -1470 |  | 192 |  | -1470 | 192 | 0 | 0 |  | 0 | 0 |  | TRUE | 10 | 0 | 0 | TRUE | 2021+10 | 2031+00 | TRUE | TRUE | FALSE | FALSE | -1470 | 192 | TRUE | TRUE | FALSE | FALSE | 0 | 0 | TRUE | TRUE | TRUE | -1470 | 192 | 0 | 0 | -14700 | 1920 | 0 | 0 | 3465.8282 | 100000 | #N/A | 100000 | 0.034658 | 1 | #N/A | 0 | 0.00018393 | 0.005307 | #N/A | 0.005307 |  | 106 | 141.0523 | PASS | 7.4857 | PASS | Eligible | -2.7038 | 10.1895 | 106 | 14.1829 | kWh | 4155.5494 | N/A | N/A | 141.8289 |  | 106 | 1 | -1470 | 192 | 0 | 0 | 10 | 0
| RE-WtrHt-FuelSub-SmlStrg-HP-lte6kW-rep40G-MD-3.09UEF-50g | SFm | Ex | CZ11 | Any | 107 | SWWH025B | 1 | 10 | 2021 | natural gas | electricity | NR |  |  |  |  | -1560 |  | 195 |  | -1560 | 195 | 0 | 0 |  | 0 | 0 |  | TRUE | 10 | 0 | 0 | TRUE | 2021+10 | 2031+00 | TRUE | TRUE | FALSE | FALSE | -1560 | 195 | TRUE | TRUE | FALSE | FALSE | 0 | 0 | TRUE | TRUE | TRUE | -1560 | 195 | 0 | 0 | -15600 | 1950 | 0 | 0 | 3465.8282 | 100000 | #N/A | 100000 | 0.034658 | 1 | #N/A | 0 | 0.00018393 | 0.005307 | #N/A | 0.005307 |  | 107 | 140.9331 | PASS | 7.4794 | PASS | Eligible | -2.8694 | 10.3487 | 107 | 14.1757 | kWh | 4153.4486 | N/A | N/A | 141.7572 |  | 107 | 1 | -1560 | 195 | 0 | 0 | 10 | 0
| RE-WtrHt-FuelSub-SmlStrg-HP-lte6kW-rep40G-MD-3.09UEF-50g | SFm | Ex | CZ12 | Any | 108 | SWWH025B | 1 | 10 | 2021 | natural gas | electricity | NR |  |  |  |  | -1630 |  | 201 |  | -1630 | 201 | 0 | 0 |  | 0 | 0 |  | TRUE | 10 | 0 | 0 | TRUE | 2021+10 | 2031+00 | TRUE | TRUE | FALSE | FALSE | -1630 | 201 | TRUE | TRUE | FALSE | FALSE | 0 | 0 | TRUE | TRUE | TRUE | -1630 | 201 | 0 | 0 | -16300 | 2010 | 0 | 0 | 3465.8282 | 100000 | #N/A | 100000 | 0.034658 | 1 | #N/A | 0 | 0.00018393 | 0.005307 | #N/A | 0.005307 |  | 108 | 144.507 | PASS | 7.669 | PASS | Eligible | -2.9981 | 10.6671 | 108 | 14.5368 | kWh | 4259.247 | N/A | N/A | 145.3681 |  | 108 | 1 | -1630 | 201 | 0 | 0 | 10 | 0
| RE-WtrHt-FuelSub-SmlStrg-HP-lte6kW-rep40G-MD-3.09UEF-50g | SFm | Ex | CZ13 | Any | 109 | SWWH025B | 1 | 10 | 2021 | natural gas | electricity | NR |  |  |  |  | -1520 |  | 193 |  | -1520 | 193 | 0 | 0 |  | 0 | 0 |  | TRUE | 10 | 0 | 0 | TRUE | 2021+10 | 2031+00 | TRUE | TRUE | FALSE | FALSE | -1520 | 193 | TRUE | TRUE | FALSE | FALSE | 0 | 0 | TRUE | TRUE | TRUE | -1520 | 193 | 0 | 0 | -15200 | 1930 | 0 | 0 | 3465.8282 | 100000 | #N/A | 100000 | 0.034658 | 1 | #N/A | 0 | 0.00018393 | 0.005307 | #N/A | 0.005307 |  | 109 | 140.3194 | PASS | 7.4468 | PASS | Eligible | -2.7958 | 10.2426 | 109 | 14.1122 | kWh | 4134.8491 | N/A | N/A | 141.1224 |  | 109 | 1 | -1520 | 193 | 0 | 0 | 10 | 0
| RE-WtrHt-FuelSub-SmlStrg-HP-lte6kW-rep40G-MD-3.09UEF-50g | SFm | Ex | CZ14 | Any | 110 | SWWH025B | 1 | 10 | 2021 | natural gas | electricity | NR |  |  |  |  | -1590 |  | 196 |  | -1590 | 196 | 0 | 0 |  | 0 | 0 |  | TRUE | 10 | 0 | 0 | TRUE | 2021+10 | 2031+00 | TRUE | TRUE | FALSE | FALSE | -1590 | 196 | TRUE | TRUE | FALSE | FALSE | 0 | 0 | TRUE | TRUE | TRUE | -1590 | 196 | 0 | 0 | -15900 | 1960 | 0 | 0 | 3465.8282 | 100000 | #N/A | 100000 | 0.034658 | 1 | #N/A | 0 | 0.00018393 | 0.005307 | #N/A | 0.005307 |  | 110 | 140.8933 | PASS | 7.4773 | PASS | Eligible | -2.9245 | 10.4018 | 110 | 14.1733 | kWh | 4152.7483 | N/A | N/A | 141.7333 |  | 110 | 1 | -1590 | 196 | 0 | 0 | 10 | 0
| RE-WtrHt-FuelSub-SmlStrg-HP-lte6kW-rep40G-MD-3.09UEF-50g | SFm | Ex | CZ15 | Any | 111 | SWWH025B | 1 | 10 | 2021 | natural gas | electricity | NR |  |  |  |  | -1120 |  | 162 |  | -1120 | 162 | 0 | 0 |  | 0 | 0 |  | TRUE | 10 | 0 | 0 | TRUE | 2021+10 | 2031+00 | TRUE | TRUE | FALSE | FALSE | -1120 | 162 | TRUE | TRUE | FALSE | FALSE | 0 | 0 | TRUE | TRUE | TRUE | -1120 | 162 | 0 | 0 | -11200 | 1620 | 0 | 0 | 3465.8282 | 100000 | #N/A | 100000 | 0.034658 | 1 | #N/A | 0 | 0.00018393 | 0.005307 | #N/A | 0.005307 |  | 111 | 123.1827 | PASS | 6.5374 | PASS | Eligible | -2.06 | 8.5974 | 111 | 12.3774 | kWh | 3626.5573 | N/A | N/A | 123.7744 |  | 111 | 1 | -1120 | 162 | 0 | 0 | 10 | 0
| RE-WtrHt-FuelSub-SmlStrg-HP-lte6kW-rep40G-MD-3.09UEF-50g | SFm | Ex | CZ16 | Any | 112 | SWWH025B | 1 | 10 | 2021 | natural gas | electricity | NR |  |  |  |  | -2250 |  | 225 |  | -2250 | 225 | 0 | 0 |  | 0 | 0 |  | TRUE | 10 | 0 | 0 | TRUE | 2021+10 | 2031+00 | TRUE | TRUE | FALSE | FALSE | -2250 | 225 | TRUE | TRUE | FALSE | FALSE | 0 | 0 | TRUE | TRUE | TRUE | -2250 | 225 | 0 | 0 | -22500 | 2250 | 0 | 0 | 3465.8282 | 100000 | #N/A | 100000 | 0.034658 | 1 | #N/A | 0 | 0.00018393 | 0.005307 | #N/A | 0.005307 |  | 112 | 147.0189 | PASS | 7.8023 | PASS | Eligible | -4.1385 | 11.9408 | 112 | 14.8208 | kWh | 4342.4407 | N/A | N/A | 148.2075 |  | 112 | 1 | -2250 | 225 | 0 | 0 | 10 | 0
| RE-WtrHt-FuelSub-SmlStrg-HP-lte6kW-rep40G-MD-3.09UEF-50g | MFm | Ex | CZ01 | Any | 113 | SWWH025B | 1 | 10 | 2021 | natural gas | electricity | NR |  |  |  |  | -1330 |  | 186 |  | -1330 | 186 | 0 | 0 |  | 0 | 0 |  | TRUE | 10 | 0 | 0 | TRUE | 2021+10 | 2031+00 | TRUE | TRUE | FALSE | FALSE | -1330 | 186 | TRUE | TRUE | FALSE | FALSE | 0 | 0 | TRUE | TRUE | TRUE | -1330 | 186 | 0 | 0 | -13300 | 1860 | 0 | 0 | 3465.8282 | 100000 | #N/A | 100000 | 0.034658 | 1 | #N/A | 0 | 0.00018393 | 0.005307 | #N/A | 0.005307 |  | 113 | 139.9045 | PASS | 7.4248 | PASS | Eligible | -2.4463 | 9.8711 | 113 | 14.0607 | kWh | 4119.751 | N/A | N/A | 140.6071 |  | 113 | 1 | -1330 | 186 | 0 | 0 | 10 | 0
| RE-WtrHt-FuelSub-SmlStrg-HP-lte6kW-rep40G-MD-3.09UEF-50g | MFm | Ex | CZ02 | Any | 114 | SWWH025B | 1 | 10 | 2021 | natural gas | electricity | NR |  |  |  |  | -1230 |  | 176 |  | -1230 | 176 | 0 | 0 |  | 0 | 0 |  | TRUE | 10 | 0 | 0 | TRUE | 2021+10 | 2031+00 | TRUE | TRUE | FALSE | FALSE | -1230 | 176 | TRUE | TRUE | FALSE | FALSE | 0 | 0 | TRUE | TRUE | TRUE | -1230 | 176 | 0 | 0 | -12300 | 1760 | 0 | 0 | 3465.8282 | 100000 | #N/A | 100000 | 0.034658 | 1 | #N/A | 0 | 0.00018393 | 0.005307 | #N/A | 0.005307 |  | 114 | 133.3703 | PASS | 7.078 | PASS | Eligible | -2.2624 | 9.3404 | 114 | 13.402 | kWh | 3926.7536 | N/A | N/A | 134.0201 |  | 114 | 1 | -1230 | 176 | 0 | 0 | 10 | 0
| RE-WtrHt-FuelSub-SmlStrg-HP-lte6kW-rep40G-MD-3.09UEF-50g | MFm | Ex | CZ03 | Any | 115 | SWWH025B | 1 | 10 | 2021 | natural gas | electricity | NR |  |  |  |  | -1220 |  | 175 |  | -1220 | 175 | 0 | 0 |  | 0 | 0 |  | TRUE | 10 | 0 | 0 | TRUE | 2021+10 | 2031+00 | TRUE | TRUE | FALSE | FALSE | -1220 | 175 | TRUE | TRUE | FALSE | FALSE | 0 | 0 | TRUE | TRUE | TRUE | -1220 | 175 | 0 | 0 | -12200 | 1750 | 0 | 0 | 3465.8282 | 100000 | #N/A | 100000 | 0.034658 | 1 | #N/A | 0 | 0.00018393 | 0.005307 | #N/A | 0.005307 |  | 115 | 132.7169 | PASS | 7.0433 | PASS | Eligible | -2.244 | 9.2873 | 115 | 13.3361 | kWh | 3907.4539 | N/A | N/A | 133.3614 |  | 115 | 1 | -1220 | 175 | 0 | 0 | 10 | 0
| RE-WtrHt-FuelSub-SmlStrg-HP-lte6kW-rep40G-MD-3.09UEF-50g | MFm | Ex | CZ04 | Any | 116 | SWWH025B | 1 | 10 | 2021 | natural gas | electricity | NR |  |  |  |  | -1190 |  | 172 |  | -1190 | 172 | 0 | 0 |  | 0 | 0 |  | TRUE | 10 | 0 | 0 | TRUE | 2021+10 | 2031+00 | TRUE | TRUE | FALSE | FALSE | -1190 | 172 | TRUE | TRUE | FALSE | FALSE | 0 | 0 | TRUE | TRUE | TRUE | -1190 | 172 | 0 | 0 | -11900 | 1720 | 0 | 0 | 3465.8282 | 100000 | #N/A | 100000 | 0.034658 | 1 | #N/A | 0 | 0.00018393 | 0.005307 | #N/A | 0.005307 |  | 116 | 130.7566 | PASS | 6.9393 | PASS | Eligible | -2.1888 | 9.1281 | 116 | 13.1385 | kWh | 3849.5546 | N/A | N/A | 131.3853 |  | 116 | 1 | -1190 | 172 | 0 | 0 | 10 | 0
| RE-WtrHt-FuelSub-SmlStrg-HP-lte6kW-rep40G-MD-3.09UEF-50g | MFm | Ex | CZ05 | Any | 117 | SWWH025B | 1 | 10 | 2021 | natural gas | electricity | NR |  |  |  |  | -1230 |  | 177 |  | -1230 | 177 | 0 | 0 |  | 0 | 0 |  | TRUE | 10 | 0 | 0 | TRUE | 2021+10 | 2031+00 | TRUE | TRUE | FALSE | FALSE | -1230 | 177 | TRUE | TRUE | FALSE | FALSE | 0 | 0 | TRUE | TRUE | TRUE | -1230 | 177 | 0 | 0 | -12300 | 1770 | 0 | 0 | 3465.8282 | 100000 | #N/A | 100000 | 0.034658 | 1 | #N/A | 0 | 0.00018393 | 0.005307 | #N/A | 0.005307 |  | 117 | 134.3703 | PASS | 7.1311 | PASS | Eligible | -2.2624 | 9.3935 | 117 | 13.502 | kWh | 3956.0533 | N/A | N/A | 135.0201 |  | 117 | 1 | -1230 | 177 | 0 | 0 | 10 | 0
| RE-WtrHt-FuelSub-SmlStrg-HP-lte6kW-rep40G-MD-3.09UEF-50g | MFm | Ex | CZ06 | Any | 118 | SWWH025B | 1 | 10 | 2021 | natural gas | electricity | NR |  |  |  |  | -1140 |  | 168 |  | -1140 | 168 | 0 | 0 |  | 0 | 0 |  | TRUE | 10 | 0 | 0 | TRUE | 2021+10 | 2031+00 | TRUE | TRUE | FALSE | FALSE | -1140 | 168 | TRUE | TRUE | FALSE | FALSE | 0 | 0 | TRUE | TRUE | TRUE | -1140 | 168 | 0 | 0 | -11400 | 1680 | 0 | 0 | 3465.8282 | 100000 | #N/A | 100000 | 0.034658 | 1 | #N/A | 0 | 0.00018393 | 0.005307 | #N/A | 0.005307 |  | 118 | 128.4896 | PASS | 6.819 | PASS | Eligible | -2.0968 | 8.9158 | 118 | 12.9092 | kWh | 3782.3557 | N/A | N/A | 129.0918 |  | 118 | 1 | -1140 | 168 | 0 | 0 | 10 | 0
| RE-WtrHt-FuelSub-SmlStrg-HP-lte6kW-rep40G-MD-3.09UEF-50g | MFm | Ex | CZ07 | Any | 119 | SWWH025B | 1 | 10 | 2021 | natural gas | electricity | NR |  |  |  |  | -1120 |  | 166 |  | -1120 | 166 | 0 | 0 |  | 0 | 0 |  | TRUE | 10 | 0 | 0 | TRUE | 2021+10 | 2031+00 | TRUE | TRUE | FALSE | FALSE | -1120 | 166 | TRUE | TRUE | FALSE | FALSE | 0 | 0 | TRUE | TRUE | TRUE | -1120 | 166 | 0 | 0 | -11200 | 1660 | 0 | 0 | 3465.8282 | 100000 | #N/A | 100000 | 0.034658 | 1 | #N/A | 0 | 0.00018393 | 0.005307 | #N/A | 0.005307 |  | 119 | 127.1827 | PASS | 6.7496 | PASS | Eligible | -2.06 | 8.8097 | 119 | 12.7774 | kWh | 3743.7562 | N/A | N/A | 127.7744 |  | 119 | 1 | -1120 | 166 | 0 | 0 | 10 | 0
| RE-WtrHt-FuelSub-SmlStrg-HP-lte6kW-rep40G-MD-3.09UEF-50g | MFm | Ex | CZ08 | Any | 120 | SWWH025B | 1 | 10 | 2021 | natural gas | electricity | NR |  |  |  |  | -1110 |  | 164 |  | -1110 | 164 | 0 | 0 |  | 0 | 0 |  | TRUE | 10 | 0 | 0 | TRUE | 2021+10 | 2031+00 | TRUE | TRUE | FALSE | FALSE | -1110 | 164 | TRUE | TRUE | FALSE | FALSE | 0 | 0 | TRUE | TRUE | TRUE | -1110 | 164 | 0 | 0 | -11100 | 1640 | 0 | 0 | 3465.8282 | 100000 | #N/A | 100000 | 0.034658 | 1 | #N/A | 0 | 0.00018393 | 0.005307 | #N/A | 0.005307 |  | 120 | 125.5293 | PASS | 6.6619 | PASS | Eligible | -2.0417 | 8.7035 | 120 | 12.6116 | kWh | 3695.1568 | N/A | N/A | 126.1157 |  | 120 | 1 | -1110 | 164 | 0 | 0 | 10 | 0
| RE-WtrHt-FuelSub-SmlStrg-HP-lte6kW-rep40G-MD-3.09UEF-50g | MFm | Ex | CZ09 | Any | 121 | SWWH025B | 1 | 10 | 2021 | natural gas | electricity | NR |  |  |  |  | -1110 |  | 164 |  | -1110 | 164 | 0 | 0 |  | 0 | 0 |  | TRUE | 10 | 0 | 0 | TRUE | 2021+10 | 2031+00 | TRUE | TRUE | FALSE | FALSE | -1110 | 164 | TRUE | TRUE | FALSE | FALSE | 0 | 0 | TRUE | TRUE | TRUE | -1110 | 164 | 0 | 0 | -11100 | 1640 | 0 | 0 | 3465.8282 | 100000 | #N/A | 100000 | 0.034658 | 1 | #N/A | 0 | 0.00018393 | 0.005307 | #N/A | 0.005307 |  | 121 | 125.5293 | PASS | 6.6619 | PASS | Eligible | -2.0417 | 8.7035 | 121 | 12.6116 | kWh | 3695.1568 | N/A | N/A | 126.1157 |  | 121 | 1 | -1110 | 164 | 0 | 0 | 10 | 0
| RE-WtrHt-FuelSub-SmlStrg-HP-lte6kW-rep40G-MD-3.09UEF-50g | MFm | Ex | CZ10 | Any | 122 | SWWH025B | 1 | 10 | 2021 | natural gas | electricity | NR |  |  |  |  | -1110 |  | 164 |  | -1110 | 164 | 0 | 0 |  | 0 | 0 |  | TRUE | 10 | 0 | 0 | TRUE | 2021+10 | 2031+00 | TRUE | TRUE | FALSE | FALSE | -1110 | 164 | TRUE | TRUE | FALSE | FALSE | 0 | 0 | TRUE | TRUE | TRUE | -1110 | 164 | 0 | 0 | -11100 | 1640 | 0 | 0 | 3465.8282 | 100000 | #N/A | 100000 | 0.034658 | 1 | #N/A | 0 | 0.00018393 | 0.005307 | #N/A | 0.005307 |  | 122 | 125.5293 | PASS | 6.6619 | PASS | Eligible | -2.0417 | 8.7035 | 122 | 12.6116 | kWh | 3695.1568 | N/A | N/A | 126.1157 |  | 122 | 1 | -1110 | 164 | 0 | 0 | 10 | 0
| RE-WtrHt-FuelSub-SmlStrg-HP-lte6kW-rep40G-MD-3.09UEF-50g | MFm | Ex | CZ11 | Any | 123 | SWWH025B | 1 | 10 | 2021 | natural gas | electricity | NR |  |  |  |  | -1140 |  | 166 |  | -1140 | 166 | 0 | 0 |  | 0 | 0 |  | TRUE | 10 | 0 | 0 | TRUE | 2021+10 | 2031+00 | TRUE | TRUE | FALSE | FALSE | -1140 | 166 | TRUE | TRUE | FALSE | FALSE | 0 | 0 | TRUE | TRUE | TRUE | -1140 | 166 | 0 | 0 | -11400 | 1660 | 0 | 0 | 3465.8282 | 100000 | #N/A | 100000 | 0.034658 | 1 | #N/A | 0 | 0.00018393 | 0.005307 | #N/A | 0.005307 |  | 123 | 126.4896 | PASS | 6.7128 | PASS | Eligible | -2.0968 | 8.8097 | 123 | 12.7092 | kWh | 3723.7562 | N/A | N/A | 127.0918 |  | 123 | 1 | -1140 | 166 | 0 | 0 | 10 | 0
| RE-WtrHt-FuelSub-SmlStrg-HP-lte6kW-rep40G-MD-3.09UEF-50g | MFm | Ex | CZ12 | Any | 124 | SWWH025B | 1 | 10 | 2021 | natural gas | electricity | NR |  |  |  |  | -1180 |  | 170 |  | -1180 | 170 | 0 | 0 |  | 0 | 0 |  | TRUE | 10 | 0 | 0 | TRUE | 2021+10 | 2031+00 | TRUE | TRUE | FALSE | FALSE | -1180 | 170 | TRUE | TRUE | FALSE | FALSE | 0 | 0 | TRUE | TRUE | TRUE | -1180 | 170 | 0 | 0 | -11800 | 1700 | 0 | 0 | 3465.8282 | 100000 | #N/A | 100000 | 0.034658 | 1 | #N/A | 0 | 0.00018393 | 0.005307 | #N/A | 0.005307 |  | 124 | 129.1032 | PASS | 6.8516 | PASS | Eligible | -2.1704 | 9.022 | 124 | 12.9727 | kWh | 3800.9552 | N/A | N/A | 129.7266 |  | 124 | 1 | -1180 | 170 | 0 | 0 | 10 | 0
| RE-WtrHt-FuelSub-SmlStrg-HP-lte6kW-rep40G-MD-3.09UEF-50g | MFm | Ex | CZ13 | Any | 125 | SWWH025B | 1 | 10 | 2021 | natural gas | electricity | NR |  |  |  |  | -1120 |  | 164 |  | -1120 | 164 | 0 | 0 |  | 0 | 0 |  | TRUE | 10 | 0 | 0 | TRUE | 2021+10 | 2031+00 | TRUE | TRUE | FALSE | FALSE | -1120 | 164 | TRUE | TRUE | FALSE | FALSE | 0 | 0 | TRUE | TRUE | TRUE | -1120 | 164 | 0 | 0 | -11200 | 1640 | 0 | 0 | 3465.8282 | 100000 | #N/A | 100000 | 0.034658 | 1 | #N/A | 0 | 0.00018393 | 0.005307 | #N/A | 0.005307 |  | 125 | 125.1827 | PASS | 6.6435 | PASS | Eligible | -2.06 | 8.7035 | 125 | 12.5774 | kWh | 3685.1568 | N/A | N/A | 125.7744 |  | 125 | 1 | -1120 | 164 | 0 | 0 | 10 | 0
| RE-WtrHt-FuelSub-SmlStrg-HP-lte6kW-rep40G-MD-3.09UEF-50g | MFm | Ex | CZ14 | Any | 126 | SWWH025B | 1 | 10 | 2021 | natural gas | electricity | NR |  |  |  |  | -1140 |  | 167 |  | -1140 | 167 | 0 | 0 |  | 0 | 0 |  | TRUE | 10 | 0 | 0 | TRUE | 2021+10 | 2031+00 | TRUE | TRUE | FALSE | FALSE | -1140 | 167 | TRUE | TRUE | FALSE | FALSE | 0 | 0 | TRUE | TRUE | TRUE | -1140 | 167 | 0 | 0 | -11400 | 1670 | 0 | 0 | 3465.8282 | 100000 | #N/A | 100000 | 0.034658 | 1 | #N/A | 0 | 0.00018393 | 0.005307 | #N/A | 0.005307 |  | 126 | 127.4896 | PASS | 6.7659 | PASS | Eligible | -2.0968 | 8.8628 | 126 | 12.8092 | kWh | 3753.056 | N/A | N/A | 128.0918 |  | 126 | 1 | -1140 | 167 | 0 | 0 | 10 | 0
| RE-WtrHt-FuelSub-SmlStrg-HP-lte6kW-rep40G-MD-3.09UEF-50g | MFm | Ex | CZ15 | Any | 127 | SWWH025B | 1 | 10 | 2021 | natural gas | electricity | NR |  |  |  |  | -935 |  | 145 |  | -935 | 145 | 0 | 0 |  | 0 | 0 |  | TRUE | 10 | 0 | 0 | TRUE | 2021+10 | 2031+00 | TRUE | TRUE | FALSE | FALSE | -935 | 145 | TRUE | TRUE | FALSE | FALSE | 0 | 0 | TRUE | TRUE | TRUE | -935 | 145 | 0 | 0 | -9350 | 1450 | 0 | 0 | 3465.8282 | 100000 | #N/A | 100000 | 0.034658 | 1 | #N/A | 0 | 0.00018393 | 0.005307 | #N/A | 0.005307 |  | 127 | 112.5945 | PASS | 5.9754 | PASS | Eligible | -1.7198 | 7.6952 | 127 | 11.3088 | kWh | 3313.4618 | N/A | N/A | 113.0884 |  | 127 | 1 | -935 | 145 | 0 | 0 | 10 | 0
| RE-WtrHt-FuelSub-SmlStrg-HP-lte6kW-rep40G-MD-3.09UEF-50g | MFm | Ex | CZ16 | Any | 128 | SWWH025B | 1 | 10 | 2021 | natural gas | electricity | NR |  |  |  |  | -1320 |  | 185 |  | -1320 | 185 | 0 | 0 |  | 0 | 0 |  | TRUE | 10 | 0 | 0 | TRUE | 2021+10 | 2031+00 | TRUE | TRUE | FALSE | FALSE | -1320 | 185 | TRUE | TRUE | FALSE | FALSE | 0 | 0 | TRUE | TRUE | TRUE | -1320 | 185 | 0 | 0 | -13200 | 1850 | 0 | 0 | 3465.8282 | 100000 | #N/A | 100000 | 0.034658 | 1 | #N/A | 0 | 0.00018393 | 0.005307 | #N/A | 0.005307 |  | 128 | 139.2511 | PASS | 7.3901 | PASS | Eligible | -2.4279 | 9.818 | 128 | 13.9948 | kWh | 4100.4512 | N/A | N/A | 139.9484 |  | 128 | 1 | -1320 | 185 | 0 | 0 | 10 | 0
| RE-WtrHt-FuelSub-SmlStrg-HP-lte6kW-rep40G-MD-3.09UEF-50g | DMo | Ex | CZ01 | Any | 129 | SWWH025B | 1 | 10 | 2021 | natural gas | electricity | NR |  |  |  |  | -1890 |  | 206 |  | -1890 | 206 | 0 | 0 |  | 0 | 0 |  | TRUE | 10 | 0 | 0 | TRUE | 2021+10 | 2031+00 | TRUE | TRUE | FALSE | FALSE | -1890 | 206 | TRUE | TRUE | FALSE | FALSE | 0 | 0 | TRUE | TRUE | TRUE | -1890 | 206 | 0 | 0 | -18900 | 2060 | 0 | 0 | 3465.8282 | 100000 | #N/A | 100000 | 0.034658 | 1 | #N/A | 0 | 0.00018393 | 0.005307 | #N/A | 0.005307 |  | 129 | 140.4958 | PASS | 7.4562 | PASS | Eligible | -3.4763 | 10.9325 | 129 | 14.1494 | kWh | 4145.7457 | N/A | N/A | 141.4943 |  | 129 | 1 | -1890 | 206 | 0 | 0 | 10 | 0
| RE-WtrHt-FuelSub-SmlStrg-HP-lte6kW-rep40G-MD-3.09UEF-50g | DMo | Ex | CZ02 | Any | 130 | SWWH025B | 1 | 10 | 2021 | natural gas | electricity | NR |  |  |  |  | -1650 |  | 191 |  | -1650 | 191 | 0 | 0 |  | 0 | 0 |  | TRUE | 10 | 0 | 0 | TRUE | 2021+10 | 2031+00 | TRUE | TRUE | FALSE | FALSE | -1650 | 191 | TRUE | TRUE | FALSE | FALSE | 0 | 0 | TRUE | TRUE | TRUE | -1650 | 191 | 0 | 0 | -16500 | 1910 | 0 | 0 | 3465.8282 | 100000 | #N/A | 100000 | 0.034658 | 1 | #N/A | 0 | 0.00018393 | 0.005307 | #N/A | 0.005307 |  | 130 | 133.8138 | PASS | 7.1015 | PASS | Eligible | -3.0349 | 10.1364 | 130 | 13.4686 | kWh | 3946.2496 | N/A | N/A | 134.6855 |  | 130 | 1 | -1650 | 191 | 0 | 0 | 10 | 0
| RE-WtrHt-FuelSub-SmlStrg-HP-lte6kW-rep40G-MD-3.09UEF-50g | DMo | Ex | CZ03 | Any | 131 | SWWH025B | 1 | 10 | 2021 | natural gas | electricity | NR |  |  |  |  | -1600 |  | 192 |  | -1600 | 192 | 0 | 0 |  | 0 | 0 |  | TRUE | 10 | 0 | 0 | TRUE | 2021+10 | 2031+00 | TRUE | TRUE | FALSE | FALSE | -1600 | 192 | TRUE | TRUE | FALSE | FALSE | 0 | 0 | TRUE | TRUE | TRUE | -1600 | 192 | 0 | 0 | -16000 | 1920 | 0 | 0 | 3465.8282 | 100000 | #N/A | 100000 | 0.034658 | 1 | #N/A | 0 | 0.00018393 | 0.005307 | #N/A | 0.005307 |  | 131 | 136.5467 | PASS | 7.2466 | PASS | Eligible | -2.9429 | 10.1895 | 131 | 13.7392 | kWh | 4025.5494 | N/A | N/A | 137.392 |  | 131 | 1 | -1600 | 192 | 0 | 0 | 10 | 0
| RE-WtrHt-FuelSub-SmlStrg-HP-lte6kW-rep40G-MD-3.09UEF-50g | DMo | Ex | CZ04 | Any | 132 | SWWH025B | 1 | 10 | 2021 | natural gas | electricity | NR |  |  |  |  | -1530 |  | 186 |  | -1530 | 186 | 0 | 0 |  | 0 | 0 |  | TRUE | 10 | 0 | 0 | TRUE | 2021+10 | 2031+00 | TRUE | TRUE | FALSE | FALSE | -1530 | 186 | TRUE | TRUE | FALSE | FALSE | 0 | 0 | TRUE | TRUE | TRUE | -1530 | 186 | 0 | 0 | -15300 | 1860 | 0 | 0 | 3465.8282 | 100000 | #N/A | 100000 | 0.034658 | 1 | #N/A | 0 | 0.00018393 | 0.005307 | #N/A | 0.005307 |  | 132 | 132.9728 | PASS | 7.0569 | PASS | Eligible | -2.8142 | 9.8711 | 132 | 13.3781 | kWh | 3919.751 | N/A | N/A | 133.7811 |  | 132 | 1 | -1530 | 186 | 0 | 0 | 10 | 0
| RE-WtrHt-FuelSub-SmlStrg-HP-lte6kW-rep40G-MD-3.09UEF-50g | DMo | Ex | CZ05 | Any | 133 | SWWH025B | 1 | 10 | 2021 | natural gas | electricity | NR |  |  |  |  | -1670 |  | 195 |  | -1670 | 195 | 0 | 0 |  | 0 | 0 |  | TRUE | 10 | 0 | 0 | TRUE | 2021+10 | 2031+00 | TRUE | TRUE | FALSE | FALSE | -1670 | 195 | TRUE | TRUE | FALSE | FALSE | 0 | 0 | TRUE | TRUE | TRUE | -1670 | 195 | 0 | 0 | -16700 | 1950 | 0 | 0 | 3465.8282 | 100000 | #N/A | 100000 | 0.034658 | 1 | #N/A | 0 | 0.00018393 | 0.005307 | #N/A | 0.005307 |  | 133 | 137.1207 | PASS | 7.277 | PASS | Eligible | -3.0717 | 10.3487 | 133 | 13.8003 | kWh | 4043.4486 | N/A | N/A | 138.0029 |  | 133 | 1 | -1670 | 195 | 0 | 0 | 10 | 0
| RE-WtrHt-FuelSub-SmlStrg-HP-lte6kW-rep40G-MD-3.09UEF-50g | DMo | Ex | CZ06 | Any | 134 | SWWH025B | 1 | 10 | 2021 | natural gas | electricity | NR |  |  |  |  | -1410 |  | 181 |  | -1410 | 181 | 0 | 0 |  | 0 | 0 |  | TRUE | 10 | 0 | 0 | TRUE | 2021+10 | 2031+00 | TRUE | TRUE | FALSE | FALSE | -1410 | 181 | TRUE | TRUE | FALSE | FALSE | 0 | 0 | TRUE | TRUE | TRUE | -1410 | 181 | 0 | 0 | -14100 | 1810 | 0 | 0 | 3465.8282 | 100000 | #N/A | 100000 | 0.034658 | 1 | #N/A | 0 | 0.00018393 | 0.005307 | #N/A | 0.005307 |  | 134 | 132.1318 | PASS | 7.0123 | PASS | Eligible | -2.5935 | 9.6057 | 134 | 13.2877 | kWh | 3893.2523 | N/A | N/A | 132.8767 |  | 134 | 1 | -1410 | 181 | 0 | 0 | 10 | 0
| RE-WtrHt-FuelSub-SmlStrg-HP-lte6kW-rep40G-MD-3.09UEF-50g | DMo | Ex | CZ07 | Any | 135 | SWWH025B | 1 | 10 | 2021 | natural gas | electricity | NR |  |  |  |  | -1370 |  | 179 |  | -1370 | 179 | 0 | 0 |  | 0 | 0 |  | TRUE | 10 | 0 | 0 | TRUE | 2021+10 | 2031+00 | TRUE | TRUE | FALSE | FALSE | -1370 | 179 | TRUE | TRUE | FALSE | FALSE | 0 | 0 | TRUE | TRUE | TRUE | -1370 | 179 | 0 | 0 | -13700 | 1790 | 0 | 0 | 3465.8282 | 100000 | #N/A | 100000 | 0.034658 | 1 | #N/A | 0 | 0.00018393 | 0.005307 | #N/A | 0.005307 |  | 135 | 131.5182 | PASS | 6.9797 | PASS | Eligible | -2.5199 | 9.4996 | 135 | 13.2242 | kWh | 3874.6528 | N/A | N/A | 132.2419 |  | 135 | 1 | -1370 | 179 | 0 | 0 | 10 | 0
| RE-WtrHt-FuelSub-SmlStrg-HP-lte6kW-rep40G-MD-3.09UEF-50g | DMo | Ex | CZ08 | Any | 136 | SWWH025B | 1 | 10 | 2021 | natural gas | electricity | NR |  |  |  |  | -1350 |  | 176 |  | -1350 | 176 | 0 | 0 |  | 0 | 0 |  | TRUE | 10 | 0 | 0 | TRUE | 2021+10 | 2031+00 | TRUE | TRUE | FALSE | FALSE | -1350 | 176 | TRUE | TRUE | FALSE | FALSE | 0 | 0 | TRUE | TRUE | TRUE | -1350 | 176 | 0 | 0 | -13500 | 1760 | 0 | 0 | 3465.8282 | 100000 | #N/A | 100000 | 0.034658 | 1 | #N/A | 0 | 0.00018393 | 0.005307 | #N/A | 0.005307 |  | 136 | 129.2113 | PASS | 6.8573 | PASS | Eligible | -2.4831 | 9.3404 | 136 | 12.9924 | kWh | 3806.7536 | N/A | N/A | 129.9245 |  | 136 | 1 | -1350 | 176 | 0 | 0 | 10 | 0
| RE-WtrHt-FuelSub-SmlStrg-HP-lte6kW-rep40G-MD-3.09UEF-50g | DMo | Ex | CZ09 | Any | 137 | SWWH025B | 1 | 10 | 2021 | natural gas | electricity | NR |  |  |  |  | -1360 |  | 176 |  | -1360 | 176 | 0 | 0 |  | 0 | 0 |  | TRUE | 10 | 0 | 0 | TRUE | 2021+10 | 2031+00 | TRUE | TRUE | FALSE | FALSE | -1360 | 176 | TRUE | TRUE | FALSE | FALSE | 0 | 0 | TRUE | TRUE | TRUE | -1360 | 176 | 0 | 0 | -13600 | 1760 | 0 | 0 | 3465.8282 | 100000 | #N/A | 100000 | 0.034658 | 1 | #N/A | 0 | 0.00018393 | 0.005307 | #N/A | 0.005307 |  | 137 | 128.8647 | PASS | 6.8389 | PASS | Eligible | -2.5015 | 9.3404 | 137 | 12.9583 | kWh | 3796.7536 | N/A | N/A | 129.5832 |  | 137 | 1 | -1360 | 176 | 0 | 0 | 10 | 0
| RE-WtrHt-FuelSub-SmlStrg-HP-lte6kW-rep40G-MD-3.09UEF-50g | DMo | Ex | CZ10 | Any | 138 | SWWH025B | 1 | 10 | 2021 | natural gas | electricity | NR |  |  |  |  | -1360 |  | 175 |  | -1360 | 175 | 0 | 0 |  | 0 | 0 |  | TRUE | 10 | 0 | 0 | TRUE | 2021+10 | 2031+00 | TRUE | TRUE | FALSE | FALSE | -1360 | 175 | TRUE | TRUE | FALSE | FALSE | 0 | 0 | TRUE | TRUE | TRUE | -1360 | 175 | 0 | 0 | -13600 | 1750 | 0 | 0 | 3465.8282 | 100000 | #N/A | 100000 | 0.034658 | 1 | #N/A | 0 | 0.00018393 | 0.005307 | #N/A | 0.005307 |  | 138 | 127.8647 | PASS | 6.7858 | PASS | Eligible | -2.5015 | 9.2873 | 138 | 12.8583 | kWh | 3767.4539 | N/A | N/A | 128.5832 |  | 138 | 1 | -1360 | 175 | 0 | 0 | 10 | 0
| RE-WtrHt-FuelSub-SmlStrg-HP-lte6kW-rep40G-MD-3.09UEF-50g | DMo | Ex | CZ11 | Any | 139 | SWWH025B | 1 | 10 | 2021 | natural gas | electricity | NR |  |  |  |  | -1470 |  | 177 |  | -1470 | 177 | 0 | 0 |  | 0 | 0 |  | TRUE | 10 | 0 | 0 | TRUE | 2021+10 | 2031+00 | TRUE | TRUE | FALSE | FALSE | -1470 | 177 | TRUE | TRUE | FALSE | FALSE | 0 | 0 | TRUE | TRUE | TRUE | -1470 | 177 | 0 | 0 | -14700 | 1770 | 0 | 0 | 3465.8282 | 100000 | #N/A | 100000 | 0.034658 | 1 | #N/A | 0 | 0.00018393 | 0.005307 | #N/A | 0.005307 |  | 139 | 126.0523 | PASS | 6.6896 | PASS | Eligible | -2.7038 | 9.3935 | 139 | 12.6829 | kWh | 3716.0533 | N/A | N/A | 126.8289 |  | 139 | 1 | -1470 | 177 | 0 | 0 | 10 | 0
| RE-WtrHt-FuelSub-SmlStrg-HP-lte6kW-rep40G-MD-3.09UEF-50g | DMo | Ex | CZ12 | Any | 140 | SWWH025B | 1 | 10 | 2021 | natural gas | electricity | NR |  |  |  |  | -1510 |  | 183 |  | -1510 | 183 | 0 | 0 |  | 0 | 0 |  | TRUE | 10 | 0 | 0 | TRUE | 2021+10 | 2031+00 | TRUE | TRUE | FALSE | FALSE | -1510 | 183 | TRUE | TRUE | FALSE | FALSE | 0 | 0 | TRUE | TRUE | TRUE | -1510 | 183 | 0 | 0 | -15100 | 1830 | 0 | 0 | 3465.8282 | 100000 | #N/A | 100000 | 0.034658 | 1 | #N/A | 0 | 0.00018393 | 0.005307 | #N/A | 0.005307 |  | 140 | 130.666 | PASS | 6.9345 | PASS | Eligible | -2.7774 | 9.7119 | 140 | 13.1464 | kWh | 3851.8517 | N/A | N/A | 131.4637 |  | 140 | 1 | -1510 | 183 | 0 | 0 | 10 | 0
| RE-WtrHt-FuelSub-SmlStrg-HP-lte6kW-rep40G-MD-3.09UEF-50g | DMo | Ex | CZ13 | Any | 141 | SWWH025B | 1 | 10 | 2021 | natural gas | electricity | NR |  |  |  |  | -1420 |  | 175 |  | -1420 | 175 | 0 | 0 |  | 0 | 0 |  | TRUE | 10 | 0 | 0 | TRUE | 2021+10 | 2031+00 | TRUE | TRUE | FALSE | FALSE | -1420 | 175 | TRUE | TRUE | FALSE | FALSE | 0 | 0 | TRUE | TRUE | TRUE | -1420 | 175 | 0 | 0 | -14200 | 1750 | 0 | 0 | 3465.8282 | 100000 | #N/A | 100000 | 0.034658 | 1 | #N/A | 0 | 0.00018393 | 0.005307 | #N/A | 0.005307 |  | 141 | 125.7852 | PASS | 6.6755 | PASS | Eligible | -2.6118 | 9.2873 | 141 | 12.6535 | kWh | 3707.4539 | N/A | N/A | 126.5354 |  | 141 | 1 | -1420 | 175 | 0 | 0 | 10 | 0
| RE-WtrHt-FuelSub-SmlStrg-HP-lte6kW-rep40G-MD-3.09UEF-50g | DMo | Ex | CZ14 | Any | 142 | SWWH025B | 1 | 10 | 2021 | natural gas | electricity | NR |  |  |  |  | -1530 |  | 179 |  | -1530 | 179 | 0 | 0 |  | 0 | 0 |  | TRUE | 10 | 0 | 0 | TRUE | 2021+10 | 2031+00 | TRUE | TRUE | FALSE | FALSE | -1530 | 179 | TRUE | TRUE | FALSE | FALSE | 0 | 0 | TRUE | TRUE | TRUE | -1530 | 179 | 0 | 0 | -15300 | 1790 | 0 | 0 | 3465.8282 | 100000 | #N/A | 100000 | 0.034658 | 1 | #N/A | 0 | 0.00018393 | 0.005307 | #N/A | 0.005307 |  | 142 | 125.9728 | PASS | 6.6854 | PASS | Eligible | -2.8142 | 9.4996 | 142 | 12.6781 | kWh | 3714.6528 | N/A | N/A | 126.7811 |  | 142 | 1 | -1530 | 179 | 0 | 0 | 10 | 0
| RE-WtrHt-FuelSub-SmlStrg-HP-lte6kW-rep40G-MD-3.09UEF-50g | DMo | Ex | CZ15 | Any | 143 | SWWH025B | 1 | 10 | 2021 | natural gas | electricity | NR |  |  |  |  | -1030 |  | 148 |  | -1030 | 148 | 0 | 0 |  | 0 | 0 |  | TRUE | 10 | 0 | 0 | TRUE | 2021+10 | 2031+00 | TRUE | TRUE | FALSE | FALSE | -1030 | 148 | TRUE | TRUE | FALSE | FALSE | 0 | 0 | TRUE | TRUE | TRUE | -1030 | 148 | 0 | 0 | -10300 | 1480 | 0 | 0 | 3465.8282 | 100000 | #N/A | 100000 | 0.034658 | 1 | #N/A | 0 | 0.00018393 | 0.005307 | #N/A | 0.005307 |  | 143 | 112.302 | PASS | 5.9599 | PASS | Eligible | -1.8945 | 7.8544 | 143 | 11.2846 | kWh | 3306.361 | N/A | N/A | 112.8461 |  | 143 | 1 | -1030 | 148 | 0 | 0 | 10 | 0
| RE-WtrHt-FuelSub-SmlStrg-HP-lte6kW-rep40G-MD-3.09UEF-50g | DMo | Ex | CZ16 | Any | 144 | SWWH025B | 1 | 10 | 2021 | natural gas | electricity | NR |  |  |  |  | -2210 |  | 205 |  | -2210 | 205 | 0 | 0 |  | 0 | 0 |  | TRUE | 10 | 0 | 0 | TRUE | 2021+10 | 2031+00 | TRUE | TRUE | FALSE | FALSE | -2210 | 205 | TRUE | TRUE | FALSE | FALSE | 0 | 0 | TRUE | TRUE | TRUE | -2210 | 205 | 0 | 0 | -22100 | 2050 | 0 | 0 | 3465.8282 | 100000 | #N/A | 100000 | 0.034658 | 1 | #N/A | 0 | 0.00018393 | 0.005307 | #N/A | 0.005307 |  | 144 | 128.4052 | PASS | 6.8145 | PASS | Eligible | -4.0649 | 10.8794 | 144 | 12.9573 | kWh | 3796.4459 | N/A | N/A | 129.5727 |  | 144 | 1 | -2210 | 205 | 0 | 0 | 10 | 0
| RE-WtrHt-FuelSub-SmlStrg-HP-lte6kW-rep40G-MD-3p31UEF-50g | SFm | Ex | CZ01 | Any | 145 | SWWH025G | 1 | 10 | 2021 | natural gas | electricity | NR |  |  |  |  | -1880 |  | 227 |  | -1880 | 227 | 0 | 0 |  | 0 | 0 |  | TRUE | 10 | 0 | 0 | TRUE | 2021+10 | 2031+00 | TRUE | TRUE | FALSE | FALSE | -1880 | 227 | TRUE | TRUE | FALSE | FALSE | 0 | 0 | TRUE | TRUE | TRUE | -1880 | 227 | 0 | 0 | -18800 | 2270 | 0 | 0 | 3465.8282 | 100000 | #N/A | 100000 | 0.034658 | 1 | #N/A | 0 | 0.00018393 | 0.005307 | #N/A | 0.005307 |  | 145 | 161.8424 | PASS | 8.589 | PASS | Eligible | -3.4579 | 12.047 | 145 | 16.2836 | kWh | 4771.0401 | N/A | N/A | 162.8356 |  | 145 | 1 | -1880 | 227 | 0 | 0 | 10 | 0
| RE-WtrHt-FuelSub-SmlStrg-HP-lte6kW-rep40G-MD-3p31UEF-50g | SFm | Ex | CZ02 | Any | 146 | SWWH025G | 1 | 10 | 2021 | natural gas | electricity | NR |  |  |  |  | -1630 |  | 211 |  | -1630 | 211 | 0 | 0 |  | 0 | 0 |  | TRUE | 10 | 0 | 0 | TRUE | 2021+10 | 2031+00 | TRUE | TRUE | FALSE | FALSE | -1630 | 211 | TRUE | TRUE | FALSE | FALSE | 0 | 0 | TRUE | TRUE | TRUE | -1630 | 211 | 0 | 0 | -16300 | 2110 | 0 | 0 | 3465.8282 | 100000 | #N/A | 100000 | 0.034658 | 1 | #N/A | 0 | 0.00018393 | 0.005307 | #N/A | 0.005307 |  | 146 | 154.507 | PASS | 8.1997 | PASS | Eligible | -2.9981 | 11.1978 | 146 | 15.5368 | kWh | 4552.2444 | N/A | N/A | 155.3681 |  | 146 | 1 | -1630 | 211 | 0 | 0 | 10 | 0
| RE-WtrHt-FuelSub-SmlStrg-HP-lte6kW-rep40G-MD-3p31UEF-50g | SFm | Ex | CZ03 | Any | 147 | SWWH025G | 1 | 10 | 2021 | natural gas | electricity | NR |  |  |  |  | -1630 |  | 212 |  | -1630 | 212 | 0 | 0 |  | 0 | 0 |  | TRUE | 10 | 0 | 0 | TRUE | 2021+10 | 2031+00 | TRUE | TRUE | FALSE | FALSE | -1630 | 212 | TRUE | TRUE | FALSE | FALSE | 0 | 0 | TRUE | TRUE | TRUE | -1630 | 212 | 0 | 0 | -16300 | 2120 | 0 | 0 | 3465.8282 | 100000 | #N/A | 100000 | 0.034658 | 1 | #N/A | 0 | 0.00018393 | 0.005307 | #N/A | 0.005307 |  | 147 | 155.507 | PASS | 8.2528 | PASS | Eligible | -2.9981 | 11.2509 | 147 | 15.6368 | kWh | 4581.5441 | N/A | N/A | 156.3681 |  | 147 | 1 | -1630 | 212 | 0 | 0 | 10 | 0
| RE-WtrHt-FuelSub-SmlStrg-HP-lte6kW-rep40G-MD-3p31UEF-50g | SFm | Ex | CZ04 | Any | 148 | SWWH025G | 1 | 10 | 2021 | natural gas | electricity | NR |  |  |  |  | -1540 |  | 205 |  | -1540 | 205 | 0 | 0 |  | 0 | 0 |  | TRUE | 10 | 0 | 0 | TRUE | 2021+10 | 2031+00 | TRUE | TRUE | FALSE | FALSE | -1540 | 205 | TRUE | TRUE | FALSE | FALSE | 0 | 0 | TRUE | TRUE | TRUE | -1540 | 205 | 0 | 0 | -15400 | 2050 | 0 | 0 | 3465.8282 | 100000 | #N/A | 100000 | 0.034658 | 1 | #N/A | 0 | 0.00018393 | 0.005307 | #N/A | 0.005307 |  | 148 | 151.6262 | PASS | 8.0469 | PASS | Eligible | -2.8326 | 10.8794 | 148 | 15.244 | kWh | 4466.4459 | N/A | N/A | 152.4398 |  | 148 | 1 | -1540 | 205 | 0 | 0 | 10 | 0
| RE-WtrHt-FuelSub-SmlStrg-HP-lte6kW-rep40G-MD-3p31UEF-50g | SFm | Ex | CZ05 | Any | 149 | SWWH025G | 1 | 10 | 2021 | natural gas | electricity | NR |  |  |  |  | -1660 |  | 214 |  | -1660 | 214 | 0 | 0 |  | 0 | 0 |  | TRUE | 10 | 0 | 0 | TRUE | 2021+10 | 2031+00 | TRUE | TRUE | FALSE | FALSE | -1660 | 214 | TRUE | TRUE | FALSE | FALSE | 0 | 0 | TRUE | TRUE | TRUE | -1660 | 214 | 0 | 0 | -16600 | 2140 | 0 | 0 | 3465.8282 | 100000 | #N/A | 100000 | 0.034658 | 1 | #N/A | 0 | 0.00018393 | 0.005307 | #N/A | 0.005307 |  | 149 | 156.4673 | PASS | 8.3038 | PASS | Eligible | -3.0533 | 11.3571 | 149 | 15.7344 | kWh | 4610.1436 | N/A | N/A | 157.3442 |  | 149 | 1 | -1660 | 214 | 0 | 0 | 10 | 0
| RE-WtrHt-FuelSub-SmlStrg-HP-lte6kW-rep40G-MD-3p31UEF-50g | SFm | Ex | CZ06 | Any | 150 | SWWH025G | 1 | 10 | 2021 | natural gas | electricity | NR |  |  |  |  | -1440 |  | 199 |  | -1440 | 199 | 0 | 0 |  | 0 | 0 |  | TRUE | 10 | 0 | 0 | TRUE | 2021+10 | 2031+00 | TRUE | TRUE | FALSE | FALSE | -1440 | 199 | TRUE | TRUE | FALSE | FALSE | 0 | 0 | TRUE | TRUE | TRUE | -1440 | 199 | 0 | 0 | -14400 | 1990 | 0 | 0 | 3465.8282 | 100000 | #N/A | 100000 | 0.034658 | 1 | #N/A | 0 | 0.00018393 | 0.005307 | #N/A | 0.005307 |  | 150 | 149.0921 | PASS | 7.9124 | PASS | Eligible | -2.6486 | 10.561 | 150 | 14.9853 | kWh | 4390.6475 | N/A | N/A | 149.8528 |  | 150 | 1 | -1440 | 199 | 0 | 0 | 10 | 0
| RE-WtrHt-FuelSub-SmlStrg-HP-lte6kW-rep40G-MD-3p31UEF-50g | SFm | Ex | CZ07 | Any | 151 | SWWH025G | 1 | 10 | 2021 | natural gas | electricity | NR |  |  |  |  | -1400 |  | 196 |  | -1400 | 196 | 0 | 0 |  | 0 | 0 |  | TRUE | 10 | 0 | 0 | TRUE | 2021+10 | 2031+00 | TRUE | TRUE | FALSE | FALSE | -1400 | 196 | TRUE | TRUE | FALSE | FALSE | 0 | 0 | TRUE | TRUE | TRUE | -1400 | 196 | 0 | 0 | -14000 | 1960 | 0 | 0 | 3465.8282 | 100000 | #N/A | 100000 | 0.034658 | 1 | #N/A | 0 | 0.00018393 | 0.005307 | #N/A | 0.005307 |  | 151 | 147.4784 | PASS | 7.8267 | PASS | Eligible | -2.5751 | 10.4018 | 151 | 14.8218 | kWh | 4342.7483 | N/A | N/A | 148.218 |  | 151 | 1 | -1400 | 196 | 0 | 0 | 10 | 0
| RE-WtrHt-FuelSub-SmlStrg-HP-lte6kW-rep40G-MD-3p31UEF-50g | SFm | Ex | CZ08 | Any | 152 | SWWH025G | 1 | 10 | 2021 | natural gas | electricity | NR |  |  |  |  | -1370 |  | 193 |  | -1370 | 193 | 0 | 0 |  | 0 | 0 |  | TRUE | 10 | 0 | 0 | TRUE | 2021+10 | 2031+00 | TRUE | TRUE | FALSE | FALSE | -1370 | 193 | TRUE | TRUE | FALSE | FALSE | 0 | 0 | TRUE | TRUE | TRUE | -1370 | 193 | 0 | 0 | -13700 | 1930 | 0 | 0 | 3465.8282 | 100000 | #N/A | 100000 | 0.034658 | 1 | #N/A | 0 | 0.00018393 | 0.005307 | #N/A | 0.005307 |  | 152 | 145.5182 | PASS | 7.7227 | PASS | Eligible | -2.5199 | 10.2426 | 152 | 14.6242 | kWh | 4284.8491 | N/A | N/A | 146.2419 |  | 152 | 1 | -1370 | 193 | 0 | 0 | 10 | 0
| RE-WtrHt-FuelSub-SmlStrg-HP-lte6kW-rep40G-MD-3p31UEF-50g | SFm | Ex | CZ09 | Any | 153 | SWWH025G | 1 | 10 | 2021 | natural gas | electricity | NR |  |  |  |  | -1370 |  | 193 |  | -1370 | 193 | 0 | 0 |  | 0 | 0 |  | TRUE | 10 | 0 | 0 | TRUE | 2021+10 | 2031+00 | TRUE | TRUE | FALSE | FALSE | -1370 | 193 | TRUE | TRUE | FALSE | FALSE | 0 | 0 | TRUE | TRUE | TRUE | -1370 | 193 | 0 | 0 | -13700 | 1930 | 0 | 0 | 3465.8282 | 100000 | #N/A | 100000 | 0.034658 | 1 | #N/A | 0 | 0.00018393 | 0.005307 | #N/A | 0.005307 |  | 153 | 145.5182 | PASS | 7.7227 | PASS | Eligible | -2.5199 | 10.2426 | 153 | 14.6242 | kWh | 4284.8491 | N/A | N/A | 146.2419 |  | 153 | 1 | -1370 | 193 | 0 | 0 | 10 | 0
| RE-WtrHt-FuelSub-SmlStrg-HP-lte6kW-rep40G-MD-3p31UEF-50g | SFm | Ex | CZ10 | Any | 154 | SWWH025G | 1 | 10 | 2021 | natural gas | electricity | NR |  |  |  |  | -1370 |  | 192 |  | -1370 | 192 | 0 | 0 |  | 0 | 0 |  | TRUE | 10 | 0 | 0 | TRUE | 2021+10 | 2031+00 | TRUE | TRUE | FALSE | FALSE | -1370 | 192 | TRUE | TRUE | FALSE | FALSE | 0 | 0 | TRUE | TRUE | TRUE | -1370 | 192 | 0 | 0 | -13700 | 1920 | 0 | 0 | 3465.8282 | 100000 | #N/A | 100000 | 0.034658 | 1 | #N/A | 0 | 0.00018393 | 0.005307 | #N/A | 0.005307 |  | 154 | 144.5182 | PASS | 7.6696 | PASS | Eligible | -2.5199 | 10.1895 | 154 | 14.5242 | kWh | 4255.5494 | N/A | N/A | 145.2419 |  | 154 | 1 | -1370 | 192 | 0 | 0 | 10 | 0
| RE-WtrHt-FuelSub-SmlStrg-HP-lte6kW-rep40G-MD-3p31UEF-50g | SFm | Ex | CZ11 | Any | 155 | SWWH025G | 1 | 10 | 2021 | natural gas | electricity | NR |  |  |  |  | -1450 |  | 195 |  | -1450 | 195 | 0 | 0 |  | 0 | 0 |  | TRUE | 10 | 0 | 0 | TRUE | 2021+10 | 2031+00 | TRUE | TRUE | FALSE | FALSE | -1450 | 195 | TRUE | TRUE | FALSE | FALSE | 0 | 0 | TRUE | TRUE | TRUE | -1450 | 195 | 0 | 0 | -14500 | 1950 | 0 | 0 | 3465.8282 | 100000 | #N/A | 100000 | 0.034658 | 1 | #N/A | 0 | 0.00018393 | 0.005307 | #N/A | 0.005307 |  | 155 | 144.7455 | PASS | 7.6817 | PASS | Eligible | -2.667 | 10.3487 | 155 | 14.5511 | kWh | 4263.4486 | N/A | N/A | 145.5115 |  | 155 | 1 | -1450 | 195 | 0 | 0 | 10 | 0
| RE-WtrHt-FuelSub-SmlStrg-HP-lte6kW-rep40G-MD-3p31UEF-50g | SFm | Ex | CZ12 | Any | 156 | SWWH025G | 1 | 10 | 2021 | natural gas | electricity | NR |  |  |  |  | -1510 |  | 201 |  | -1510 | 201 | 0 | 0 |  | 0 | 0 |  | TRUE | 10 | 0 | 0 | TRUE | 2021+10 | 2031+00 | TRUE | TRUE | FALSE | FALSE | -1510 | 201 | TRUE | TRUE | FALSE | FALSE | 0 | 0 | TRUE | TRUE | TRUE | -1510 | 201 | 0 | 0 | -15100 | 2010 | 0 | 0 | 3465.8282 | 100000 | #N/A | 100000 | 0.034658 | 1 | #N/A | 0 | 0.00018393 | 0.005307 | #N/A | 0.005307 |  | 156 | 148.666 | PASS | 7.8898 | PASS | Eligible | -2.7774 | 10.6671 | 156 | 14.9464 | kWh | 4379.247 | N/A | N/A | 149.4637 |  | 156 | 1 | -1510 | 201 | 0 | 0 | 10 | 0
| RE-WtrHt-FuelSub-SmlStrg-HP-lte6kW-rep40G-MD-3p31UEF-50g | SFm | Ex | CZ13 | Any | 157 | SWWH025G | 1 | 10 | 2021 | natural gas | electricity | NR |  |  |  |  | -1410 |  | 193 |  | -1410 | 193 | 0 | 0 |  | 0 | 0 |  | TRUE | 10 | 0 | 0 | TRUE | 2021+10 | 2031+00 | TRUE | TRUE | FALSE | FALSE | -1410 | 193 | TRUE | TRUE | FALSE | FALSE | 0 | 0 | TRUE | TRUE | TRUE | -1410 | 193 | 0 | 0 | -14100 | 1930 | 0 | 0 | 3465.8282 | 100000 | #N/A | 100000 | 0.034658 | 1 | #N/A | 0 | 0.00018393 | 0.005307 | #N/A | 0.005307 |  | 157 | 144.1318 | PASS | 7.6491 | PASS | Eligible | -2.5935 | 10.2426 | 157 | 14.4877 | kWh | 4244.8491 | N/A | N/A | 144.8767 |  | 157 | 1 | -1410 | 193 | 0 | 0 | 10 | 0
| RE-WtrHt-FuelSub-SmlStrg-HP-lte6kW-rep40G-MD-3p31UEF-50g | SFm | Ex | CZ14 | Any | 158 | SWWH025G | 1 | 10 | 2021 | natural gas | electricity | NR |  |  |  |  | -1480 |  | 196 |  | -1480 | 196 | 0 | 0 |  | 0 | 0 |  | TRUE | 10 | 0 | 0 | TRUE | 2021+10 | 2031+00 | TRUE | TRUE | FALSE | FALSE | -1480 | 196 | TRUE | TRUE | FALSE | FALSE | 0 | 0 | TRUE | TRUE | TRUE | -1480 | 196 | 0 | 0 | -14800 | 1960 | 0 | 0 | 3465.8282 | 100000 | #N/A | 100000 | 0.034658 | 1 | #N/A | 0 | 0.00018393 | 0.005307 | #N/A | 0.005307 |  | 158 | 144.7057 | PASS | 7.6796 | PASS | Eligible | -2.7222 | 10.4018 | 158 | 14.5488 | kWh | 4262.7483 | N/A | N/A | 145.4876 |  | 158 | 1 | -1480 | 196 | 0 | 0 | 10 | 0
| RE-WtrHt-FuelSub-SmlStrg-HP-lte6kW-rep40G-MD-3p31UEF-50g | SFm | Ex | CZ15 | Any | 159 | SWWH025G | 1 | 10 | 2021 | natural gas | electricity | NR |  |  |  |  | -1040 |  | 162 |  | -1040 | 162 | 0 | 0 |  | 0 | 0 |  | TRUE | 10 | 0 | 0 | TRUE | 2021+10 | 2031+00 | TRUE | TRUE | FALSE | FALSE | -1040 | 162 | TRUE | TRUE | FALSE | FALSE | 0 | 0 | TRUE | TRUE | TRUE | -1040 | 162 | 0 | 0 | -10400 | 1620 | 0 | 0 | 3465.8282 | 100000 | #N/A | 100000 | 0.034658 | 1 | #N/A | 0 | 0.00018393 | 0.005307 | #N/A | 0.005307 |  | 159 | 125.9554 | PASS | 6.6845 | PASS | Eligible | -1.9129 | 8.5974 | 159 | 12.6505 | kWh | 3706.5573 | N/A | N/A | 126.5048 |  | 159 | 1 | -1040 | 162 | 0 | 0 | 10 | 0
| RE-WtrHt-FuelSub-SmlStrg-HP-lte6kW-rep40G-MD-3p31UEF-50g | SFm | Ex | CZ16 | Any | 160 | SWWH025G | 1 | 10 | 2021 | natural gas | electricity | NR |  |  |  |  | -2120 |  | 225 |  | -2120 | 225 | 0 | 0 |  | 0 | 0 |  | TRUE | 10 | 0 | 0 | TRUE | 2021+10 | 2031+00 | TRUE | TRUE | FALSE | FALSE | -2120 | 225 | TRUE | TRUE | FALSE | FALSE | 0 | 0 | TRUE | TRUE | TRUE | -2120 | 225 | 0 | 0 | -21200 | 2250 | 0 | 0 | 3465.8282 | 100000 | #N/A | 100000 | 0.034658 | 1 | #N/A | 0 | 0.00018393 | 0.005307 | #N/A | 0.005307 |  | 160 | 151.5244 | PASS | 8.0415 | PASS | Eligible | -3.8994 | 11.9408 | 160 | 15.2644 | kWh | 4472.4407 | N/A | N/A | 152.6444 |  | 160 | 1 | -2120 | 225 | 0 | 0 | 10 | 0
| RE-WtrHt-FuelSub-SmlStrg-HP-lte6kW-rep40G-MD-3p31UEF-50g | MFm | Ex | CZ01 | Any | 161 | SWWH025G | 1 | 10 | 2021 | natural gas | electricity | NR |  |  |  |  | -1230 |  | 186 |  | -1230 | 186 | 0 | 0 |  | 0 | 0 |  | TRUE | 10 | 0 | 0 | TRUE | 2021+10 | 2031+00 | TRUE | TRUE | FALSE | FALSE | -1230 | 186 | TRUE | TRUE | FALSE | FALSE | 0 | 0 | TRUE | TRUE | TRUE | -1230 | 186 | 0 | 0 | -12300 | 1860 | 0 | 0 | 3465.8282 | 100000 | #N/A | 100000 | 0.034658 | 1 | #N/A | 0 | 0.00018393 | 0.005307 | #N/A | 0.005307 |  | 161 | 143.3703 | PASS | 7.6087 | PASS | Eligible | -2.2624 | 9.8711 | 161 | 14.402 | kWh | 4219.751 | N/A | N/A | 144.0201 |  | 161 | 1 | -1230 | 186 | 0 | 0 | 10 | 0
| RE-WtrHt-FuelSub-SmlStrg-HP-lte6kW-rep40G-MD-3p31UEF-50g | MFm | Ex | CZ02 | Any | 162 | SWWH025G | 1 | 10 | 2021 | natural gas | electricity | NR |  |  |  |  | -1140 |  | 176 |  | -1140 | 176 | 0 | 0 |  | 0 | 0 |  | TRUE | 10 | 0 | 0 | TRUE | 2021+10 | 2031+00 | TRUE | TRUE | FALSE | FALSE | -1140 | 176 | TRUE | TRUE | FALSE | FALSE | 0 | 0 | TRUE | TRUE | TRUE | -1140 | 176 | 0 | 0 | -11400 | 1760 | 0 | 0 | 3465.8282 | 100000 | #N/A | 100000 | 0.034658 | 1 | #N/A | 0 | 0.00018393 | 0.005307 | #N/A | 0.005307 |  | 162 | 136.4896 | PASS | 7.2436 | PASS | Eligible | -2.0968 | 9.3404 | 162 | 13.7092 | kWh | 4016.7536 | N/A | N/A | 137.0918 |  | 162 | 1 | -1140 | 176 | 0 | 0 | 10 | 0
| RE-WtrHt-FuelSub-SmlStrg-HP-lte6kW-rep40G-MD-3p31UEF-50g | MFm | Ex | CZ03 | Any | 163 | SWWH025G | 1 | 10 | 2021 | natural gas | electricity | NR |  |  |  |  | -1130 |  | 175 |  | -1130 | 175 | 0 | 0 |  | 0 | 0 |  | TRUE | 10 | 0 | 0 | TRUE | 2021+10 | 2031+00 | TRUE | TRUE | FALSE | FALSE | -1130 | 175 | TRUE | TRUE | FALSE | FALSE | 0 | 0 | TRUE | TRUE | TRUE | -1130 | 175 | 0 | 0 | -11300 | 1750 | 0 | 0 | 3465.8282 | 100000 | #N/A | 100000 | 0.034658 | 1 | #N/A | 0 | 0.00018393 | 0.005307 | #N/A | 0.005307 |  | 163 | 135.8361 | PASS | 7.2089 | PASS | Eligible | -2.0784 | 9.2873 | 163 | 13.6433 | kWh | 3997.4539 | N/A | N/A | 136.4331 |  | 163 | 1 | -1130 | 175 | 0 | 0 | 10 | 0
| RE-WtrHt-FuelSub-SmlStrg-HP-lte6kW-rep40G-MD-3p31UEF-50g | MFm | Ex | CZ04 | Any | 164 | SWWH025G | 1 | 10 | 2021 | natural gas | electricity | NR |  |  |  |  | -1100 |  | 172 |  | -1100 | 172 | 0 | 0 |  | 0 | 0 |  | TRUE | 10 | 0 | 0 | TRUE | 2021+10 | 2031+00 | TRUE | TRUE | FALSE | FALSE | -1100 | 172 | TRUE | TRUE | FALSE | FALSE | 0 | 0 | TRUE | TRUE | TRUE | -1100 | 172 | 0 | 0 | -11000 | 1720 | 0 | 0 | 3465.8282 | 100000 | #N/A | 100000 | 0.034658 | 1 | #N/A | 0 | 0.00018393 | 0.005307 | #N/A | 0.005307 |  | 164 | 133.8759 | PASS | 7.1048 | PASS | Eligible | -2.0233 | 9.1281 | 164 | 13.4457 | kWh | 3939.5546 | N/A | N/A | 134.457 |  | 164 | 1 | -1100 | 172 | 0 | 0 | 10 | 0
| RE-WtrHt-FuelSub-SmlStrg-HP-lte6kW-rep40G-MD-3p31UEF-50g | MFm | Ex | CZ05 | Any | 165 | SWWH025G | 1 | 10 | 2021 | natural gas | electricity | NR |  |  |  |  | -1140 |  | 177 |  | -1140 | 177 | 0 | 0 |  | 0 | 0 |  | TRUE | 10 | 0 | 0 | TRUE | 2021+10 | 2031+00 | TRUE | TRUE | FALSE | FALSE | -1140 | 177 | TRUE | TRUE | FALSE | FALSE | 0 | 0 | TRUE | TRUE | TRUE | -1140 | 177 | 0 | 0 | -11400 | 1770 | 0 | 0 | 3465.8282 | 100000 | #N/A | 100000 | 0.034658 | 1 | #N/A | 0 | 0.00018393 | 0.005307 | #N/A | 0.005307 |  | 165 | 137.4896 | PASS | 7.2966 | PASS | Eligible | -2.0968 | 9.3935 | 165 | 13.8092 | kWh | 4046.0533 | N/A | N/A | 138.0918 |  | 165 | 1 | -1140 | 177 | 0 | 0 | 10 | 0
| RE-WtrHt-FuelSub-SmlStrg-HP-lte6kW-rep40G-MD-3p31UEF-50g | MFm | Ex | CZ06 | Any | 166 | SWWH025G | 1 | 10 | 2021 | natural gas | electricity | NR |  |  |  |  | -1060 |  | 168 |  | -1060 | 168 | 0 | 0 |  | 0 | 0 |  | TRUE | 10 | 0 | 0 | TRUE | 2021+10 | 2031+00 | TRUE | TRUE | FALSE | FALSE | -1060 | 168 | TRUE | TRUE | FALSE | FALSE | 0 | 0 | TRUE | TRUE | TRUE | -1060 | 168 | 0 | 0 | -10600 | 1680 | 0 | 0 | 3465.8282 | 100000 | #N/A | 100000 | 0.034658 | 1 | #N/A | 0 | 0.00018393 | 0.005307 | #N/A | 0.005307 |  | 166 | 131.2622 | PASS | 6.9661 | PASS | Eligible | -1.9497 | 8.9158 | 166 | 13.1822 | kWh | 3862.3557 | N/A | N/A | 131.8222 |  | 166 | 1 | -1060 | 168 | 0 | 0 | 10 | 0
| RE-WtrHt-FuelSub-SmlStrg-HP-lte6kW-rep40G-MD-3p31UEF-50g | MFm | Ex | CZ07 | Any | 167 | SWWH025G | 1 | 10 | 2021 | natural gas | electricity | NR |  |  |  |  | -1040 |  | 166 |  | -1040 | 166 | 0 | 0 |  | 0 | 0 |  | TRUE | 10 | 0 | 0 | TRUE | 2021+10 | 2031+00 | TRUE | TRUE | FALSE | FALSE | -1040 | 166 | TRUE | TRUE | FALSE | FALSE | 0 | 0 | TRUE | TRUE | TRUE | -1040 | 166 | 0 | 0 | -10400 | 1660 | 0 | 0 | 3465.8282 | 100000 | #N/A | 100000 | 0.034658 | 1 | #N/A | 0 | 0.00018393 | 0.005307 | #N/A | 0.005307 |  | 167 | 129.9554 | PASS | 6.8968 | PASS | Eligible | -1.9129 | 8.8097 | 167 | 13.0505 | kWh | 3823.7562 | N/A | N/A | 130.5048 |  | 167 | 1 | -1040 | 166 | 0 | 0 | 10 | 0
| RE-WtrHt-FuelSub-SmlStrg-HP-lte6kW-rep40G-MD-3p31UEF-50g | MFm | Ex | CZ08 | Any | 168 | SWWH025G | 1 | 10 | 2021 | natural gas | electricity | NR |  |  |  |  | -1030 |  | 164 |  | -1030 | 164 | 0 | 0 |  | 0 | 0 |  | TRUE | 10 | 0 | 0 | TRUE | 2021+10 | 2031+00 | TRUE | TRUE | FALSE | FALSE | -1030 | 164 | TRUE | TRUE | FALSE | FALSE | 0 | 0 | TRUE | TRUE | TRUE | -1030 | 164 | 0 | 0 | -10300 | 1640 | 0 | 0 | 3465.8282 | 100000 | #N/A | 100000 | 0.034658 | 1 | #N/A | 0 | 0.00018393 | 0.005307 | #N/A | 0.005307 |  | 168 | 128.302 | PASS | 6.809 | PASS | Eligible | -1.8945 | 8.7035 | 168 | 12.8846 | kWh | 3775.1568 | N/A | N/A | 128.8461 |  | 168 | 1 | -1030 | 164 | 0 | 0 | 10 | 0
| RE-WtrHt-FuelSub-SmlStrg-HP-lte6kW-rep40G-MD-3p31UEF-50g | MFm | Ex | CZ09 | Any | 169 | SWWH025G | 1 | 10 | 2021 | natural gas | electricity | NR |  |  |  |  | -1030 |  | 164 |  | -1030 | 164 | 0 | 0 |  | 0 | 0 |  | TRUE | 10 | 0 | 0 | TRUE | 2021+10 | 2031+00 | TRUE | TRUE | FALSE | FALSE | -1030 | 164 | TRUE | TRUE | FALSE | FALSE | 0 | 0 | TRUE | TRUE | TRUE | -1030 | 164 | 0 | 0 | -10300 | 1640 | 0 | 0 | 3465.8282 | 100000 | #N/A | 100000 | 0.034658 | 1 | #N/A | 0 | 0.00018393 | 0.005307 | #N/A | 0.005307 |  | 169 | 128.302 | PASS | 6.809 | PASS | Eligible | -1.8945 | 8.7035 | 169 | 12.8846 | kWh | 3775.1568 | N/A | N/A | 128.8461 |  | 169 | 1 | -1030 | 164 | 0 | 0 | 10 | 0
| RE-WtrHt-FuelSub-SmlStrg-HP-lte6kW-rep40G-MD-3p31UEF-50g | MFm | Ex | CZ10 | Any | 170 | SWWH025G | 1 | 10 | 2021 | natural gas | electricity | NR |  |  |  |  | -1030 |  | 164 |  | -1030 | 164 | 0 | 0 |  | 0 | 0 |  | TRUE | 10 | 0 | 0 | TRUE | 2021+10 | 2031+00 | TRUE | TRUE | FALSE | FALSE | -1030 | 164 | TRUE | TRUE | FALSE | FALSE | 0 | 0 | TRUE | TRUE | TRUE | -1030 | 164 | 0 | 0 | -10300 | 1640 | 0 | 0 | 3465.8282 | 100000 | #N/A | 100000 | 0.034658 | 1 | #N/A | 0 | 0.00018393 | 0.005307 | #N/A | 0.005307 |  | 170 | 128.302 | PASS | 6.809 | PASS | Eligible | -1.8945 | 8.7035 | 170 | 12.8846 | kWh | 3775.1568 | N/A | N/A | 128.8461 |  | 170 | 1 | -1030 | 164 | 0 | 0 | 10 | 0
| RE-WtrHt-FuelSub-SmlStrg-HP-lte6kW-rep40G-MD-3p31UEF-50g | MFm | Ex | CZ11 | Any | 171 | SWWH025G | 1 | 10 | 2021 | natural gas | electricity | NR |  |  |  |  | -1060 |  | 166 |  | -1060 | 166 | 0 | 0 |  | 0 | 0 |  | TRUE | 10 | 0 | 0 | TRUE | 2021+10 | 2031+00 | TRUE | TRUE | FALSE | FALSE | -1060 | 166 | TRUE | TRUE | FALSE | FALSE | 0 | 0 | TRUE | TRUE | TRUE | -1060 | 166 | 0 | 0 | -10600 | 1660 | 0 | 0 | 3465.8282 | 100000 | #N/A | 100000 | 0.034658 | 1 | #N/A | 0 | 0.00018393 | 0.005307 | #N/A | 0.005307 |  | 171 | 129.2622 | PASS | 6.86 | PASS | Eligible | -1.9497 | 8.8097 | 171 | 12.9822 | kWh | 3803.7562 | N/A | N/A | 129.8222 |  | 171 | 1 | -1060 | 166 | 0 | 0 | 10 | 0
| RE-WtrHt-FuelSub-SmlStrg-HP-lte6kW-rep40G-MD-3p31UEF-50g | MFm | Ex | CZ12 | Any | 172 | SWWH025G | 1 | 10 | 2021 | natural gas | electricity | NR |  |  |  |  | -1090 |  | 170 |  | -1090 | 170 | 0 | 0 |  | 0 | 0 |  | TRUE | 10 | 0 | 0 | TRUE | 2021+10 | 2031+00 | TRUE | TRUE | FALSE | FALSE | -1090 | 170 | TRUE | TRUE | FALSE | FALSE | 0 | 0 | TRUE | TRUE | TRUE | -1090 | 170 | 0 | 0 | -10900 | 1700 | 0 | 0 | 3465.8282 | 100000 | #N/A | 100000 | 0.034658 | 1 | #N/A | 0 | 0.00018393 | 0.005307 | #N/A | 0.005307 |  | 172 | 132.2225 | PASS | 7.0171 | PASS | Eligible | -2.0049 | 9.022 | 172 | 13.2798 | kWh | 3890.9552 | N/A | N/A | 132.7983 |  | 172 | 1 | -1090 | 170 | 0 | 0 | 10 | 0
| RE-WtrHt-FuelSub-SmlStrg-HP-lte6kW-rep40G-MD-3p31UEF-50g | MFm | Ex | CZ13 | Any | 173 | SWWH025G | 1 | 10 | 2021 | natural gas | electricity | NR |  |  |  |  | -1040 |  | 164 |  | -1040 | 164 | 0 | 0 |  | 0 | 0 |  | TRUE | 10 | 0 | 0 | TRUE | 2021+10 | 2031+00 | TRUE | TRUE | FALSE | FALSE | -1040 | 164 | TRUE | TRUE | FALSE | FALSE | 0 | 0 | TRUE | TRUE | TRUE | -1040 | 164 | 0 | 0 | -10400 | 1640 | 0 | 0 | 3465.8282 | 100000 | #N/A | 100000 | 0.034658 | 1 | #N/A | 0 | 0.00018393 | 0.005307 | #N/A | 0.005307 |  | 173 | 127.9554 | PASS | 6.7906 | PASS | Eligible | -1.9129 | 8.7035 | 173 | 12.8505 | kWh | 3765.1568 | N/A | N/A | 128.5048 |  | 173 | 1 | -1040 | 164 | 0 | 0 | 10 | 0
| RE-WtrHt-FuelSub-SmlStrg-HP-lte6kW-rep40G-MD-3p31UEF-50g | MFm | Ex | CZ14 | Any | 174 | SWWH025G | 1 | 10 | 2021 | natural gas | electricity | NR |  |  |  |  | -1060 |  | 167 |  | -1060 | 167 | 0 | 0 |  | 0 | 0 |  | TRUE | 10 | 0 | 0 | TRUE | 2021+10 | 2031+00 | TRUE | TRUE | FALSE | FALSE | -1060 | 167 | TRUE | TRUE | FALSE | FALSE | 0 | 0 | TRUE | TRUE | TRUE | -1060 | 167 | 0 | 0 | -10600 | 1670 | 0 | 0 | 3465.8282 | 100000 | #N/A | 100000 | 0.034658 | 1 | #N/A | 0 | 0.00018393 | 0.005307 | #N/A | 0.005307 |  | 174 | 130.2622 | PASS | 6.9131 | PASS | Eligible | -1.9497 | 8.8628 | 174 | 13.0822 | kWh | 3833.056 | N/A | N/A | 130.8222 |  | 174 | 1 | -1060 | 167 | 0 | 0 | 10 | 0
| RE-WtrHt-FuelSub-SmlStrg-HP-lte6kW-rep40G-MD-3p31UEF-50g | MFm | Ex | CZ15 | Any | 175 | SWWH025G | 1 | 10 | 2021 | natural gas | electricity | NR |  |  |  |  | -867 |  | 145 |  | -867 | 145 | 0 | 0 |  | 0 | 0 |  | TRUE | 10 | 0 | 0 | TRUE | 2021+10 | 2031+00 | TRUE | TRUE | FALSE | FALSE | -867 | 145 | TRUE | TRUE | FALSE | FALSE | 0 | 0 | TRUE | TRUE | TRUE | -867 | 145 | 0 | 0 | -8670 | 1450 | 0 | 0 | 3465.8282 | 100000 | #N/A | 100000 | 0.034658 | 1 | #N/A | 0 | 0.00018393 | 0.005307 | #N/A | 0.005307 |  | 175 | 114.9513 | PASS | 6.1005 | PASS | Eligible | -1.5947 | 7.6952 | 175 | 11.5409 | kWh | 3381.4618 | N/A | N/A | 115.4093 |  | 175 | 1 | -867 | 145 | 0 | 0 | 10 | 0
| RE-WtrHt-FuelSub-SmlStrg-HP-lte6kW-rep40G-MD-3p31UEF-50g | MFm | Ex | CZ16 | Any | 176 | SWWH025G | 1 | 10 | 2021 | natural gas | electricity | NR |  |  |  |  | -1230 |  | 185 |  | -1230 | 185 | 0 | 0 |  | 0 | 0 |  | TRUE | 10 | 0 | 0 | TRUE | 2021+10 | 2031+00 | TRUE | TRUE | FALSE | FALSE | -1230 | 185 | TRUE | TRUE | FALSE | FALSE | 0 | 0 | TRUE | TRUE | TRUE | -1230 | 185 | 0 | 0 | -12300 | 1850 | 0 | 0 | 3465.8282 | 100000 | #N/A | 100000 | 0.034658 | 1 | #N/A | 0 | 0.00018393 | 0.005307 | #N/A | 0.005307 |  | 176 | 142.3703 | PASS | 7.5556 | PASS | Eligible | -2.2624 | 9.818 | 176 | 14.302 | kWh | 4190.4512 | N/A | N/A | 143.0201 |  | 176 | 1 | -1230 | 185 | 0 | 0 | 10 | 0
| RE-WtrHt-FuelSub-SmlStrg-HP-lte6kW-rep40G-MD-3p31UEF-50g | DMo | Ex | CZ01 | Any | 177 | SWWH025G | 1 | 10 | 2021 | natural gas | electricity | NR |  |  |  |  | -1760 |  | 206 |  | -1760 | 206 | 0 | 0 |  | 0 | 0 |  | TRUE | 10 | 0 | 0 | TRUE | 2021+10 | 2031+00 | TRUE | TRUE | FALSE | FALSE | -1760 | 206 | TRUE | TRUE | FALSE | FALSE | 0 | 0 | TRUE | TRUE | TRUE | -1760 | 206 | 0 | 0 | -17600 | 2060 | 0 | 0 | 3465.8282 | 100000 | #N/A | 100000 | 0.034658 | 1 | #N/A | 0 | 0.00018393 | 0.005307 | #N/A | 0.005307 |  | 177 | 145.0014 | PASS | 7.6953 | PASS | Eligible | -3.2372 | 10.9325 | 177 | 14.5931 | kWh | 4275.7457 | N/A | N/A | 145.9312 |  | 177 | 1 | -1760 | 206 | 0 | 0 | 10 | 0
| RE-WtrHt-FuelSub-SmlStrg-HP-lte6kW-rep40G-MD-3p31UEF-50g | DMo | Ex | CZ02 | Any | 178 | SWWH025G | 1 | 10 | 2021 | natural gas | electricity | NR |  |  |  |  | -1540 |  | 191 |  | -1540 | 191 | 0 | 0 |  | 0 | 0 |  | TRUE | 10 | 0 | 0 | TRUE | 2021+10 | 2031+00 | TRUE | TRUE | FALSE | FALSE | -1540 | 191 | TRUE | TRUE | FALSE | FALSE | 0 | 0 | TRUE | TRUE | TRUE | -1540 | 191 | 0 | 0 | -15400 | 1910 | 0 | 0 | 3465.8282 | 100000 | #N/A | 100000 | 0.034658 | 1 | #N/A | 0 | 0.00018393 | 0.005307 | #N/A | 0.005307 |  | 178 | 137.6262 | PASS | 7.3039 | PASS | Eligible | -2.8326 | 10.1364 | 178 | 13.844 | kWh | 4056.2496 | N/A | N/A | 138.4398 |  | 178 | 1 | -1540 | 191 | 0 | 0 | 10 | 0
| RE-WtrHt-FuelSub-SmlStrg-HP-lte6kW-rep40G-MD-3p31UEF-50g | DMo | Ex | CZ03 | Any | 179 | SWWH025G | 1 | 10 | 2021 | natural gas | electricity | NR |  |  |  |  | -1490 |  | 192 |  | -1490 | 192 | 0 | 0 |  | 0 | 0 |  | TRUE | 10 | 0 | 0 | TRUE | 2021+10 | 2031+00 | TRUE | TRUE | FALSE | FALSE | -1490 | 192 | TRUE | TRUE | FALSE | FALSE | 0 | 0 | TRUE | TRUE | TRUE | -1490 | 192 | 0 | 0 | -14900 | 1920 | 0 | 0 | 3465.8282 | 100000 | #N/A | 100000 | 0.034658 | 1 | #N/A | 0 | 0.00018393 | 0.005307 | #N/A | 0.005307 |  | 179 | 140.3592 | PASS | 7.4489 | PASS | Eligible | -2.7406 | 10.1895 | 179 | 14.1146 | kWh | 4135.5494 | N/A | N/A | 141.1463 |  | 179 | 1 | -1490 | 192 | 0 | 0 | 10 | 0
| RE-WtrHt-FuelSub-SmlStrg-HP-lte6kW-rep40G-MD-3p31UEF-50g | DMo | Ex | CZ04 | Any | 180 | SWWH025G | 1 | 10 | 2021 | natural gas | electricity | NR |  |  |  |  | -1430 |  | 186 |  | -1430 | 186 | 0 | 0 |  | 0 | 0 |  | TRUE | 10 | 0 | 0 | TRUE | 2021+10 | 2031+00 | TRUE | TRUE | FALSE | FALSE | -1430 | 186 | TRUE | TRUE | FALSE | FALSE | 0 | 0 | TRUE | TRUE | TRUE | -1430 | 186 | 0 | 0 | -14300 | 1860 | 0 | 0 | 3465.8282 | 100000 | #N/A | 100000 | 0.034658 | 1 | #N/A | 0 | 0.00018393 | 0.005307 | #N/A | 0.005307 |  | 180 | 136.4387 | PASS | 7.2409 | PASS | Eligible | -2.6302 | 9.8711 | 180 | 13.7194 | kWh | 4019.751 | N/A | N/A | 137.1941 |  | 180 | 1 | -1430 | 186 | 0 | 0 | 10 | 0
| RE-WtrHt-FuelSub-SmlStrg-HP-lte6kW-rep40G-MD-3p31UEF-50g | DMo | Ex | CZ05 | Any | 181 | SWWH025G | 1 | 10 | 2021 | natural gas | electricity | NR |  |  |  |  | -1550 |  | 195 |  | -1550 | 195 | 0 | 0 |  | 0 | 0 |  | TRUE | 10 | 0 | 0 | TRUE | 2021+10 | 2031+00 | TRUE | TRUE | FALSE | FALSE | -1550 | 195 | TRUE | TRUE | FALSE | FALSE | 0 | 0 | TRUE | TRUE | TRUE | -1550 | 195 | 0 | 0 | -15500 | 1950 | 0 | 0 | 3465.8282 | 100000 | #N/A | 100000 | 0.034658 | 1 | #N/A | 0 | 0.00018393 | 0.005307 | #N/A | 0.005307 |  | 181 | 141.2797 | PASS | 7.4978 | PASS | Eligible | -2.851 | 10.3487 | 181 | 14.2098 | kWh | 4163.4486 | N/A | N/A | 142.0985 |  | 181 | 1 | -1550 | 195 | 0 | 0 | 10 | 0
| RE-WtrHt-FuelSub-SmlStrg-HP-lte6kW-rep40G-MD-3p31UEF-50g | DMo | Ex | CZ06 | Any | 182 | SWWH025G | 1 | 10 | 2021 | natural gas | electricity | NR |  |  |  |  | -1310 |  | 181 |  | -1310 | 181 | 0 | 0 |  | 0 | 0 |  | TRUE | 10 | 0 | 0 | TRUE | 2021+10 | 2031+00 | TRUE | TRUE | FALSE | FALSE | -1310 | 181 | TRUE | TRUE | FALSE | FALSE | 0 | 0 | TRUE | TRUE | TRUE | -1310 | 181 | 0 | 0 | -13100 | 1810 | 0 | 0 | 3465.8282 | 100000 | #N/A | 100000 | 0.034658 | 1 | #N/A | 0 | 0.00018393 | 0.005307 | #N/A | 0.005307 |  | 182 | 135.5977 | PASS | 7.1962 | PASS | Eligible | -2.4095 | 9.6057 | 182 | 13.629 | kWh | 3993.2523 | N/A | N/A | 136.2897 |  | 182 | 1 | -1310 | 181 | 0 | 0 | 10 | 0
| RE-WtrHt-FuelSub-SmlStrg-HP-lte6kW-rep40G-MD-3p31UEF-50g | DMo | Ex | CZ07 | Any | 183 | SWWH025G | 1 | 10 | 2021 | natural gas | electricity | NR |  |  |  |  | -1270 |  | 179 |  | -1270 | 179 | 0 | 0 |  | 0 | 0 |  | TRUE | 10 | 0 | 0 | TRUE | 2021+10 | 2031+00 | TRUE | TRUE | FALSE | FALSE | -1270 | 179 | TRUE | TRUE | FALSE | FALSE | 0 | 0 | TRUE | TRUE | TRUE | -1270 | 179 | 0 | 0 | -12700 | 1790 | 0 | 0 | 3465.8282 | 100000 | #N/A | 100000 | 0.034658 | 1 | #N/A | 0 | 0.00018393 | 0.005307 | #N/A | 0.005307 |  | 183 | 134.984 | PASS | 7.1636 | PASS | Eligible | -2.3359 | 9.4996 | 183 | 13.5655 | kWh | 3974.6528 | N/A | N/A | 135.6549 |  | 183 | 1 | -1270 | 179 | 0 | 0 | 10 | 0
| RE-WtrHt-FuelSub-SmlStrg-HP-lte6kW-rep40G-MD-3p31UEF-50g | DMo | Ex | CZ08 | Any | 184 | SWWH025G | 1 | 10 | 2021 | natural gas | electricity | NR |  |  |  |  | -1250 |  | 176 |  | -1250 | 176 | 0 | 0 |  | 0 | 0 |  | TRUE | 10 | 0 | 0 | TRUE | 2021+10 | 2031+00 | TRUE | TRUE | FALSE | FALSE | -1250 | 176 | TRUE | TRUE | FALSE | FALSE | 0 | 0 | TRUE | TRUE | TRUE | -1250 | 176 | 0 | 0 | -12500 | 1760 | 0 | 0 | 3465.8282 | 100000 | #N/A | 100000 | 0.034658 | 1 | #N/A | 0 | 0.00018393 | 0.005307 | #N/A | 0.005307 |  | 184 | 132.6771 | PASS | 7.0412 | PASS | Eligible | -2.2992 | 9.3404 | 184 | 13.3338 | kWh | 3906.7536 | N/A | N/A | 133.3375 |  | 184 | 1 | -1250 | 176 | 0 | 0 | 10 | 0
| RE-WtrHt-FuelSub-SmlStrg-HP-lte6kW-rep40G-MD-3p31UEF-50g | DMo | Ex | CZ09 | Any | 185 | SWWH025G | 1 | 10 | 2021 | natural gas | electricity | NR |  |  |  |  | -1260 |  | 176 |  | -1260 | 176 | 0 | 0 |  | 0 | 0 |  | TRUE | 10 | 0 | 0 | TRUE | 2021+10 | 2031+00 | TRUE | TRUE | FALSE | FALSE | -1260 | 176 | TRUE | TRUE | FALSE | FALSE | 0 | 0 | TRUE | TRUE | TRUE | -1260 | 176 | 0 | 0 | -12600 | 1760 | 0 | 0 | 3465.8282 | 100000 | #N/A | 100000 | 0.034658 | 1 | #N/A | 0 | 0.00018393 | 0.005307 | #N/A | 0.005307 |  | 185 | 132.3306 | PASS | 7.0228 | PASS | Eligible | -2.3176 | 9.3404 | 185 | 13.2996 | kWh | 3896.7536 | N/A | N/A | 132.9962 |  | 185 | 1 | -1260 | 176 | 0 | 0 | 10 | 0
| RE-WtrHt-FuelSub-SmlStrg-HP-lte6kW-rep40G-MD-3p31UEF-50g | DMo | Ex | CZ10 | Any | 186 | SWWH025G | 1 | 10 | 2021 | natural gas | electricity | NR |  |  |  |  | -1260 |  | 175 |  | -1260 | 175 | 0 | 0 |  | 0 | 0 |  | TRUE | 10 | 0 | 0 | TRUE | 2021+10 | 2031+00 | TRUE | TRUE | FALSE | FALSE | -1260 | 175 | TRUE | TRUE | FALSE | FALSE | 0 | 0 | TRUE | TRUE | TRUE | -1260 | 175 | 0 | 0 | -12600 | 1750 | 0 | 0 | 3465.8282 | 100000 | #N/A | 100000 | 0.034658 | 1 | #N/A | 0 | 0.00018393 | 0.005307 | #N/A | 0.005307 |  | 186 | 131.3306 | PASS | 6.9698 | PASS | Eligible | -2.3176 | 9.2873 | 186 | 13.1996 | kWh | 3867.4539 | N/A | N/A | 131.9962 |  | 186 | 1 | -1260 | 175 | 0 | 0 | 10 | 0
| RE-WtrHt-FuelSub-SmlStrg-HP-lte6kW-rep40G-MD-3p31UEF-50g | DMo | Ex | CZ11 | Any | 187 | SWWH025G | 1 | 10 | 2021 | natural gas | electricity | NR |  |  |  |  | -1370 |  | 177 |  | -1370 | 177 | 0 | 0 |  | 0 | 0 |  | TRUE | 10 | 0 | 0 | TRUE | 2021+10 | 2031+00 | TRUE | TRUE | FALSE | FALSE | -1370 | 177 | TRUE | TRUE | FALSE | FALSE | 0 | 0 | TRUE | TRUE | TRUE | -1370 | 177 | 0 | 0 | -13700 | 1770 | 0 | 0 | 3465.8282 | 100000 | #N/A | 100000 | 0.034658 | 1 | #N/A | 0 | 0.00018393 | 0.005307 | #N/A | 0.005307 |  | 187 | 129.5182 | PASS | 6.8736 | PASS | Eligible | -2.5199 | 9.3935 | 187 | 13.0242 | kWh | 3816.0533 | N/A | N/A | 130.2419 |  | 187 | 1 | -1370 | 177 | 0 | 0 | 10 | 0
| RE-WtrHt-FuelSub-SmlStrg-HP-lte6kW-rep40G-MD-3p31UEF-50g | DMo | Ex | CZ12 | Any | 188 | SWWH025G | 1 | 10 | 2021 | natural gas | electricity | NR |  |  |  |  | -1410 |  | 183 |  | -1410 | 183 | 0 | 0 |  | 0 | 0 |  | TRUE | 10 | 0 | 0 | TRUE | 2021+10 | 2031+00 | TRUE | TRUE | FALSE | FALSE | -1410 | 183 | TRUE | TRUE | FALSE | FALSE | 0 | 0 | TRUE | TRUE | TRUE | -1410 | 183 | 0 | 0 | -14100 | 1830 | 0 | 0 | 3465.8282 | 100000 | #N/A | 100000 | 0.034658 | 1 | #N/A | 0 | 0.00018393 | 0.005307 | #N/A | 0.005307 |  | 188 | 134.1318 | PASS | 7.1184 | PASS | Eligible | -2.5935 | 9.7119 | 188 | 13.4877 | kWh | 3951.8517 | N/A | N/A | 134.8767 |  | 188 | 1 | -1410 | 183 | 0 | 0 | 10 | 0
| RE-WtrHt-FuelSub-SmlStrg-HP-lte6kW-rep40G-MD-3p31UEF-50g | DMo | Ex | CZ13 | Any | 189 | SWWH025G | 1 | 10 | 2021 | natural gas | electricity | NR |  |  |  |  | -1320 |  | 175 |  | -1320 | 175 | 0 | 0 |  | 0 | 0 |  | TRUE | 10 | 0 | 0 | TRUE | 2021+10 | 2031+00 | TRUE | TRUE | FALSE | FALSE | -1320 | 175 | TRUE | TRUE | FALSE | FALSE | 0 | 0 | TRUE | TRUE | TRUE | -1320 | 175 | 0 | 0 | -13200 | 1750 | 0 | 0 | 3465.8282 | 100000 | #N/A | 100000 | 0.034658 | 1 | #N/A | 0 | 0.00018393 | 0.005307 | #N/A | 0.005307 |  | 189 | 129.2511 | PASS | 6.8594 | PASS | Eligible | -2.4279 | 9.2873 | 189 | 12.9948 | kWh | 3807.4539 | N/A | N/A | 129.9484 |  | 189 | 1 | -1320 | 175 | 0 | 0 | 10 | 0
| RE-WtrHt-FuelSub-SmlStrg-HP-lte6kW-rep40G-MD-3p31UEF-50g | DMo | Ex | CZ14 | Any | 190 | SWWH025G | 1 | 10 | 2021 | natural gas | electricity | NR |  |  |  |  | -1440 |  | 179 |  | -1440 | 179 | 0 | 0 |  | 0 | 0 |  | TRUE | 10 | 0 | 0 | TRUE | 2021+10 | 2031+00 | TRUE | TRUE | FALSE | FALSE | -1440 | 179 | TRUE | TRUE | FALSE | FALSE | 0 | 0 | TRUE | TRUE | TRUE | -1440 | 179 | 0 | 0 | -14400 | 1790 | 0 | 0 | 3465.8282 | 100000 | #N/A | 100000 | 0.034658 | 1 | #N/A | 0 | 0.00018393 | 0.005307 | #N/A | 0.005307 |  | 190 | 129.0921 | PASS | 6.851 | PASS | Eligible | -2.6486 | 9.4996 | 190 | 12.9853 | kWh | 3804.6528 | N/A | N/A | 129.8528 |  | 190 | 1 | -1440 | 179 | 0 | 0 | 10 | 0
| RE-WtrHt-FuelSub-SmlStrg-HP-lte6kW-rep40G-MD-3p31UEF-50g | DMo | Ex | CZ15 | Any | 191 | SWWH025G | 1 | 10 | 2021 | natural gas | electricity | NR |  |  |  |  | -958 |  | 148 |  | -958 | 148 | 0 | 0 |  | 0 | 0 |  | TRUE | 10 | 0 | 0 | TRUE | 2021+10 | 2031+00 | TRUE | TRUE | FALSE | FALSE | -958 | 148 | TRUE | TRUE | FALSE | FALSE | 0 | 0 | TRUE | TRUE | TRUE | -958 | 148 | 0 | 0 | -9580 | 1480 | 0 | 0 | 3465.8282 | 100000 | #N/A | 100000 | 0.034658 | 1 | #N/A | 0 | 0.00018393 | 0.005307 | #N/A | 0.005307 |  | 191 | 114.7974 | PASS | 6.0923 | PASS | Eligible | -1.7621 | 7.8544 | 191 | 11.5303 | kWh | 3378.361 | N/A | N/A | 115.3035 |  | 191 | 1 | -958 | 148 | 0 | 0 | 10 | 0
| RE-WtrHt-FuelSub-SmlStrg-HP-lte6kW-rep40G-MD-3p31UEF-50g | DMo | Ex | CZ16 | Any | 192 | SWWH025G | 1 | 10 | 2021 | natural gas | electricity | NR |  |  |  |  | -2100 |  | 205 |  | -2100 | 205 | 0 | 0 |  | 0 | 0 |  | TRUE | 10 | 0 | 0 | TRUE | 2021+10 | 2031+00 | TRUE | TRUE | FALSE | FALSE | -2100 | 205 | TRUE | TRUE | FALSE | FALSE | 0 | 0 | TRUE | TRUE | TRUE | -2100 | 205 | 0 | 0 | -21000 | 2050 | 0 | 0 | 3465.8282 | 100000 | #N/A | 100000 | 0.034658 | 1 | #N/A | 0 | 0.00018393 | 0.005307 | #N/A | 0.005307 |  | 192 | 132.2176 | PASS | 7.0168 | PASS | Eligible | -3.8626 | 10.8794 | 192 | 13.3327 | kWh | 3906.4459 | N/A | N/A | 133.327 |  | 192 | 1 | -2100 | 205 | 0 | 0 | 10 | 0
| RE-WtrHt-FuelSub-SmlStrg-HP-lte6kW-rep40G-HI-3.09UEF-50g | SFm | Ex | CZ01 | Any | 193 | SWWH025C | 1 | 10 | 2021 | natural gas | electricity | NR |  |  |  |  | -2030 |  | 197 |  | -2030 | 197 | 0 | 0 |  | 0 | 0 |  | TRUE | 10 | 0 | 0 | TRUE | 2021+10 | 2031+00 | TRUE | TRUE | FALSE | FALSE | -2030 | 197 | TRUE | TRUE | FALSE | FALSE | 0 | 0 | TRUE | TRUE | TRUE | -2030 | 197 | 0 | 0 | -20300 | 1970 | 0 | 0 | 3465.8282 | 100000 | #N/A | 100000 | 0.034658 | 1 | #N/A | 0 | 0.00018393 | 0.005307 | #N/A | 0.005307 |  | 193 | 126.6437 | PASS | 6.721 | PASS | Eligible | -3.7338 | 10.4549 | 193 | 12.7716 | kWh | 3742.0481 | N/A | N/A | 127.7161 |  | 193 | 1 | -2030 | 197 | 0 | 0 | 10 | 0
| RE-WtrHt-FuelSub-SmlStrg-HP-lte6kW-rep40G-HI-3.09UEF-50g | SFm | Ex | CZ02 | Any | 194 | SWWH025C | 1 | 10 | 2021 | natural gas | electricity | NR |  |  |  |  | -1750 |  | 183 |  | -1750 | 183 | 0 | 0 |  | 0 | 0 |  | TRUE | 10 | 0 | 0 | TRUE | 2021+10 | 2031+00 | TRUE | TRUE | FALSE | FALSE | -1750 | 183 | TRUE | TRUE | FALSE | FALSE | 0 | 0 | TRUE | TRUE | TRUE | -1750 | 183 | 0 | 0 | -17500 | 1830 | 0 | 0 | 3465.8282 | 100000 | #N/A | 100000 | 0.034658 | 1 | #N/A | 0 | 0.00018393 | 0.005307 | #N/A | 0.005307 |  | 194 | 122.348 | PASS | 6.4931 | PASS | Eligible | -3.2188 | 9.7119 | 194 | 12.3272 | kWh | 3611.8517 | N/A | N/A | 123.2725 |  | 194 | 1 | -1750 | 183 | 0 | 0 | 10 | 0
| RE-WtrHt-FuelSub-SmlStrg-HP-lte6kW-rep40G-HI-3.09UEF-50g | SFm | Ex | CZ03 | Any | 195 | SWWH025C | 1 | 10 | 2021 | natural gas | electricity | NR |  |  |  |  | -1760 |  | 184 |  | -1760 | 184 | 0 | 0 |  | 0 | 0 |  | TRUE | 10 | 0 | 0 | TRUE | 2021+10 | 2031+00 | TRUE | TRUE | FALSE | FALSE | -1760 | 184 | TRUE | TRUE | FALSE | FALSE | 0 | 0 | TRUE | TRUE | TRUE | -1760 | 184 | 0 | 0 | -17600 | 1840 | 0 | 0 | 3465.8282 | 100000 | #N/A | 100000 | 0.034658 | 1 | #N/A | 0 | 0.00018393 | 0.005307 | #N/A | 0.005307 |  | 195 | 123.0014 | PASS | 6.5277 | PASS | Eligible | -3.2372 | 9.7649 | 195 | 12.3931 | kWh | 3631.1515 | N/A | N/A | 123.9312 |  | 195 | 1 | -1760 | 184 | 0 | 0 | 10 | 0
| RE-WtrHt-FuelSub-SmlStrg-HP-lte6kW-rep40G-HI-3.09UEF-50g | SFm | Ex | CZ04 | Any | 196 | SWWH025C | 1 | 10 | 2021 | natural gas | electricity | NR |  |  |  |  | -1660 |  | 178 |  | -1660 | 178 | 0 | 0 |  | 0 | 0 |  | TRUE | 10 | 0 | 0 | TRUE | 2021+10 | 2031+00 | TRUE | TRUE | FALSE | FALSE | -1660 | 178 | TRUE | TRUE | FALSE | FALSE | 0 | 0 | TRUE | TRUE | TRUE | -1660 | 178 | 0 | 0 | -16600 | 1780 | 0 | 0 | 3465.8282 | 100000 | #N/A | 100000 | 0.034658 | 1 | #N/A | 0 | 0.00018393 | 0.005307 | #N/A | 0.005307 |  | 196 | 120.4673 | PASS | 6.3932 | PASS | Eligible | -3.0533 | 9.4465 | 196 | 12.1344 | kWh | 3555.3531 | N/A | N/A | 121.3442 |  | 196 | 1 | -1660 | 178 | 0 | 0 | 10 | 0
| RE-WtrHt-FuelSub-SmlStrg-HP-lte6kW-rep40G-HI-3.09UEF-50g | SFm | Ex | CZ05 | Any | 197 | SWWH025C | 1 | 10 | 2021 | natural gas | electricity | NR |  |  |  |  | -1790 |  | 187 |  | -1790 | 187 | 0 | 0 |  | 0 | 0 |  | TRUE | 10 | 0 | 0 | TRUE | 2021+10 | 2031+00 | TRUE | TRUE | FALSE | FALSE | -1790 | 187 | TRUE | TRUE | FALSE | FALSE | 0 | 0 | TRUE | TRUE | TRUE | -1790 | 187 | 0 | 0 | -17900 | 1870 | 0 | 0 | 3465.8282 | 100000 | #N/A | 100000 | 0.034658 | 1 | #N/A | 0 | 0.00018393 | 0.005307 | #N/A | 0.005307 |  | 197 | 124.9617 | PASS | 6.6318 | PASS | Eligible | -3.2924 | 9.9242 | 197 | 12.5907 | kWh | 3689.0507 | N/A | N/A | 125.9073 |  | 197 | 1 | -1790 | 187 | 0 | 0 | 10 | 0
| RE-WtrHt-FuelSub-SmlStrg-HP-lte6kW-rep40G-HI-3.09UEF-50g | SFm | Ex | CZ06 | Any | 198 | SWWH025C | 1 | 10 | 2021 | natural gas | electricity | NR |  |  |  |  | -1550 |  | 173 |  | -1550 | 173 | 0 | 0 |  | 0 | 0 |  | TRUE | 10 | 0 | 0 | TRUE | 2021+10 | 2031+00 | TRUE | TRUE | FALSE | FALSE | -1550 | 173 | TRUE | TRUE | FALSE | FALSE | 0 | 0 | TRUE | TRUE | TRUE | -1550 | 173 | 0 | 0 | -15500 | 1730 | 0 | 0 | 3465.8282 | 100000 | #N/A | 100000 | 0.034658 | 1 | #N/A | 0 | 0.00018393 | 0.005307 | #N/A | 0.005307 |  | 198 | 119.2797 | PASS | 6.3302 | PASS | Eligible | -2.851 | 9.1812 | 198 | 12.0099 | kWh | 3518.8544 | N/A | N/A | 120.0985 |  | 198 | 1 | -1550 | 173 | 0 | 0 | 10 | 0
| RE-WtrHt-FuelSub-SmlStrg-HP-lte6kW-rep40G-HI-3.09UEF-50g | SFm | Ex | CZ07 | Any | 199 | SWWH025C | 1 | 10 | 2021 | natural gas | electricity | NR |  |  |  |  | -1510 |  | 171 |  | -1510 | 171 | 0 | 0 |  | 0 | 0 |  | TRUE | 10 | 0 | 0 | TRUE | 2021+10 | 2031+00 | TRUE | TRUE | FALSE | FALSE | -1510 | 171 | TRUE | TRUE | FALSE | FALSE | 0 | 0 | TRUE | TRUE | TRUE | -1510 | 171 | 0 | 0 | -15100 | 1710 | 0 | 0 | 3465.8282 | 100000 | #N/A | 100000 | 0.034658 | 1 | #N/A | 0 | 0.00018393 | 0.005307 | #N/A | 0.005307 |  | 199 | 118.666 | PASS | 6.2976 | PASS | Eligible | -2.7774 | 9.075 | 199 | 11.9464 | kWh | 3500.2549 | N/A | N/A | 119.4637 |  | 199 | 1 | -1510 | 171 | 0 | 0 | 10 | 0
| RE-WtrHt-FuelSub-SmlStrg-HP-lte6kW-rep40G-HI-3.09UEF-50g | SFm | Ex | CZ08 | Any | 200 | SWWH025C | 1 | 10 | 2021 | natural gas | electricity | NR |  |  |  |  | -1470 |  | 168 |  | -1470 | 168 | 0 | 0 |  | 0 | 0 |  | TRUE | 10 | 0 | 0 | TRUE | 2021+10 | 2031+00 | TRUE | TRUE | FALSE | FALSE | -1470 | 168 | TRUE | TRUE | FALSE | FALSE | 0 | 0 | TRUE | TRUE | TRUE | -1470 | 168 | 0 | 0 | -14700 | 1680 | 0 | 0 | 3465.8282 | 100000 | #N/A | 100000 | 0.034658 | 1 | #N/A | 0 | 0.00018393 | 0.005307 | #N/A | 0.005307 |  | 200 | 117.0523 | PASS | 6.212 | PASS | Eligible | -2.7038 | 8.9158 | 200 | 11.7829 | kWh | 3452.3557 | N/A | N/A | 117.8289 |  | 200 | 1 | -1470 | 168 | 0 | 0 | 10 | 0
| RE-WtrHt-FuelSub-SmlStrg-HP-lte6kW-rep40G-HI-3.09UEF-50g | SFm | Ex | CZ09 | Any | 201 | SWWH025C | 1 | 10 | 2021 | natural gas | electricity | NR |  |  |  |  | -1480 |  | 168 |  | -1480 | 168 | 0 | 0 |  | 0 | 0 |  | TRUE | 10 | 0 | 0 | TRUE | 2021+10 | 2031+00 | TRUE | TRUE | FALSE | FALSE | -1480 | 168 | TRUE | TRUE | FALSE | FALSE | 0 | 0 | TRUE | TRUE | TRUE | -1480 | 168 | 0 | 0 | -14800 | 1680 | 0 | 0 | 3465.8282 | 100000 | #N/A | 100000 | 0.034658 | 1 | #N/A | 0 | 0.00018393 | 0.005307 | #N/A | 0.005307 |  | 201 | 116.7057 | PASS | 6.1936 | PASS | Eligible | -2.7222 | 8.9158 | 201 | 11.7488 | kWh | 3442.3557 | N/A | N/A | 117.4876 |  | 201 | 1 | -1480 | 168 | 0 | 0 | 10 | 0
| RE-WtrHt-FuelSub-SmlStrg-HP-lte6kW-rep40G-HI-3.09UEF-50g | SFm | Ex | CZ10 | Any | 202 | SWWH025C | 1 | 10 | 2021 | natural gas | electricity | NR |  |  |  |  | -1470 |  | 168 |  | -1470 | 168 | 0 | 0 |  | 0 | 0 |  | TRUE | 10 | 0 | 0 | TRUE | 2021+10 | 2031+00 | TRUE | TRUE | FALSE | FALSE | -1470 | 168 | TRUE | TRUE | FALSE | FALSE | 0 | 0 | TRUE | TRUE | TRUE | -1470 | 168 | 0 | 0 | -14700 | 1680 | 0 | 0 | 3465.8282 | 100000 | #N/A | 100000 | 0.034658 | 1 | #N/A | 0 | 0.00018393 | 0.005307 | #N/A | 0.005307 |  | 202 | 117.0523 | PASS | 6.212 | PASS | Eligible | -2.7038 | 8.9158 | 202 | 11.7829 | kWh | 3452.3557 | N/A | N/A | 117.8289 |  | 202 | 1 | -1470 | 168 | 0 | 0 | 10 | 0
| RE-WtrHt-FuelSub-SmlStrg-HP-lte6kW-rep40G-HI-3.09UEF-50g | SFm | Ex | CZ11 | Any | 203 | SWWH025C | 1 | 10 | 2021 | natural gas | electricity | NR |  |  |  |  | -1560 |  | 170 |  | -1560 | 170 | 0 | 0 |  | 0 | 0 |  | TRUE | 10 | 0 | 0 | TRUE | 2021+10 | 2031+00 | TRUE | TRUE | FALSE | FALSE | -1560 | 170 | TRUE | TRUE | FALSE | FALSE | 0 | 0 | TRUE | TRUE | TRUE | -1560 | 170 | 0 | 0 | -15600 | 1700 | 0 | 0 | 3465.8282 | 100000 | #N/A | 100000 | 0.034658 | 1 | #N/A | 0 | 0.00018393 | 0.005307 | #N/A | 0.005307 |  | 203 | 115.9331 | PASS | 6.1526 | PASS | Eligible | -2.8694 | 9.022 | 203 | 11.6757 | kWh | 3420.9552 | N/A | N/A | 116.7572 |  | 203 | 1 | -1560 | 170 | 0 | 0 | 10 | 0
| RE-WtrHt-FuelSub-SmlStrg-HP-lte6kW-rep40G-HI-3.09UEF-50g | SFm | Ex | CZ12 | Any | 204 | SWWH025C | 1 | 10 | 2021 | natural gas | electricity | NR |  |  |  |  | -1630 |  | 175 |  | -1630 | 175 | 0 | 0 |  | 0 | 0 |  | TRUE | 10 | 0 | 0 | TRUE | 2021+10 | 2031+00 | TRUE | TRUE | FALSE | FALSE | -1630 | 175 | TRUE | TRUE | FALSE | FALSE | 0 | 0 | TRUE | TRUE | TRUE | -1630 | 175 | 0 | 0 | -16300 | 1750 | 0 | 0 | 3465.8282 | 100000 | #N/A | 100000 | 0.034658 | 1 | #N/A | 0 | 0.00018393 | 0.005307 | #N/A | 0.005307 |  | 204 | 118.507 | PASS | 6.2892 | PASS | Eligible | -2.9981 | 9.2873 | 204 | 11.9368 | kWh | 3497.4539 | N/A | N/A | 119.3681 |  | 204 | 1 | -1630 | 175 | 0 | 0 | 10 | 0
| RE-WtrHt-FuelSub-SmlStrg-HP-lte6kW-rep40G-HI-3.09UEF-50g | SFm | Ex | CZ13 | Any | 205 | SWWH025C | 1 | 10 | 2021 | natural gas | electricity | NR |  |  |  |  | -1520 |  | 168 |  | -1520 | 168 | 0 | 0 |  | 0 | 0 |  | TRUE | 10 | 0 | 0 | TRUE | 2021+10 | 2031+00 | TRUE | TRUE | FALSE | FALSE | -1520 | 168 | TRUE | TRUE | FALSE | FALSE | 0 | 0 | TRUE | TRUE | TRUE | -1520 | 168 | 0 | 0 | -15200 | 1680 | 0 | 0 | 3465.8282 | 100000 | #N/A | 100000 | 0.034658 | 1 | #N/A | 0 | 0.00018393 | 0.005307 | #N/A | 0.005307 |  | 205 | 115.3194 | PASS | 6.12 | PASS | Eligible | -2.7958 | 8.9158 | 205 | 11.6122 | kWh | 3402.3557 | N/A | N/A | 116.1224 |  | 205 | 1 | -1520 | 168 | 0 | 0 | 10 | 0
| RE-WtrHt-FuelSub-SmlStrg-HP-lte6kW-rep40G-HI-3.09UEF-50g | SFm | Ex | CZ14 | Any | 206 | SWWH025C | 1 | 10 | 2021 | natural gas | electricity | NR |  |  |  |  | -1590 |  | 171 |  | -1590 | 171 | 0 | 0 |  | 0 | 0 |  | TRUE | 10 | 0 | 0 | TRUE | 2021+10 | 2031+00 | TRUE | TRUE | FALSE | FALSE | -1590 | 171 | TRUE | TRUE | FALSE | FALSE | 0 | 0 | TRUE | TRUE | TRUE | -1590 | 171 | 0 | 0 | -15900 | 1710 | 0 | 0 | 3465.8282 | 100000 | #N/A | 100000 | 0.034658 | 1 | #N/A | 0 | 0.00018393 | 0.005307 | #N/A | 0.005307 |  | 206 | 115.8933 | PASS | 6.1505 | PASS | Eligible | -2.9245 | 9.075 | 206 | 11.6733 | kWh | 3420.2549 | N/A | N/A | 116.7333 |  | 206 | 1 | -1590 | 171 | 0 | 0 | 10 | 0
| RE-WtrHt-FuelSub-SmlStrg-HP-lte6kW-rep40G-HI-3.09UEF-50g | SFm | Ex | CZ15 | Any | 207 | SWWH025C | 1 | 10 | 2021 | natural gas | electricity | NR |  |  |  |  | -1120 |  | 142 |  | -1120 | 142 | 0 | 0 |  | 0 | 0 |  | TRUE | 10 | 0 | 0 | TRUE | 2021+10 | 2031+00 | TRUE | TRUE | FALSE | FALSE | -1120 | 142 | TRUE | TRUE | FALSE | FALSE | 0 | 0 | TRUE | TRUE | TRUE | -1120 | 142 | 0 | 0 | -11200 | 1420 | 0 | 0 | 3465.8282 | 100000 | #N/A | 100000 | 0.034658 | 1 | #N/A | 0 | 0.00018393 | 0.005307 | #N/A | 0.005307 |  | 207 | 103.1827 | PASS | 5.4759 | PASS | Eligible | -2.06 | 7.536 | 207 | 10.3774 | kWh | 3040.5626 | N/A | N/A | 103.7744 |  | 207 | 1 | -1120 | 142 | 0 | 0 | 10 | 0
| RE-WtrHt-FuelSub-SmlStrg-HP-lte6kW-rep40G-HI-3.09UEF-50g | SFm | Ex | CZ16 | Any | 208 | SWWH025C | 1 | 10 | 2021 | natural gas | electricity | NR |  |  |  |  | -2250 |  | 196 |  | -2250 | 196 | 0 | 0 |  | 0 | 0 |  | TRUE | 10 | 0 | 0 | TRUE | 2021+10 | 2031+00 | TRUE | TRUE | FALSE | FALSE | -2250 | 196 | TRUE | TRUE | FALSE | FALSE | 0 | 0 | TRUE | TRUE | TRUE | -2250 | 196 | 0 | 0 | -22500 | 1960 | 0 | 0 | 3465.8282 | 100000 | #N/A | 100000 | 0.034658 | 1 | #N/A | 0 | 0.00018393 | 0.005307 | #N/A | 0.005307 |  | 208 | 118.0189 | PASS | 6.2633 | PASS | Eligible | -4.1385 | 10.4018 | 208 | 11.9207 | kWh | 3492.7483 | N/A | N/A | 119.2075 |  | 208 | 1 | -2250 | 196 | 0 | 0 | 10 | 0
| RE-WtrHt-FuelSub-SmlStrg-HP-lte6kW-rep40G-HI-3.09UEF-50g | MFm | Ex | CZ01 | Any | 209 | SWWH025C | 1 | 10 | 2021 | natural gas | electricity | NR |  |  |  |  | -1330 |  | 163 |  | -1330 | 163 | 0 | 0 |  | 0 | 0 |  | TRUE | 10 | 0 | 0 | TRUE | 2021+10 | 2031+00 | TRUE | TRUE | FALSE | FALSE | -1330 | 163 | TRUE | TRUE | FALSE | FALSE | 0 | 0 | TRUE | TRUE | TRUE | -1330 | 163 | 0 | 0 | -13300 | 1630 | 0 | 0 | 3465.8282 | 100000 | #N/A | 100000 | 0.034658 | 1 | #N/A | 0 | 0.00018393 | 0.005307 | #N/A | 0.005307 |  | 209 | 116.9045 | PASS | 6.2042 | PASS | Eligible | -2.4463 | 8.6505 | 209 | 11.7607 | kWh | 3445.857 | N/A | N/A | 117.6071 |  | 209 | 1 | -1330 | 163 | 0 | 0 | 10 | 0
| RE-WtrHt-FuelSub-SmlStrg-HP-lte6kW-rep40G-HI-3.09UEF-50g | MFm | Ex | CZ02 | Any | 210 | SWWH025C | 1 | 10 | 2021 | natural gas | electricity | NR |  |  |  |  | -1230 |  | 153 |  | -1230 | 153 | 0 | 0 |  | 0 | 0 |  | TRUE | 10 | 0 | 0 | TRUE | 2021+10 | 2031+00 | TRUE | TRUE | FALSE | FALSE | -1230 | 153 | TRUE | TRUE | FALSE | FALSE | 0 | 0 | TRUE | TRUE | TRUE | -1230 | 153 | 0 | 0 | -12300 | 1530 | 0 | 0 | 3465.8282 | 100000 | #N/A | 100000 | 0.034658 | 1 | #N/A | 0 | 0.00018393 | 0.005307 | #N/A | 0.005307 |  | 210 | 110.3703 | PASS | 5.8574 | PASS | Eligible | -2.2624 | 8.1198 | 210 | 11.102 | kWh | 3252.8597 | N/A | N/A | 111.0201 |  | 210 | 1 | -1230 | 153 | 0 | 0 | 10 | 0
| RE-WtrHt-FuelSub-SmlStrg-HP-lte6kW-rep40G-HI-3.09UEF-50g | MFm | Ex | CZ03 | Any | 211 | SWWH025C | 1 | 10 | 2021 | natural gas | electricity | NR |  |  |  |  | -1220 |  | 153 |  | -1220 | 153 | 0 | 0 |  | 0 | 0 |  | TRUE | 10 | 0 | 0 | TRUE | 2021+10 | 2031+00 | TRUE | TRUE | FALSE | FALSE | -1220 | 153 | TRUE | TRUE | FALSE | FALSE | 0 | 0 | TRUE | TRUE | TRUE | -1220 | 153 | 0 | 0 | -12200 | 1530 | 0 | 0 | 3465.8282 | 100000 | #N/A | 100000 | 0.034658 | 1 | #N/A | 0 | 0.00018393 | 0.005307 | #N/A | 0.005307 |  | 211 | 110.7169 | PASS | 5.8758 | PASS | Eligible | -2.244 | 8.1198 | 211 | 11.1361 | kWh | 3262.8597 | N/A | N/A | 111.3614 |  | 211 | 1 | -1220 | 153 | 0 | 0 | 10 | 0
| RE-WtrHt-FuelSub-SmlStrg-HP-lte6kW-rep40G-HI-3.09UEF-50g | MFm | Ex | CZ04 | Any | 212 | SWWH025C | 1 | 10 | 2021 | natural gas | electricity | NR |  |  |  |  | -1190 |  | 150 |  | -1190 | 150 | 0 | 0 |  | 0 | 0 |  | TRUE | 10 | 0 | 0 | TRUE | 2021+10 | 2031+00 | TRUE | TRUE | FALSE | FALSE | -1190 | 150 | TRUE | TRUE | FALSE | FALSE | 0 | 0 | TRUE | TRUE | TRUE | -1190 | 150 | 0 | 0 | -11900 | 1500 | 0 | 0 | 3465.8282 | 100000 | #N/A | 100000 | 0.034658 | 1 | #N/A | 0 | 0.00018393 | 0.005307 | #N/A | 0.005307 |  | 212 | 108.7566 | PASS | 5.7718 | PASS | Eligible | -2.1888 | 7.9606 | 212 | 10.9385 | kWh | 3204.9604 | N/A | N/A | 109.3853 |  | 212 | 1 | -1190 | 150 | 0 | 0 | 10 | 0
| RE-WtrHt-FuelSub-SmlStrg-HP-lte6kW-rep40G-HI-3.09UEF-50g | MFm | Ex | CZ05 | Any | 213 | SWWH025C | 1 | 10 | 2021 | natural gas | electricity | NR |  |  |  |  | -1230 |  | 155 |  | -1230 | 155 | 0 | 0 |  | 0 | 0 |  | TRUE | 10 | 0 | 0 | TRUE | 2021+10 | 2031+00 | TRUE | TRUE | FALSE | FALSE | -1230 | 155 | TRUE | TRUE | FALSE | FALSE | 0 | 0 | TRUE | TRUE | TRUE | -1230 | 155 | 0 | 0 | -12300 | 1550 | 0 | 0 | 3465.8282 | 100000 | #N/A | 100000 | 0.034658 | 1 | #N/A | 0 | 0.00018393 | 0.005307 | #N/A | 0.005307 |  | 213 | 112.3703 | PASS | 5.9635 | PASS | Eligible | -2.2624 | 8.2259 | 213 | 11.302 | kWh | 3311.4591 | N/A | N/A | 113.0201 |  | 213 | 1 | -1230 | 155 | 0 | 0 | 10 | 0
| RE-WtrHt-FuelSub-SmlStrg-HP-lte6kW-rep40G-HI-3.09UEF-50g | MFm | Ex | CZ06 | Any | 214 | SWWH025C | 1 | 10 | 2021 | natural gas | electricity | NR |  |  |  |  | -1140 |  | 146 |  | -1140 | 146 | 0 | 0 |  | 0 | 0 |  | TRUE | 10 | 0 | 0 | TRUE | 2021+10 | 2031+00 | TRUE | TRUE | FALSE | FALSE | -1140 | 146 | TRUE | TRUE | FALSE | FALSE | 0 | 0 | TRUE | TRUE | TRUE | -1140 | 146 | 0 | 0 | -11400 | 1460 | 0 | 0 | 3465.8282 | 100000 | #N/A | 100000 | 0.034658 | 1 | #N/A | 0 | 0.00018393 | 0.005307 | #N/A | 0.005307 |  | 214 | 106.4896 | PASS | 5.6514 | PASS | Eligible | -2.0968 | 7.7483 | 214 | 10.7092 | kWh | 3137.7615 | N/A | N/A | 107.0918 |  | 214 | 1 | -1140 | 146 | 0 | 0 | 10 | 0
| RE-WtrHt-FuelSub-SmlStrg-HP-lte6kW-rep40G-HI-3.09UEF-50g | MFm | Ex | CZ07 | Any | 215 | SWWH025C | 1 | 10 | 2021 | natural gas | electricity | NR |  |  |  |  | -1120 |  | 144 |  | -1120 | 144 | 0 | 0 |  | 0 | 0 |  | TRUE | 10 | 0 | 0 | TRUE | 2021+10 | 2031+00 | TRUE | TRUE | FALSE | FALSE | -1120 | 144 | TRUE | TRUE | FALSE | FALSE | 0 | 0 | TRUE | TRUE | TRUE | -1120 | 144 | 0 | 0 | -11200 | 1440 | 0 | 0 | 3465.8282 | 100000 | #N/A | 100000 | 0.034658 | 1 | #N/A | 0 | 0.00018393 | 0.005307 | #N/A | 0.005307 |  | 215 | 105.1827 | PASS | 5.5821 | PASS | Eligible | -2.06 | 7.6421 | 215 | 10.5774 | kWh | 3099.162 | N/A | N/A | 105.7744 |  | 215 | 1 | -1120 | 144 | 0 | 0 | 10 | 0
| RE-WtrHt-FuelSub-SmlStrg-HP-lte6kW-rep40G-HI-3.09UEF-50g | MFm | Ex | CZ08 | Any | 216 | SWWH025C | 1 | 10 | 2021 | natural gas | electricity | NR |  |  |  |  | -1110 |  | 142 |  | -1110 | 142 | 0 | 0 |  | 0 | 0 |  | TRUE | 10 | 0 | 0 | TRUE | 2021+10 | 2031+00 | TRUE | TRUE | FALSE | FALSE | -1110 | 142 | TRUE | TRUE | FALSE | FALSE | 0 | 0 | TRUE | TRUE | TRUE | -1110 | 142 | 0 | 0 | -11100 | 1420 | 0 | 0 | 3465.8282 | 100000 | #N/A | 100000 | 0.034658 | 1 | #N/A | 0 | 0.00018393 | 0.005307 | #N/A | 0.005307 |  | 216 | 103.5293 | PASS | 5.4943 | PASS | Eligible | -2.0417 | 7.536 | 216 | 10.4116 | kWh | 3050.5626 | N/A | N/A | 104.1157 |  | 216 | 1 | -1110 | 142 | 0 | 0 | 10 | 0
| RE-WtrHt-FuelSub-SmlStrg-HP-lte6kW-rep40G-HI-3.09UEF-50g | MFm | Ex | CZ09 | Any | 217 | SWWH025C | 1 | 10 | 2021 | natural gas | electricity | NR |  |  |  |  | -1110 |  | 142 |  | -1110 | 142 | 0 | 0 |  | 0 | 0 |  | TRUE | 10 | 0 | 0 | TRUE | 2021+10 | 2031+00 | TRUE | TRUE | FALSE | FALSE | -1110 | 142 | TRUE | TRUE | FALSE | FALSE | 0 | 0 | TRUE | TRUE | TRUE | -1110 | 142 | 0 | 0 | -11100 | 1420 | 0 | 0 | 3465.8282 | 100000 | #N/A | 100000 | 0.034658 | 1 | #N/A | 0 | 0.00018393 | 0.005307 | #N/A | 0.005307 |  | 217 | 103.5293 | PASS | 5.4943 | PASS | Eligible | -2.0417 | 7.536 | 217 | 10.4116 | kWh | 3050.5626 | N/A | N/A | 104.1157 |  | 217 | 1 | -1110 | 142 | 0 | 0 | 10 | 0
| RE-WtrHt-FuelSub-SmlStrg-HP-lte6kW-rep40G-HI-3.09UEF-50g | MFm | Ex | CZ10 | Any | 218 | SWWH025C | 1 | 10 | 2021 | natural gas | electricity | NR |  |  |  |  | -1110 |  | 142 |  | -1110 | 142 | 0 | 0 |  | 0 | 0 |  | TRUE | 10 | 0 | 0 | TRUE | 2021+10 | 2031+00 | TRUE | TRUE | FALSE | FALSE | -1110 | 142 | TRUE | TRUE | FALSE | FALSE | 0 | 0 | TRUE | TRUE | TRUE | -1110 | 142 | 0 | 0 | -11100 | 1420 | 0 | 0 | 3465.8282 | 100000 | #N/A | 100000 | 0.034658 | 1 | #N/A | 0 | 0.00018393 | 0.005307 | #N/A | 0.005307 |  | 218 | 103.5293 | PASS | 5.4943 | PASS | Eligible | -2.0417 | 7.536 | 218 | 10.4116 | kWh | 3050.5626 | N/A | N/A | 104.1157 |  | 218 | 1 | -1110 | 142 | 0 | 0 | 10 | 0
| RE-WtrHt-FuelSub-SmlStrg-HP-lte6kW-rep40G-HI-3.09UEF-50g | MFm | Ex | CZ11 | Any | 219 | SWWH025C | 1 | 10 | 2021 | natural gas | electricity | NR |  |  |  |  | -1140 |  | 144 |  | -1140 | 144 | 0 | 0 |  | 0 | 0 |  | TRUE | 10 | 0 | 0 | TRUE | 2021+10 | 2031+00 | TRUE | TRUE | FALSE | FALSE | -1140 | 144 | TRUE | TRUE | FALSE | FALSE | 0 | 0 | TRUE | TRUE | TRUE | -1140 | 144 | 0 | 0 | -11400 | 1440 | 0 | 0 | 3465.8282 | 100000 | #N/A | 100000 | 0.034658 | 1 | #N/A | 0 | 0.00018393 | 0.005307 | #N/A | 0.005307 |  | 219 | 104.4896 | PASS | 5.5453 | PASS | Eligible | -2.0968 | 7.6421 | 219 | 10.5092 | kWh | 3079.162 | N/A | N/A | 105.0918 |  | 219 | 1 | -1140 | 144 | 0 | 0 | 10 | 0
| RE-WtrHt-FuelSub-SmlStrg-HP-lte6kW-rep40G-HI-3.09UEF-50g | MFm | Ex | CZ12 | Any | 220 | SWWH025C | 1 | 10 | 2021 | natural gas | electricity | NR |  |  |  |  | -1180 |  | 148 |  | -1180 | 148 | 0 | 0 |  | 0 | 0 |  | TRUE | 10 | 0 | 0 | TRUE | 2021+10 | 2031+00 | TRUE | TRUE | FALSE | FALSE | -1180 | 148 | TRUE | TRUE | FALSE | FALSE | 0 | 0 | TRUE | TRUE | TRUE | -1180 | 148 | 0 | 0 | -11800 | 1480 | 0 | 0 | 3465.8282 | 100000 | #N/A | 100000 | 0.034658 | 1 | #N/A | 0 | 0.00018393 | 0.005307 | #N/A | 0.005307 |  | 220 | 107.1032 | PASS | 5.684 | PASS | Eligible | -2.1704 | 7.8544 | 220 | 10.7727 | kWh | 3156.361 | N/A | N/A | 107.7266 |  | 220 | 1 | -1180 | 148 | 0 | 0 | 10 | 0
| RE-WtrHt-FuelSub-SmlStrg-HP-lte6kW-rep40G-HI-3.09UEF-50g | MFm | Ex | CZ13 | Any | 221 | SWWH025C | 1 | 10 | 2021 | natural gas | electricity | NR |  |  |  |  | -1120 |  | 143 |  | -1120 | 143 | 0 | 0 |  | 0 | 0 |  | TRUE | 10 | 0 | 0 | TRUE | 2021+10 | 2031+00 | TRUE | TRUE | FALSE | FALSE | -1120 | 143 | TRUE | TRUE | FALSE | FALSE | 0 | 0 | TRUE | TRUE | TRUE | -1120 | 143 | 0 | 0 | -11200 | 1430 | 0 | 0 | 3465.8282 | 100000 | #N/A | 100000 | 0.034658 | 1 | #N/A | 0 | 0.00018393 | 0.005307 | #N/A | 0.005307 |  | 221 | 104.1827 | PASS | 5.529 | PASS | Eligible | -2.06 | 7.5891 | 221 | 10.4774 | kWh | 3069.8623 | N/A | N/A | 104.7744 |  | 221 | 1 | -1120 | 143 | 0 | 0 | 10 | 0
| RE-WtrHt-FuelSub-SmlStrg-HP-lte6kW-rep40G-HI-3.09UEF-50g | MFm | Ex | CZ14 | Any | 222 | SWWH025C | 1 | 10 | 2021 | natural gas | electricity | NR |  |  |  |  | -1140 |  | 145 |  | -1140 | 145 | 0 | 0 |  | 0 | 0 |  | TRUE | 10 | 0 | 0 | TRUE | 2021+10 | 2031+00 | TRUE | TRUE | FALSE | FALSE | -1140 | 145 | TRUE | TRUE | FALSE | FALSE | 0 | 0 | TRUE | TRUE | TRUE | -1140 | 145 | 0 | 0 | -11400 | 1450 | 0 | 0 | 3465.8282 | 100000 | #N/A | 100000 | 0.034658 | 1 | #N/A | 0 | 0.00018393 | 0.005307 | #N/A | 0.005307 |  | 222 | 105.4896 | PASS | 5.5984 | PASS | Eligible | -2.0968 | 7.6952 | 222 | 10.6092 | kWh | 3108.4618 | N/A | N/A | 106.0918 |  | 222 | 1 | -1140 | 145 | 0 | 0 | 10 | 0
| RE-WtrHt-FuelSub-SmlStrg-HP-lte6kW-rep40G-HI-3.09UEF-50g | MFm | Ex | CZ15 | Any | 223 | SWWH025C | 1 | 10 | 2021 | natural gas | electricity | NR |  |  |  |  | -935 |  | 124 |  | -935 | 124 | 0 | 0 |  | 0 | 0 |  | TRUE | 10 | 0 | 0 | TRUE | 2021+10 | 2031+00 | TRUE | TRUE | FALSE | FALSE | -935 | 124 | TRUE | TRUE | FALSE | FALSE | 0 | 0 | TRUE | TRUE | TRUE | -935 | 124 | 0 | 0 | -9350 | 1240 | 0 | 0 | 3465.8282 | 100000 | #N/A | 100000 | 0.034658 | 1 | #N/A | 0 | 0.00018393 | 0.005307 | #N/A | 0.005307 |  | 223 | 91.5945 | PASS | 4.861 | PASS | Eligible | -1.7198 | 6.5807 | 223 | 9.2088 | kWh | 2698.1673 | N/A | N/A | 92.0884 |  | 223 | 1 | -935 | 124 | 0 | 0 | 10 | 0
| RE-WtrHt-FuelSub-SmlStrg-HP-lte6kW-rep40G-HI-3.09UEF-50g | MFm | Ex | CZ16 | Any | 224 | SWWH025C | 1 | 10 | 2021 | natural gas | electricity | NR |  |  |  |  | -1320 |  | 162 |  | -1320 | 162 | 0 | 0 |  | 0 | 0 |  | TRUE | 10 | 0 | 0 | TRUE | 2021+10 | 2031+00 | TRUE | TRUE | FALSE | FALSE | -1320 | 162 | TRUE | TRUE | FALSE | FALSE | 0 | 0 | TRUE | TRUE | TRUE | -1320 | 162 | 0 | 0 | -13200 | 1620 | 0 | 0 | 3465.8282 | 100000 | #N/A | 100000 | 0.034658 | 1 | #N/A | 0 | 0.00018393 | 0.005307 | #N/A | 0.005307 |  | 224 | 116.2511 | PASS | 6.1695 | PASS | Eligible | -2.4279 | 8.5974 | 224 | 11.6948 | kWh | 3426.5573 | N/A | N/A | 116.9484 |  | 224 | 1 | -1320 | 162 | 0 | 0 | 10 | 0
| RE-WtrHt-FuelSub-SmlStrg-HP-lte6kW-rep40G-HI-3.09UEF-50g | DMo | Ex | CZ01 | Any | 225 | SWWH025C | 1 | 10 | 2021 | natural gas | electricity | NR |  |  |  |  | -1890 |  | 175 |  | -1890 | 175 | 0 | 0 |  | 0 | 0 |  | TRUE | 10 | 0 | 0 | TRUE | 2021+10 | 2031+00 | TRUE | TRUE | FALSE | FALSE | -1890 | 175 | TRUE | TRUE | FALSE | FALSE | 0 | 0 | TRUE | TRUE | TRUE | -1890 | 175 | 0 | 0 | -18900 | 1750 | 0 | 0 | 3465.8282 | 100000 | #N/A | 100000 | 0.034658 | 1 | #N/A | 0 | 0.00018393 | 0.005307 | #N/A | 0.005307 |  | 225 | 109.4958 | PASS | 5.811 | PASS | Eligible | -3.4763 | 9.2873 | 225 | 11.0494 | kWh | 3237.4539 | N/A | N/A | 110.4943 |  | 225 | 1 | -1890 | 175 | 0 | 0 | 10 | 0
| RE-WtrHt-FuelSub-SmlStrg-HP-lte6kW-rep40G-HI-3.09UEF-50g | DMo | Ex | CZ02 | Any | 226 | SWWH025C | 1 | 10 | 2021 | natural gas | electricity | NR |  |  |  |  | -1650 |  | 163 |  | -1650 | 163 | 0 | 0 |  | 0 | 0 |  | TRUE | 10 | 0 | 0 | TRUE | 2021+10 | 2031+00 | TRUE | TRUE | FALSE | FALSE | -1650 | 163 | TRUE | TRUE | FALSE | FALSE | 0 | 0 | TRUE | TRUE | TRUE | -1650 | 163 | 0 | 0 | -16500 | 1630 | 0 | 0 | 3465.8282 | 100000 | #N/A | 100000 | 0.034658 | 1 | #N/A | 0 | 0.00018393 | 0.005307 | #N/A | 0.005307 |  | 226 | 105.8138 | PASS | 5.6156 | PASS | Eligible | -3.0349 | 8.6505 | 226 | 10.6685 | kWh | 3125.857 | N/A | N/A | 106.6855 |  | 226 | 1 | -1650 | 163 | 0 | 0 | 10 | 0
| RE-WtrHt-FuelSub-SmlStrg-HP-lte6kW-rep40G-HI-3.09UEF-50g | DMo | Ex | CZ03 | Any | 227 | SWWH025C | 1 | 10 | 2021 | natural gas | electricity | NR |  |  |  |  | -1600 |  | 164 |  | -1600 | 164 | 0 | 0 |  | 0 | 0 |  | TRUE | 10 | 0 | 0 | TRUE | 2021+10 | 2031+00 | TRUE | TRUE | FALSE | FALSE | -1600 | 164 | TRUE | TRUE | FALSE | FALSE | 0 | 0 | TRUE | TRUE | TRUE | -1600 | 164 | 0 | 0 | -16000 | 1640 | 0 | 0 | 3465.8282 | 100000 | #N/A | 100000 | 0.034658 | 1 | #N/A | 0 | 0.00018393 | 0.005307 | #N/A | 0.005307 |  | 227 | 108.5467 | PASS | 5.7606 | PASS | Eligible | -2.9429 | 8.7035 | 227 | 10.9392 | kWh | 3205.1568 | N/A | N/A | 109.392 |  | 227 | 1 | -1600 | 164 | 0 | 0 | 10 | 0
| RE-WtrHt-FuelSub-SmlStrg-HP-lte6kW-rep40G-HI-3.09UEF-50g | DMo | Ex | CZ04 | Any | 228 | SWWH025C | 1 | 10 | 2021 | natural gas | electricity | NR |  |  |  |  | -1530 |  | 159 |  | -1530 | 159 | 0 | 0 |  | 0 | 0 |  | TRUE | 10 | 0 | 0 | TRUE | 2021+10 | 2031+00 | TRUE | TRUE | FALSE | FALSE | -1530 | 159 | TRUE | TRUE | FALSE | FALSE | 0 | 0 | TRUE | TRUE | TRUE | -1530 | 159 | 0 | 0 | -15300 | 1590 | 0 | 0 | 3465.8282 | 100000 | #N/A | 100000 | 0.034658 | 1 | #N/A | 0 | 0.00018393 | 0.005307 | #N/A | 0.005307 |  | 228 | 105.9728 | PASS | 5.624 | PASS | Eligible | -2.8142 | 8.4382 | 228 | 10.6781 | kWh | 3128.6581 | N/A | N/A | 106.7811 |  | 228 | 1 | -1530 | 159 | 0 | 0 | 10 | 0
| RE-WtrHt-FuelSub-SmlStrg-HP-lte6kW-rep40G-HI-3.09UEF-50g | DMo | Ex | CZ05 | Any | 229 | SWWH025C | 1 | 10 | 2021 | natural gas | electricity | NR |  |  |  |  | -1670 |  | 166 |  | -1670 | 166 | 0 | 0 |  | 0 | 0 |  | TRUE | 10 | 0 | 0 | TRUE | 2021+10 | 2031+00 | TRUE | TRUE | FALSE | FALSE | -1670 | 166 | TRUE | TRUE | FALSE | FALSE | 0 | 0 | TRUE | TRUE | TRUE | -1670 | 166 | 0 | 0 | -16700 | 1660 | 0 | 0 | 3465.8282 | 100000 | #N/A | 100000 | 0.034658 | 1 | #N/A | 0 | 0.00018393 | 0.005307 | #N/A | 0.005307 |  | 229 | 108.1207 | PASS | 5.738 | PASS | Eligible | -3.0717 | 8.8097 | 229 | 10.9003 | kWh | 3193.7562 | N/A | N/A | 109.0029 |  | 229 | 1 | -1670 | 166 | 0 | 0 | 10 | 0
| RE-WtrHt-FuelSub-SmlStrg-HP-lte6kW-rep40G-HI-3.09UEF-50g | DMo | Ex | CZ06 | Any | 230 | SWWH025C | 1 | 10 | 2021 | natural gas | electricity | NR |  |  |  |  | -1410 |  | 154 |  | -1410 | 154 | 0 | 0 |  | 0 | 0 |  | TRUE | 10 | 0 | 0 | TRUE | 2021+10 | 2031+00 | TRUE | TRUE | FALSE | FALSE | -1410 | 154 | TRUE | TRUE | FALSE | FALSE | 0 | 0 | TRUE | TRUE | TRUE | -1410 | 154 | 0 | 0 | -14100 | 1540 | 0 | 0 | 3465.8282 | 100000 | #N/A | 100000 | 0.034658 | 1 | #N/A | 0 | 0.00018393 | 0.005307 | #N/A | 0.005307 |  | 230 | 105.1318 | PASS | 5.5794 | PASS | Eligible | -2.5935 | 8.1728 | 230 | 10.5877 | kWh | 3102.1594 | N/A | N/A | 105.8767 |  | 230 | 1 | -1410 | 154 | 0 | 0 | 10 | 0
| RE-WtrHt-FuelSub-SmlStrg-HP-lte6kW-rep40G-HI-3.09UEF-50g | DMo | Ex | CZ07 | Any | 231 | SWWH025C | 1 | 10 | 2021 | natural gas | electricity | NR |  |  |  |  | -1370 |  | 153 |  | -1370 | 153 | 0 | 0 |  | 0 | 0 |  | TRUE | 10 | 0 | 0 | TRUE | 2021+10 | 2031+00 | TRUE | TRUE | FALSE | FALSE | -1370 | 153 | TRUE | TRUE | FALSE | FALSE | 0 | 0 | TRUE | TRUE | TRUE | -1370 | 153 | 0 | 0 | -13700 | 1530 | 0 | 0 | 3465.8282 | 100000 | #N/A | 100000 | 0.034658 | 1 | #N/A | 0 | 0.00018393 | 0.005307 | #N/A | 0.005307 |  | 231 | 105.5182 | PASS | 5.5999 | PASS | Eligible | -2.5199 | 8.1198 | 231 | 10.6242 | kWh | 3112.8597 | N/A | N/A | 106.2419 |  | 231 | 1 | -1370 | 153 | 0 | 0 | 10 | 0
| RE-WtrHt-FuelSub-SmlStrg-HP-lte6kW-rep40G-HI-3.09UEF-50g | DMo | Ex | CZ08 | Any | 232 | SWWH025C | 1 | 10 | 2021 | natural gas | electricity | NR |  |  |  |  | -1350 |  | 150 |  | -1350 | 150 | 0 | 0 |  | 0 | 0 |  | TRUE | 10 | 0 | 0 | TRUE | 2021+10 | 2031+00 | TRUE | TRUE | FALSE | FALSE | -1350 | 150 | TRUE | TRUE | FALSE | FALSE | 0 | 0 | TRUE | TRUE | TRUE | -1350 | 150 | 0 | 0 | -13500 | 1500 | 0 | 0 | 3465.8282 | 100000 | #N/A | 100000 | 0.034658 | 1 | #N/A | 0 | 0.00018393 | 0.005307 | #N/A | 0.005307 |  | 232 | 103.2113 | PASS | 5.4775 | PASS | Eligible | -2.4831 | 7.9606 | 232 | 10.3925 | kWh | 3044.9604 | N/A | N/A | 103.9245 |  | 232 | 1 | -1350 | 150 | 0 | 0 | 10 | 0
| RE-WtrHt-FuelSub-SmlStrg-HP-lte6kW-rep40G-HI-3.09UEF-50g | DMo | Ex | CZ09 | Any | 233 | SWWH025C | 1 | 10 | 2021 | natural gas | electricity | NR |  |  |  |  | -1360 |  | 150 |  | -1360 | 150 | 0 | 0 |  | 0 | 0 |  | TRUE | 10 | 0 | 0 | TRUE | 2021+10 | 2031+00 | TRUE | TRUE | FALSE | FALSE | -1360 | 150 | TRUE | TRUE | FALSE | FALSE | 0 | 0 | TRUE | TRUE | TRUE | -1360 | 150 | 0 | 0 | -13600 | 1500 | 0 | 0 | 3465.8282 | 100000 | #N/A | 100000 | 0.034658 | 1 | #N/A | 0 | 0.00018393 | 0.005307 | #N/A | 0.005307 |  | 233 | 102.8647 | PASS | 5.4591 | PASS | Eligible | -2.5015 | 7.9606 | 233 | 10.3583 | kWh | 3034.9604 | N/A | N/A | 103.5832 |  | 233 | 1 | -1360 | 150 | 0 | 0 | 10 | 0
| RE-WtrHt-FuelSub-SmlStrg-HP-lte6kW-rep40G-HI-3.09UEF-50g | DMo | Ex | CZ10 | Any | 234 | SWWH025C | 1 | 10 | 2021 | natural gas | electricity | NR |  |  |  |  | -1360 |  | 150 |  | -1360 | 150 | 0 | 0 |  | 0 | 0 |  | TRUE | 10 | 0 | 0 | TRUE | 2021+10 | 2031+00 | TRUE | TRUE | FALSE | FALSE | -1360 | 150 | TRUE | TRUE | FALSE | FALSE | 0 | 0 | TRUE | TRUE | TRUE | -1360 | 150 | 0 | 0 | -13600 | 1500 | 0 | 0 | 3465.8282 | 100000 | #N/A | 100000 | 0.034658 | 1 | #N/A | 0 | 0.00018393 | 0.005307 | #N/A | 0.005307 |  | 234 | 102.8647 | PASS | 5.4591 | PASS | Eligible | -2.5015 | 7.9606 | 234 | 10.3583 | kWh | 3034.9604 | N/A | N/A | 103.5832 |  | 234 | 1 | -1360 | 150 | 0 | 0 | 10 | 0
| RE-WtrHt-FuelSub-SmlStrg-HP-lte6kW-rep40G-HI-3.09UEF-50g | DMo | Ex | CZ11 | Any | 235 | SWWH025C | 1 | 10 | 2021 | natural gas | electricity | NR |  |  |  |  | -1470 |  | 152 |  | -1470 | 152 | 0 | 0 |  | 0 | 0 |  | TRUE | 10 | 0 | 0 | TRUE | 2021+10 | 2031+00 | TRUE | TRUE | FALSE | FALSE | -1470 | 152 | TRUE | TRUE | FALSE | FALSE | 0 | 0 | TRUE | TRUE | TRUE | -1470 | 152 | 0 | 0 | -14700 | 1520 | 0 | 0 | 3465.8282 | 100000 | #N/A | 100000 | 0.034658 | 1 | #N/A | 0 | 0.00018393 | 0.005307 | #N/A | 0.005307 |  | 235 | 101.0523 | PASS | 5.3629 | PASS | Eligible | -2.7038 | 8.0667 | 235 | 10.1829 | kWh | 2983.5599 | N/A | N/A | 101.8289 |  | 235 | 1 | -1470 | 152 | 0 | 0 | 10 | 0
| RE-WtrHt-FuelSub-SmlStrg-HP-lte6kW-rep40G-HI-3.09UEF-50g | DMo | Ex | CZ12 | Any | 236 | SWWH025C | 1 | 10 | 2021 | natural gas | electricity | NR |  |  |  |  | -1510 |  | 156 |  | -1510 | 156 | 0 | 0 |  | 0 | 0 |  | TRUE | 10 | 0 | 0 | TRUE | 2021+10 | 2031+00 | TRUE | TRUE | FALSE | FALSE | -1510 | 156 | TRUE | TRUE | FALSE | FALSE | 0 | 0 | TRUE | TRUE | TRUE | -1510 | 156 | 0 | 0 | -15100 | 1560 | 0 | 0 | 3465.8282 | 100000 | #N/A | 100000 | 0.034658 | 1 | #N/A | 0 | 0.00018393 | 0.005307 | #N/A | 0.005307 |  | 236 | 103.666 | PASS | 5.5016 | PASS | Eligible | -2.7774 | 8.279 | 236 | 10.4464 | kWh | 3060.7589 | N/A | N/A | 104.4637 |  | 236 | 1 | -1510 | 156 | 0 | 0 | 10 | 0
| RE-WtrHt-FuelSub-SmlStrg-HP-lte6kW-rep40G-HI-3.09UEF-50g | DMo | Ex | CZ13 | Any | 237 | SWWH025C | 1 | 10 | 2021 | natural gas | electricity | NR |  |  |  |  | -1420 |  | 150 |  | -1420 | 150 | 0 | 0 |  | 0 | 0 |  | TRUE | 10 | 0 | 0 | TRUE | 2021+10 | 2031+00 | TRUE | TRUE | FALSE | FALSE | -1420 | 150 | TRUE | TRUE | FALSE | FALSE | 0 | 0 | TRUE | TRUE | TRUE | -1420 | 150 | 0 | 0 | -14200 | 1500 | 0 | 0 | 3465.8282 | 100000 | #N/A | 100000 | 0.034658 | 1 | #N/A | 0 | 0.00018393 | 0.005307 | #N/A | 0.005307 |  | 237 | 100.7852 | PASS | 5.3487 | PASS | Eligible | -2.6118 | 7.9606 | 237 | 10.1535 | kWh | 2974.9604 | N/A | N/A | 101.5354 |  | 237 | 1 | -1420 | 150 | 0 | 0 | 10 | 0
| RE-WtrHt-FuelSub-SmlStrg-HP-lte6kW-rep40G-HI-3.09UEF-50g | DMo | Ex | CZ14 | Any | 238 | SWWH025C | 1 | 10 | 2021 | natural gas | electricity | NR |  |  |  |  | -1530 |  | 153 |  | -1530 | 153 | 0 | 0 |  | 0 | 0 |  | TRUE | 10 | 0 | 0 | TRUE | 2021+10 | 2031+00 | TRUE | TRUE | FALSE | FALSE | -1530 | 153 | TRUE | TRUE | FALSE | FALSE | 0 | 0 | TRUE | TRUE | TRUE | -1530 | 153 | 0 | 0 | -15300 | 1530 | 0 | 0 | 3465.8282 | 100000 | #N/A | 100000 | 0.034658 | 1 | #N/A | 0 | 0.00018393 | 0.005307 | #N/A | 0.005307 |  | 238 | 99.9728 | PASS | 5.3056 | PASS | Eligible | -2.8142 | 8.1198 | 238 | 10.0781 | kWh | 2952.8597 | N/A | N/A | 100.7811 |  | 238 | 1 | -1530 | 153 | 0 | 0 | 10 | 0
| RE-WtrHt-FuelSub-SmlStrg-HP-lte6kW-rep40G-HI-3.09UEF-50g | DMo | Ex | CZ15 | Any | 239 | SWWH025C | 1 | 10 | 2021 | natural gas | electricity | NR |  |  |  |  | -1030 |  | 127 |  | -1030 | 127 | 0 | 0 |  | 0 | 0 |  | TRUE | 10 | 0 | 0 | TRUE | 2021+10 | 2031+00 | TRUE | TRUE | FALSE | FALSE | -1030 | 127 | TRUE | TRUE | FALSE | FALSE | 0 | 0 | TRUE | TRUE | TRUE | -1030 | 127 | 0 | 0 | -10300 | 1270 | 0 | 0 | 3465.8282 | 100000 | #N/A | 100000 | 0.034658 | 1 | #N/A | 0 | 0.00018393 | 0.005307 | #N/A | 0.005307 |  | 239 | 91.302 | PASS | 4.8454 | PASS | Eligible | -1.8945 | 6.7399 | 239 | 9.1846 | kWh | 2691.0665 | N/A | N/A | 91.8461 |  | 239 | 1 | -1030 | 127 | 0 | 0 | 10 | 0
| RE-WtrHt-FuelSub-SmlStrg-HP-lte6kW-rep40G-HI-3.09UEF-50g | DMo | Ex | CZ16 | Any | 240 | SWWH025C | 1 | 10 | 2021 | natural gas | electricity | NR |  |  |  |  | -2210 |  | 175 |  | -2210 | 175 | 0 | 0 |  | 0 | 0 |  | TRUE | 10 | 0 | 0 | TRUE | 2021+10 | 2031+00 | TRUE | TRUE | FALSE | FALSE | -2210 | 175 | TRUE | TRUE | FALSE | FALSE | 0 | 0 | TRUE | TRUE | TRUE | -2210 | 175 | 0 | 0 | -22100 | 1750 | 0 | 0 | 3465.8282 | 100000 | #N/A | 100000 | 0.034658 | 1 | #N/A | 0 | 0.00018393 | 0.005307 | #N/A | 0.005307 |  | 240 | 98.4052 | PASS | 5.2224 | PASS | Eligible | -4.0649 | 9.2873 | 240 | 9.9573 | kWh | 2917.4539 | N/A | N/A | 99.5727 |  | 240 | 1 | -2210 | 175 | 0 | 0 | 10 | 0
| RE-WtrHt-FuelSub-SmlStrg-HP-lte6kW-rep40G-HI-3p31UEF-50g | SFm | Ex | CZ01 | Any | 241 | SWWH025H | 1 | 10 | 2021 | natural gas | electricity | NR |  |  |  |  | -1880 |  | 197 |  | -1880 | 197 | 0 | 0 |  | 0 | 0 |  | TRUE | 10 | 0 | 0 | TRUE | 2021+10 | 2031+00 | TRUE | TRUE | FALSE | FALSE | -1880 | 197 | TRUE | TRUE | FALSE | FALSE | 0 | 0 | TRUE | TRUE | TRUE | -1880 | 197 | 0 | 0 | -18800 | 1970 | 0 | 0 | 3465.8282 | 100000 | #N/A | 100000 | 0.034658 | 1 | #N/A | 0 | 0.00018393 | 0.005307 | #N/A | 0.005307 |  | 241 | 131.8424 | PASS | 6.9969 | PASS | Eligible | -3.4579 | 10.4549 | 241 | 13.2836 | kWh | 3892.0481 | N/A | N/A | 132.8356 |  | 241 | 1 | -1880 | 197 | 0 | 0 | 10 | 0
| RE-WtrHt-FuelSub-SmlStrg-HP-lte6kW-rep40G-HI-3p31UEF-50g | SFm | Ex | CZ02 | Any | 242 | SWWH025H | 1 | 10 | 2021 | natural gas | electricity | NR |  |  |  |  | -1630 |  | 183 |  | -1630 | 183 | 0 | 0 |  | 0 | 0 |  | TRUE | 10 | 0 | 0 | TRUE | 2021+10 | 2031+00 | TRUE | TRUE | FALSE | FALSE | -1630 | 183 | TRUE | TRUE | FALSE | FALSE | 0 | 0 | TRUE | TRUE | TRUE | -1630 | 183 | 0 | 0 | -16300 | 1830 | 0 | 0 | 3465.8282 | 100000 | #N/A | 100000 | 0.034658 | 1 | #N/A | 0 | 0.00018393 | 0.005307 | #N/A | 0.005307 |  | 242 | 126.507 | PASS | 6.7138 | PASS | Eligible | -2.9981 | 9.7119 | 242 | 12.7368 | kWh | 3731.8517 | N/A | N/A | 127.3681 |  | 242 | 1 | -1630 | 183 | 0 | 0 | 10 | 0
| RE-WtrHt-FuelSub-SmlStrg-HP-lte6kW-rep40G-HI-3p31UEF-50g | SFm | Ex | CZ03 | Any | 243 | SWWH025H | 1 | 10 | 2021 | natural gas | electricity | NR |  |  |  |  | -1630 |  | 184 |  | -1630 | 184 | 0 | 0 |  | 0 | 0 |  | TRUE | 10 | 0 | 0 | TRUE | 2021+10 | 2031+00 | TRUE | TRUE | FALSE | FALSE | -1630 | 184 | TRUE | TRUE | FALSE | FALSE | 0 | 0 | TRUE | TRUE | TRUE | -1630 | 184 | 0 | 0 | -16300 | 1840 | 0 | 0 | 3465.8282 | 100000 | #N/A | 100000 | 0.034658 | 1 | #N/A | 0 | 0.00018393 | 0.005307 | #N/A | 0.005307 |  | 243 | 127.507 | PASS | 6.7668 | PASS | Eligible | -2.9981 | 9.7649 | 243 | 12.8368 | kWh | 3761.1515 | N/A | N/A | 128.3681 |  | 243 | 1 | -1630 | 184 | 0 | 0 | 10 | 0
| RE-WtrHt-FuelSub-SmlStrg-HP-lte6kW-rep40G-HI-3p31UEF-50g | SFm | Ex | CZ04 | Any | 244 | SWWH025H | 1 | 10 | 2021 | natural gas | electricity | NR |  |  |  |  | -1540 |  | 178 |  | -1540 | 178 | 0 | 0 |  | 0 | 0 |  | TRUE | 10 | 0 | 0 | TRUE | 2021+10 | 2031+00 | TRUE | TRUE | FALSE | FALSE | -1540 | 178 | TRUE | TRUE | FALSE | FALSE | 0 | 0 | TRUE | TRUE | TRUE | -1540 | 178 | 0 | 0 | -15400 | 1780 | 0 | 0 | 3465.8282 | 100000 | #N/A | 100000 | 0.034658 | 1 | #N/A | 0 | 0.00018393 | 0.005307 | #N/A | 0.005307 |  | 244 | 124.6262 | PASS | 6.614 | PASS | Eligible | -2.8326 | 9.4465 | 244 | 12.544 | kWh | 3675.3531 | N/A | N/A | 125.4398 |  | 244 | 1 | -1540 | 178 | 0 | 0 | 10 | 0
| RE-WtrHt-FuelSub-SmlStrg-HP-lte6kW-rep40G-HI-3p31UEF-50g | SFm | Ex | CZ05 | Any | 245 | SWWH025H | 1 | 10 | 2021 | natural gas | electricity | NR |  |  |  |  | -1660 |  | 187 |  | -1660 | 187 | 0 | 0 |  | 0 | 0 |  | TRUE | 10 | 0 | 0 | TRUE | 2021+10 | 2031+00 | TRUE | TRUE | FALSE | FALSE | -1660 | 187 | TRUE | TRUE | FALSE | FALSE | 0 | 0 | TRUE | TRUE | TRUE | -1660 | 187 | 0 | 0 | -16600 | 1870 | 0 | 0 | 3465.8282 | 100000 | #N/A | 100000 | 0.034658 | 1 | #N/A | 0 | 0.00018393 | 0.005307 | #N/A | 0.005307 |  | 245 | 129.4673 | PASS | 6.8709 | PASS | Eligible | -3.0533 | 9.9242 | 245 | 13.0344 | kWh | 3819.0507 | N/A | N/A | 130.3442 |  | 245 | 1 | -1660 | 187 | 0 | 0 | 10 | 0
| RE-WtrHt-FuelSub-SmlStrg-HP-lte6kW-rep40G-HI-3p31UEF-50g | SFm | Ex | CZ06 | Any | 246 | SWWH025H | 1 | 10 | 2021 | natural gas | electricity | NR |  |  |  |  | -1440 |  | 173 |  | -1440 | 173 | 0 | 0 |  | 0 | 0 |  | TRUE | 10 | 0 | 0 | TRUE | 2021+10 | 2031+00 | TRUE | TRUE | FALSE | FALSE | -1440 | 173 | TRUE | TRUE | FALSE | FALSE | 0 | 0 | TRUE | TRUE | TRUE | -1440 | 173 | 0 | 0 | -14400 | 1730 | 0 | 0 | 3465.8282 | 100000 | #N/A | 100000 | 0.034658 | 1 | #N/A | 0 | 0.00018393 | 0.005307 | #N/A | 0.005307 |  | 246 | 123.0921 | PASS | 6.5325 | PASS | Eligible | -2.6486 | 9.1812 | 246 | 12.3853 | kWh | 3628.8544 | N/A | N/A | 123.8528 |  | 246 | 1 | -1440 | 173 | 0 | 0 | 10 | 0
| RE-WtrHt-FuelSub-SmlStrg-HP-lte6kW-rep40G-HI-3p31UEF-50g | SFm | Ex | CZ07 | Any | 247 | SWWH025H | 1 | 10 | 2021 | natural gas | electricity | NR |  |  |  |  | -1400 |  | 171 |  | -1400 | 171 | 0 | 0 |  | 0 | 0 |  | TRUE | 10 | 0 | 0 | TRUE | 2021+10 | 2031+00 | TRUE | TRUE | FALSE | FALSE | -1400 | 171 | TRUE | TRUE | FALSE | FALSE | 0 | 0 | TRUE | TRUE | TRUE | -1400 | 171 | 0 | 0 | -14000 | 1710 | 0 | 0 | 3465.8282 | 100000 | #N/A | 100000 | 0.034658 | 1 | #N/A | 0 | 0.00018393 | 0.005307 | #N/A | 0.005307 |  | 247 | 122.4784 | PASS | 6.5 | PASS | Eligible | -2.5751 | 9.075 | 247 | 12.3218 | kWh | 3610.2549 | N/A | N/A | 123.218 |  | 247 | 1 | -1400 | 171 | 0 | 0 | 10 | 0
| RE-WtrHt-FuelSub-SmlStrg-HP-lte6kW-rep40G-HI-3p31UEF-50g | SFm | Ex | CZ08 | Any | 248 | SWWH025H | 1 | 10 | 2021 | natural gas | electricity | NR |  |  |  |  | -1370 |  | 168 |  | -1370 | 168 | 0 | 0 |  | 0 | 0 |  | TRUE | 10 | 0 | 0 | TRUE | 2021+10 | 2031+00 | TRUE | TRUE | FALSE | FALSE | -1370 | 168 | TRUE | TRUE | FALSE | FALSE | 0 | 0 | TRUE | TRUE | TRUE | -1370 | 168 | 0 | 0 | -13700 | 1680 | 0 | 0 | 3465.8282 | 100000 | #N/A | 100000 | 0.034658 | 1 | #N/A | 0 | 0.00018393 | 0.005307 | #N/A | 0.005307 |  | 248 | 120.5182 | PASS | 6.3959 | PASS | Eligible | -2.5199 | 8.9158 | 248 | 12.1242 | kWh | 3552.3557 | N/A | N/A | 121.2419 |  | 248 | 1 | -1370 | 168 | 0 | 0 | 10 | 0
| RE-WtrHt-FuelSub-SmlStrg-HP-lte6kW-rep40G-HI-3p31UEF-50g | SFm | Ex | CZ09 | Any | 249 | SWWH025H | 1 | 10 | 2021 | natural gas | electricity | NR |  |  |  |  | -1370 |  | 168 |  | -1370 | 168 | 0 | 0 |  | 0 | 0 |  | TRUE | 10 | 0 | 0 | TRUE | 2021+10 | 2031+00 | TRUE | TRUE | FALSE | FALSE | -1370 | 168 | TRUE | TRUE | FALSE | FALSE | 0 | 0 | TRUE | TRUE | TRUE | -1370 | 168 | 0 | 0 | -13700 | 1680 | 0 | 0 | 3465.8282 | 100000 | #N/A | 100000 | 0.034658 | 1 | #N/A | 0 | 0.00018393 | 0.005307 | #N/A | 0.005307 |  | 249 | 120.5182 | PASS | 6.3959 | PASS | Eligible | -2.5199 | 8.9158 | 249 | 12.1242 | kWh | 3552.3557 | N/A | N/A | 121.2419 |  | 249 | 1 | -1370 | 168 | 0 | 0 | 10 | 0
| RE-WtrHt-FuelSub-SmlStrg-HP-lte6kW-rep40G-HI-3p31UEF-50g | SFm | Ex | CZ10 | Any | 250 | SWWH025H | 1 | 10 | 2021 | natural gas | electricity | NR |  |  |  |  | -1370 |  | 168 |  | -1370 | 168 | 0 | 0 |  | 0 | 0 |  | TRUE | 10 | 0 | 0 | TRUE | 2021+10 | 2031+00 | TRUE | TRUE | FALSE | FALSE | -1370 | 168 | TRUE | TRUE | FALSE | FALSE | 0 | 0 | TRUE | TRUE | TRUE | -1370 | 168 | 0 | 0 | -13700 | 1680 | 0 | 0 | 3465.8282 | 100000 | #N/A | 100000 | 0.034658 | 1 | #N/A | 0 | 0.00018393 | 0.005307 | #N/A | 0.005307 |  | 250 | 120.5182 | PASS | 6.3959 | PASS | Eligible | -2.5199 | 8.9158 | 250 | 12.1242 | kWh | 3552.3557 | N/A | N/A | 121.2419 |  | 250 | 1 | -1370 | 168 | 0 | 0 | 10 | 0
| RE-WtrHt-FuelSub-SmlStrg-HP-lte6kW-rep40G-HI-3p31UEF-50g | SFm | Ex | CZ11 | Any | 251 | SWWH025H | 1 | 10 | 2021 | natural gas | electricity | NR |  |  |  |  | -1450 |  | 170 |  | -1450 | 170 | 0 | 0 |  | 0 | 0 |  | TRUE | 10 | 0 | 0 | TRUE | 2021+10 | 2031+00 | TRUE | TRUE | FALSE | FALSE | -1450 | 170 | TRUE | TRUE | FALSE | FALSE | 0 | 0 | TRUE | TRUE | TRUE | -1450 | 170 | 0 | 0 | -14500 | 1700 | 0 | 0 | 3465.8282 | 100000 | #N/A | 100000 | 0.034658 | 1 | #N/A | 0 | 0.00018393 | 0.005307 | #N/A | 0.005307 |  | 251 | 119.7455 | PASS | 6.3549 | PASS | Eligible | -2.667 | 9.022 | 251 | 12.0511 | kWh | 3530.9552 | N/A | N/A | 120.5115 |  | 251 | 1 | -1450 | 170 | 0 | 0 | 10 | 0
| RE-WtrHt-FuelSub-SmlStrg-HP-lte6kW-rep40G-HI-3p31UEF-50g | SFm | Ex | CZ12 | Any | 252 | SWWH025H | 1 | 10 | 2021 | natural gas | electricity | NR |  |  |  |  | -1510 |  | 175 |  | -1510 | 175 | 0 | 0 |  | 0 | 0 |  | TRUE | 10 | 0 | 0 | TRUE | 2021+10 | 2031+00 | TRUE | TRUE | FALSE | FALSE | -1510 | 175 | TRUE | TRUE | FALSE | FALSE | 0 | 0 | TRUE | TRUE | TRUE | -1510 | 175 | 0 | 0 | -15100 | 1750 | 0 | 0 | 3465.8282 | 100000 | #N/A | 100000 | 0.034658 | 1 | #N/A | 0 | 0.00018393 | 0.005307 | #N/A | 0.005307 |  | 252 | 122.666 | PASS | 6.5099 | PASS | Eligible | -2.7774 | 9.2873 | 252 | 12.3464 | kWh | 3617.4539 | N/A | N/A | 123.4637 |  | 252 | 1 | -1510 | 175 | 0 | 0 | 10 | 0
| RE-WtrHt-FuelSub-SmlStrg-HP-lte6kW-rep40G-HI-3p31UEF-50g | SFm | Ex | CZ13 | Any | 253 | SWWH025H | 1 | 10 | 2021 | natural gas | electricity | NR |  |  |  |  | -1410 |  | 168 |  | -1410 | 168 | 0 | 0 |  | 0 | 0 |  | TRUE | 10 | 0 | 0 | TRUE | 2021+10 | 2031+00 | TRUE | TRUE | FALSE | FALSE | -1410 | 168 | TRUE | TRUE | FALSE | FALSE | 0 | 0 | TRUE | TRUE | TRUE | -1410 | 168 | 0 | 0 | -14100 | 1680 | 0 | 0 | 3465.8282 | 100000 | #N/A | 100000 | 0.034658 | 1 | #N/A | 0 | 0.00018393 | 0.005307 | #N/A | 0.005307 |  | 253 | 119.1318 | PASS | 6.3224 | PASS | Eligible | -2.5935 | 8.9158 | 253 | 11.9877 | kWh | 3512.3557 | N/A | N/A | 119.8767 |  | 253 | 1 | -1410 | 168 | 0 | 0 | 10 | 0
| RE-WtrHt-FuelSub-SmlStrg-HP-lte6kW-rep40G-HI-3p31UEF-50g | SFm | Ex | CZ14 | Any | 254 | SWWH025H | 1 | 10 | 2021 | natural gas | electricity | NR |  |  |  |  | -1480 |  | 171 |  | -1480 | 171 | 0 | 0 |  | 0 | 0 |  | TRUE | 10 | 0 | 0 | TRUE | 2021+10 | 2031+00 | TRUE | TRUE | FALSE | FALSE | -1480 | 171 | TRUE | TRUE | FALSE | FALSE | 0 | 0 | TRUE | TRUE | TRUE | -1480 | 171 | 0 | 0 | -14800 | 1710 | 0 | 0 | 3465.8282 | 100000 | #N/A | 100000 | 0.034658 | 1 | #N/A | 0 | 0.00018393 | 0.005307 | #N/A | 0.005307 |  | 254 | 119.7057 | PASS | 6.3528 | PASS | Eligible | -2.7222 | 9.075 | 254 | 12.0488 | kWh | 3530.2549 | N/A | N/A | 120.4876 |  | 254 | 1 | -1480 | 171 | 0 | 0 | 10 | 0
| RE-WtrHt-FuelSub-SmlStrg-HP-lte6kW-rep40G-HI-3p31UEF-50g | SFm | Ex | CZ15 | Any | 255 | SWWH025H | 1 | 10 | 2021 | natural gas | electricity | NR |  |  |  |  | -1040 |  | 142 |  | -1040 | 142 | 0 | 0 |  | 0 | 0 |  | TRUE | 10 | 0 | 0 | TRUE | 2021+10 | 2031+00 | TRUE | TRUE | FALSE | FALSE | -1040 | 142 | TRUE | TRUE | FALSE | FALSE | 0 | 0 | TRUE | TRUE | TRUE | -1040 | 142 | 0 | 0 | -10400 | 1420 | 0 | 0 | 3465.8282 | 100000 | #N/A | 100000 | 0.034658 | 1 | #N/A | 0 | 0.00018393 | 0.005307 | #N/A | 0.005307 |  | 255 | 105.9554 | PASS | 5.6231 | PASS | Eligible | -1.9129 | 7.536 | 255 | 10.6505 | kWh | 3120.5626 | N/A | N/A | 106.5048 |  | 255 | 1 | -1040 | 142 | 0 | 0 | 10 | 0
| RE-WtrHt-FuelSub-SmlStrg-HP-lte6kW-rep40G-HI-3p31UEF-50g | SFm | Ex | CZ16 | Any | 256 | SWWH025H | 1 | 10 | 2021 | natural gas | electricity | NR |  |  |  |  | -2120 |  | 196 |  | -2120 | 196 | 0 | 0 |  | 0 | 0 |  | TRUE | 10 | 0 | 0 | TRUE | 2021+10 | 2031+00 | TRUE | TRUE | FALSE | FALSE | -2120 | 196 | TRUE | TRUE | FALSE | FALSE | 0 | 0 | TRUE | TRUE | TRUE | -2120 | 196 | 0 | 0 | -21200 | 1960 | 0 | 0 | 3465.8282 | 100000 | #N/A | 100000 | 0.034658 | 1 | #N/A | 0 | 0.00018393 | 0.005307 | #N/A | 0.005307 |  | 256 | 122.5244 | PASS | 6.5024 | PASS | Eligible | -3.8994 | 10.4018 | 256 | 12.3644 | kWh | 3622.7483 | N/A | N/A | 123.6444 |  | 256 | 1 | -2120 | 196 | 0 | 0 | 10 | 0
| RE-WtrHt-FuelSub-SmlStrg-HP-lte6kW-rep40G-HI-3p31UEF-50g | MFm | Ex | CZ01 | Any | 257 | SWWH025H | 1 | 10 | 2021 | natural gas | electricity | NR |  |  |  |  | -1230 |  | 163 |  | -1230 | 163 | 0 | 0 |  | 0 | 0 |  | TRUE | 10 | 0 | 0 | TRUE | 2021+10 | 2031+00 | TRUE | TRUE | FALSE | FALSE | -1230 | 163 | TRUE | TRUE | FALSE | FALSE | 0 | 0 | TRUE | TRUE | TRUE | -1230 | 163 | 0 | 0 | -12300 | 1630 | 0 | 0 | 3465.8282 | 100000 | #N/A | 100000 | 0.034658 | 1 | #N/A | 0 | 0.00018393 | 0.005307 | #N/A | 0.005307 |  | 257 | 120.3703 | PASS | 6.3881 | PASS | Eligible | -2.2624 | 8.6505 | 257 | 12.102 | kWh | 3545.857 | N/A | N/A | 121.0201 |  | 257 | 1 | -1230 | 163 | 0 | 0 | 10 | 0
| RE-WtrHt-FuelSub-SmlStrg-HP-lte6kW-rep40G-HI-3p31UEF-50g | MFm | Ex | CZ02 | Any | 258 | SWWH025H | 1 | 10 | 2021 | natural gas | electricity | NR |  |  |  |  | -1140 |  | 153 |  | -1140 | 153 | 0 | 0 |  | 0 | 0 |  | TRUE | 10 | 0 | 0 | TRUE | 2021+10 | 2031+00 | TRUE | TRUE | FALSE | FALSE | -1140 | 153 | TRUE | TRUE | FALSE | FALSE | 0 | 0 | TRUE | TRUE | TRUE | -1140 | 153 | 0 | 0 | -11400 | 1530 | 0 | 0 | 3465.8282 | 100000 | #N/A | 100000 | 0.034658 | 1 | #N/A | 0 | 0.00018393 | 0.005307 | #N/A | 0.005307 |  | 258 | 113.4896 | PASS | 6.0229 | PASS | Eligible | -2.0968 | 8.1198 | 258 | 11.4092 | kWh | 3342.8597 | N/A | N/A | 114.0918 |  | 258 | 1 | -1140 | 153 | 0 | 0 | 10 | 0
| RE-WtrHt-FuelSub-SmlStrg-HP-lte6kW-rep40G-HI-3p31UEF-50g | MFm | Ex | CZ03 | Any | 259 | SWWH025H | 1 | 10 | 2021 | natural gas | electricity | NR |  |  |  |  | -1130 |  | 153 |  | -1130 | 153 | 0 | 0 |  | 0 | 0 |  | TRUE | 10 | 0 | 0 | TRUE | 2021+10 | 2031+00 | TRUE | TRUE | FALSE | FALSE | -1130 | 153 | TRUE | TRUE | FALSE | FALSE | 0 | 0 | TRUE | TRUE | TRUE | -1130 | 153 | 0 | 0 | -11300 | 1530 | 0 | 0 | 3465.8282 | 100000 | #N/A | 100000 | 0.034658 | 1 | #N/A | 0 | 0.00018393 | 0.005307 | #N/A | 0.005307 |  | 259 | 113.8361 | PASS | 6.0413 | PASS | Eligible | -2.0784 | 8.1198 | 259 | 11.4433 | kWh | 3352.8597 | N/A | N/A | 114.4331 |  | 259 | 1 | -1130 | 153 | 0 | 0 | 10 | 0
| RE-WtrHt-FuelSub-SmlStrg-HP-lte6kW-rep40G-HI-3p31UEF-50g | MFm | Ex | CZ04 | Any | 260 | SWWH025H | 1 | 10 | 2021 | natural gas | electricity | NR |  |  |  |  | -1100 |  | 150 |  | -1100 | 150 | 0 | 0 |  | 0 | 0 |  | TRUE | 10 | 0 | 0 | TRUE | 2021+10 | 2031+00 | TRUE | TRUE | FALSE | FALSE | -1100 | 150 | TRUE | TRUE | FALSE | FALSE | 0 | 0 | TRUE | TRUE | TRUE | -1100 | 150 | 0 | 0 | -11000 | 1500 | 0 | 0 | 3465.8282 | 100000 | #N/A | 100000 | 0.034658 | 1 | #N/A | 0 | 0.00018393 | 0.005307 | #N/A | 0.005307 |  | 260 | 111.8759 | PASS | 5.9373 | PASS | Eligible | -2.0233 | 7.9606 | 260 | 11.2457 | kWh | 3294.9604 | N/A | N/A | 112.457 |  | 260 | 1 | -1100 | 150 | 0 | 0 | 10 | 0
| RE-WtrHt-FuelSub-SmlStrg-HP-lte6kW-rep40G-HI-3p31UEF-50g | MFm | Ex | CZ05 | Any | 261 | SWWH025H | 1 | 10 | 2021 | natural gas | electricity | NR |  |  |  |  | -1140 |  | 155 |  | -1140 | 155 | 0 | 0 |  | 0 | 0 |  | TRUE | 10 | 0 | 0 | TRUE | 2021+10 | 2031+00 | TRUE | TRUE | FALSE | FALSE | -1140 | 155 | TRUE | TRUE | FALSE | FALSE | 0 | 0 | TRUE | TRUE | TRUE | -1140 | 155 | 0 | 0 | -11400 | 1550 | 0 | 0 | 3465.8282 | 100000 | #N/A | 100000 | 0.034658 | 1 | #N/A | 0 | 0.00018393 | 0.005307 | #N/A | 0.005307 |  | 261 | 115.4896 | PASS | 6.1291 | PASS | Eligible | -2.0968 | 8.2259 | 261 | 11.6092 | kWh | 3401.4591 | N/A | N/A | 116.0918 |  | 261 | 1 | -1140 | 155 | 0 | 0 | 10 | 0
| RE-WtrHt-FuelSub-SmlStrg-HP-lte6kW-rep40G-HI-3p31UEF-50g | MFm | Ex | CZ06 | Any | 262 | SWWH025H | 1 | 10 | 2021 | natural gas | electricity | NR |  |  |  |  | -1060 |  | 146 |  | -1060 | 146 | 0 | 0 |  | 0 | 0 |  | TRUE | 10 | 0 | 0 | TRUE | 2021+10 | 2031+00 | TRUE | TRUE | FALSE | FALSE | -1060 | 146 | TRUE | TRUE | FALSE | FALSE | 0 | 0 | TRUE | TRUE | TRUE | -1060 | 146 | 0 | 0 | -10600 | 1460 | 0 | 0 | 3465.8282 | 100000 | #N/A | 100000 | 0.034658 | 1 | #N/A | 0 | 0.00018393 | 0.005307 | #N/A | 0.005307 |  | 262 | 109.2622 | PASS | 5.7986 | PASS | Eligible | -1.9497 | 7.7483 | 262 | 10.9822 | kWh | 3217.7615 | N/A | N/A | 109.8222 |  | 262 | 1 | -1060 | 146 | 0 | 0 | 10 | 0
| RE-WtrHt-FuelSub-SmlStrg-HP-lte6kW-rep40G-HI-3p31UEF-50g | MFm | Ex | CZ07 | Any | 263 | SWWH025H | 1 | 10 | 2021 | natural gas | electricity | NR |  |  |  |  | -1040 |  | 144 |  | -1040 | 144 | 0 | 0 |  | 0 | 0 |  | TRUE | 10 | 0 | 0 | TRUE | 2021+10 | 2031+00 | TRUE | TRUE | FALSE | FALSE | -1040 | 144 | TRUE | TRUE | FALSE | FALSE | 0 | 0 | TRUE | TRUE | TRUE | -1040 | 144 | 0 | 0 | -10400 | 1440 | 0 | 0 | 3465.8282 | 100000 | #N/A | 100000 | 0.034658 | 1 | #N/A | 0 | 0.00018393 | 0.005307 | #N/A | 0.005307 |  | 263 | 107.9554 | PASS | 5.7292 | PASS | Eligible | -1.9129 | 7.6421 | 263 | 10.8505 | kWh | 3179.162 | N/A | N/A | 108.5048 |  | 263 | 1 | -1040 | 144 | 0 | 0 | 10 | 0
| RE-WtrHt-FuelSub-SmlStrg-HP-lte6kW-rep40G-HI-3p31UEF-50g | MFm | Ex | CZ08 | Any | 264 | SWWH025H | 1 | 10 | 2021 | natural gas | electricity | NR |  |  |  |  | -1030 |  | 142 |  | -1030 | 142 | 0 | 0 |  | 0 | 0 |  | TRUE | 10 | 0 | 0 | TRUE | 2021+10 | 2031+00 | TRUE | TRUE | FALSE | FALSE | -1030 | 142 | TRUE | TRUE | FALSE | FALSE | 0 | 0 | TRUE | TRUE | TRUE | -1030 | 142 | 0 | 0 | -10300 | 1420 | 0 | 0 | 3465.8282 | 100000 | #N/A | 100000 | 0.034658 | 1 | #N/A | 0 | 0.00018393 | 0.005307 | #N/A | 0.005307 |  | 264 | 106.302 | PASS | 5.6415 | PASS | Eligible | -1.8945 | 7.536 | 264 | 10.6846 | kWh | 3130.5626 | N/A | N/A | 106.8461 |  | 264 | 1 | -1030 | 142 | 0 | 0 | 10 | 0
| RE-WtrHt-FuelSub-SmlStrg-HP-lte6kW-rep40G-HI-3p31UEF-50g | MFm | Ex | CZ09 | Any | 265 | SWWH025H | 1 | 10 | 2021 | natural gas | electricity | NR |  |  |  |  | -1030 |  | 142 |  | -1030 | 142 | 0 | 0 |  | 0 | 0 |  | TRUE | 10 | 0 | 0 | TRUE | 2021+10 | 2031+00 | TRUE | TRUE | FALSE | FALSE | -1030 | 142 | TRUE | TRUE | FALSE | FALSE | 0 | 0 | TRUE | TRUE | TRUE | -1030 | 142 | 0 | 0 | -10300 | 1420 | 0 | 0 | 3465.8282 | 100000 | #N/A | 100000 | 0.034658 | 1 | #N/A | 0 | 0.00018393 | 0.005307 | #N/A | 0.005307 |  | 265 | 106.302 | PASS | 5.6415 | PASS | Eligible | -1.8945 | 7.536 | 265 | 10.6846 | kWh | 3130.5626 | N/A | N/A | 106.8461 |  | 265 | 1 | -1030 | 142 | 0 | 0 | 10 | 0
| RE-WtrHt-FuelSub-SmlStrg-HP-lte6kW-rep40G-HI-3p31UEF-50g | MFm | Ex | CZ10 | Any | 266 | SWWH025H | 1 | 10 | 2021 | natural gas | electricity | NR |  |  |  |  | -1030 |  | 142 |  | -1030 | 142 | 0 | 0 |  | 0 | 0 |  | TRUE | 10 | 0 | 0 | TRUE | 2021+10 | 2031+00 | TRUE | TRUE | FALSE | FALSE | -1030 | 142 | TRUE | TRUE | FALSE | FALSE | 0 | 0 | TRUE | TRUE | TRUE | -1030 | 142 | 0 | 0 | -10300 | 1420 | 0 | 0 | 3465.8282 | 100000 | #N/A | 100000 | 0.034658 | 1 | #N/A | 0 | 0.00018393 | 0.005307 | #N/A | 0.005307 |  | 266 | 106.302 | PASS | 5.6415 | PASS | Eligible | -1.8945 | 7.536 | 266 | 10.6846 | kWh | 3130.5626 | N/A | N/A | 106.8461 |  | 266 | 1 | -1030 | 142 | 0 | 0 | 10 | 0
| RE-WtrHt-FuelSub-SmlStrg-HP-lte6kW-rep40G-HI-3p31UEF-50g | MFm | Ex | CZ11 | Any | 267 | SWWH025H | 1 | 10 | 2021 | natural gas | electricity | NR |  |  |  |  | -1060 |  | 144 |  | -1060 | 144 | 0 | 0 |  | 0 | 0 |  | TRUE | 10 | 0 | 0 | TRUE | 2021+10 | 2031+00 | TRUE | TRUE | FALSE | FALSE | -1060 | 144 | TRUE | TRUE | FALSE | FALSE | 0 | 0 | TRUE | TRUE | TRUE | -1060 | 144 | 0 | 0 | -10600 | 1440 | 0 | 0 | 3465.8282 | 100000 | #N/A | 100000 | 0.034658 | 1 | #N/A | 0 | 0.00018393 | 0.005307 | #N/A | 0.005307 |  | 267 | 107.2622 | PASS | 5.6924 | PASS | Eligible | -1.9497 | 7.6421 | 267 | 10.7822 | kWh | 3159.162 | N/A | N/A | 107.8222 |  | 267 | 1 | -1060 | 144 | 0 | 0 | 10 | 0
| RE-WtrHt-FuelSub-SmlStrg-HP-lte6kW-rep40G-HI-3p31UEF-50g | MFm | Ex | CZ12 | Any | 268 | SWWH025H | 1 | 10 | 2021 | natural gas | electricity | NR |  |  |  |  | -1090 |  | 148 |  | -1090 | 148 | 0 | 0 |  | 0 | 0 |  | TRUE | 10 | 0 | 0 | TRUE | 2021+10 | 2031+00 | TRUE | TRUE | FALSE | FALSE | -1090 | 148 | TRUE | TRUE | FALSE | FALSE | 0 | 0 | TRUE | TRUE | TRUE | -1090 | 148 | 0 | 0 | -10900 | 1480 | 0 | 0 | 3465.8282 | 100000 | #N/A | 100000 | 0.034658 | 1 | #N/A | 0 | 0.00018393 | 0.005307 | #N/A | 0.005307 |  | 268 | 110.2225 | PASS | 5.8495 | PASS | Eligible | -2.0049 | 7.8544 | 268 | 11.0798 | kWh | 3246.361 | N/A | N/A | 110.7983 |  | 268 | 1 | -1090 | 148 | 0 | 0 | 10 | 0
| RE-WtrHt-FuelSub-SmlStrg-HP-lte6kW-rep40G-HI-3p31UEF-50g | MFm | Ex | CZ13 | Any | 269 | SWWH025H | 1 | 10 | 2021 | natural gas | electricity | NR |  |  |  |  | -1040 |  | 143 |  | -1040 | 143 | 0 | 0 |  | 0 | 0 |  | TRUE | 10 | 0 | 0 | TRUE | 2021+10 | 2031+00 | TRUE | TRUE | FALSE | FALSE | -1040 | 143 | TRUE | TRUE | FALSE | FALSE | 0 | 0 | TRUE | TRUE | TRUE | -1040 | 143 | 0 | 0 | -10400 | 1430 | 0 | 0 | 3465.8282 | 100000 | #N/A | 100000 | 0.034658 | 1 | #N/A | 0 | 0.00018393 | 0.005307 | #N/A | 0.005307 |  | 269 | 106.9554 | PASS | 5.6762 | PASS | Eligible | -1.9129 | 7.5891 | 269 | 10.7505 | kWh | 3149.8623 | N/A | N/A | 107.5048 |  | 269 | 1 | -1040 | 143 | 0 | 0 | 10 | 0
| RE-WtrHt-FuelSub-SmlStrg-HP-lte6kW-rep40G-HI-3p31UEF-50g | MFm | Ex | CZ14 | Any | 270 | SWWH025H | 1 | 10 | 2021 | natural gas | electricity | NR |  |  |  |  | -1060 |  | 145 |  | -1060 | 145 | 0 | 0 |  | 0 | 0 |  | TRUE | 10 | 0 | 0 | TRUE | 2021+10 | 2031+00 | TRUE | TRUE | FALSE | FALSE | -1060 | 145 | TRUE | TRUE | FALSE | FALSE | 0 | 0 | TRUE | TRUE | TRUE | -1060 | 145 | 0 | 0 | -10600 | 1450 | 0 | 0 | 3465.8282 | 100000 | #N/A | 100000 | 0.034658 | 1 | #N/A | 0 | 0.00018393 | 0.005307 | #N/A | 0.005307 |  | 270 | 108.2622 | PASS | 5.7455 | PASS | Eligible | -1.9497 | 7.6952 | 270 | 10.8822 | kWh | 3188.4618 | N/A | N/A | 108.8222 |  | 270 | 1 | -1060 | 145 | 0 | 0 | 10 | 0
| RE-WtrHt-FuelSub-SmlStrg-HP-lte6kW-rep40G-HI-3p31UEF-50g | MFm | Ex | CZ15 | Any | 271 | SWWH025H | 1 | 10 | 2021 | natural gas | electricity | NR |  |  |  |  | -867 |  | 124 |  | -867 | 124 | 0 | 0 |  | 0 | 0 |  | TRUE | 10 | 0 | 0 | TRUE | 2021+10 | 2031+00 | TRUE | TRUE | FALSE | FALSE | -867 | 124 | TRUE | TRUE | FALSE | FALSE | 0 | 0 | TRUE | TRUE | TRUE | -867 | 124 | 0 | 0 | -8670 | 1240 | 0 | 0 | 3465.8282 | 100000 | #N/A | 100000 | 0.034658 | 1 | #N/A | 0 | 0.00018393 | 0.005307 | #N/A | 0.005307 |  | 271 | 93.9513 | PASS | 4.986 | PASS | Eligible | -1.5947 | 6.5807 | 271 | 9.4409 | kWh | 2766.1673 | N/A | N/A | 94.4093 |  | 271 | 1 | -867 | 124 | 0 | 0 | 10 | 0
| RE-WtrHt-FuelSub-SmlStrg-HP-lte6kW-rep40G-HI-3p31UEF-50g | MFm | Ex | CZ16 | Any | 272 | SWWH025H | 1 | 10 | 2021 | natural gas | electricity | NR |  |  |  |  | -1230 |  | 162 |  | -1230 | 162 | 0 | 0 |  | 0 | 0 |  | TRUE | 10 | 0 | 0 | TRUE | 2021+10 | 2031+00 | TRUE | TRUE | FALSE | FALSE | -1230 | 162 | TRUE | TRUE | FALSE | FALSE | 0 | 0 | TRUE | TRUE | TRUE | -1230 | 162 | 0 | 0 | -12300 | 1620 | 0 | 0 | 3465.8282 | 100000 | #N/A | 100000 | 0.034658 | 1 | #N/A | 0 | 0.00018393 | 0.005307 | #N/A | 0.005307 |  | 272 | 119.3703 | PASS | 6.335 | PASS | Eligible | -2.2624 | 8.5974 | 272 | 12.002 | kWh | 3516.5573 | N/A | N/A | 120.0201 |  | 272 | 1 | -1230 | 162 | 0 | 0 | 10 | 0
| RE-WtrHt-FuelSub-SmlStrg-HP-lte6kW-rep40G-HI-3p31UEF-50g | DMo | Ex | CZ01 | Any | 273 | SWWH025H | 1 | 10 | 2021 | natural gas | electricity | NR |  |  |  |  | -1760 |  | 175 |  | -1760 | 175 | 0 | 0 |  | 0 | 0 |  | TRUE | 10 | 0 | 0 | TRUE | 2021+10 | 2031+00 | TRUE | TRUE | FALSE | FALSE | -1760 | 175 | TRUE | TRUE | FALSE | FALSE | 0 | 0 | TRUE | TRUE | TRUE | -1760 | 175 | 0 | 0 | -17600 | 1750 | 0 | 0 | 3465.8282 | 100000 | #N/A | 100000 | 0.034658 | 1 | #N/A | 0 | 0.00018393 | 0.005307 | #N/A | 0.005307 |  | 273 | 114.0014 | PASS | 6.0501 | PASS | Eligible | -3.2372 | 9.2873 | 273 | 11.4931 | kWh | 3367.4539 | N/A | N/A | 114.9312 |  | 273 | 1 | -1760 | 175 | 0 | 0 | 10 | 0
| RE-WtrHt-FuelSub-SmlStrg-HP-lte6kW-rep40G-HI-3p31UEF-50g | DMo | Ex | CZ02 | Any | 274 | SWWH025H | 1 | 10 | 2021 | natural gas | electricity | NR |  |  |  |  | -1540 |  | 163 |  | -1540 | 163 | 0 | 0 |  | 0 | 0 |  | TRUE | 10 | 0 | 0 | TRUE | 2021+10 | 2031+00 | TRUE | TRUE | FALSE | FALSE | -1540 | 163 | TRUE | TRUE | FALSE | FALSE | 0 | 0 | TRUE | TRUE | TRUE | -1540 | 163 | 0 | 0 | -15400 | 1630 | 0 | 0 | 3465.8282 | 100000 | #N/A | 100000 | 0.034658 | 1 | #N/A | 0 | 0.00018393 | 0.005307 | #N/A | 0.005307 |  | 274 | 109.6262 | PASS | 5.8179 | PASS | Eligible | -2.8326 | 8.6505 | 274 | 11.044 | kWh | 3235.857 | N/A | N/A | 110.4398 |  | 274 | 1 | -1540 | 163 | 0 | 0 | 10 | 0
| RE-WtrHt-FuelSub-SmlStrg-HP-lte6kW-rep40G-HI-3p31UEF-50g | DMo | Ex | CZ03 | Any | 275 | SWWH025H | 1 | 10 | 2021 | natural gas | electricity | NR |  |  |  |  | -1490 |  | 164 |  | -1490 | 164 | 0 | 0 |  | 0 | 0 |  | TRUE | 10 | 0 | 0 | TRUE | 2021+10 | 2031+00 | TRUE | TRUE | FALSE | FALSE | -1490 | 164 | TRUE | TRUE | FALSE | FALSE | 0 | 0 | TRUE | TRUE | TRUE | -1490 | 164 | 0 | 0 | -14900 | 1640 | 0 | 0 | 3465.8282 | 100000 | #N/A | 100000 | 0.034658 | 1 | #N/A | 0 | 0.00018393 | 0.005307 | #N/A | 0.005307 |  | 275 | 112.3592 | PASS | 5.9629 | PASS | Eligible | -2.7406 | 8.7035 | 275 | 11.3146 | kWh | 3315.1568 | N/A | N/A | 113.1463 |  | 275 | 1 | -1490 | 164 | 0 | 0 | 10 | 0
| RE-WtrHt-FuelSub-SmlStrg-HP-lte6kW-rep40G-HI-3p31UEF-50g | DMo | Ex | CZ04 | Any | 276 | SWWH025H | 1 | 10 | 2021 | natural gas | electricity | NR |  |  |  |  | -1430 |  | 159 |  | -1430 | 159 | 0 | 0 |  | 0 | 0 |  | TRUE | 10 | 0 | 0 | TRUE | 2021+10 | 2031+00 | TRUE | TRUE | FALSE | FALSE | -1430 | 159 | TRUE | TRUE | FALSE | FALSE | 0 | 0 | TRUE | TRUE | TRUE | -1430 | 159 | 0 | 0 | -14300 | 1590 | 0 | 0 | 3465.8282 | 100000 | #N/A | 100000 | 0.034658 | 1 | #N/A | 0 | 0.00018393 | 0.005307 | #N/A | 0.005307 |  | 276 | 109.4387 | PASS | 5.808 | PASS | Eligible | -2.6302 | 8.4382 | 276 | 11.0194 | kWh | 3228.6581 | N/A | N/A | 110.1941 |  | 276 | 1 | -1430 | 159 | 0 | 0 | 10 | 0
| RE-WtrHt-FuelSub-SmlStrg-HP-lte6kW-rep40G-HI-3p31UEF-50g | DMo | Ex | CZ05 | Any | 277 | SWWH025H | 1 | 10 | 2021 | natural gas | electricity | NR |  |  |  |  | -1550 |  | 166 |  | -1550 | 166 | 0 | 0 |  | 0 | 0 |  | TRUE | 10 | 0 | 0 | TRUE | 2021+10 | 2031+00 | TRUE | TRUE | FALSE | FALSE | -1550 | 166 | TRUE | TRUE | FALSE | FALSE | 0 | 0 | TRUE | TRUE | TRUE | -1550 | 166 | 0 | 0 | -15500 | 1660 | 0 | 0 | 3465.8282 | 100000 | #N/A | 100000 | 0.034658 | 1 | #N/A | 0 | 0.00018393 | 0.005307 | #N/A | 0.005307 |  | 277 | 112.2797 | PASS | 5.9587 | PASS | Eligible | -2.851 | 8.8097 | 277 | 11.3099 | kWh | 3313.7562 | N/A | N/A | 113.0985 |  | 277 | 1 | -1550 | 166 | 0 | 0 | 10 | 0
| RE-WtrHt-FuelSub-SmlStrg-HP-lte6kW-rep40G-HI-3p31UEF-50g | DMo | Ex | CZ06 | Any | 278 | SWWH025H | 1 | 10 | 2021 | natural gas | electricity | NR |  |  |  |  | -1310 |  | 154 |  | -1310 | 154 | 0 | 0 |  | 0 | 0 |  | TRUE | 10 | 0 | 0 | TRUE | 2021+10 | 2031+00 | TRUE | TRUE | FALSE | FALSE | -1310 | 154 | TRUE | TRUE | FALSE | FALSE | 0 | 0 | TRUE | TRUE | TRUE | -1310 | 154 | 0 | 0 | -13100 | 1540 | 0 | 0 | 3465.8282 | 100000 | #N/A | 100000 | 0.034658 | 1 | #N/A | 0 | 0.00018393 | 0.005307 | #N/A | 0.005307 |  | 278 | 108.5977 | PASS | 5.7633 | PASS | Eligible | -2.4095 | 8.1728 | 278 | 10.929 | kWh | 3202.1594 | N/A | N/A | 109.2897 |  | 278 | 1 | -1310 | 154 | 0 | 0 | 10 | 0
| RE-WtrHt-FuelSub-SmlStrg-HP-lte6kW-rep40G-HI-3p31UEF-50g | DMo | Ex | CZ07 | Any | 279 | SWWH025H | 1 | 10 | 2021 | natural gas | electricity | NR |  |  |  |  | -1270 |  | 153 |  | -1270 | 153 | 0 | 0 |  | 0 | 0 |  | TRUE | 10 | 0 | 0 | TRUE | 2021+10 | 2031+00 | TRUE | TRUE | FALSE | FALSE | -1270 | 153 | TRUE | TRUE | FALSE | FALSE | 0 | 0 | TRUE | TRUE | TRUE | -1270 | 153 | 0 | 0 | -12700 | 1530 | 0 | 0 | 3465.8282 | 100000 | #N/A | 100000 | 0.034658 | 1 | #N/A | 0 | 0.00018393 | 0.005307 | #N/A | 0.005307 |  | 279 | 108.984 | PASS | 5.7838 | PASS | Eligible | -2.3359 | 8.1198 | 279 | 10.9655 | kWh | 3212.8597 | N/A | N/A | 109.6549 |  | 279 | 1 | -1270 | 153 | 0 | 0 | 10 | 0
| RE-WtrHt-FuelSub-SmlStrg-HP-lte6kW-rep40G-HI-3p31UEF-50g | DMo | Ex | CZ08 | Any | 280 | SWWH025H | 1 | 10 | 2021 | natural gas | electricity | NR |  |  |  |  | -1250 |  | 150 |  | -1250 | 150 | 0 | 0 |  | 0 | 0 |  | TRUE | 10 | 0 | 0 | TRUE | 2021+10 | 2031+00 | TRUE | TRUE | FALSE | FALSE | -1250 | 150 | TRUE | TRUE | FALSE | FALSE | 0 | 0 | TRUE | TRUE | TRUE | -1250 | 150 | 0 | 0 | -12500 | 1500 | 0 | 0 | 3465.8282 | 100000 | #N/A | 100000 | 0.034658 | 1 | #N/A | 0 | 0.00018393 | 0.005307 | #N/A | 0.005307 |  | 280 | 106.6771 | PASS | 5.6614 | PASS | Eligible | -2.2992 | 7.9606 | 280 | 10.7338 | kWh | 3144.9604 | N/A | N/A | 107.3375 |  | 280 | 1 | -1250 | 150 | 0 | 0 | 10 | 0
| RE-WtrHt-FuelSub-SmlStrg-HP-lte6kW-rep40G-HI-3p31UEF-50g | DMo | Ex | CZ09 | Any | 281 | SWWH025H | 1 | 10 | 2021 | natural gas | electricity | NR |  |  |  |  | -1260 |  | 150 |  | -1260 | 150 | 0 | 0 |  | 0 | 0 |  | TRUE | 10 | 0 | 0 | TRUE | 2021+10 | 2031+00 | TRUE | TRUE | FALSE | FALSE | -1260 | 150 | TRUE | TRUE | FALSE | FALSE | 0 | 0 | TRUE | TRUE | TRUE | -1260 | 150 | 0 | 0 | -12600 | 1500 | 0 | 0 | 3465.8282 | 100000 | #N/A | 100000 | 0.034658 | 1 | #N/A | 0 | 0.00018393 | 0.005307 | #N/A | 0.005307 |  | 281 | 106.3306 | PASS | 5.643 | PASS | Eligible | -2.3176 | 7.9606 | 281 | 10.6996 | kWh | 3134.9604 | N/A | N/A | 106.9962 |  | 281 | 1 | -1260 | 150 | 0 | 0 | 10 | 0
| RE-WtrHt-FuelSub-SmlStrg-HP-lte6kW-rep40G-HI-3p31UEF-50g | DMo | Ex | CZ10 | Any | 282 | SWWH025H | 1 | 10 | 2021 | natural gas | electricity | NR |  |  |  |  | -1260 |  | 150 |  | -1260 | 150 | 0 | 0 |  | 0 | 0 |  | TRUE | 10 | 0 | 0 | TRUE | 2021+10 | 2031+00 | TRUE | TRUE | FALSE | FALSE | -1260 | 150 | TRUE | TRUE | FALSE | FALSE | 0 | 0 | TRUE | TRUE | TRUE | -1260 | 150 | 0 | 0 | -12600 | 1500 | 0 | 0 | 3465.8282 | 100000 | #N/A | 100000 | 0.034658 | 1 | #N/A | 0 | 0.00018393 | 0.005307 | #N/A | 0.005307 |  | 282 | 106.3306 | PASS | 5.643 | PASS | Eligible | -2.3176 | 7.9606 | 282 | 10.6996 | kWh | 3134.9604 | N/A | N/A | 106.9962 |  | 282 | 1 | -1260 | 150 | 0 | 0 | 10 | 0
| RE-WtrHt-FuelSub-SmlStrg-HP-lte6kW-rep40G-HI-3p31UEF-50g | DMo | Ex | CZ11 | Any | 283 | SWWH025H | 1 | 10 | 2021 | natural gas | electricity | NR |  |  |  |  | -1370 |  | 152 |  | -1370 | 152 | 0 | 0 |  | 0 | 0 |  | TRUE | 10 | 0 | 0 | TRUE | 2021+10 | 2031+00 | TRUE | TRUE | FALSE | FALSE | -1370 | 152 | TRUE | TRUE | FALSE | FALSE | 0 | 0 | TRUE | TRUE | TRUE | -1370 | 152 | 0 | 0 | -13700 | 1520 | 0 | 0 | 3465.8282 | 100000 | #N/A | 100000 | 0.034658 | 1 | #N/A | 0 | 0.00018393 | 0.005307 | #N/A | 0.005307 |  | 283 | 104.5182 | PASS | 5.5468 | PASS | Eligible | -2.5199 | 8.0667 | 283 | 10.5242 | kWh | 3083.5599 | N/A | N/A | 105.2419 |  | 283 | 1 | -1370 | 152 | 0 | 0 | 10 | 0
| RE-WtrHt-FuelSub-SmlStrg-HP-lte6kW-rep40G-HI-3p31UEF-50g | DMo | Ex | CZ12 | Any | 284 | SWWH025H | 1 | 10 | 2021 | natural gas | electricity | NR |  |  |  |  | -1410 |  | 156 |  | -1410 | 156 | 0 | 0 |  | 0 | 0 |  | TRUE | 10 | 0 | 0 | TRUE | 2021+10 | 2031+00 | TRUE | TRUE | FALSE | FALSE | -1410 | 156 | TRUE | TRUE | FALSE | FALSE | 0 | 0 | TRUE | TRUE | TRUE | -1410 | 156 | 0 | 0 | -14100 | 1560 | 0 | 0 | 3465.8282 | 100000 | #N/A | 100000 | 0.034658 | 1 | #N/A | 0 | 0.00018393 | 0.005307 | #N/A | 0.005307 |  | 284 | 107.1318 | PASS | 5.6855 | PASS | Eligible | -2.5935 | 8.279 | 284 | 10.7877 | kWh | 3160.7589 | N/A | N/A | 107.8767 |  | 284 | 1 | -1410 | 156 | 0 | 0 | 10 | 0
| RE-WtrHt-FuelSub-SmlStrg-HP-lte6kW-rep40G-HI-3p31UEF-50g | DMo | Ex | CZ13 | Any | 285 | SWWH025H | 1 | 10 | 2021 | natural gas | electricity | NR |  |  |  |  | -1320 |  | 150 |  | -1320 | 150 | 0 | 0 |  | 0 | 0 |  | TRUE | 10 | 0 | 0 | TRUE | 2021+10 | 2031+00 | TRUE | TRUE | FALSE | FALSE | -1320 | 150 | TRUE | TRUE | FALSE | FALSE | 0 | 0 | TRUE | TRUE | TRUE | -1320 | 150 | 0 | 0 | -13200 | 1500 | 0 | 0 | 3465.8282 | 100000 | #N/A | 100000 | 0.034658 | 1 | #N/A | 0 | 0.00018393 | 0.005307 | #N/A | 0.005307 |  | 285 | 104.2511 | PASS | 5.5326 | PASS | Eligible | -2.4279 | 7.9606 | 285 | 10.4948 | kWh | 3074.9604 | N/A | N/A | 104.9484 |  | 285 | 1 | -1320 | 150 | 0 | 0 | 10 | 0
| RE-WtrHt-FuelSub-SmlStrg-HP-lte6kW-rep40G-HI-3p31UEF-50g | DMo | Ex | CZ14 | Any | 286 | SWWH025H | 1 | 10 | 2021 | natural gas | electricity | NR |  |  |  |  | -1440 |  | 153 |  | -1440 | 153 | 0 | 0 |  | 0 | 0 |  | TRUE | 10 | 0 | 0 | TRUE | 2021+10 | 2031+00 | TRUE | TRUE | FALSE | FALSE | -1440 | 153 | TRUE | TRUE | FALSE | FALSE | 0 | 0 | TRUE | TRUE | TRUE | -1440 | 153 | 0 | 0 | -14400 | 1530 | 0 | 0 | 3465.8282 | 100000 | #N/A | 100000 | 0.034658 | 1 | #N/A | 0 | 0.00018393 | 0.005307 | #N/A | 0.005307 |  | 286 | 103.0921 | PASS | 5.4711 | PASS | Eligible | -2.6486 | 8.1198 | 286 | 10.3853 | kWh | 3042.8597 | N/A | N/A | 103.8528 |  | 286 | 1 | -1440 | 153 | 0 | 0 | 10 | 0
| RE-WtrHt-FuelSub-SmlStrg-HP-lte6kW-rep40G-HI-3p31UEF-50g | DMo | Ex | CZ15 | Any | 287 | SWWH025H | 1 | 10 | 2021 | natural gas | electricity | NR |  |  |  |  | -958 |  | 127 |  | -958 | 127 | 0 | 0 |  | 0 | 0 |  | TRUE | 10 | 0 | 0 | TRUE | 2021+10 | 2031+00 | TRUE | TRUE | FALSE | FALSE | -958 | 127 | TRUE | TRUE | FALSE | FALSE | 0 | 0 | TRUE | TRUE | TRUE | -958 | 127 | 0 | 0 | -9580 | 1270 | 0 | 0 | 3465.8282 | 100000 | #N/A | 100000 | 0.034658 | 1 | #N/A | 0 | 0.00018393 | 0.005307 | #N/A | 0.005307 |  | 287 | 93.7974 | PASS | 4.9779 | PASS | Eligible | -1.7621 | 6.7399 | 287 | 9.4303 | kWh | 2763.0665 | N/A | N/A | 94.3035 |  | 287 | 1 | -958 | 127 | 0 | 0 | 10 | 0
| RE-WtrHt-FuelSub-SmlStrg-HP-lte6kW-rep40G-HI-3p31UEF-50g | DMo | Ex | CZ16 | Any | 288 | SWWH025H | 1 | 10 | 2021 | natural gas | electricity | NR |  |  |  |  | -2100 |  | 175 |  | -2100 | 175 | 0 | 0 |  | 0 | 0 |  | TRUE | 10 | 0 | 0 | TRUE | 2021+10 | 2031+00 | TRUE | TRUE | FALSE | FALSE | -2100 | 175 | TRUE | TRUE | FALSE | FALSE | 0 | 0 | TRUE | TRUE | TRUE | -2100 | 175 | 0 | 0 | -21000 | 1750 | 0 | 0 | 3465.8282 | 100000 | #N/A | 100000 | 0.034658 | 1 | #N/A | 0 | 0.00018393 | 0.005307 | #N/A | 0.005307 |  | 288 | 102.2176 | PASS | 5.4247 | PASS | Eligible | -3.8626 | 9.2873 | 288 | 10.3327 | kWh | 3027.4539 | N/A | N/A | 103.327 |  | 288 | 1 | -2100 | 175 | 0 | 0 | 10 | 0
| RE-WtrHt-FuelSub-SmlStrg-HP-lte6kW-rep50G-MD-3.09UEF-50g | SFm | Ex | CZ01 | Any | 289 | SWWH025D | 1 | 10 | 2021 | natural gas | electricity | NR |  |  |  |  | -2030 |  | 238 |  | -2030 | 238 | 0 | 0 |  | 0 | 0 |  | TRUE | 10 | 0 | 0 | TRUE | 2021+10 | 2031+00 | TRUE | TRUE | FALSE | FALSE | -2030 | 238 | TRUE | TRUE | FALSE | FALSE | 0 | 0 | TRUE | TRUE | TRUE | -2030 | 238 | 0 | 0 | -20300 | 2380 | 0 | 0 | 3465.8282 | 100000 | #N/A | 100000 | 0.034658 | 1 | #N/A | 0 | 0.00018393 | 0.005307 | #N/A | 0.005307 |  | 289 | 167.6437 | PASS | 8.8969 | PASS | Eligible | -3.7338 | 12.6307 | 289 | 16.8716 | kWh | 4943.3372 | N/A | N/A | 168.7161 |  | 289 | 1 | -2030 | 238 | 0 | 0 | 10 | 0
| RE-WtrHt-FuelSub-SmlStrg-HP-lte6kW-rep50G-MD-3.09UEF-50g | SFm | Ex | CZ02 | Any | 290 | SWWH025D | 1 | 10 | 2021 | natural gas | electricity | NR |  |  |  |  | -1750 |  | 221 |  | -1750 | 221 | 0 | 0 |  | 0 | 0 |  | TRUE | 10 | 0 | 0 | TRUE | 2021+10 | 2031+00 | TRUE | TRUE | FALSE | FALSE | -1750 | 221 | TRUE | TRUE | FALSE | FALSE | 0 | 0 | TRUE | TRUE | TRUE | -1750 | 221 | 0 | 0 | -17500 | 2210 | 0 | 0 | 3465.8282 | 100000 | #N/A | 100000 | 0.034658 | 1 | #N/A | 0 | 0.00018393 | 0.005307 | #N/A | 0.005307 |  | 290 | 160.348 | PASS | 8.5097 | PASS | Eligible | -3.2188 | 11.7286 | 290 | 16.1273 | kWh | 4725.2417 | N/A | N/A | 161.2725 |  | 290 | 1 | -1750 | 221 | 0 | 0 | 10 | 0
| RE-WtrHt-FuelSub-SmlStrg-HP-lte6kW-rep50G-MD-3.09UEF-50g | SFm | Ex | CZ03 | Any | 291 | SWWH025D | 1 | 10 | 2021 | natural gas | electricity | NR |  |  |  |  | -1760 |  | 222 |  | -1760 | 222 | 0 | 0 |  | 0 | 0 |  | TRUE | 10 | 0 | 0 | TRUE | 2021+10 | 2031+00 | TRUE | TRUE | FALSE | FALSE | -1760 | 222 | TRUE | TRUE | FALSE | FALSE | 0 | 0 | TRUE | TRUE | TRUE | -1760 | 222 | 0 | 0 | -17600 | 2220 | 0 | 0 | 3465.8282 | 100000 | #N/A | 100000 | 0.034658 | 1 | #N/A | 0 | 0.00018393 | 0.005307 | #N/A | 0.005307 |  | 291 | 161.0014 | PASS | 8.5444 | PASS | Eligible | -3.2372 | 11.7816 | 291 | 16.1931 | kWh | 4744.5415 | N/A | N/A | 161.9312 |  | 291 | 1 | -1760 | 222 | 0 | 0 | 10 | 0
| RE-WtrHt-FuelSub-SmlStrg-HP-lte6kW-rep50G-MD-3.09UEF-50g | SFm | Ex | CZ04 | Any | 292 | SWWH025D | 1 | 10 | 2021 | natural gas | electricity | NR |  |  |  |  | -1660 |  | 215 |  | -1660 | 215 | 0 | 0 |  | 0 | 0 |  | TRUE | 10 | 0 | 0 | TRUE | 2021+10 | 2031+00 | TRUE | TRUE | FALSE | FALSE | -1660 | 215 | TRUE | TRUE | FALSE | FALSE | 0 | 0 | TRUE | TRUE | TRUE | -1660 | 215 | 0 | 0 | -16600 | 2150 | 0 | 0 | 3465.8282 | 100000 | #N/A | 100000 | 0.034658 | 1 | #N/A | 0 | 0.00018393 | 0.005307 | #N/A | 0.005307 |  | 292 | 157.4673 | PASS | 8.3568 | PASS | Eligible | -3.0533 | 11.4101 | 292 | 15.8344 | kWh | 4639.4433 | N/A | N/A | 158.3442 |  | 292 | 1 | -1660 | 215 | 0 | 0 | 10 | 0
| RE-WtrHt-FuelSub-SmlStrg-HP-lte6kW-rep50G-MD-3.09UEF-50g | SFm | Ex | CZ05 | Any | 293 | SWWH025D | 1 | 10 | 2021 | natural gas | electricity | NR |  |  |  |  | -1790 |  | 225 |  | -1790 | 225 | 0 | 0 |  | 0 | 0 |  | TRUE | 10 | 0 | 0 | TRUE | 2021+10 | 2031+00 | TRUE | TRUE | FALSE | FALSE | -1790 | 225 | TRUE | TRUE | FALSE | FALSE | 0 | 0 | TRUE | TRUE | TRUE | -1790 | 225 | 0 | 0 | -17900 | 2250 | 0 | 0 | 3465.8282 | 100000 | #N/A | 100000 | 0.034658 | 1 | #N/A | 0 | 0.00018393 | 0.005307 | #N/A | 0.005307 |  | 293 | 162.9617 | PASS | 8.6484 | PASS | Eligible | -3.2924 | 11.9408 | 293 | 16.3907 | kWh | 4802.4407 | N/A | N/A | 163.9073 |  | 293 | 1 | -1790 | 225 | 0 | 0 | 10 | 0
| RE-WtrHt-FuelSub-SmlStrg-HP-lte6kW-rep50G-MD-3.09UEF-50g | SFm | Ex | CZ06 | Any | 294 | SWWH025D | 1 | 10 | 2021 | natural gas | electricity | NR |  |  |  |  | -1550 |  | 208 |  | -1550 | 208 | 0 | 0 |  | 0 | 0 |  | TRUE | 10 | 0 | 0 | TRUE | 2021+10 | 2031+00 | TRUE | TRUE | FALSE | FALSE | -1550 | 208 | TRUE | TRUE | FALSE | FALSE | 0 | 0 | TRUE | TRUE | TRUE | -1550 | 208 | 0 | 0 | -15500 | 2080 | 0 | 0 | 3465.8282 | 100000 | #N/A | 100000 | 0.034658 | 1 | #N/A | 0 | 0.00018393 | 0.005307 | #N/A | 0.005307 |  | 294 | 154.2797 | PASS | 8.1877 | PASS | Eligible | -2.851 | 11.0386 | 294 | 15.5099 | kWh | 4544.3452 | N/A | N/A | 155.0985 |  | 294 | 1 | -1550 | 208 | 0 | 0 | 10 | 0
| RE-WtrHt-FuelSub-SmlStrg-HP-lte6kW-rep50G-MD-3.09UEF-50g | SFm | Ex | CZ07 | Any | 295 | SWWH025D | 1 | 10 | 2021 | natural gas | electricity | NR |  |  |  |  | -1510 |  | 206 |  | -1510 | 206 | 0 | 0 |  | 0 | 0 |  | TRUE | 10 | 0 | 0 | TRUE | 2021+10 | 2031+00 | TRUE | TRUE | FALSE | FALSE | -1510 | 206 | TRUE | TRUE | FALSE | FALSE | 0 | 0 | TRUE | TRUE | TRUE | -1510 | 206 | 0 | 0 | -15100 | 2060 | 0 | 0 | 3465.8282 | 100000 | #N/A | 100000 | 0.034658 | 1 | #N/A | 0 | 0.00018393 | 0.005307 | #N/A | 0.005307 |  | 295 | 153.666 | PASS | 8.1551 | PASS | Eligible | -2.7774 | 10.9325 | 295 | 15.4464 | kWh | 4525.7457 | N/A | N/A | 154.4637 |  | 295 | 1 | -1510 | 206 | 0 | 0 | 10 | 0
| RE-WtrHt-FuelSub-SmlStrg-HP-lte6kW-rep50G-MD-3.09UEF-50g | SFm | Ex | CZ08 | Any | 296 | SWWH025D | 1 | 10 | 2021 | natural gas | electricity | NR |  |  |  |  | -1470 |  | 202 |  | -1470 | 202 | 0 | 0 |  | 0 | 0 |  | TRUE | 10 | 0 | 0 | TRUE | 2021+10 | 2031+00 | TRUE | TRUE | FALSE | FALSE | -1470 | 202 | TRUE | TRUE | FALSE | FALSE | 0 | 0 | TRUE | TRUE | TRUE | -1470 | 202 | 0 | 0 | -14700 | 2020 | 0 | 0 | 3465.8282 | 100000 | #N/A | 100000 | 0.034658 | 1 | #N/A | 0 | 0.00018393 | 0.005307 | #N/A | 0.005307 |  | 296 | 151.0523 | PASS | 8.0164 | PASS | Eligible | -2.7038 | 10.7202 | 296 | 15.1829 | kWh | 4448.5467 | N/A | N/A | 151.8289 |  | 296 | 1 | -1470 | 202 | 0 | 0 | 10 | 0
| RE-WtrHt-FuelSub-SmlStrg-HP-lte6kW-rep50G-MD-3.09UEF-50g | SFm | Ex | CZ09 | Any | 297 | SWWH025D | 1 | 10 | 2021 | natural gas | electricity | NR |  |  |  |  | -1480 |  | 202 |  | -1480 | 202 | 0 | 0 |  | 0 | 0 |  | TRUE | 10 | 0 | 0 | TRUE | 2021+10 | 2031+00 | TRUE | TRUE | FALSE | FALSE | -1480 | 202 | TRUE | TRUE | FALSE | FALSE | 0 | 0 | TRUE | TRUE | TRUE | -1480 | 202 | 0 | 0 | -14800 | 2020 | 0 | 0 | 3465.8282 | 100000 | #N/A | 100000 | 0.034658 | 1 | #N/A | 0 | 0.00018393 | 0.005307 | #N/A | 0.005307 |  | 297 | 150.7057 | PASS | 7.998 | PASS | Eligible | -2.7222 | 10.7202 | 297 | 15.1488 | kWh | 4438.5467 | N/A | N/A | 151.4876 |  | 297 | 1 | -1480 | 202 | 0 | 0 | 10 | 0
| RE-WtrHt-FuelSub-SmlStrg-HP-lte6kW-rep50G-MD-3.09UEF-50g | SFm | Ex | CZ10 | Any | 298 | SWWH025D | 1 | 10 | 2021 | natural gas | electricity | NR |  |  |  |  | -1470 |  | 201 |  | -1470 | 201 | 0 | 0 |  | 0 | 0 |  | TRUE | 10 | 0 | 0 | TRUE | 2021+10 | 2031+00 | TRUE | TRUE | FALSE | FALSE | -1470 | 201 | TRUE | TRUE | FALSE | FALSE | 0 | 0 | TRUE | TRUE | TRUE | -1470 | 201 | 0 | 0 | -14700 | 2010 | 0 | 0 | 3465.8282 | 100000 | #N/A | 100000 | 0.034658 | 1 | #N/A | 0 | 0.00018393 | 0.005307 | #N/A | 0.005307 |  | 298 | 150.0523 | PASS | 7.9633 | PASS | Eligible | -2.7038 | 10.6671 | 298 | 15.0829 | kWh | 4419.247 | N/A | N/A | 150.8289 |  | 298 | 1 | -1470 | 201 | 0 | 0 | 10 | 0
| RE-WtrHt-FuelSub-SmlStrg-HP-lte6kW-rep50G-MD-3.09UEF-50g | SFm | Ex | CZ11 | Any | 299 | SWWH025D | 1 | 10 | 2021 | natural gas | electricity | NR |  |  |  |  | -1560 |  | 204 |  | -1560 | 204 | 0 | 0 |  | 0 | 0 |  | TRUE | 10 | 0 | 0 | TRUE | 2021+10 | 2031+00 | TRUE | TRUE | FALSE | FALSE | -1560 | 204 | TRUE | TRUE | FALSE | FALSE | 0 | 0 | TRUE | TRUE | TRUE | -1560 | 204 | 0 | 0 | -15600 | 2040 | 0 | 0 | 3465.8282 | 100000 | #N/A | 100000 | 0.034658 | 1 | #N/A | 0 | 0.00018393 | 0.005307 | #N/A | 0.005307 |  | 299 | 149.9331 | PASS | 7.957 | PASS | Eligible | -2.8694 | 10.8264 | 299 | 15.0757 | kWh | 4417.1462 | N/A | N/A | 150.7572 |  | 299 | 1 | -1560 | 204 | 0 | 0 | 10 | 0
| RE-WtrHt-FuelSub-SmlStrg-HP-lte6kW-rep50G-MD-3.09UEF-50g | SFm | Ex | CZ12 | Any | 300 | SWWH025D | 1 | 10 | 2021 | natural gas | electricity | NR |  |  |  |  | -1630 |  | 211 |  | -1630 | 211 | 0 | 0 |  | 0 | 0 |  | TRUE | 10 | 0 | 0 | TRUE | 2021+10 | 2031+00 | TRUE | TRUE | FALSE | FALSE | -1630 | 211 | TRUE | TRUE | FALSE | FALSE | 0 | 0 | TRUE | TRUE | TRUE | -1630 | 211 | 0 | 0 | -16300 | 2110 | 0 | 0 | 3465.8282 | 100000 | #N/A | 100000 | 0.034658 | 1 | #N/A | 0 | 0.00018393 | 0.005307 | #N/A | 0.005307 |  | 300 | 154.507 | PASS | 8.1997 | PASS | Eligible | -2.9981 | 11.1978 | 300 | 15.5368 | kWh | 4552.2444 | N/A | N/A | 155.3681 |  | 300 | 1 | -1630 | 211 | 0 | 0 | 10 | 0
| RE-WtrHt-FuelSub-SmlStrg-HP-lte6kW-rep50G-MD-3.09UEF-50g | SFm | Ex | CZ13 | Any | 301 | SWWH025D | 1 | 10 | 2021 | natural gas | electricity | NR |  |  |  |  | -1520 |  | 202 |  | -1520 | 202 | 0 | 0 |  | 0 | 0 |  | TRUE | 10 | 0 | 0 | TRUE | 2021+10 | 2031+00 | TRUE | TRUE | FALSE | FALSE | -1520 | 202 | TRUE | TRUE | FALSE | FALSE | 0 | 0 | TRUE | TRUE | TRUE | -1520 | 202 | 0 | 0 | -15200 | 2020 | 0 | 0 | 3465.8282 | 100000 | #N/A | 100000 | 0.034658 | 1 | #N/A | 0 | 0.00018393 | 0.005307 | #N/A | 0.005307 |  | 301 | 149.3194 | PASS | 7.9244 | PASS | Eligible | -2.7958 | 10.7202 | 301 | 15.0122 | kWh | 4398.5467 | N/A | N/A | 150.1224 |  | 301 | 1 | -1520 | 202 | 0 | 0 | 10 | 0
| RE-WtrHt-FuelSub-SmlStrg-HP-lte6kW-rep50G-MD-3.09UEF-50g | SFm | Ex | CZ14 | Any | 302 | SWWH025D | 1 | 10 | 2021 | natural gas | electricity | NR |  |  |  |  | -1590 |  | 206 |  | -1590 | 206 | 0 | 0 |  | 0 | 0 |  | TRUE | 10 | 0 | 0 | TRUE | 2021+10 | 2031+00 | TRUE | TRUE | FALSE | FALSE | -1590 | 206 | TRUE | TRUE | FALSE | FALSE | 0 | 0 | TRUE | TRUE | TRUE | -1590 | 206 | 0 | 0 | -15900 | 2060 | 0 | 0 | 3465.8282 | 100000 | #N/A | 100000 | 0.034658 | 1 | #N/A | 0 | 0.00018393 | 0.005307 | #N/A | 0.005307 |  | 302 | 150.8933 | PASS | 8.008 | PASS | Eligible | -2.9245 | 10.9325 | 302 | 15.1733 | kWh | 4445.7457 | N/A | N/A | 151.7333 |  | 302 | 1 | -1590 | 206 | 0 | 0 | 10 | 0
| RE-WtrHt-FuelSub-SmlStrg-HP-lte6kW-rep50G-MD-3.09UEF-50g | SFm | Ex | CZ15 | Any | 303 | SWWH025D | 1 | 10 | 2021 | natural gas | electricity | NR |  |  |  |  | -1120 |  | 170 |  | -1120 | 170 | 0 | 0 |  | 0 | 0 |  | TRUE | 10 | 0 | 0 | TRUE | 2021+10 | 2031+00 | TRUE | TRUE | FALSE | FALSE | -1120 | 170 | TRUE | TRUE | FALSE | FALSE | 0 | 0 | TRUE | TRUE | TRUE | -1120 | 170 | 0 | 0 | -11200 | 1700 | 0 | 0 | 3465.8282 | 100000 | #N/A | 100000 | 0.034658 | 1 | #N/A | 0 | 0.00018393 | 0.005307 | #N/A | 0.005307 |  | 303 | 131.1827 | PASS | 6.9619 | PASS | Eligible | -2.06 | 9.022 | 303 | 13.1774 | kWh | 3860.9552 | N/A | N/A | 131.7744 |  | 303 | 1 | -1120 | 170 | 0 | 0 | 10 | 0
| RE-WtrHt-FuelSub-SmlStrg-HP-lte6kW-rep50G-MD-3.09UEF-50g | SFm | Ex | CZ16 | Any | 304 | SWWH025D | 1 | 10 | 2021 | natural gas | electricity | NR |  |  |  |  | -2250 |  | 236 |  | -2250 | 236 | 0 | 0 |  | 0 | 0 |  | TRUE | 10 | 0 | 0 | TRUE | 2021+10 | 2031+00 | TRUE | TRUE | FALSE | FALSE | -2250 | 236 | TRUE | TRUE | FALSE | FALSE | 0 | 0 | TRUE | TRUE | TRUE | -2250 | 236 | 0 | 0 | -22500 | 2360 | 0 | 0 | 3465.8282 | 100000 | #N/A | 100000 | 0.034658 | 1 | #N/A | 0 | 0.00018393 | 0.005307 | #N/A | 0.005307 |  | 304 | 158.0189 | PASS | 8.3861 | PASS | Eligible | -4.1385 | 12.5246 | 304 | 15.9207 | kWh | 4664.7378 | N/A | N/A | 159.2075 |  | 304 | 1 | -2250 | 236 | 0 | 0 | 10 | 0
| RE-WtrHt-FuelSub-SmlStrg-HP-lte6kW-rep50G-MD-3.09UEF-50g | MFm | Ex | CZ01 | Any | 305 | SWWH025D | 1 | 10 | 2021 | natural gas | electricity | NR |  |  |  |  | -1330 |  | 195 |  | -1330 | 195 | 0 | 0 |  | 0 | 0 |  | TRUE | 10 | 0 | 0 | TRUE | 2021+10 | 2031+00 | TRUE | TRUE | FALSE | FALSE | -1330 | 195 | TRUE | TRUE | FALSE | FALSE | 0 | 0 | TRUE | TRUE | TRUE | -1330 | 195 | 0 | 0 | -13300 | 1950 | 0 | 0 | 3465.8282 | 100000 | #N/A | 100000 | 0.034658 | 1 | #N/A | 0 | 0.00018393 | 0.005307 | #N/A | 0.005307 |  | 305 | 148.9045 | PASS | 7.9024 | PASS | Eligible | -2.4463 | 10.3487 | 305 | 14.9607 | kWh | 4383.4486 | N/A | N/A | 149.6071 |  | 305 | 1 | -1330 | 195 | 0 | 0 | 10 | 0
| RE-WtrHt-FuelSub-SmlStrg-HP-lte6kW-rep50G-MD-3.09UEF-50g | MFm | Ex | CZ02 | Any | 306 | SWWH025D | 1 | 10 | 2021 | natural gas | electricity | NR |  |  |  |  | -1230 |  | 185 |  | -1230 | 185 | 0 | 0 |  | 0 | 0 |  | TRUE | 10 | 0 | 0 | TRUE | 2021+10 | 2031+00 | TRUE | TRUE | FALSE | FALSE | -1230 | 185 | TRUE | TRUE | FALSE | FALSE | 0 | 0 | TRUE | TRUE | TRUE | -1230 | 185 | 0 | 0 | -12300 | 1850 | 0 | 0 | 3465.8282 | 100000 | #N/A | 100000 | 0.034658 | 1 | #N/A | 0 | 0.00018393 | 0.005307 | #N/A | 0.005307 |  | 306 | 142.3703 | PASS | 7.5556 | PASS | Eligible | -2.2624 | 9.818 | 306 | 14.302 | kWh | 4190.4512 | N/A | N/A | 143.0201 |  | 306 | 1 | -1230 | 185 | 0 | 0 | 10 | 0
| RE-WtrHt-FuelSub-SmlStrg-HP-lte6kW-rep50G-MD-3.09UEF-50g | MFm | Ex | CZ03 | Any | 307 | SWWH025D | 1 | 10 | 2021 | natural gas | electricity | NR |  |  |  |  | -1220 |  | 184 |  | -1220 | 184 | 0 | 0 |  | 0 | 0 |  | TRUE | 10 | 0 | 0 | TRUE | 2021+10 | 2031+00 | TRUE | TRUE | FALSE | FALSE | -1220 | 184 | TRUE | TRUE | FALSE | FALSE | 0 | 0 | TRUE | TRUE | TRUE | -1220 | 184 | 0 | 0 | -12200 | 1840 | 0 | 0 | 3465.8282 | 100000 | #N/A | 100000 | 0.034658 | 1 | #N/A | 0 | 0.00018393 | 0.005307 | #N/A | 0.005307 |  | 307 | 141.7169 | PASS | 7.521 | PASS | Eligible | -2.244 | 9.7649 | 307 | 14.2361 | kWh | 4171.1515 | N/A | N/A | 142.3614 |  | 307 | 1 | -1220 | 184 | 0 | 0 | 10 | 0
| RE-WtrHt-FuelSub-SmlStrg-HP-lte6kW-rep50G-MD-3.09UEF-50g | MFm | Ex | CZ04 | Any | 308 | SWWH025D | 1 | 10 | 2021 | natural gas | electricity | NR |  |  |  |  | -1190 |  | 180 |  | -1190 | 180 | 0 | 0 |  | 0 | 0 |  | TRUE | 10 | 0 | 0 | TRUE | 2021+10 | 2031+00 | TRUE | TRUE | FALSE | FALSE | -1190 | 180 | TRUE | TRUE | FALSE | FALSE | 0 | 0 | TRUE | TRUE | TRUE | -1190 | 180 | 0 | 0 | -11900 | 1800 | 0 | 0 | 3465.8282 | 100000 | #N/A | 100000 | 0.034658 | 1 | #N/A | 0 | 0.00018393 | 0.005307 | #N/A | 0.005307 |  | 308 | 138.7566 | PASS | 7.3639 | PASS | Eligible | -2.1888 | 9.5527 | 308 | 13.9385 | kWh | 4083.9525 | N/A | N/A | 139.3853 |  | 308 | 1 | -1190 | 180 | 0 | 0 | 10 | 0
| RE-WtrHt-FuelSub-SmlStrg-HP-lte6kW-rep50G-MD-3.09UEF-50g | MFm | Ex | CZ05 | Any | 309 | SWWH025D | 1 | 10 | 2021 | natural gas | electricity | NR |  |  |  |  | -1230 |  | 186 |  | -1230 | 186 | 0 | 0 |  | 0 | 0 |  | TRUE | 10 | 0 | 0 | TRUE | 2021+10 | 2031+00 | TRUE | TRUE | FALSE | FALSE | -1230 | 186 | TRUE | TRUE | FALSE | FALSE | 0 | 0 | TRUE | TRUE | TRUE | -1230 | 186 | 0 | 0 | -12300 | 1860 | 0 | 0 | 3465.8282 | 100000 | #N/A | 100000 | 0.034658 | 1 | #N/A | 0 | 0.00018393 | 0.005307 | #N/A | 0.005307 |  | 309 | 143.3703 | PASS | 7.6087 | PASS | Eligible | -2.2624 | 9.8711 | 309 | 14.402 | kWh | 4219.751 | N/A | N/A | 144.0201 |  | 309 | 1 | -1230 | 186 | 0 | 0 | 10 | 0
| RE-WtrHt-FuelSub-SmlStrg-HP-lte6kW-rep50G-MD-3.09UEF-50g | MFm | Ex | CZ06 | Any | 310 | SWWH025D | 1 | 10 | 2021 | natural gas | electricity | NR |  |  |  |  | -1140 |  | 176 |  | -1140 | 176 | 0 | 0 |  | 0 | 0 |  | TRUE | 10 | 0 | 0 | TRUE | 2021+10 | 2031+00 | TRUE | TRUE | FALSE | FALSE | -1140 | 176 | TRUE | TRUE | FALSE | FALSE | 0 | 0 | TRUE | TRUE | TRUE | -1140 | 176 | 0 | 0 | -11400 | 1760 | 0 | 0 | 3465.8282 | 100000 | #N/A | 100000 | 0.034658 | 1 | #N/A | 0 | 0.00018393 | 0.005307 | #N/A | 0.005307 |  | 310 | 136.4896 | PASS | 7.2436 | PASS | Eligible | -2.0968 | 9.3404 | 310 | 13.7092 | kWh | 4016.7536 | N/A | N/A | 137.0918 |  | 310 | 1 | -1140 | 176 | 0 | 0 | 10 | 0
| RE-WtrHt-FuelSub-SmlStrg-HP-lte6kW-rep50G-MD-3.09UEF-50g | MFm | Ex | CZ07 | Any | 311 | SWWH025D | 1 | 10 | 2021 | natural gas | electricity | NR |  |  |  |  | -1120 |  | 174 |  | -1120 | 174 | 0 | 0 |  | 0 | 0 |  | TRUE | 10 | 0 | 0 | TRUE | 2021+10 | 2031+00 | TRUE | TRUE | FALSE | FALSE | -1120 | 174 | TRUE | TRUE | FALSE | FALSE | 0 | 0 | TRUE | TRUE | TRUE | -1120 | 174 | 0 | 0 | -11200 | 1740 | 0 | 0 | 3465.8282 | 100000 | #N/A | 100000 | 0.034658 | 1 | #N/A | 0 | 0.00018393 | 0.005307 | #N/A | 0.005307 |  | 311 | 135.1827 | PASS | 7.1742 | PASS | Eligible | -2.06 | 9.2342 | 311 | 13.5774 | kWh | 3978.1541 | N/A | N/A | 135.7744 |  | 311 | 1 | -1120 | 174 | 0 | 0 | 10 | 0
| RE-WtrHt-FuelSub-SmlStrg-HP-lte6kW-rep50G-MD-3.09UEF-50g | MFm | Ex | CZ08 | Any | 312 | SWWH025D | 1 | 10 | 2021 | natural gas | electricity | NR |  |  |  |  | -1110 |  | 172 |  | -1110 | 172 | 0 | 0 |  | 0 | 0 |  | TRUE | 10 | 0 | 0 | TRUE | 2021+10 | 2031+00 | TRUE | TRUE | FALSE | FALSE | -1110 | 172 | TRUE | TRUE | FALSE | FALSE | 0 | 0 | TRUE | TRUE | TRUE | -1110 | 172 | 0 | 0 | -11100 | 1720 | 0 | 0 | 3465.8282 | 100000 | #N/A | 100000 | 0.034658 | 1 | #N/A | 0 | 0.00018393 | 0.005307 | #N/A | 0.005307 |  | 312 | 133.5293 | PASS | 7.0864 | PASS | Eligible | -2.0417 | 9.1281 | 312 | 13.4116 | kWh | 3929.5546 | N/A | N/A | 134.1157 |  | 312 | 1 | -1110 | 172 | 0 | 0 | 10 | 0
| RE-WtrHt-FuelSub-SmlStrg-HP-lte6kW-rep50G-MD-3.09UEF-50g | MFm | Ex | CZ09 | Any | 313 | SWWH025D | 1 | 10 | 2021 | natural gas | electricity | NR |  |  |  |  | -1110 |  | 172 |  | -1110 | 172 | 0 | 0 |  | 0 | 0 |  | TRUE | 10 | 0 | 0 | TRUE | 2021+10 | 2031+00 | TRUE | TRUE | FALSE | FALSE | -1110 | 172 | TRUE | TRUE | FALSE | FALSE | 0 | 0 | TRUE | TRUE | TRUE | -1110 | 172 | 0 | 0 | -11100 | 1720 | 0 | 0 | 3465.8282 | 100000 | #N/A | 100000 | 0.034658 | 1 | #N/A | 0 | 0.00018393 | 0.005307 | #N/A | 0.005307 |  | 313 | 133.5293 | PASS | 7.0864 | PASS | Eligible | -2.0417 | 9.1281 | 313 | 13.4116 | kWh | 3929.5546 | N/A | N/A | 134.1157 |  | 313 | 1 | -1110 | 172 | 0 | 0 | 10 | 0
| RE-WtrHt-FuelSub-SmlStrg-HP-lte6kW-rep50G-MD-3.09UEF-50g | MFm | Ex | CZ10 | Any | 314 | SWWH025D | 1 | 10 | 2021 | natural gas | electricity | NR |  |  |  |  | -1110 |  | 172 |  | -1110 | 172 | 0 | 0 |  | 0 | 0 |  | TRUE | 10 | 0 | 0 | TRUE | 2021+10 | 2031+00 | TRUE | TRUE | FALSE | FALSE | -1110 | 172 | TRUE | TRUE | FALSE | FALSE | 0 | 0 | TRUE | TRUE | TRUE | -1110 | 172 | 0 | 0 | -11100 | 1720 | 0 | 0 | 3465.8282 | 100000 | #N/A | 100000 | 0.034658 | 1 | #N/A | 0 | 0.00018393 | 0.005307 | #N/A | 0.005307 |  | 314 | 133.5293 | PASS | 7.0864 | PASS | Eligible | -2.0417 | 9.1281 | 314 | 13.4116 | kWh | 3929.5546 | N/A | N/A | 134.1157 |  | 314 | 1 | -1110 | 172 | 0 | 0 | 10 | 0
| RE-WtrHt-FuelSub-SmlStrg-HP-lte6kW-rep50G-MD-3.09UEF-50g | MFm | Ex | CZ11 | Any | 315 | SWWH025D | 1 | 10 | 2021 | natural gas | electricity | NR |  |  |  |  | -1140 |  | 174 |  | -1140 | 174 | 0 | 0 |  | 0 | 0 |  | TRUE | 10 | 0 | 0 | TRUE | 2021+10 | 2031+00 | TRUE | TRUE | FALSE | FALSE | -1140 | 174 | TRUE | TRUE | FALSE | FALSE | 0 | 0 | TRUE | TRUE | TRUE | -1140 | 174 | 0 | 0 | -11400 | 1740 | 0 | 0 | 3465.8282 | 100000 | #N/A | 100000 | 0.034658 | 1 | #N/A | 0 | 0.00018393 | 0.005307 | #N/A | 0.005307 |  | 315 | 134.4896 | PASS | 7.1374 | PASS | Eligible | -2.0968 | 9.2342 | 315 | 13.5092 | kWh | 3958.1541 | N/A | N/A | 135.0918 |  | 315 | 1 | -1140 | 174 | 0 | 0 | 10 | 0
| RE-WtrHt-FuelSub-SmlStrg-HP-lte6kW-rep50G-MD-3.09UEF-50g | MFm | Ex | CZ12 | Any | 316 | SWWH025D | 1 | 10 | 2021 | natural gas | electricity | NR |  |  |  |  | -1180 |  | 178 |  | -1180 | 178 | 0 | 0 |  | 0 | 0 |  | TRUE | 10 | 0 | 0 | TRUE | 2021+10 | 2031+00 | TRUE | TRUE | FALSE | FALSE | -1180 | 178 | TRUE | TRUE | FALSE | FALSE | 0 | 0 | TRUE | TRUE | TRUE | -1180 | 178 | 0 | 0 | -11800 | 1780 | 0 | 0 | 3465.8282 | 100000 | #N/A | 100000 | 0.034658 | 1 | #N/A | 0 | 0.00018393 | 0.005307 | #N/A | 0.005307 |  | 316 | 137.1032 | PASS | 7.2761 | PASS | Eligible | -2.1704 | 9.4465 | 316 | 13.7727 | kWh | 4035.3531 | N/A | N/A | 137.7266 |  | 316 | 1 | -1180 | 178 | 0 | 0 | 10 | 0
| RE-WtrHt-FuelSub-SmlStrg-HP-lte6kW-rep50G-MD-3.09UEF-50g | MFm | Ex | CZ13 | Any | 317 | SWWH025D | 1 | 10 | 2021 | natural gas | electricity | NR |  |  |  |  | -1120 |  | 173 |  | -1120 | 173 | 0 | 0 |  | 0 | 0 |  | TRUE | 10 | 0 | 0 | TRUE | 2021+10 | 2031+00 | TRUE | TRUE | FALSE | FALSE | -1120 | 173 | TRUE | TRUE | FALSE | FALSE | 0 | 0 | TRUE | TRUE | TRUE | -1120 | 173 | 0 | 0 | -11200 | 1730 | 0 | 0 | 3465.8282 | 100000 | #N/A | 100000 | 0.034658 | 1 | #N/A | 0 | 0.00018393 | 0.005307 | #N/A | 0.005307 |  | 317 | 134.1827 | PASS | 7.1211 | PASS | Eligible | -2.06 | 9.1812 | 317 | 13.4774 | kWh | 3948.8544 | N/A | N/A | 134.7744 |  | 317 | 1 | -1120 | 173 | 0 | 0 | 10 | 0
| RE-WtrHt-FuelSub-SmlStrg-HP-lte6kW-rep50G-MD-3.09UEF-50g | MFm | Ex | CZ14 | Any | 318 | SWWH025D | 1 | 10 | 2021 | natural gas | electricity | NR |  |  |  |  | -1140 |  | 175 |  | -1140 | 175 | 0 | 0 |  | 0 | 0 |  | TRUE | 10 | 0 | 0 | TRUE | 2021+10 | 2031+00 | TRUE | TRUE | FALSE | FALSE | -1140 | 175 | TRUE | TRUE | FALSE | FALSE | 0 | 0 | TRUE | TRUE | TRUE | -1140 | 175 | 0 | 0 | -11400 | 1750 | 0 | 0 | 3465.8282 | 100000 | #N/A | 100000 | 0.034658 | 1 | #N/A | 0 | 0.00018393 | 0.005307 | #N/A | 0.005307 |  | 318 | 135.4896 | PASS | 7.1905 | PASS | Eligible | -2.0968 | 9.2873 | 318 | 13.6092 | kWh | 3987.4539 | N/A | N/A | 136.0918 |  | 318 | 1 | -1140 | 175 | 0 | 0 | 10 | 0
| RE-WtrHt-FuelSub-SmlStrg-HP-lte6kW-rep50G-MD-3.09UEF-50g | MFm | Ex | CZ15 | Any | 319 | SWWH025D | 1 | 10 | 2021 | natural gas | electricity | NR |  |  |  |  | -935 |  | 152 |  | -935 | 152 | 0 | 0 |  | 0 | 0 |  | TRUE | 10 | 0 | 0 | TRUE | 2021+10 | 2031+00 | TRUE | TRUE | FALSE | FALSE | -935 | 152 | TRUE | TRUE | FALSE | FALSE | 0 | 0 | TRUE | TRUE | TRUE | -935 | 152 | 0 | 0 | -9350 | 1520 | 0 | 0 | 3465.8282 | 100000 | #N/A | 100000 | 0.034658 | 1 | #N/A | 0 | 0.00018393 | 0.005307 | #N/A | 0.005307 |  | 319 | 119.5945 | PASS | 6.3469 | PASS | Eligible | -1.7198 | 8.0667 | 319 | 12.0088 | kWh | 3518.5599 | N/A | N/A | 120.0884 |  | 319 | 1 | -935 | 152 | 0 | 0 | 10 | 0
| RE-WtrHt-FuelSub-SmlStrg-HP-lte6kW-rep50G-MD-3.09UEF-50g | MFm | Ex | CZ16 | Any | 320 | SWWH025D | 1 | 10 | 2021 | natural gas | electricity | NR |  |  |  |  | -1320 |  | 194 |  | -1320 | 194 | 0 | 0 |  | 0 | 0 |  | TRUE | 10 | 0 | 0 | TRUE | 2021+10 | 2031+00 | TRUE | TRUE | FALSE | FALSE | -1320 | 194 | TRUE | TRUE | FALSE | FALSE | 0 | 0 | TRUE | TRUE | TRUE | -1320 | 194 | 0 | 0 | -13200 | 1940 | 0 | 0 | 3465.8282 | 100000 | #N/A | 100000 | 0.034658 | 1 | #N/A | 0 | 0.00018393 | 0.005307 | #N/A | 0.005307 |  | 320 | 148.2511 | PASS | 7.8677 | PASS | Eligible | -2.4279 | 10.2957 | 320 | 14.8948 | kWh | 4364.1488 | N/A | N/A | 148.9484 |  | 320 | 1 | -1320 | 194 | 0 | 0 | 10 | 0
| RE-WtrHt-FuelSub-SmlStrg-HP-lte6kW-rep50G-MD-3.09UEF-50g | DMo | Ex | CZ01 | Any | 321 | SWWH025D | 1 | 10 | 2021 | natural gas | electricity | NR |  |  |  |  | -1890 |  | 217 |  | -1890 | 217 | 0 | 0 |  | 0 | 0 |  | TRUE | 10 | 0 | 0 | TRUE | 2021+10 | 2031+00 | TRUE | TRUE | FALSE | FALSE | -1890 | 217 | TRUE | TRUE | FALSE | FALSE | 0 | 0 | TRUE | TRUE | TRUE | -1890 | 217 | 0 | 0 | -18900 | 2170 | 0 | 0 | 3465.8282 | 100000 | #N/A | 100000 | 0.034658 | 1 | #N/A | 0 | 0.00018393 | 0.005307 | #N/A | 0.005307 |  | 321 | 151.4958 | PASS | 8.0399 | PASS | Eligible | -3.4763 | 11.5163 | 321 | 15.2494 | kWh | 4468.0428 | N/A | N/A | 152.4943 |  | 321 | 1 | -1890 | 217 | 0 | 0 | 10 | 0
| RE-WtrHt-FuelSub-SmlStrg-HP-lte6kW-rep50G-MD-3.09UEF-50g | DMo | Ex | CZ02 | Any | 322 | SWWH025D | 1 | 10 | 2021 | natural gas | electricity | NR |  |  |  |  | -1650 |  | 202 |  | -1650 | 202 | 0 | 0 |  | 0 | 0 |  | TRUE | 10 | 0 | 0 | TRUE | 2021+10 | 2031+00 | TRUE | TRUE | FALSE | FALSE | -1650 | 202 | TRUE | TRUE | FALSE | FALSE | 0 | 0 | TRUE | TRUE | TRUE | -1650 | 202 | 0 | 0 | -16500 | 2020 | 0 | 0 | 3465.8282 | 100000 | #N/A | 100000 | 0.034658 | 1 | #N/A | 0 | 0.00018393 | 0.005307 | #N/A | 0.005307 |  | 322 | 144.8138 | PASS | 7.6853 | PASS | Eligible | -3.0349 | 10.7202 | 322 | 14.5686 | kWh | 4268.5467 | N/A | N/A | 145.6855 |  | 322 | 1 | -1650 | 202 | 0 | 0 | 10 | 0
| RE-WtrHt-FuelSub-SmlStrg-HP-lte6kW-rep50G-MD-3.09UEF-50g | DMo | Ex | CZ03 | Any | 323 | SWWH025D | 1 | 10 | 2021 | natural gas | electricity | NR |  |  |  |  | -1600 |  | 202 |  | -1600 | 202 | 0 | 0 |  | 0 | 0 |  | TRUE | 10 | 0 | 0 | TRUE | 2021+10 | 2031+00 | TRUE | TRUE | FALSE | FALSE | -1600 | 202 | TRUE | TRUE | FALSE | FALSE | 0 | 0 | TRUE | TRUE | TRUE | -1600 | 202 | 0 | 0 | -16000 | 2020 | 0 | 0 | 3465.8282 | 100000 | #N/A | 100000 | 0.034658 | 1 | #N/A | 0 | 0.00018393 | 0.005307 | #N/A | 0.005307 |  | 323 | 146.5467 | PASS | 7.7773 | PASS | Eligible | -2.9429 | 10.7202 | 323 | 14.7392 | kWh | 4318.5467 | N/A | N/A | 147.392 |  | 323 | 1 | -1600 | 202 | 0 | 0 | 10 | 0
| RE-WtrHt-FuelSub-SmlStrg-HP-lte6kW-rep50G-MD-3.09UEF-50g | DMo | Ex | CZ04 | Any | 324 | SWWH025D | 1 | 10 | 2021 | natural gas | electricity | NR |  |  |  |  | -1530 |  | 196 |  | -1530 | 196 | 0 | 0 |  | 0 | 0 |  | TRUE | 10 | 0 | 0 | TRUE | 2021+10 | 2031+00 | TRUE | TRUE | FALSE | FALSE | -1530 | 196 | TRUE | TRUE | FALSE | FALSE | 0 | 0 | TRUE | TRUE | TRUE | -1530 | 196 | 0 | 0 | -15300 | 1960 | 0 | 0 | 3465.8282 | 100000 | #N/A | 100000 | 0.034658 | 1 | #N/A | 0 | 0.00018393 | 0.005307 | #N/A | 0.005307 |  | 324 | 142.9728 | PASS | 7.5876 | PASS | Eligible | -2.8142 | 10.4018 | 324 | 14.3781 | kWh | 4212.7483 | N/A | N/A | 143.7811 |  | 324 | 1 | -1530 | 196 | 0 | 0 | 10 | 0
| RE-WtrHt-FuelSub-SmlStrg-HP-lte6kW-rep50G-MD-3.09UEF-50g | DMo | Ex | CZ05 | Any | 325 | SWWH025D | 1 | 10 | 2021 | natural gas | electricity | NR |  |  |  |  | -1670 |  | 205 |  | -1670 | 205 | 0 | 0 |  | 0 | 0 |  | TRUE | 10 | 0 | 0 | TRUE | 2021+10 | 2031+00 | TRUE | TRUE | FALSE | FALSE | -1670 | 205 | TRUE | TRUE | FALSE | FALSE | 0 | 0 | TRUE | TRUE | TRUE | -1670 | 205 | 0 | 0 | -16700 | 2050 | 0 | 0 | 3465.8282 | 100000 | #N/A | 100000 | 0.034658 | 1 | #N/A | 0 | 0.00018393 | 0.005307 | #N/A | 0.005307 |  | 325 | 147.1207 | PASS | 7.8077 | PASS | Eligible | -3.0717 | 10.8794 | 325 | 14.8003 | kWh | 4336.4459 | N/A | N/A | 148.0029 |  | 325 | 1 | -1670 | 205 | 0 | 0 | 10 | 0
| RE-WtrHt-FuelSub-SmlStrg-HP-lte6kW-rep50G-MD-3.09UEF-50g | DMo | Ex | CZ06 | Any | 326 | SWWH025D | 1 | 10 | 2021 | natural gas | electricity | NR |  |  |  |  | -1410 |  | 190 |  | -1410 | 190 | 0 | 0 |  | 0 | 0 |  | TRUE | 10 | 0 | 0 | TRUE | 2021+10 | 2031+00 | TRUE | TRUE | FALSE | FALSE | -1410 | 190 | TRUE | TRUE | FALSE | FALSE | 0 | 0 | TRUE | TRUE | TRUE | -1410 | 190 | 0 | 0 | -14100 | 1900 | 0 | 0 | 3465.8282 | 100000 | #N/A | 100000 | 0.034658 | 1 | #N/A | 0 | 0.00018393 | 0.005307 | #N/A | 0.005307 |  | 326 | 141.1318 | PASS | 7.4899 | PASS | Eligible | -2.5935 | 10.0834 | 326 | 14.1877 | kWh | 4156.9499 | N/A | N/A | 141.8767 |  | 326 | 1 | -1410 | 190 | 0 | 0 | 10 | 0
| RE-WtrHt-FuelSub-SmlStrg-HP-lte6kW-rep50G-MD-3.09UEF-50g | DMo | Ex | CZ07 | Any | 327 | SWWH025D | 1 | 10 | 2021 | natural gas | electricity | NR |  |  |  |  | -1370 |  | 188 |  | -1370 | 188 | 0 | 0 |  | 0 | 0 |  | TRUE | 10 | 0 | 0 | TRUE | 2021+10 | 2031+00 | TRUE | TRUE | FALSE | FALSE | -1370 | 188 | TRUE | TRUE | FALSE | FALSE | 0 | 0 | TRUE | TRUE | TRUE | -1370 | 188 | 0 | 0 | -13700 | 1880 | 0 | 0 | 3465.8282 | 100000 | #N/A | 100000 | 0.034658 | 1 | #N/A | 0 | 0.00018393 | 0.005307 | #N/A | 0.005307 |  | 327 | 140.5182 | PASS | 7.4574 | PASS | Eligible | -2.5199 | 9.9772 | 327 | 14.1242 | kWh | 4138.3504 | N/A | N/A | 141.2419 |  | 327 | 1 | -1370 | 188 | 0 | 0 | 10 | 0
| RE-WtrHt-FuelSub-SmlStrg-HP-lte6kW-rep50G-MD-3.09UEF-50g | DMo | Ex | CZ08 | Any | 328 | SWWH025D | 1 | 10 | 2021 | natural gas | electricity | NR |  |  |  |  | -1350 |  | 185 |  | -1350 | 185 | 0 | 0 |  | 0 | 0 |  | TRUE | 10 | 0 | 0 | TRUE | 2021+10 | 2031+00 | TRUE | TRUE | FALSE | FALSE | -1350 | 185 | TRUE | TRUE | FALSE | FALSE | 0 | 0 | TRUE | TRUE | TRUE | -1350 | 185 | 0 | 0 | -13500 | 1850 | 0 | 0 | 3465.8282 | 100000 | #N/A | 100000 | 0.034658 | 1 | #N/A | 0 | 0.00018393 | 0.005307 | #N/A | 0.005307 |  | 328 | 138.2113 | PASS | 7.3349 | PASS | Eligible | -2.4831 | 9.818 | 328 | 13.8925 | kWh | 4070.4512 | N/A | N/A | 138.9245 |  | 328 | 1 | -1350 | 185 | 0 | 0 | 10 | 0
| RE-WtrHt-FuelSub-SmlStrg-HP-lte6kW-rep50G-MD-3.09UEF-50g | DMo | Ex | CZ09 | Any | 329 | SWWH025D | 1 | 10 | 2021 | natural gas | electricity | NR |  |  |  |  | -1360 |  | 185 |  | -1360 | 185 | 0 | 0 |  | 0 | 0 |  | TRUE | 10 | 0 | 0 | TRUE | 2021+10 | 2031+00 | TRUE | TRUE | FALSE | FALSE | -1360 | 185 | TRUE | TRUE | FALSE | FALSE | 0 | 0 | TRUE | TRUE | TRUE | -1360 | 185 | 0 | 0 | -13600 | 1850 | 0 | 0 | 3465.8282 | 100000 | #N/A | 100000 | 0.034658 | 1 | #N/A | 0 | 0.00018393 | 0.005307 | #N/A | 0.005307 |  | 329 | 137.8647 | PASS | 7.3165 | PASS | Eligible | -2.5015 | 9.818 | 329 | 13.8583 | kWh | 4060.4512 | N/A | N/A | 138.5832 |  | 329 | 1 | -1360 | 185 | 0 | 0 | 10 | 0
| RE-WtrHt-FuelSub-SmlStrg-HP-lte6kW-rep50G-MD-3.09UEF-50g | DMo | Ex | CZ10 | Any | 330 | SWWH025D | 1 | 10 | 2021 | natural gas | electricity | NR |  |  |  |  | -1360 |  | 184 |  | -1360 | 184 | 0 | 0 |  | 0 | 0 |  | TRUE | 10 | 0 | 0 | TRUE | 2021+10 | 2031+00 | TRUE | TRUE | FALSE | FALSE | -1360 | 184 | TRUE | TRUE | FALSE | FALSE | 0 | 0 | TRUE | TRUE | TRUE | -1360 | 184 | 0 | 0 | -13600 | 1840 | 0 | 0 | 3465.8282 | 100000 | #N/A | 100000 | 0.034658 | 1 | #N/A | 0 | 0.00018393 | 0.005307 | #N/A | 0.005307 |  | 330 | 136.8647 | PASS | 7.2635 | PASS | Eligible | -2.5015 | 9.7649 | 330 | 13.7583 | kWh | 4031.1515 | N/A | N/A | 137.5832 |  | 330 | 1 | -1360 | 184 | 0 | 0 | 10 | 0
| RE-WtrHt-FuelSub-SmlStrg-HP-lte6kW-rep50G-MD-3.09UEF-50g | DMo | Ex | CZ11 | Any | 331 | SWWH025D | 1 | 10 | 2021 | natural gas | electricity | NR |  |  |  |  | -1470 |  | 187 |  | -1470 | 187 | 0 | 0 |  | 0 | 0 |  | TRUE | 10 | 0 | 0 | TRUE | 2021+10 | 2031+00 | TRUE | TRUE | FALSE | FALSE | -1470 | 187 | TRUE | TRUE | FALSE | FALSE | 0 | 0 | TRUE | TRUE | TRUE | -1470 | 187 | 0 | 0 | -14700 | 1870 | 0 | 0 | 3465.8282 | 100000 | #N/A | 100000 | 0.034658 | 1 | #N/A | 0 | 0.00018393 | 0.005307 | #N/A | 0.005307 |  | 331 | 136.0523 | PASS | 7.2203 | PASS | Eligible | -2.7038 | 9.9242 | 331 | 13.6829 | kWh | 4009.0507 | N/A | N/A | 136.8289 |  | 331 | 1 | -1470 | 187 | 0 | 0 | 10 | 0
| RE-WtrHt-FuelSub-SmlStrg-HP-lte6kW-rep50G-MD-3.09UEF-50g | DMo | Ex | CZ12 | Any | 332 | SWWH025D | 1 | 10 | 2021 | natural gas | electricity | NR |  |  |  |  | -1510 |  | 193 |  | -1510 | 193 | 0 | 0 |  | 0 | 0 |  | TRUE | 10 | 0 | 0 | TRUE | 2021+10 | 2031+00 | TRUE | TRUE | FALSE | FALSE | -1510 | 193 | TRUE | TRUE | FALSE | FALSE | 0 | 0 | TRUE | TRUE | TRUE | -1510 | 193 | 0 | 0 | -15100 | 1930 | 0 | 0 | 3465.8282 | 100000 | #N/A | 100000 | 0.034658 | 1 | #N/A | 0 | 0.00018393 | 0.005307 | #N/A | 0.005307 |  | 332 | 140.666 | PASS | 7.4652 | PASS | Eligible | -2.7774 | 10.2426 | 332 | 14.1464 | kWh | 4144.8491 | N/A | N/A | 141.4637 |  | 332 | 1 | -1510 | 193 | 0 | 0 | 10 | 0
| RE-WtrHt-FuelSub-SmlStrg-HP-lte6kW-rep50G-MD-3.09UEF-50g | DMo | Ex | CZ13 | Any | 333 | SWWH025D | 1 | 10 | 2021 | natural gas | electricity | NR |  |  |  |  | -1420 |  | 185 |  | -1420 | 185 | 0 | 0 |  | 0 | 0 |  | TRUE | 10 | 0 | 0 | TRUE | 2021+10 | 2031+00 | TRUE | TRUE | FALSE | FALSE | -1420 | 185 | TRUE | TRUE | FALSE | FALSE | 0 | 0 | TRUE | TRUE | TRUE | -1420 | 185 | 0 | 0 | -14200 | 1850 | 0 | 0 | 3465.8282 | 100000 | #N/A | 100000 | 0.034658 | 1 | #N/A | 0 | 0.00018393 | 0.005307 | #N/A | 0.005307 |  | 333 | 135.7852 | PASS | 7.2062 | PASS | Eligible | -2.6118 | 9.818 | 333 | 13.6535 | kWh | 4000.4512 | N/A | N/A | 136.5354 |  | 333 | 1 | -1420 | 185 | 0 | 0 | 10 | 0
| RE-WtrHt-FuelSub-SmlStrg-HP-lte6kW-rep50G-MD-3.09UEF-50g | DMo | Ex | CZ14 | Any | 334 | SWWH025D | 1 | 10 | 2021 | natural gas | electricity | NR |  |  |  |  | -1530 |  | 188 |  | -1530 | 188 | 0 | 0 |  | 0 | 0 |  | TRUE | 10 | 0 | 0 | TRUE | 2021+10 | 2031+00 | TRUE | TRUE | FALSE | FALSE | -1530 | 188 | TRUE | TRUE | FALSE | FALSE | 0 | 0 | TRUE | TRUE | TRUE | -1530 | 188 | 0 | 0 | -15300 | 1880 | 0 | 0 | 3465.8282 | 100000 | #N/A | 100000 | 0.034658 | 1 | #N/A | 0 | 0.00018393 | 0.005307 | #N/A | 0.005307 |  | 334 | 134.9728 | PASS | 7.1631 | PASS | Eligible | -2.8142 | 9.9772 | 334 | 13.5781 | kWh | 3978.3504 | N/A | N/A | 135.7811 |  | 334 | 1 | -1530 | 188 | 0 | 0 | 10 | 0
| RE-WtrHt-FuelSub-SmlStrg-HP-lte6kW-rep50G-MD-3.09UEF-50g | DMo | Ex | CZ15 | Any | 335 | SWWH025D | 1 | 10 | 2021 | natural gas | electricity | NR |  |  |  |  | -1030 |  | 156 |  | -1030 | 156 | 0 | 0 |  | 0 | 0 |  | TRUE | 10 | 0 | 0 | TRUE | 2021+10 | 2031+00 | TRUE | TRUE | FALSE | FALSE | -1030 | 156 | TRUE | TRUE | FALSE | FALSE | 0 | 0 | TRUE | TRUE | TRUE | -1030 | 156 | 0 | 0 | -10300 | 1560 | 0 | 0 | 3465.8282 | 100000 | #N/A | 100000 | 0.034658 | 1 | #N/A | 0 | 0.00018393 | 0.005307 | #N/A | 0.005307 |  | 335 | 120.302 | PASS | 6.3845 | PASS | Eligible | -1.8945 | 8.279 | 335 | 12.0846 | kWh | 3540.7589 | N/A | N/A | 120.8461 |  | 335 | 1 | -1030 | 156 | 0 | 0 | 10 | 0
| RE-WtrHt-FuelSub-SmlStrg-HP-lte6kW-rep50G-MD-3.09UEF-50g | DMo | Ex | CZ16 | Any | 336 | SWWH025D | 1 | 10 | 2021 | natural gas | electricity | NR |  |  |  |  | -2210 |  | 216 |  | -2210 | 216 | 0 | 0 |  | 0 | 0 |  | TRUE | 10 | 0 | 0 | TRUE | 2021+10 | 2031+00 | TRUE | TRUE | FALSE | FALSE | -2210 | 216 | TRUE | TRUE | FALSE | FALSE | 0 | 0 | TRUE | TRUE | TRUE | -2210 | 216 | 0 | 0 | -22100 | 2160 | 0 | 0 | 3465.8282 | 100000 | #N/A | 100000 | 0.034658 | 1 | #N/A | 0 | 0.00018393 | 0.005307 | #N/A | 0.005307 |  | 336 | 139.4052 | PASS | 7.3983 | PASS | Eligible | -4.0649 | 11.4632 | 336 | 14.0573 | kWh | 4118.743 | N/A | N/A | 140.5727 |  | 336 | 1 | -2210 | 216 | 0 | 0 | 10 | 0
| RE-WtrHt-FuelSub-SmlStrg-HP-lte6kW-rep50G-MD-3p31UEF-50g | SFm | Ex | CZ01 | Any | 337 | SWWH025I | 1 | 10 | 2021 | natural gas | electricity | NR |  |  |  |  | -1880 |  | 238 |  | -1880 | 238 | 0 | 0 |  | 0 | 0 |  | TRUE | 10 | 0 | 0 | TRUE | 2021+10 | 2031+00 | TRUE | TRUE | FALSE | FALSE | -1880 | 238 | TRUE | TRUE | FALSE | FALSE | 0 | 0 | TRUE | TRUE | TRUE | -1880 | 238 | 0 | 0 | -18800 | 2380 | 0 | 0 | 3465.8282 | 100000 | #N/A | 100000 | 0.034658 | 1 | #N/A | 0 | 0.00018393 | 0.005307 | #N/A | 0.005307 |  | 337 | 172.8424 | PASS | 9.1728 | PASS | Eligible | -3.4579 | 12.6307 | 337 | 17.3836 | kWh | 5093.3372 | N/A | N/A | 173.8356 |  | 337 | 1 | -1880 | 238 | 0 | 0 | 10 | 0
| RE-WtrHt-FuelSub-SmlStrg-HP-lte6kW-rep50G-MD-3p31UEF-50g | SFm | Ex | CZ02 | Any | 338 | SWWH025I | 1 | 10 | 2021 | natural gas | electricity | NR |  |  |  |  | -1630 |  | 221 |  | -1630 | 221 | 0 | 0 |  | 0 | 0 |  | TRUE | 10 | 0 | 0 | TRUE | 2021+10 | 2031+00 | TRUE | TRUE | FALSE | FALSE | -1630 | 221 | TRUE | TRUE | FALSE | FALSE | 0 | 0 | TRUE | TRUE | TRUE | -1630 | 221 | 0 | 0 | -16300 | 2210 | 0 | 0 | 3465.8282 | 100000 | #N/A | 100000 | 0.034658 | 1 | #N/A | 0 | 0.00018393 | 0.005307 | #N/A | 0.005307 |  | 338 | 164.507 | PASS | 8.7304 | PASS | Eligible | -2.9981 | 11.7286 | 338 | 16.5368 | kWh | 4845.2417 | N/A | N/A | 165.3681 |  | 338 | 1 | -1630 | 221 | 0 | 0 | 10 | 0
| RE-WtrHt-FuelSub-SmlStrg-HP-lte6kW-rep50G-MD-3p31UEF-50g | SFm | Ex | CZ03 | Any | 339 | SWWH025I | 1 | 10 | 2021 | natural gas | electricity | NR |  |  |  |  | -1630 |  | 222 |  | -1630 | 222 | 0 | 0 |  | 0 | 0 |  | TRUE | 10 | 0 | 0 | TRUE | 2021+10 | 2031+00 | TRUE | TRUE | FALSE | FALSE | -1630 | 222 | TRUE | TRUE | FALSE | FALSE | 0 | 0 | TRUE | TRUE | TRUE | -1630 | 222 | 0 | 0 | -16300 | 2220 | 0 | 0 | 3465.8282 | 100000 | #N/A | 100000 | 0.034658 | 1 | #N/A | 0 | 0.00018393 | 0.005307 | #N/A | 0.005307 |  | 339 | 165.507 | PASS | 8.7835 | PASS | Eligible | -2.9981 | 11.7816 | 339 | 16.6368 | kWh | 4874.5415 | N/A | N/A | 166.3681 |  | 339 | 1 | -1630 | 222 | 0 | 0 | 10 | 0
| RE-WtrHt-FuelSub-SmlStrg-HP-lte6kW-rep50G-MD-3p31UEF-50g | SFm | Ex | CZ04 | Any | 340 | SWWH025I | 1 | 10 | 2021 | natural gas | electricity | NR |  |  |  |  | -1540 |  | 215 |  | -1540 | 215 | 0 | 0 |  | 0 | 0 |  | TRUE | 10 | 0 | 0 | TRUE | 2021+10 | 2031+00 | TRUE | TRUE | FALSE | FALSE | -1540 | 215 | TRUE | TRUE | FALSE | FALSE | 0 | 0 | TRUE | TRUE | TRUE | -1540 | 215 | 0 | 0 | -15400 | 2150 | 0 | 0 | 3465.8282 | 100000 | #N/A | 100000 | 0.034658 | 1 | #N/A | 0 | 0.00018393 | 0.005307 | #N/A | 0.005307 |  | 340 | 161.6262 | PASS | 8.5776 | PASS | Eligible | -2.8326 | 11.4101 | 340 | 16.244 | kWh | 4759.4433 | N/A | N/A | 162.4398 |  | 340 | 1 | -1540 | 215 | 0 | 0 | 10 | 0
| RE-WtrHt-FuelSub-SmlStrg-HP-lte6kW-rep50G-MD-3p31UEF-50g | SFm | Ex | CZ05 | Any | 341 | SWWH025I | 1 | 10 | 2021 | natural gas | electricity | NR |  |  |  |  | -1660 |  | 225 |  | -1660 | 225 | 0 | 0 |  | 0 | 0 |  | TRUE | 10 | 0 | 0 | TRUE | 2021+10 | 2031+00 | TRUE | TRUE | FALSE | FALSE | -1660 | 225 | TRUE | TRUE | FALSE | FALSE | 0 | 0 | TRUE | TRUE | TRUE | -1660 | 225 | 0 | 0 | -16600 | 2250 | 0 | 0 | 3465.8282 | 100000 | #N/A | 100000 | 0.034658 | 1 | #N/A | 0 | 0.00018393 | 0.005307 | #N/A | 0.005307 |  | 341 | 167.4673 | PASS | 8.8875 | PASS | Eligible | -3.0533 | 11.9408 | 341 | 16.8344 | kWh | 4932.4407 | N/A | N/A | 168.3442 |  | 341 | 1 | -1660 | 225 | 0 | 0 | 10 | 0
| RE-WtrHt-FuelSub-SmlStrg-HP-lte6kW-rep50G-MD-3p31UEF-50g | SFm | Ex | CZ06 | Any | 342 | SWWH025I | 1 | 10 | 2021 | natural gas | electricity | NR |  |  |  |  | -1440 |  | 208 |  | -1440 | 208 | 0 | 0 |  | 0 | 0 |  | TRUE | 10 | 0 | 0 | TRUE | 2021+10 | 2031+00 | TRUE | TRUE | FALSE | FALSE | -1440 | 208 | TRUE | TRUE | FALSE | FALSE | 0 | 0 | TRUE | TRUE | TRUE | -1440 | 208 | 0 | 0 | -14400 | 2080 | 0 | 0 | 3465.8282 | 100000 | #N/A | 100000 | 0.034658 | 1 | #N/A | 0 | 0.00018393 | 0.005307 | #N/A | 0.005307 |  | 342 | 158.0921 | PASS | 8.39 | PASS | Eligible | -2.6486 | 11.0386 | 342 | 15.8853 | kWh | 4654.3452 | N/A | N/A | 158.8528 |  | 342 | 1 | -1440 | 208 | 0 | 0 | 10 | 0
| RE-WtrHt-FuelSub-SmlStrg-HP-lte6kW-rep50G-MD-3p31UEF-50g | SFm | Ex | CZ07 | Any | 343 | SWWH025I | 1 | 10 | 2021 | natural gas | electricity | NR |  |  |  |  | -1400 |  | 206 |  | -1400 | 206 | 0 | 0 |  | 0 | 0 |  | TRUE | 10 | 0 | 0 | TRUE | 2021+10 | 2031+00 | TRUE | TRUE | FALSE | FALSE | -1400 | 206 | TRUE | TRUE | FALSE | FALSE | 0 | 0 | TRUE | TRUE | TRUE | -1400 | 206 | 0 | 0 | -14000 | 2060 | 0 | 0 | 3465.8282 | 100000 | #N/A | 100000 | 0.034658 | 1 | #N/A | 0 | 0.00018393 | 0.005307 | #N/A | 0.005307 |  | 343 | 157.4784 | PASS | 8.3574 | PASS | Eligible | -2.5751 | 10.9325 | 343 | 15.8218 | kWh | 4635.7457 | N/A | N/A | 158.218 |  | 343 | 1 | -1400 | 206 | 0 | 0 | 10 | 0
| RE-WtrHt-FuelSub-SmlStrg-HP-lte6kW-rep50G-MD-3p31UEF-50g | SFm | Ex | CZ08 | Any | 344 | SWWH025I | 1 | 10 | 2021 | natural gas | electricity | NR |  |  |  |  | -1370 |  | 202 |  | -1370 | 202 | 0 | 0 |  | 0 | 0 |  | TRUE | 10 | 0 | 0 | TRUE | 2021+10 | 2031+00 | TRUE | TRUE | FALSE | FALSE | -1370 | 202 | TRUE | TRUE | FALSE | FALSE | 0 | 0 | TRUE | TRUE | TRUE | -1370 | 202 | 0 | 0 | -13700 | 2020 | 0 | 0 | 3465.8282 | 100000 | #N/A | 100000 | 0.034658 | 1 | #N/A | 0 | 0.00018393 | 0.005307 | #N/A | 0.005307 |  | 344 | 154.5182 | PASS | 8.2003 | PASS | Eligible | -2.5199 | 10.7202 | 344 | 15.5242 | kWh | 4548.5467 | N/A | N/A | 155.2419 |  | 344 | 1 | -1370 | 202 | 0 | 0 | 10 | 0
| RE-WtrHt-FuelSub-SmlStrg-HP-lte6kW-rep50G-MD-3p31UEF-50g | SFm | Ex | CZ09 | Any | 345 | SWWH025I | 1 | 10 | 2021 | natural gas | electricity | NR |  |  |  |  | -1370 |  | 202 |  | -1370 | 202 | 0 | 0 |  | 0 | 0 |  | TRUE | 10 | 0 | 0 | TRUE | 2021+10 | 2031+00 | TRUE | TRUE | FALSE | FALSE | -1370 | 202 | TRUE | TRUE | FALSE | FALSE | 0 | 0 | TRUE | TRUE | TRUE | -1370 | 202 | 0 | 0 | -13700 | 2020 | 0 | 0 | 3465.8282 | 100000 | #N/A | 100000 | 0.034658 | 1 | #N/A | 0 | 0.00018393 | 0.005307 | #N/A | 0.005307 |  | 345 | 154.5182 | PASS | 8.2003 | PASS | Eligible | -2.5199 | 10.7202 | 345 | 15.5242 | kWh | 4548.5467 | N/A | N/A | 155.2419 |  | 345 | 1 | -1370 | 202 | 0 | 0 | 10 | 0
| RE-WtrHt-FuelSub-SmlStrg-HP-lte6kW-rep50G-MD-3p31UEF-50g | SFm | Ex | CZ10 | Any | 346 | SWWH025I | 1 | 10 | 2021 | natural gas | electricity | NR |  |  |  |  | -1370 |  | 201 |  | -1370 | 201 | 0 | 0 |  | 0 | 0 |  | TRUE | 10 | 0 | 0 | TRUE | 2021+10 | 2031+00 | TRUE | TRUE | FALSE | FALSE | -1370 | 201 | TRUE | TRUE | FALSE | FALSE | 0 | 0 | TRUE | TRUE | TRUE | -1370 | 201 | 0 | 0 | -13700 | 2010 | 0 | 0 | 3465.8282 | 100000 | #N/A | 100000 | 0.034658 | 1 | #N/A | 0 | 0.00018393 | 0.005307 | #N/A | 0.005307 |  | 346 | 153.5182 | PASS | 8.1473 | PASS | Eligible | -2.5199 | 10.6671 | 346 | 15.4242 | kWh | 4519.247 | N/A | N/A | 154.2419 |  | 346 | 1 | -1370 | 201 | 0 | 0 | 10 | 0
| RE-WtrHt-FuelSub-SmlStrg-HP-lte6kW-rep50G-MD-3p31UEF-50g | SFm | Ex | CZ11 | Any | 347 | SWWH025I | 1 | 10 | 2021 | natural gas | electricity | NR |  |  |  |  | -1450 |  | 204 |  | -1450 | 204 | 0 | 0 |  | 0 | 0 |  | TRUE | 10 | 0 | 0 | TRUE | 2021+10 | 2031+00 | TRUE | TRUE | FALSE | FALSE | -1450 | 204 | TRUE | TRUE | FALSE | FALSE | 0 | 0 | TRUE | TRUE | TRUE | -1450 | 204 | 0 | 0 | -14500 | 2040 | 0 | 0 | 3465.8282 | 100000 | #N/A | 100000 | 0.034658 | 1 | #N/A | 0 | 0.00018393 | 0.005307 | #N/A | 0.005307 |  | 347 | 153.7455 | PASS | 8.1593 | PASS | Eligible | -2.667 | 10.8264 | 347 | 15.4512 | kWh | 4527.1462 | N/A | N/A | 154.5115 |  | 347 | 1 | -1450 | 204 | 0 | 0 | 10 | 0
| RE-WtrHt-FuelSub-SmlStrg-HP-lte6kW-rep50G-MD-3p31UEF-50g | SFm | Ex | CZ12 | Any | 348 | SWWH025I | 1 | 10 | 2021 | natural gas | electricity | NR |  |  |  |  | -1510 |  | 211 |  | -1510 | 211 | 0 | 0 |  | 0 | 0 |  | TRUE | 10 | 0 | 0 | TRUE | 2021+10 | 2031+00 | TRUE | TRUE | FALSE | FALSE | -1510 | 211 | TRUE | TRUE | FALSE | FALSE | 0 | 0 | TRUE | TRUE | TRUE | -1510 | 211 | 0 | 0 | -15100 | 2110 | 0 | 0 | 3465.8282 | 100000 | #N/A | 100000 | 0.034658 | 1 | #N/A | 0 | 0.00018393 | 0.005307 | #N/A | 0.005307 |  | 348 | 158.666 | PASS | 8.4205 | PASS | Eligible | -2.7774 | 11.1978 | 348 | 15.9464 | kWh | 4672.2444 | N/A | N/A | 159.4637 |  | 348 | 1 | -1510 | 211 | 0 | 0 | 10 | 0
| RE-WtrHt-FuelSub-SmlStrg-HP-lte6kW-rep50G-MD-3p31UEF-50g | SFm | Ex | CZ13 | Any | 349 | SWWH025I | 1 | 10 | 2021 | natural gas | electricity | NR |  |  |  |  | -1410 |  | 202 |  | -1410 | 202 | 0 | 0 |  | 0 | 0 |  | TRUE | 10 | 0 | 0 | TRUE | 2021+10 | 2031+00 | TRUE | TRUE | FALSE | FALSE | -1410 | 202 | TRUE | TRUE | FALSE | FALSE | 0 | 0 | TRUE | TRUE | TRUE | -1410 | 202 | 0 | 0 | -14100 | 2020 | 0 | 0 | 3465.8282 | 100000 | #N/A | 100000 | 0.034658 | 1 | #N/A | 0 | 0.00018393 | 0.005307 | #N/A | 0.005307 |  | 349 | 153.1318 | PASS | 8.1268 | PASS | Eligible | -2.5935 | 10.7202 | 349 | 15.3877 | kWh | 4508.5467 | N/A | N/A | 153.8767 |  | 349 | 1 | -1410 | 202 | 0 | 0 | 10 | 0
| RE-WtrHt-FuelSub-SmlStrg-HP-lte6kW-rep50G-MD-3p31UEF-50g | SFm | Ex | CZ14 | Any | 350 | SWWH025I | 1 | 10 | 2021 | natural gas | electricity | NR |  |  |  |  | -1480 |  | 206 |  | -1480 | 206 | 0 | 0 |  | 0 | 0 |  | TRUE | 10 | 0 | 0 | TRUE | 2021+10 | 2031+00 | TRUE | TRUE | FALSE | FALSE | -1480 | 206 | TRUE | TRUE | FALSE | FALSE | 0 | 0 | TRUE | TRUE | TRUE | -1480 | 206 | 0 | 0 | -14800 | 2060 | 0 | 0 | 3465.8282 | 100000 | #N/A | 100000 | 0.034658 | 1 | #N/A | 0 | 0.00018393 | 0.005307 | #N/A | 0.005307 |  | 350 | 154.7057 | PASS | 8.2103 | PASS | Eligible | -2.7222 | 10.9325 | 350 | 15.5488 | kWh | 4555.7457 | N/A | N/A | 155.4876 |  | 350 | 1 | -1480 | 206 | 0 | 0 | 10 | 0
| RE-WtrHt-FuelSub-SmlStrg-HP-lte6kW-rep50G-MD-3p31UEF-50g | SFm | Ex | CZ15 | Any | 351 | SWWH025I | 1 | 10 | 2021 | natural gas | electricity | NR |  |  |  |  | -1040 |  | 170 |  | -1040 | 170 | 0 | 0 |  | 0 | 0 |  | TRUE | 10 | 0 | 0 | TRUE | 2021+10 | 2031+00 | TRUE | TRUE | FALSE | FALSE | -1040 | 170 | TRUE | TRUE | FALSE | FALSE | 0 | 0 | TRUE | TRUE | TRUE | -1040 | 170 | 0 | 0 | -10400 | 1700 | 0 | 0 | 3465.8282 | 100000 | #N/A | 100000 | 0.034658 | 1 | #N/A | 0 | 0.00018393 | 0.005307 | #N/A | 0.005307 |  | 351 | 133.9554 | PASS | 7.1091 | PASS | Eligible | -1.9129 | 9.022 | 351 | 13.4505 | kWh | 3940.9552 | N/A | N/A | 134.5048 |  | 351 | 1 | -1040 | 170 | 0 | 0 | 10 | 0
| RE-WtrHt-FuelSub-SmlStrg-HP-lte6kW-rep50G-MD-3p31UEF-50g | SFm | Ex | CZ16 | Any | 352 | SWWH025I | 1 | 10 | 2021 | natural gas | electricity | NR |  |  |  |  | -2120 |  | 236 |  | -2120 | 236 | 0 | 0 |  | 0 | 0 |  | TRUE | 10 | 0 | 0 | TRUE | 2021+10 | 2031+00 | TRUE | TRUE | FALSE | FALSE | -2120 | 236 | TRUE | TRUE | FALSE | FALSE | 0 | 0 | TRUE | TRUE | TRUE | -2120 | 236 | 0 | 0 | -21200 | 2360 | 0 | 0 | 3465.8282 | 100000 | #N/A | 100000 | 0.034658 | 1 | #N/A | 0 | 0.00018393 | 0.005307 | #N/A | 0.005307 |  | 352 | 162.5244 | PASS | 8.6252 | PASS | Eligible | -3.8994 | 12.5246 | 352 | 16.3644 | kWh | 4794.7378 | N/A | N/A | 163.6444 |  | 352 | 1 | -2120 | 236 | 0 | 0 | 10 | 0
| RE-WtrHt-FuelSub-SmlStrg-HP-lte6kW-rep50G-MD-3p31UEF-50g | MFm | Ex | CZ01 | Any | 353 | SWWH025I | 1 | 10 | 2021 | natural gas | electricity | NR |  |  |  |  | -1230 |  | 195 |  | -1230 | 195 | 0 | 0 |  | 0 | 0 |  | TRUE | 10 | 0 | 0 | TRUE | 2021+10 | 2031+00 | TRUE | TRUE | FALSE | FALSE | -1230 | 195 | TRUE | TRUE | FALSE | FALSE | 0 | 0 | TRUE | TRUE | TRUE | -1230 | 195 | 0 | 0 | -12300 | 1950 | 0 | 0 | 3465.8282 | 100000 | #N/A | 100000 | 0.034658 | 1 | #N/A | 0 | 0.00018393 | 0.005307 | #N/A | 0.005307 |  | 353 | 152.3703 | PASS | 8.0863 | PASS | Eligible | -2.2624 | 10.3487 | 353 | 15.302 | kWh | 4483.4486 | N/A | N/A | 153.0201 |  | 353 | 1 | -1230 | 195 | 0 | 0 | 10 | 0
| RE-WtrHt-FuelSub-SmlStrg-HP-lte6kW-rep50G-MD-3p31UEF-50g | MFm | Ex | CZ02 | Any | 354 | SWWH025I | 1 | 10 | 2021 | natural gas | electricity | NR |  |  |  |  | -1140 |  | 185 |  | -1140 | 185 | 0 | 0 |  | 0 | 0 |  | TRUE | 10 | 0 | 0 | TRUE | 2021+10 | 2031+00 | TRUE | TRUE | FALSE | FALSE | -1140 | 185 | TRUE | TRUE | FALSE | FALSE | 0 | 0 | TRUE | TRUE | TRUE | -1140 | 185 | 0 | 0 | -11400 | 1850 | 0 | 0 | 3465.8282 | 100000 | #N/A | 100000 | 0.034658 | 1 | #N/A | 0 | 0.00018393 | 0.005307 | #N/A | 0.005307 |  | 354 | 145.4896 | PASS | 7.7212 | PASS | Eligible | -2.0968 | 9.818 | 354 | 14.6092 | kWh | 4280.4512 | N/A | N/A | 146.0918 |  | 354 | 1 | -1140 | 185 | 0 | 0 | 10 | 0
| RE-WtrHt-FuelSub-SmlStrg-HP-lte6kW-rep50G-MD-3p31UEF-50g | MFm | Ex | CZ03 | Any | 355 | SWWH025I | 1 | 10 | 2021 | natural gas | electricity | NR |  |  |  |  | -1130 |  | 184 |  | -1130 | 184 | 0 | 0 |  | 0 | 0 |  | TRUE | 10 | 0 | 0 | TRUE | 2021+10 | 2031+00 | TRUE | TRUE | FALSE | FALSE | -1130 | 184 | TRUE | TRUE | FALSE | FALSE | 0 | 0 | TRUE | TRUE | TRUE | -1130 | 184 | 0 | 0 | -11300 | 1840 | 0 | 0 | 3465.8282 | 100000 | #N/A | 100000 | 0.034658 | 1 | #N/A | 0 | 0.00018393 | 0.005307 | #N/A | 0.005307 |  | 355 | 144.8361 | PASS | 7.6865 | PASS | Eligible | -2.0784 | 9.7649 | 355 | 14.5433 | kWh | 4261.1515 | N/A | N/A | 145.4331 |  | 355 | 1 | -1130 | 184 | 0 | 0 | 10 | 0
| RE-WtrHt-FuelSub-SmlStrg-HP-lte6kW-rep50G-MD-3p31UEF-50g | MFm | Ex | CZ04 | Any | 356 | SWWH025I | 1 | 10 | 2021 | natural gas | electricity | NR |  |  |  |  | -1100 |  | 180 |  | -1100 | 180 | 0 | 0 |  | 0 | 0 |  | TRUE | 10 | 0 | 0 | TRUE | 2021+10 | 2031+00 | TRUE | TRUE | FALSE | FALSE | -1100 | 180 | TRUE | TRUE | FALSE | FALSE | 0 | 0 | TRUE | TRUE | TRUE | -1100 | 180 | 0 | 0 | -11000 | 1800 | 0 | 0 | 3465.8282 | 100000 | #N/A | 100000 | 0.034658 | 1 | #N/A | 0 | 0.00018393 | 0.005307 | #N/A | 0.005307 |  | 356 | 141.8759 | PASS | 7.5294 | PASS | Eligible | -2.0233 | 9.5527 | 356 | 14.2457 | kWh | 4173.9525 | N/A | N/A | 142.457 |  | 356 | 1 | -1100 | 180 | 0 | 0 | 10 | 0
| RE-WtrHt-FuelSub-SmlStrg-HP-lte6kW-rep50G-MD-3p31UEF-50g | MFm | Ex | CZ05 | Any | 357 | SWWH025I | 1 | 10 | 2021 | natural gas | electricity | NR |  |  |  |  | -1140 |  | 186 |  | -1140 | 186 | 0 | 0 |  | 0 | 0 |  | TRUE | 10 | 0 | 0 | TRUE | 2021+10 | 2031+00 | TRUE | TRUE | FALSE | FALSE | -1140 | 186 | TRUE | TRUE | FALSE | FALSE | 0 | 0 | TRUE | TRUE | TRUE | -1140 | 186 | 0 | 0 | -11400 | 1860 | 0 | 0 | 3465.8282 | 100000 | #N/A | 100000 | 0.034658 | 1 | #N/A | 0 | 0.00018393 | 0.005307 | #N/A | 0.005307 |  | 357 | 146.4896 | PASS | 7.7743 | PASS | Eligible | -2.0968 | 9.8711 | 357 | 14.7092 | kWh | 4309.751 | N/A | N/A | 147.0918 |  | 357 | 1 | -1140 | 186 | 0 | 0 | 10 | 0
| RE-WtrHt-FuelSub-SmlStrg-HP-lte6kW-rep50G-MD-3p31UEF-50g | MFm | Ex | CZ06 | Any | 358 | SWWH025I | 1 | 10 | 2021 | natural gas | electricity | NR |  |  |  |  | -1060 |  | 176 |  | -1060 | 176 | 0 | 0 |  | 0 | 0 |  | TRUE | 10 | 0 | 0 | TRUE | 2021+10 | 2031+00 | TRUE | TRUE | FALSE | FALSE | -1060 | 176 | TRUE | TRUE | FALSE | FALSE | 0 | 0 | TRUE | TRUE | TRUE | -1060 | 176 | 0 | 0 | -10600 | 1760 | 0 | 0 | 3465.8282 | 100000 | #N/A | 100000 | 0.034658 | 1 | #N/A | 0 | 0.00018393 | 0.005307 | #N/A | 0.005307 |  | 358 | 139.2622 | PASS | 7.3907 | PASS | Eligible | -1.9497 | 9.3404 | 358 | 13.9822 | kWh | 4096.7536 | N/A | N/A | 139.8222 |  | 358 | 1 | -1060 | 176 | 0 | 0 | 10 | 0
| RE-WtrHt-FuelSub-SmlStrg-HP-lte6kW-rep50G-MD-3p31UEF-50g | MFm | Ex | CZ07 | Any | 359 | SWWH025I | 1 | 10 | 2021 | natural gas | electricity | NR |  |  |  |  | -1040 |  | 174 |  | -1040 | 174 | 0 | 0 |  | 0 | 0 |  | TRUE | 10 | 0 | 0 | TRUE | 2021+10 | 2031+00 | TRUE | TRUE | FALSE | FALSE | -1040 | 174 | TRUE | TRUE | FALSE | FALSE | 0 | 0 | TRUE | TRUE | TRUE | -1040 | 174 | 0 | 0 | -10400 | 1740 | 0 | 0 | 3465.8282 | 100000 | #N/A | 100000 | 0.034658 | 1 | #N/A | 0 | 0.00018393 | 0.005307 | #N/A | 0.005307 |  | 359 | 137.9554 | PASS | 7.3213 | PASS | Eligible | -1.9129 | 9.2342 | 359 | 13.8505 | kWh | 4058.1541 | N/A | N/A | 138.5048 |  | 359 | 1 | -1040 | 174 | 0 | 0 | 10 | 0
| RE-WtrHt-FuelSub-SmlStrg-HP-lte6kW-rep50G-MD-3p31UEF-50g | MFm | Ex | CZ08 | Any | 360 | SWWH025I | 1 | 10 | 2021 | natural gas | electricity | NR |  |  |  |  | -1030 |  | 172 |  | -1030 | 172 | 0 | 0 |  | 0 | 0 |  | TRUE | 10 | 0 | 0 | TRUE | 2021+10 | 2031+00 | TRUE | TRUE | FALSE | FALSE | -1030 | 172 | TRUE | TRUE | FALSE | FALSE | 0 | 0 | TRUE | TRUE | TRUE | -1030 | 172 | 0 | 0 | -10300 | 1720 | 0 | 0 | 3465.8282 | 100000 | #N/A | 100000 | 0.034658 | 1 | #N/A | 0 | 0.00018393 | 0.005307 | #N/A | 0.005307 |  | 360 | 136.302 | PASS | 7.2336 | PASS | Eligible | -1.8945 | 9.1281 | 360 | 13.6846 | kWh | 4009.5546 | N/A | N/A | 136.8461 |  | 360 | 1 | -1030 | 172 | 0 | 0 | 10 | 0
| RE-WtrHt-FuelSub-SmlStrg-HP-lte6kW-rep50G-MD-3p31UEF-50g | MFm | Ex | CZ09 | Any | 361 | SWWH025I | 1 | 10 | 2021 | natural gas | electricity | NR |  |  |  |  | -1030 |  | 172 |  | -1030 | 172 | 0 | 0 |  | 0 | 0 |  | TRUE | 10 | 0 | 0 | TRUE | 2021+10 | 2031+00 | TRUE | TRUE | FALSE | FALSE | -1030 | 172 | TRUE | TRUE | FALSE | FALSE | 0 | 0 | TRUE | TRUE | TRUE | -1030 | 172 | 0 | 0 | -10300 | 1720 | 0 | 0 | 3465.8282 | 100000 | #N/A | 100000 | 0.034658 | 1 | #N/A | 0 | 0.00018393 | 0.005307 | #N/A | 0.005307 |  | 361 | 136.302 | PASS | 7.2336 | PASS | Eligible | -1.8945 | 9.1281 | 361 | 13.6846 | kWh | 4009.5546 | N/A | N/A | 136.8461 |  | 361 | 1 | -1030 | 172 | 0 | 0 | 10 | 0
| RE-WtrHt-FuelSub-SmlStrg-HP-lte6kW-rep50G-MD-3p31UEF-50g | MFm | Ex | CZ10 | Any | 362 | SWWH025I | 1 | 10 | 2021 | natural gas | electricity | NR |  |  |  |  | -1030 |  | 172 |  | -1030 | 172 | 0 | 0 |  | 0 | 0 |  | TRUE | 10 | 0 | 0 | TRUE | 2021+10 | 2031+00 | TRUE | TRUE | FALSE | FALSE | -1030 | 172 | TRUE | TRUE | FALSE | FALSE | 0 | 0 | TRUE | TRUE | TRUE | -1030 | 172 | 0 | 0 | -10300 | 1720 | 0 | 0 | 3465.8282 | 100000 | #N/A | 100000 | 0.034658 | 1 | #N/A | 0 | 0.00018393 | 0.005307 | #N/A | 0.005307 |  | 362 | 136.302 | PASS | 7.2336 | PASS | Eligible | -1.8945 | 9.1281 | 362 | 13.6846 | kWh | 4009.5546 | N/A | N/A | 136.8461 |  | 362 | 1 | -1030 | 172 | 0 | 0 | 10 | 0
| RE-WtrHt-FuelSub-SmlStrg-HP-lte6kW-rep50G-MD-3p31UEF-50g | MFm | Ex | CZ11 | Any | 363 | SWWH025I | 1 | 10 | 2021 | natural gas | electricity | NR |  |  |  |  | -1060 |  | 174 |  | -1060 | 174 | 0 | 0 |  | 0 | 0 |  | TRUE | 10 | 0 | 0 | TRUE | 2021+10 | 2031+00 | TRUE | TRUE | FALSE | FALSE | -1060 | 174 | TRUE | TRUE | FALSE | FALSE | 0 | 0 | TRUE | TRUE | TRUE | -1060 | 174 | 0 | 0 | -10600 | 1740 | 0 | 0 | 3465.8282 | 100000 | #N/A | 100000 | 0.034658 | 1 | #N/A | 0 | 0.00018393 | 0.005307 | #N/A | 0.005307 |  | 363 | 137.2622 | PASS | 7.2846 | PASS | Eligible | -1.9497 | 9.2342 | 363 | 13.7822 | kWh | 4038.1541 | N/A | N/A | 137.8222 |  | 363 | 1 | -1060 | 174 | 0 | 0 | 10 | 0
| RE-WtrHt-FuelSub-SmlStrg-HP-lte6kW-rep50G-MD-3p31UEF-50g | MFm | Ex | CZ12 | Any | 364 | SWWH025I | 1 | 10 | 2021 | natural gas | electricity | NR |  |  |  |  | -1090 |  | 178 |  | -1090 | 178 | 0 | 0 |  | 0 | 0 |  | TRUE | 10 | 0 | 0 | TRUE | 2021+10 | 2031+00 | TRUE | TRUE | FALSE | FALSE | -1090 | 178 | TRUE | TRUE | FALSE | FALSE | 0 | 0 | TRUE | TRUE | TRUE | -1090 | 178 | 0 | 0 | -10900 | 1780 | 0 | 0 | 3465.8282 | 100000 | #N/A | 100000 | 0.034658 | 1 | #N/A | 0 | 0.00018393 | 0.005307 | #N/A | 0.005307 |  | 364 | 140.2225 | PASS | 7.4417 | PASS | Eligible | -2.0049 | 9.4465 | 364 | 14.0798 | kWh | 4125.3531 | N/A | N/A | 140.7983 |  | 364 | 1 | -1090 | 178 | 0 | 0 | 10 | 0
| RE-WtrHt-FuelSub-SmlStrg-HP-lte6kW-rep50G-MD-3p31UEF-50g | MFm | Ex | CZ13 | Any | 365 | SWWH025I | 1 | 10 | 2021 | natural gas | electricity | NR |  |  |  |  | -1040 |  | 173 |  | -1040 | 173 | 0 | 0 |  | 0 | 0 |  | TRUE | 10 | 0 | 0 | TRUE | 2021+10 | 2031+00 | TRUE | TRUE | FALSE | FALSE | -1040 | 173 | TRUE | TRUE | FALSE | FALSE | 0 | 0 | TRUE | TRUE | TRUE | -1040 | 173 | 0 | 0 | -10400 | 1730 | 0 | 0 | 3465.8282 | 100000 | #N/A | 100000 | 0.034658 | 1 | #N/A | 0 | 0.00018393 | 0.005307 | #N/A | 0.005307 |  | 365 | 136.9554 | PASS | 7.2683 | PASS | Eligible | -1.9129 | 9.1812 | 365 | 13.7505 | kWh | 4028.8544 | N/A | N/A | 137.5048 |  | 365 | 1 | -1040 | 173 | 0 | 0 | 10 | 0
| RE-WtrHt-FuelSub-SmlStrg-HP-lte6kW-rep50G-MD-3p31UEF-50g | MFm | Ex | CZ14 | Any | 366 | SWWH025I | 1 | 10 | 2021 | natural gas | electricity | NR |  |  |  |  | -1060 |  | 175 |  | -1060 | 175 | 0 | 0 |  | 0 | 0 |  | TRUE | 10 | 0 | 0 | TRUE | 2021+10 | 2031+00 | TRUE | TRUE | FALSE | FALSE | -1060 | 175 | TRUE | TRUE | FALSE | FALSE | 0 | 0 | TRUE | TRUE | TRUE | -1060 | 175 | 0 | 0 | -10600 | 1750 | 0 | 0 | 3465.8282 | 100000 | #N/A | 100000 | 0.034658 | 1 | #N/A | 0 | 0.00018393 | 0.005307 | #N/A | 0.005307 |  | 366 | 138.2622 | PASS | 7.3376 | PASS | Eligible | -1.9497 | 9.2873 | 366 | 13.8822 | kWh | 4067.4539 | N/A | N/A | 138.8222 |  | 366 | 1 | -1060 | 175 | 0 | 0 | 10 | 0
| RE-WtrHt-FuelSub-SmlStrg-HP-lte6kW-rep50G-MD-3p31UEF-50g | MFm | Ex | CZ15 | Any | 367 | SWWH025I | 1 | 10 | 2021 | natural gas | electricity | NR |  |  |  |  | -867 |  | 152 |  | -867 | 152 | 0 | 0 |  | 0 | 0 |  | TRUE | 10 | 0 | 0 | TRUE | 2021+10 | 2031+00 | TRUE | TRUE | FALSE | FALSE | -867 | 152 | TRUE | TRUE | FALSE | FALSE | 0 | 0 | TRUE | TRUE | TRUE | -867 | 152 | 0 | 0 | -8670 | 1520 | 0 | 0 | 3465.8282 | 100000 | #N/A | 100000 | 0.034658 | 1 | #N/A | 0 | 0.00018393 | 0.005307 | #N/A | 0.005307 |  | 367 | 121.9513 | PASS | 6.472 | PASS | Eligible | -1.5947 | 8.0667 | 367 | 12.2409 | kWh | 3586.5599 | N/A | N/A | 122.4093 |  | 367 | 1 | -867 | 152 | 0 | 0 | 10 | 0
| RE-WtrHt-FuelSub-SmlStrg-HP-lte6kW-rep50G-MD-3p31UEF-50g | MFm | Ex | CZ16 | Any | 368 | SWWH025I | 1 | 10 | 2021 | natural gas | electricity | NR |  |  |  |  | -1230 |  | 194 |  | -1230 | 194 | 0 | 0 |  | 0 | 0 |  | TRUE | 10 | 0 | 0 | TRUE | 2021+10 | 2031+00 | TRUE | TRUE | FALSE | FALSE | -1230 | 194 | TRUE | TRUE | FALSE | FALSE | 0 | 0 | TRUE | TRUE | TRUE | -1230 | 194 | 0 | 0 | -12300 | 1940 | 0 | 0 | 3465.8282 | 100000 | #N/A | 100000 | 0.034658 | 1 | #N/A | 0 | 0.00018393 | 0.005307 | #N/A | 0.005307 |  | 368 | 151.3703 | PASS | 8.0333 | PASS | Eligible | -2.2624 | 10.2957 | 368 | 15.202 | kWh | 4454.1488 | N/A | N/A | 152.0201 |  | 368 | 1 | -1230 | 194 | 0 | 0 | 10 | 0
| RE-WtrHt-FuelSub-SmlStrg-HP-lte6kW-rep50G-MD-3p31UEF-50g | DMo | Ex | CZ01 | Any | 369 | SWWH025I | 1 | 10 | 2021 | natural gas | electricity | NR |  |  |  |  | -1760 |  | 217 |  | -1760 | 217 | 0 | 0 |  | 0 | 0 |  | TRUE | 10 | 0 | 0 | TRUE | 2021+10 | 2031+00 | TRUE | TRUE | FALSE | FALSE | -1760 | 217 | TRUE | TRUE | FALSE | FALSE | 0 | 0 | TRUE | TRUE | TRUE | -1760 | 217 | 0 | 0 | -17600 | 2170 | 0 | 0 | 3465.8282 | 100000 | #N/A | 100000 | 0.034658 | 1 | #N/A | 0 | 0.00018393 | 0.005307 | #N/A | 0.005307 |  | 369 | 156.0014 | PASS | 8.2791 | PASS | Eligible | -3.2372 | 11.5163 | 369 | 15.6931 | kWh | 4598.0428 | N/A | N/A | 156.9312 |  | 369 | 1 | -1760 | 217 | 0 | 0 | 10 | 0
| RE-WtrHt-FuelSub-SmlStrg-HP-lte6kW-rep50G-MD-3p31UEF-50g | DMo | Ex | CZ02 | Any | 370 | SWWH025I | 1 | 10 | 2021 | natural gas | electricity | NR |  |  |  |  | -1540 |  | 202 |  | -1540 | 202 | 0 | 0 |  | 0 | 0 |  | TRUE | 10 | 0 | 0 | TRUE | 2021+10 | 2031+00 | TRUE | TRUE | FALSE | FALSE | -1540 | 202 | TRUE | TRUE | FALSE | FALSE | 0 | 0 | TRUE | TRUE | TRUE | -1540 | 202 | 0 | 0 | -15400 | 2020 | 0 | 0 | 3465.8282 | 100000 | #N/A | 100000 | 0.034658 | 1 | #N/A | 0 | 0.00018393 | 0.005307 | #N/A | 0.005307 |  | 370 | 148.6262 | PASS | 7.8876 | PASS | Eligible | -2.8326 | 10.7202 | 370 | 14.944 | kWh | 4378.5467 | N/A | N/A | 149.4398 |  | 370 | 1 | -1540 | 202 | 0 | 0 | 10 | 0
| RE-WtrHt-FuelSub-SmlStrg-HP-lte6kW-rep50G-MD-3p31UEF-50g | DMo | Ex | CZ03 | Any | 371 | SWWH025I | 1 | 10 | 2021 | natural gas | electricity | NR |  |  |  |  | -1490 |  | 202 |  | -1490 | 202 | 0 | 0 |  | 0 | 0 |  | TRUE | 10 | 0 | 0 | TRUE | 2021+10 | 2031+00 | TRUE | TRUE | FALSE | FALSE | -1490 | 202 | TRUE | TRUE | FALSE | FALSE | 0 | 0 | TRUE | TRUE | TRUE | -1490 | 202 | 0 | 0 | -14900 | 2020 | 0 | 0 | 3465.8282 | 100000 | #N/A | 100000 | 0.034658 | 1 | #N/A | 0 | 0.00018393 | 0.005307 | #N/A | 0.005307 |  | 371 | 150.3592 | PASS | 7.9796 | PASS | Eligible | -2.7406 | 10.7202 | 371 | 15.1146 | kWh | 4428.5467 | N/A | N/A | 151.1463 |  | 371 | 1 | -1490 | 202 | 0 | 0 | 10 | 0
| RE-WtrHt-FuelSub-SmlStrg-HP-lte6kW-rep50G-MD-3p31UEF-50g | DMo | Ex | CZ04 | Any | 372 | SWWH025I | 1 | 10 | 2021 | natural gas | electricity | NR |  |  |  |  | -1430 |  | 196 |  | -1430 | 196 | 0 | 0 |  | 0 | 0 |  | TRUE | 10 | 0 | 0 | TRUE | 2021+10 | 2031+00 | TRUE | TRUE | FALSE | FALSE | -1430 | 196 | TRUE | TRUE | FALSE | FALSE | 0 | 0 | TRUE | TRUE | TRUE | -1430 | 196 | 0 | 0 | -14300 | 1960 | 0 | 0 | 3465.8282 | 100000 | #N/A | 100000 | 0.034658 | 1 | #N/A | 0 | 0.00018393 | 0.005307 | #N/A | 0.005307 |  | 372 | 146.4387 | PASS | 7.7716 | PASS | Eligible | -2.6302 | 10.4018 | 372 | 14.7194 | kWh | 4312.7483 | N/A | N/A | 147.1941 |  | 372 | 1 | -1430 | 196 | 0 | 0 | 10 | 0
| RE-WtrHt-FuelSub-SmlStrg-HP-lte6kW-rep50G-MD-3p31UEF-50g | DMo | Ex | CZ05 | Any | 373 | SWWH025I | 1 | 10 | 2021 | natural gas | electricity | NR |  |  |  |  | -1550 |  | 205 |  | -1550 | 205 | 0 | 0 |  | 0 | 0 |  | TRUE | 10 | 0 | 0 | TRUE | 2021+10 | 2031+00 | TRUE | TRUE | FALSE | FALSE | -1550 | 205 | TRUE | TRUE | FALSE | FALSE | 0 | 0 | TRUE | TRUE | TRUE | -1550 | 205 | 0 | 0 | -15500 | 2050 | 0 | 0 | 3465.8282 | 100000 | #N/A | 100000 | 0.034658 | 1 | #N/A | 0 | 0.00018393 | 0.005307 | #N/A | 0.005307 |  | 373 | 151.2797 | PASS | 8.0285 | PASS | Eligible | -2.851 | 10.8794 | 373 | 15.2098 | kWh | 4456.4459 | N/A | N/A | 152.0985 |  | 373 | 1 | -1550 | 205 | 0 | 0 | 10 | 0
| RE-WtrHt-FuelSub-SmlStrg-HP-lte6kW-rep50G-MD-3p31UEF-50g | DMo | Ex | CZ06 | Any | 374 | SWWH025I | 1 | 10 | 2021 | natural gas | electricity | NR |  |  |  |  | -1310 |  | 190 |  | -1310 | 190 | 0 | 0 |  | 0 | 0 |  | TRUE | 10 | 0 | 0 | TRUE | 2021+10 | 2031+00 | TRUE | TRUE | FALSE | FALSE | -1310 | 190 | TRUE | TRUE | FALSE | FALSE | 0 | 0 | TRUE | TRUE | TRUE | -1310 | 190 | 0 | 0 | -13100 | 1900 | 0 | 0 | 3465.8282 | 100000 | #N/A | 100000 | 0.034658 | 1 | #N/A | 0 | 0.00018393 | 0.005307 | #N/A | 0.005307 |  | 374 | 144.5977 | PASS | 7.6739 | PASS | Eligible | -2.4095 | 10.0834 | 374 | 14.529 | kWh | 4256.9499 | N/A | N/A | 145.2897 |  | 374 | 1 | -1310 | 190 | 0 | 0 | 10 | 0
| RE-WtrHt-FuelSub-SmlStrg-HP-lte6kW-rep50G-MD-3p31UEF-50g | DMo | Ex | CZ07 | Any | 375 | SWWH025I | 1 | 10 | 2021 | natural gas | electricity | NR |  |  |  |  | -1270 |  | 188 |  | -1270 | 188 | 0 | 0 |  | 0 | 0 |  | TRUE | 10 | 0 | 0 | TRUE | 2021+10 | 2031+00 | TRUE | TRUE | FALSE | FALSE | -1270 | 188 | TRUE | TRUE | FALSE | FALSE | 0 | 0 | TRUE | TRUE | TRUE | -1270 | 188 | 0 | 0 | -12700 | 1880 | 0 | 0 | 3465.8282 | 100000 | #N/A | 100000 | 0.034658 | 1 | #N/A | 0 | 0.00018393 | 0.005307 | #N/A | 0.005307 |  | 375 | 143.984 | PASS | 7.6413 | PASS | Eligible | -2.3359 | 9.9772 | 375 | 14.4655 | kWh | 4238.3504 | N/A | N/A | 144.6549 |  | 375 | 1 | -1270 | 188 | 0 | 0 | 10 | 0
| RE-WtrHt-FuelSub-SmlStrg-HP-lte6kW-rep50G-MD-3p31UEF-50g | DMo | Ex | CZ08 | Any | 376 | SWWH025I | 1 | 10 | 2021 | natural gas | electricity | NR |  |  |  |  | -1250 |  | 185 |  | -1250 | 185 | 0 | 0 |  | 0 | 0 |  | TRUE | 10 | 0 | 0 | TRUE | 2021+10 | 2031+00 | TRUE | TRUE | FALSE | FALSE | -1250 | 185 | TRUE | TRUE | FALSE | FALSE | 0 | 0 | TRUE | TRUE | TRUE | -1250 | 185 | 0 | 0 | -12500 | 1850 | 0 | 0 | 3465.8282 | 100000 | #N/A | 100000 | 0.034658 | 1 | #N/A | 0 | 0.00018393 | 0.005307 | #N/A | 0.005307 |  | 376 | 141.6771 | PASS | 7.5189 | PASS | Eligible | -2.2992 | 9.818 | 376 | 14.2338 | kWh | 4170.4512 | N/A | N/A | 142.3375 |  | 376 | 1 | -1250 | 185 | 0 | 0 | 10 | 0
| RE-WtrHt-FuelSub-SmlStrg-HP-lte6kW-rep50G-MD-3p31UEF-50g | DMo | Ex | CZ09 | Any | 377 | SWWH025I | 1 | 10 | 2021 | natural gas | electricity | NR |  |  |  |  | -1260 |  | 185 |  | -1260 | 185 | 0 | 0 |  | 0 | 0 |  | TRUE | 10 | 0 | 0 | TRUE | 2021+10 | 2031+00 | TRUE | TRUE | FALSE | FALSE | -1260 | 185 | TRUE | TRUE | FALSE | FALSE | 0 | 0 | TRUE | TRUE | TRUE | -1260 | 185 | 0 | 0 | -12600 | 1850 | 0 | 0 | 3465.8282 | 100000 | #N/A | 100000 | 0.034658 | 1 | #N/A | 0 | 0.00018393 | 0.005307 | #N/A | 0.005307 |  | 377 | 141.3306 | PASS | 7.5005 | PASS | Eligible | -2.3176 | 9.818 | 377 | 14.1996 | kWh | 4160.4512 | N/A | N/A | 141.9962 |  | 377 | 1 | -1260 | 185 | 0 | 0 | 10 | 0
| RE-WtrHt-FuelSub-SmlStrg-HP-lte6kW-rep50G-MD-3p31UEF-50g | DMo | Ex | CZ10 | Any | 378 | SWWH025I | 1 | 10 | 2021 | natural gas | electricity | NR |  |  |  |  | -1260 |  | 184 |  | -1260 | 184 | 0 | 0 |  | 0 | 0 |  | TRUE | 10 | 0 | 0 | TRUE | 2021+10 | 2031+00 | TRUE | TRUE | FALSE | FALSE | -1260 | 184 | TRUE | TRUE | FALSE | FALSE | 0 | 0 | TRUE | TRUE | TRUE | -1260 | 184 | 0 | 0 | -12600 | 1840 | 0 | 0 | 3465.8282 | 100000 | #N/A | 100000 | 0.034658 | 1 | #N/A | 0 | 0.00018393 | 0.005307 | #N/A | 0.005307 |  | 378 | 140.3306 | PASS | 7.4474 | PASS | Eligible | -2.3176 | 9.7649 | 378 | 14.0996 | kWh | 4131.1515 | N/A | N/A | 140.9962 |  | 378 | 1 | -1260 | 184 | 0 | 0 | 10 | 0
| RE-WtrHt-FuelSub-SmlStrg-HP-lte6kW-rep50G-MD-3p31UEF-50g | DMo | Ex | CZ11 | Any | 379 | SWWH025I | 1 | 10 | 2021 | natural gas | electricity | NR |  |  |  |  | -1370 |  | 187 |  | -1370 | 187 | 0 | 0 |  | 0 | 0 |  | TRUE | 10 | 0 | 0 | TRUE | 2021+10 | 2031+00 | TRUE | TRUE | FALSE | FALSE | -1370 | 187 | TRUE | TRUE | FALSE | FALSE | 0 | 0 | TRUE | TRUE | TRUE | -1370 | 187 | 0 | 0 | -13700 | 1870 | 0 | 0 | 3465.8282 | 100000 | #N/A | 100000 | 0.034658 | 1 | #N/A | 0 | 0.00018393 | 0.005307 | #N/A | 0.005307 |  | 379 | 139.5182 | PASS | 7.4043 | PASS | Eligible | -2.5199 | 9.9242 | 379 | 14.0242 | kWh | 4109.0507 | N/A | N/A | 140.2419 |  | 379 | 1 | -1370 | 187 | 0 | 0 | 10 | 0
| RE-WtrHt-FuelSub-SmlStrg-HP-lte6kW-rep50G-MD-3p31UEF-50g | DMo | Ex | CZ12 | Any | 380 | SWWH025I | 1 | 10 | 2021 | natural gas | electricity | NR |  |  |  |  | -1410 |  | 193 |  | -1410 | 193 | 0 | 0 |  | 0 | 0 |  | TRUE | 10 | 0 | 0 | TRUE | 2021+10 | 2031+00 | TRUE | TRUE | FALSE | FALSE | -1410 | 193 | TRUE | TRUE | FALSE | FALSE | 0 | 0 | TRUE | TRUE | TRUE | -1410 | 193 | 0 | 0 | -14100 | 1930 | 0 | 0 | 3465.8282 | 100000 | #N/A | 100000 | 0.034658 | 1 | #N/A | 0 | 0.00018393 | 0.005307 | #N/A | 0.005307 |  | 380 | 144.1318 | PASS | 7.6491 | PASS | Eligible | -2.5935 | 10.2426 | 380 | 14.4877 | kWh | 4244.8491 | N/A | N/A | 144.8767 |  | 380 | 1 | -1410 | 193 | 0 | 0 | 10 | 0
| RE-WtrHt-FuelSub-SmlStrg-HP-lte6kW-rep50G-MD-3p31UEF-50g | DMo | Ex | CZ13 | Any | 381 | SWWH025I | 1 | 10 | 2021 | natural gas | electricity | NR |  |  |  |  | -1320 |  | 185 |  | -1320 | 185 | 0 | 0 |  | 0 | 0 |  | TRUE | 10 | 0 | 0 | TRUE | 2021+10 | 2031+00 | TRUE | TRUE | FALSE | FALSE | -1320 | 185 | TRUE | TRUE | FALSE | FALSE | 0 | 0 | TRUE | TRUE | TRUE | -1320 | 185 | 0 | 0 | -13200 | 1850 | 0 | 0 | 3465.8282 | 100000 | #N/A | 100000 | 0.034658 | 1 | #N/A | 0 | 0.00018393 | 0.005307 | #N/A | 0.005307 |  | 381 | 139.2511 | PASS | 7.3901 | PASS | Eligible | -2.4279 | 9.818 | 381 | 13.9948 | kWh | 4100.4512 | N/A | N/A | 139.9484 |  | 381 | 1 | -1320 | 185 | 0 | 0 | 10 | 0
| RE-WtrHt-FuelSub-SmlStrg-HP-lte6kW-rep50G-MD-3p31UEF-50g | DMo | Ex | CZ14 | Any | 382 | SWWH025I | 1 | 10 | 2021 | natural gas | electricity | NR |  |  |  |  | -1440 |  | 188 |  | -1440 | 188 | 0 | 0 |  | 0 | 0 |  | TRUE | 10 | 0 | 0 | TRUE | 2021+10 | 2031+00 | TRUE | TRUE | FALSE | FALSE | -1440 | 188 | TRUE | TRUE | FALSE | FALSE | 0 | 0 | TRUE | TRUE | TRUE | -1440 | 188 | 0 | 0 | -14400 | 1880 | 0 | 0 | 3465.8282 | 100000 | #N/A | 100000 | 0.034658 | 1 | #N/A | 0 | 0.00018393 | 0.005307 | #N/A | 0.005307 |  | 382 | 138.0921 | PASS | 7.3286 | PASS | Eligible | -2.6486 | 9.9772 | 382 | 13.8853 | kWh | 4068.3504 | N/A | N/A | 138.8528 |  | 382 | 1 | -1440 | 188 | 0 | 0 | 10 | 0
| RE-WtrHt-FuelSub-SmlStrg-HP-lte6kW-rep50G-MD-3p31UEF-50g | DMo | Ex | CZ15 | Any | 383 | SWWH025I | 1 | 10 | 2021 | natural gas | electricity | NR |  |  |  |  | -958 |  | 156 |  | -958 | 156 | 0 | 0 |  | 0 | 0 |  | TRUE | 10 | 0 | 0 | TRUE | 2021+10 | 2031+00 | TRUE | TRUE | FALSE | FALSE | -958 | 156 | TRUE | TRUE | FALSE | FALSE | 0 | 0 | TRUE | TRUE | TRUE | -958 | 156 | 0 | 0 | -9580 | 1560 | 0 | 0 | 3465.8282 | 100000 | #N/A | 100000 | 0.034658 | 1 | #N/A | 0 | 0.00018393 | 0.005307 | #N/A | 0.005307 |  | 383 | 122.7974 | PASS | 6.5169 | PASS | Eligible | -1.7621 | 8.279 | 383 | 12.3303 | kWh | 3612.7589 | N/A | N/A | 123.3035 |  | 383 | 1 | -958 | 156 | 0 | 0 | 10 | 0
| RE-WtrHt-FuelSub-SmlStrg-HP-lte6kW-rep50G-MD-3p31UEF-50g | DMo | Ex | CZ16 | Any | 384 | SWWH025I | 1 | 10 | 2021 | natural gas | electricity | NR |  |  |  |  | -2100 |  | 216 |  | -2100 | 216 | 0 | 0 |  | 0 | 0 |  | TRUE | 10 | 0 | 0 | TRUE | 2021+10 | 2031+00 | TRUE | TRUE | FALSE | FALSE | -2100 | 216 | TRUE | TRUE | FALSE | FALSE | 0 | 0 | TRUE | TRUE | TRUE | -2100 | 216 | 0 | 0 | -21000 | 2160 | 0 | 0 | 3465.8282 | 100000 | #N/A | 100000 | 0.034658 | 1 | #N/A | 0 | 0.00018393 | 0.005307 | #N/A | 0.005307 |  | 384 | 143.2176 | PASS | 7.6006 | PASS | Eligible | -3.8626 | 11.4632 | 384 | 14.4327 | kWh | 4228.743 | N/A | N/A | 144.327 |  | 384 | 1 | -2100 | 216 | 0 | 0 | 10 | 0
| RE-WtrHt-FuelSub-SmlStrg-HP-lte6kW-rep50G-HI-3.09UEF-50g | SFm | Ex | CZ01 | Any | 385 | SWWH025E | 1 | 10 | 2021 | natural gas | electricity | NR |  |  |  |  | -2030 |  | 205 |  | -2030 | 205 | 0 | 0 |  | 0 | 0 |  | TRUE | 10 | 0 | 0 | TRUE | 2021+10 | 2031+00 | TRUE | TRUE | FALSE | FALSE | -2030 | 205 | TRUE | TRUE | FALSE | FALSE | 0 | 0 | TRUE | TRUE | TRUE | -2030 | 205 | 0 | 0 | -20300 | 2050 | 0 | 0 | 3465.8282 | 100000 | #N/A | 100000 | 0.034658 | 1 | #N/A | 0 | 0.00018393 | 0.005307 | #N/A | 0.005307 |  | 385 | 134.6437 | PASS | 7.1456 | PASS | Eligible | -3.7338 | 10.8794 | 385 | 13.5716 | kWh | 3976.4459 | N/A | N/A | 135.7161 |  | 385 | 1 | -2030 | 205 | 0 | 0 | 10 | 0
| RE-WtrHt-FuelSub-SmlStrg-HP-lte6kW-rep50G-HI-3.09UEF-50g | SFm | Ex | CZ02 | Any | 386 | SWWH025E | 1 | 10 | 2021 | natural gas | electricity | NR |  |  |  |  | -1750 |  | 190 |  | -1750 | 190 | 0 | 0 |  | 0 | 0 |  | TRUE | 10 | 0 | 0 | TRUE | 2021+10 | 2031+00 | TRUE | TRUE | FALSE | FALSE | -1750 | 190 | TRUE | TRUE | FALSE | FALSE | 0 | 0 | TRUE | TRUE | TRUE | -1750 | 190 | 0 | 0 | -17500 | 1900 | 0 | 0 | 3465.8282 | 100000 | #N/A | 100000 | 0.034658 | 1 | #N/A | 0 | 0.00018393 | 0.005307 | #N/A | 0.005307 |  | 386 | 129.348 | PASS | 6.8645 | PASS | Eligible | -3.2188 | 10.0834 | 386 | 13.0273 | kWh | 3816.9499 | N/A | N/A | 130.2725 |  | 386 | 1 | -1750 | 190 | 0 | 0 | 10 | 0
| RE-WtrHt-FuelSub-SmlStrg-HP-lte6kW-rep50G-HI-3.09UEF-50g | SFm | Ex | CZ03 | Any | 387 | SWWH025E | 1 | 10 | 2021 | natural gas | electricity | NR |  |  |  |  | -1760 |  | 191 |  | -1760 | 191 | 0 | 0 |  | 0 | 0 |  | TRUE | 10 | 0 | 0 | TRUE | 2021+10 | 2031+00 | TRUE | TRUE | FALSE | FALSE | -1760 | 191 | TRUE | TRUE | FALSE | FALSE | 0 | 0 | TRUE | TRUE | TRUE | -1760 | 191 | 0 | 0 | -17600 | 1910 | 0 | 0 | 3465.8282 | 100000 | #N/A | 100000 | 0.034658 | 1 | #N/A | 0 | 0.00018393 | 0.005307 | #N/A | 0.005307 |  | 387 | 130.0014 | PASS | 6.8992 | PASS | Eligible | -3.2372 | 10.1364 | 387 | 13.0931 | kWh | 3836.2496 | N/A | N/A | 130.9312 |  | 387 | 1 | -1760 | 191 | 0 | 0 | 10 | 0
| RE-WtrHt-FuelSub-SmlStrg-HP-lte6kW-rep50G-HI-3.09UEF-50g | SFm | Ex | CZ04 | Any | 388 | SWWH025E | 1 | 10 | 2021 | natural gas | electricity | NR |  |  |  |  | -1660 |  | 185 |  | -1660 | 185 | 0 | 0 |  | 0 | 0 |  | TRUE | 10 | 0 | 0 | TRUE | 2021+10 | 2031+00 | TRUE | TRUE | FALSE | FALSE | -1660 | 185 | TRUE | TRUE | FALSE | FALSE | 0 | 0 | TRUE | TRUE | TRUE | -1660 | 185 | 0 | 0 | -16600 | 1850 | 0 | 0 | 3465.8282 | 100000 | #N/A | 100000 | 0.034658 | 1 | #N/A | 0 | 0.00018393 | 0.005307 | #N/A | 0.005307 |  | 388 | 127.4673 | PASS | 6.7647 | PASS | Eligible | -3.0533 | 9.818 | 388 | 12.8344 | kWh | 3760.4512 | N/A | N/A | 128.3442 |  | 388 | 1 | -1660 | 185 | 0 | 0 | 10 | 0
| RE-WtrHt-FuelSub-SmlStrg-HP-lte6kW-rep50G-HI-3.09UEF-50g | SFm | Ex | CZ05 | Any | 389 | SWWH025E | 1 | 10 | 2021 | natural gas | electricity | NR |  |  |  |  | -1790 |  | 194 |  | -1790 | 194 | 0 | 0 |  | 0 | 0 |  | TRUE | 10 | 0 | 0 | TRUE | 2021+10 | 2031+00 | TRUE | TRUE | FALSE | FALSE | -1790 | 194 | TRUE | TRUE | FALSE | FALSE | 0 | 0 | TRUE | TRUE | TRUE | -1790 | 194 | 0 | 0 | -17900 | 1940 | 0 | 0 | 3465.8282 | 100000 | #N/A | 100000 | 0.034658 | 1 | #N/A | 0 | 0.00018393 | 0.005307 | #N/A | 0.005307 |  | 389 | 131.9617 | PASS | 7.0033 | PASS | Eligible | -3.2924 | 10.2957 | 389 | 13.2907 | kWh | 3894.1488 | N/A | N/A | 132.9073 |  | 389 | 1 | -1790 | 194 | 0 | 0 | 10 | 0
| RE-WtrHt-FuelSub-SmlStrg-HP-lte6kW-rep50G-HI-3.09UEF-50g | SFm | Ex | CZ06 | Any | 390 | SWWH025E | 1 | 10 | 2021 | natural gas | electricity | NR |  |  |  |  | -1550 |  | 180 |  | -1550 | 180 | 0 | 0 |  | 0 | 0 |  | TRUE | 10 | 0 | 0 | TRUE | 2021+10 | 2031+00 | TRUE | TRUE | FALSE | FALSE | -1550 | 180 | TRUE | TRUE | FALSE | FALSE | 0 | 0 | TRUE | TRUE | TRUE | -1550 | 180 | 0 | 0 | -15500 | 1800 | 0 | 0 | 3465.8282 | 100000 | #N/A | 100000 | 0.034658 | 1 | #N/A | 0 | 0.00018393 | 0.005307 | #N/A | 0.005307 |  | 390 | 126.2797 | PASS | 6.7017 | PASS | Eligible | -2.851 | 9.5527 | 390 | 12.7098 | kWh | 3723.9525 | N/A | N/A | 127.0985 |  | 390 | 1 | -1550 | 180 | 0 | 0 | 10 | 0
| RE-WtrHt-FuelSub-SmlStrg-HP-lte6kW-rep50G-HI-3.09UEF-50g | SFm | Ex | CZ07 | Any | 391 | SWWH025E | 1 | 10 | 2021 | natural gas | electricity | NR |  |  |  |  | -1510 |  | 177 |  | -1510 | 177 | 0 | 0 |  | 0 | 0 |  | TRUE | 10 | 0 | 0 | TRUE | 2021+10 | 2031+00 | TRUE | TRUE | FALSE | FALSE | -1510 | 177 | TRUE | TRUE | FALSE | FALSE | 0 | 0 | TRUE | TRUE | TRUE | -1510 | 177 | 0 | 0 | -15100 | 1770 | 0 | 0 | 3465.8282 | 100000 | #N/A | 100000 | 0.034658 | 1 | #N/A | 0 | 0.00018393 | 0.005307 | #N/A | 0.005307 |  | 391 | 124.666 | PASS | 6.6161 | PASS | Eligible | -2.7774 | 9.3935 | 391 | 12.5464 | kWh | 3676.0533 | N/A | N/A | 125.4637 |  | 391 | 1 | -1510 | 177 | 0 | 0 | 10 | 0
| RE-WtrHt-FuelSub-SmlStrg-HP-lte6kW-rep50G-HI-3.09UEF-50g | SFm | Ex | CZ08 | Any | 392 | SWWH025E | 1 | 10 | 2021 | natural gas | electricity | NR |  |  |  |  | -1470 |  | 175 |  | -1470 | 175 | 0 | 0 |  | 0 | 0 |  | TRUE | 10 | 0 | 0 | TRUE | 2021+10 | 2031+00 | TRUE | TRUE | FALSE | FALSE | -1470 | 175 | TRUE | TRUE | FALSE | FALSE | 0 | 0 | TRUE | TRUE | TRUE | -1470 | 175 | 0 | 0 | -14700 | 1750 | 0 | 0 | 3465.8282 | 100000 | #N/A | 100000 | 0.034658 | 1 | #N/A | 0 | 0.00018393 | 0.005307 | #N/A | 0.005307 |  | 392 | 124.0523 | PASS | 6.5835 | PASS | Eligible | -2.7038 | 9.2873 | 392 | 12.4829 | kWh | 3657.4539 | N/A | N/A | 124.8289 |  | 392 | 1 | -1470 | 175 | 0 | 0 | 10 | 0
| RE-WtrHt-FuelSub-SmlStrg-HP-lte6kW-rep50G-HI-3.09UEF-50g | SFm | Ex | CZ09 | Any | 393 | SWWH025E | 1 | 10 | 2021 | natural gas | electricity | NR |  |  |  |  | -1480 |  | 174 |  | -1480 | 174 | 0 | 0 |  | 0 | 0 |  | TRUE | 10 | 0 | 0 | TRUE | 2021+10 | 2031+00 | TRUE | TRUE | FALSE | FALSE | -1480 | 174 | TRUE | TRUE | FALSE | FALSE | 0 | 0 | TRUE | TRUE | TRUE | -1480 | 174 | 0 | 0 | -14800 | 1740 | 0 | 0 | 3465.8282 | 100000 | #N/A | 100000 | 0.034658 | 1 | #N/A | 0 | 0.00018393 | 0.005307 | #N/A | 0.005307 |  | 393 | 122.7057 | PASS | 6.512 | PASS | Eligible | -2.7222 | 9.2342 | 393 | 12.3488 | kWh | 3618.1541 | N/A | N/A | 123.4876 |  | 393 | 1 | -1480 | 174 | 0 | 0 | 10 | 0
| RE-WtrHt-FuelSub-SmlStrg-HP-lte6kW-rep50G-HI-3.09UEF-50g | SFm | Ex | CZ10 | Any | 394 | SWWH025E | 1 | 10 | 2021 | natural gas | electricity | NR |  |  |  |  | -1470 |  | 174 |  | -1470 | 174 | 0 | 0 |  | 0 | 0 |  | TRUE | 10 | 0 | 0 | TRUE | 2021+10 | 2031+00 | TRUE | TRUE | FALSE | FALSE | -1470 | 174 | TRUE | TRUE | FALSE | FALSE | 0 | 0 | TRUE | TRUE | TRUE | -1470 | 174 | 0 | 0 | -14700 | 1740 | 0 | 0 | 3465.8282 | 100000 | #N/A | 100000 | 0.034658 | 1 | #N/A | 0 | 0.00018393 | 0.005307 | #N/A | 0.005307 |  | 394 | 123.0523 | PASS | 6.5304 | PASS | Eligible | -2.7038 | 9.2342 | 394 | 12.3829 | kWh | 3628.1541 | N/A | N/A | 123.8289 |  | 394 | 1 | -1470 | 174 | 0 | 0 | 10 | 0
| RE-WtrHt-FuelSub-SmlStrg-HP-lte6kW-rep50G-HI-3.09UEF-50g | SFm | Ex | CZ11 | Any | 395 | SWWH025E | 1 | 10 | 2021 | natural gas | electricity | NR |  |  |  |  | -1560 |  | 176 |  | -1560 | 176 | 0 | 0 |  | 0 | 0 |  | TRUE | 10 | 0 | 0 | TRUE | 2021+10 | 2031+00 | TRUE | TRUE | FALSE | FALSE | -1560 | 176 | TRUE | TRUE | FALSE | FALSE | 0 | 0 | TRUE | TRUE | TRUE | -1560 | 176 | 0 | 0 | -15600 | 1760 | 0 | 0 | 3465.8282 | 100000 | #N/A | 100000 | 0.034658 | 1 | #N/A | 0 | 0.00018393 | 0.005307 | #N/A | 0.005307 |  | 395 | 121.9331 | PASS | 6.471 | PASS | Eligible | -2.8694 | 9.3404 | 395 | 12.2757 | kWh | 3596.7536 | N/A | N/A | 122.7572 |  | 395 | 1 | -1560 | 176 | 0 | 0 | 10 | 0
| RE-WtrHt-FuelSub-SmlStrg-HP-lte6kW-rep50G-HI-3.09UEF-50g | SFm | Ex | CZ12 | Any | 396 | SWWH025E | 1 | 10 | 2021 | natural gas | electricity | NR |  |  |  |  | -1630 |  | 182 |  | -1630 | 182 | 0 | 0 |  | 0 | 0 |  | TRUE | 10 | 0 | 0 | TRUE | 2021+10 | 2031+00 | TRUE | TRUE | FALSE | FALSE | -1630 | 182 | TRUE | TRUE | FALSE | FALSE | 0 | 0 | TRUE | TRUE | TRUE | -1630 | 182 | 0 | 0 | -16300 | 1820 | 0 | 0 | 3465.8282 | 100000 | #N/A | 100000 | 0.034658 | 1 | #N/A | 0 | 0.00018393 | 0.005307 | #N/A | 0.005307 |  | 396 | 125.507 | PASS | 6.6607 | PASS | Eligible | -2.9981 | 9.6588 | 396 | 12.6368 | kWh | 3702.552 | N/A | N/A | 126.3681 |  | 396 | 1 | -1630 | 182 | 0 | 0 | 10 | 0
| RE-WtrHt-FuelSub-SmlStrg-HP-lte6kW-rep50G-HI-3.09UEF-50g | SFm | Ex | CZ13 | Any | 397 | SWWH025E | 1 | 10 | 2021 | natural gas | electricity | NR |  |  |  |  | -1520 |  | 174 |  | -1520 | 174 | 0 | 0 |  | 0 | 0 |  | TRUE | 10 | 0 | 0 | TRUE | 2021+10 | 2031+00 | TRUE | TRUE | FALSE | FALSE | -1520 | 174 | TRUE | TRUE | FALSE | FALSE | 0 | 0 | TRUE | TRUE | TRUE | -1520 | 174 | 0 | 0 | -15200 | 1740 | 0 | 0 | 3465.8282 | 100000 | #N/A | 100000 | 0.034658 | 1 | #N/A | 0 | 0.00018393 | 0.005307 | #N/A | 0.005307 |  | 397 | 121.3194 | PASS | 6.4385 | PASS | Eligible | -2.7958 | 9.2342 | 397 | 12.2122 | kWh | 3578.1541 | N/A | N/A | 122.1224 |  | 397 | 1 | -1520 | 174 | 0 | 0 | 10 | 0
| RE-WtrHt-FuelSub-SmlStrg-HP-lte6kW-rep50G-HI-3.09UEF-50g | SFm | Ex | CZ14 | Any | 398 | SWWH025E | 1 | 10 | 2021 | natural gas | electricity | NR |  |  |  |  | -1590 |  | 177 |  | -1590 | 177 | 0 | 0 |  | 0 | 0 |  | TRUE | 10 | 0 | 0 | TRUE | 2021+10 | 2031+00 | TRUE | TRUE | FALSE | FALSE | -1590 | 177 | TRUE | TRUE | FALSE | FALSE | 0 | 0 | TRUE | TRUE | TRUE | -1590 | 177 | 0 | 0 | -15900 | 1770 | 0 | 0 | 3465.8282 | 100000 | #N/A | 100000 | 0.034658 | 1 | #N/A | 0 | 0.00018393 | 0.005307 | #N/A | 0.005307 |  | 398 | 121.8933 | PASS | 6.4689 | PASS | Eligible | -2.9245 | 9.3935 | 398 | 12.2733 | kWh | 3596.0533 | N/A | N/A | 122.7333 |  | 398 | 1 | -1590 | 177 | 0 | 0 | 10 | 0
| RE-WtrHt-FuelSub-SmlStrg-HP-lte6kW-rep50G-HI-3.09UEF-50g | SFm | Ex | CZ15 | Any | 399 | SWWH025E | 1 | 10 | 2021 | natural gas | electricity | NR |  |  |  |  | -1120 |  | 147 |  | -1120 | 147 | 0 | 0 |  | 0 | 0 |  | TRUE | 10 | 0 | 0 | TRUE | 2021+10 | 2031+00 | TRUE | TRUE | FALSE | FALSE | -1120 | 147 | TRUE | TRUE | FALSE | FALSE | 0 | 0 | TRUE | TRUE | TRUE | -1120 | 147 | 0 | 0 | -11200 | 1470 | 0 | 0 | 3465.8282 | 100000 | #N/A | 100000 | 0.034658 | 1 | #N/A | 0 | 0.00018393 | 0.005307 | #N/A | 0.005307 |  | 399 | 108.1827 | PASS | 5.7413 | PASS | Eligible | -2.06 | 7.8013 | 399 | 10.8774 | kWh | 3187.0612 | N/A | N/A | 108.7744 |  | 399 | 1 | -1120 | 147 | 0 | 0 | 10 | 0
| RE-WtrHt-FuelSub-SmlStrg-HP-lte6kW-rep50G-HI-3.09UEF-50g | SFm | Ex | CZ16 | Any | 400 | SWWH025E | 1 | 10 | 2021 | natural gas | electricity | NR |  |  |  |  | -2250 |  | 203 |  | -2250 | 203 | 0 | 0 |  | 0 | 0 |  | TRUE | 10 | 0 | 0 | TRUE | 2021+10 | 2031+00 | TRUE | TRUE | FALSE | FALSE | -2250 | 203 | TRUE | TRUE | FALSE | FALSE | 0 | 0 | TRUE | TRUE | TRUE | -2250 | 203 | 0 | 0 | -22500 | 2030 | 0 | 0 | 3465.8282 | 100000 | #N/A | 100000 | 0.034658 | 1 | #N/A | 0 | 0.00018393 | 0.005307 | #N/A | 0.005307 |  | 400 | 125.0189 | PASS | 6.6348 | PASS | Eligible | -4.1385 | 10.7733 | 400 | 12.6207 | kWh | 3697.8465 | N/A | N/A | 126.2075 |  | 400 | 1 | -2250 | 203 | 0 | 0 | 10 | 0
| RE-WtrHt-FuelSub-SmlStrg-HP-lte6kW-rep50G-HI-3.09UEF-50g | MFm | Ex | CZ01 | Any | 401 | SWWH025E | 1 | 10 | 2021 | natural gas | electricity | NR |  |  |  |  | -1330 |  | 168 |  | -1330 | 168 | 0 | 0 |  | 0 | 0 |  | TRUE | 10 | 0 | 0 | TRUE | 2021+10 | 2031+00 | TRUE | TRUE | FALSE | FALSE | -1330 | 168 | TRUE | TRUE | FALSE | FALSE | 0 | 0 | TRUE | TRUE | TRUE | -1330 | 168 | 0 | 0 | -13300 | 1680 | 0 | 0 | 3465.8282 | 100000 | #N/A | 100000 | 0.034658 | 1 | #N/A | 0 | 0.00018393 | 0.005307 | #N/A | 0.005307 |  | 401 | 121.9045 | PASS | 6.4695 | PASS | Eligible | -2.4463 | 8.9158 | 401 | 12.2607 | kWh | 3592.3557 | N/A | N/A | 122.6071 |  | 401 | 1 | -1330 | 168 | 0 | 0 | 10 | 0
| RE-WtrHt-FuelSub-SmlStrg-HP-lte6kW-rep50G-HI-3.09UEF-50g | MFm | Ex | CZ02 | Any | 402 | SWWH025E | 1 | 10 | 2021 | natural gas | electricity | NR |  |  |  |  | -1230 |  | 159 |  | -1230 | 159 | 0 | 0 |  | 0 | 0 |  | TRUE | 10 | 0 | 0 | TRUE | 2021+10 | 2031+00 | TRUE | TRUE | FALSE | FALSE | -1230 | 159 | TRUE | TRUE | FALSE | FALSE | 0 | 0 | TRUE | TRUE | TRUE | -1230 | 159 | 0 | 0 | -12300 | 1590 | 0 | 0 | 3465.8282 | 100000 | #N/A | 100000 | 0.034658 | 1 | #N/A | 0 | 0.00018393 | 0.005307 | #N/A | 0.005307 |  | 402 | 116.3703 | PASS | 6.1758 | PASS | Eligible | -2.2624 | 8.4382 | 402 | 11.702 | kWh | 3428.6581 | N/A | N/A | 117.0201 |  | 402 | 1 | -1230 | 159 | 0 | 0 | 10 | 0
| RE-WtrHt-FuelSub-SmlStrg-HP-lte6kW-rep50G-HI-3.09UEF-50g | MFm | Ex | CZ03 | Any | 403 | SWWH025E | 1 | 10 | 2021 | natural gas | electricity | NR |  |  |  |  | -1220 |  | 159 |  | -1220 | 159 | 0 | 0 |  | 0 | 0 |  | TRUE | 10 | 0 | 0 | TRUE | 2021+10 | 2031+00 | TRUE | TRUE | FALSE | FALSE | -1220 | 159 | TRUE | TRUE | FALSE | FALSE | 0 | 0 | TRUE | TRUE | TRUE | -1220 | 159 | 0 | 0 | -12200 | 1590 | 0 | 0 | 3465.8282 | 100000 | #N/A | 100000 | 0.034658 | 1 | #N/A | 0 | 0.00018393 | 0.005307 | #N/A | 0.005307 |  | 403 | 116.7169 | PASS | 6.1942 | PASS | Eligible | -2.244 | 8.4382 | 403 | 11.7361 | kWh | 3438.6581 | N/A | N/A | 117.3614 |  | 403 | 1 | -1220 | 159 | 0 | 0 | 10 | 0
| RE-WtrHt-FuelSub-SmlStrg-HP-lte6kW-rep50G-HI-3.09UEF-50g | MFm | Ex | CZ04 | Any | 404 | SWWH025E | 1 | 10 | 2021 | natural gas | electricity | NR |  |  |  |  | -1190 |  | 155 |  | -1190 | 155 | 0 | 0 |  | 0 | 0 |  | TRUE | 10 | 0 | 0 | TRUE | 2021+10 | 2031+00 | TRUE | TRUE | FALSE | FALSE | -1190 | 155 | TRUE | TRUE | FALSE | FALSE | 0 | 0 | TRUE | TRUE | TRUE | -1190 | 155 | 0 | 0 | -11900 | 1550 | 0 | 0 | 3465.8282 | 100000 | #N/A | 100000 | 0.034658 | 1 | #N/A | 0 | 0.00018393 | 0.005307 | #N/A | 0.005307 |  | 404 | 113.7566 | PASS | 6.0371 | PASS | Eligible | -2.1888 | 8.2259 | 404 | 11.4385 | kWh | 3351.4591 | N/A | N/A | 114.3853 |  | 404 | 1 | -1190 | 155 | 0 | 0 | 10 | 0
| RE-WtrHt-FuelSub-SmlStrg-HP-lte6kW-rep50G-HI-3.09UEF-50g | MFm | Ex | CZ05 | Any | 405 | SWWH025E | 1 | 10 | 2021 | natural gas | electricity | NR |  |  |  |  | -1230 |  | 160 |  | -1230 | 160 | 0 | 0 |  | 0 | 0 |  | TRUE | 10 | 0 | 0 | TRUE | 2021+10 | 2031+00 | TRUE | TRUE | FALSE | FALSE | -1230 | 160 | TRUE | TRUE | FALSE | FALSE | 0 | 0 | TRUE | TRUE | TRUE | -1230 | 160 | 0 | 0 | -12300 | 1600 | 0 | 0 | 3465.8282 | 100000 | #N/A | 100000 | 0.034658 | 1 | #N/A | 0 | 0.00018393 | 0.005307 | #N/A | 0.005307 |  | 405 | 117.3703 | PASS | 6.2289 | PASS | Eligible | -2.2624 | 8.4913 | 405 | 11.802 | kWh | 3457.9578 | N/A | N/A | 118.0201 |  | 405 | 1 | -1230 | 160 | 0 | 0 | 10 | 0
| RE-WtrHt-FuelSub-SmlStrg-HP-lte6kW-rep50G-HI-3.09UEF-50g | MFm | Ex | CZ06 | Any | 406 | SWWH025E | 1 | 10 | 2021 | natural gas | electricity | NR |  |  |  |  | -1140 |  | 151 |  | -1140 | 151 | 0 | 0 |  | 0 | 0 |  | TRUE | 10 | 0 | 0 | TRUE | 2021+10 | 2031+00 | TRUE | TRUE | FALSE | FALSE | -1140 | 151 | TRUE | TRUE | FALSE | FALSE | 0 | 0 | TRUE | TRUE | TRUE | -1140 | 151 | 0 | 0 | -11400 | 1510 | 0 | 0 | 3465.8282 | 100000 | #N/A | 100000 | 0.034658 | 1 | #N/A | 0 | 0.00018393 | 0.005307 | #N/A | 0.005307 |  | 406 | 111.4896 | PASS | 5.9168 | PASS | Eligible | -2.0968 | 8.0136 | 406 | 11.2092 | kWh | 3284.2602 | N/A | N/A | 112.0918 |  | 406 | 1 | -1140 | 151 | 0 | 0 | 10 | 0
| RE-WtrHt-FuelSub-SmlStrg-HP-lte6kW-rep50G-HI-3.09UEF-50g | MFm | Ex | CZ07 | Any | 407 | SWWH025E | 1 | 10 | 2021 | natural gas | electricity | NR |  |  |  |  | -1120 |  | 150 |  | -1120 | 150 | 0 | 0 |  | 0 | 0 |  | TRUE | 10 | 0 | 0 | TRUE | 2021+10 | 2031+00 | TRUE | TRUE | FALSE | FALSE | -1120 | 150 | TRUE | TRUE | FALSE | FALSE | 0 | 0 | TRUE | TRUE | TRUE | -1120 | 150 | 0 | 0 | -11200 | 1500 | 0 | 0 | 3465.8282 | 100000 | #N/A | 100000 | 0.034658 | 1 | #N/A | 0 | 0.00018393 | 0.005307 | #N/A | 0.005307 |  | 407 | 111.1827 | PASS | 5.9005 | PASS | Eligible | -2.06 | 7.9606 | 407 | 11.1774 | kWh | 3274.9604 | N/A | N/A | 111.7744 |  | 407 | 1 | -1120 | 150 | 0 | 0 | 10 | 0
| RE-WtrHt-FuelSub-SmlStrg-HP-lte6kW-rep50G-HI-3.09UEF-50g | MFm | Ex | CZ08 | Any | 408 | SWWH025E | 1 | 10 | 2021 | natural gas | electricity | NR |  |  |  |  | -1110 |  | 148 |  | -1110 | 148 | 0 | 0 |  | 0 | 0 |  | TRUE | 10 | 0 | 0 | TRUE | 2021+10 | 2031+00 | TRUE | TRUE | FALSE | FALSE | -1110 | 148 | TRUE | TRUE | FALSE | FALSE | 0 | 0 | TRUE | TRUE | TRUE | -1110 | 148 | 0 | 0 | -11100 | 1480 | 0 | 0 | 3465.8282 | 100000 | #N/A | 100000 | 0.034658 | 1 | #N/A | 0 | 0.00018393 | 0.005307 | #N/A | 0.005307 |  | 408 | 109.5293 | PASS | 5.8128 | PASS | Eligible | -2.0417 | 7.8544 | 408 | 11.0116 | kWh | 3226.361 | N/A | N/A | 110.1157 |  | 408 | 1 | -1110 | 148 | 0 | 0 | 10 | 0
| RE-WtrHt-FuelSub-SmlStrg-HP-lte6kW-rep50G-HI-3.09UEF-50g | MFm | Ex | CZ09 | Any | 409 | SWWH025E | 1 | 10 | 2021 | natural gas | electricity | NR |  |  |  |  | -1110 |  | 148 |  | -1110 | 148 | 0 | 0 |  | 0 | 0 |  | TRUE | 10 | 0 | 0 | TRUE | 2021+10 | 2031+00 | TRUE | TRUE | FALSE | FALSE | -1110 | 148 | TRUE | TRUE | FALSE | FALSE | 0 | 0 | TRUE | TRUE | TRUE | -1110 | 148 | 0 | 0 | -11100 | 1480 | 0 | 0 | 3465.8282 | 100000 | #N/A | 100000 | 0.034658 | 1 | #N/A | 0 | 0.00018393 | 0.005307 | #N/A | 0.005307 |  | 409 | 109.5293 | PASS | 5.8128 | PASS | Eligible | -2.0417 | 7.8544 | 409 | 11.0116 | kWh | 3226.361 | N/A | N/A | 110.1157 |  | 409 | 1 | -1110 | 148 | 0 | 0 | 10 | 0
| RE-WtrHt-FuelSub-SmlStrg-HP-lte6kW-rep50G-HI-3.09UEF-50g | MFm | Ex | CZ10 | Any | 410 | SWWH025E | 1 | 10 | 2021 | natural gas | electricity | NR |  |  |  |  | -1110 |  | 148 |  | -1110 | 148 | 0 | 0 |  | 0 | 0 |  | TRUE | 10 | 0 | 0 | TRUE | 2021+10 | 2031+00 | TRUE | TRUE | FALSE | FALSE | -1110 | 148 | TRUE | TRUE | FALSE | FALSE | 0 | 0 | TRUE | TRUE | TRUE | -1110 | 148 | 0 | 0 | -11100 | 1480 | 0 | 0 | 3465.8282 | 100000 | #N/A | 100000 | 0.034658 | 1 | #N/A | 0 | 0.00018393 | 0.005307 | #N/A | 0.005307 |  | 410 | 109.5293 | PASS | 5.8128 | PASS | Eligible | -2.0417 | 7.8544 | 410 | 11.0116 | kWh | 3226.361 | N/A | N/A | 110.1157 |  | 410 | 1 | -1110 | 148 | 0 | 0 | 10 | 0
| RE-WtrHt-FuelSub-SmlStrg-HP-lte6kW-rep50G-HI-3.09UEF-50g | MFm | Ex | CZ11 | Any | 411 | SWWH025E | 1 | 10 | 2021 | natural gas | electricity | NR |  |  |  |  | -1140 |  | 150 |  | -1140 | 150 | 0 | 0 |  | 0 | 0 |  | TRUE | 10 | 0 | 0 | TRUE | 2021+10 | 2031+00 | TRUE | TRUE | FALSE | FALSE | -1140 | 150 | TRUE | TRUE | FALSE | FALSE | 0 | 0 | TRUE | TRUE | TRUE | -1140 | 150 | 0 | 0 | -11400 | 1500 | 0 | 0 | 3465.8282 | 100000 | #N/A | 100000 | 0.034658 | 1 | #N/A | 0 | 0.00018393 | 0.005307 | #N/A | 0.005307 |  | 411 | 110.4896 | PASS | 5.8637 | PASS | Eligible | -2.0968 | 7.9606 | 411 | 11.1092 | kWh | 3254.9604 | N/A | N/A | 111.0918 |  | 411 | 1 | -1140 | 150 | 0 | 0 | 10 | 0
| RE-WtrHt-FuelSub-SmlStrg-HP-lte6kW-rep50G-HI-3.09UEF-50g | MFm | Ex | CZ12 | Any | 412 | SWWH025E | 1 | 10 | 2021 | natural gas | electricity | NR |  |  |  |  | -1180 |  | 153 |  | -1180 | 153 | 0 | 0 |  | 0 | 0 |  | TRUE | 10 | 0 | 0 | TRUE | 2021+10 | 2031+00 | TRUE | TRUE | FALSE | FALSE | -1180 | 153 | TRUE | TRUE | FALSE | FALSE | 0 | 0 | TRUE | TRUE | TRUE | -1180 | 153 | 0 | 0 | -11800 | 1530 | 0 | 0 | 3465.8282 | 100000 | #N/A | 100000 | 0.034658 | 1 | #N/A | 0 | 0.00018393 | 0.005307 | #N/A | 0.005307 |  | 412 | 112.1032 | PASS | 5.9494 | PASS | Eligible | -2.1704 | 8.1198 | 412 | 11.2727 | kWh | 3302.8597 | N/A | N/A | 112.7266 |  | 412 | 1 | -1180 | 153 | 0 | 0 | 10 | 0
| RE-WtrHt-FuelSub-SmlStrg-HP-lte6kW-rep50G-HI-3.09UEF-50g | MFm | Ex | CZ13 | Any | 413 | SWWH025E | 1 | 10 | 2021 | natural gas | electricity | NR |  |  |  |  | -1120 |  | 148 |  | -1120 | 148 | 0 | 0 |  | 0 | 0 |  | TRUE | 10 | 0 | 0 | TRUE | 2021+10 | 2031+00 | TRUE | TRUE | FALSE | FALSE | -1120 | 148 | TRUE | TRUE | FALSE | FALSE | 0 | 0 | TRUE | TRUE | TRUE | -1120 | 148 | 0 | 0 | -11200 | 1480 | 0 | 0 | 3465.8282 | 100000 | #N/A | 100000 | 0.034658 | 1 | #N/A | 0 | 0.00018393 | 0.005307 | #N/A | 0.005307 |  | 413 | 109.1827 | PASS | 5.7944 | PASS | Eligible | -2.06 | 7.8544 | 413 | 10.9774 | kWh | 3216.361 | N/A | N/A | 109.7744 |  | 413 | 1 | -1120 | 148 | 0 | 0 | 10 | 0
| RE-WtrHt-FuelSub-SmlStrg-HP-lte6kW-rep50G-HI-3.09UEF-50g | MFm | Ex | CZ14 | Any | 414 | SWWH025E | 1 | 10 | 2021 | natural gas | electricity | NR |  |  |  |  | -1140 |  | 150 |  | -1140 | 150 | 0 | 0 |  | 0 | 0 |  | TRUE | 10 | 0 | 0 | TRUE | 2021+10 | 2031+00 | TRUE | TRUE | FALSE | FALSE | -1140 | 150 | TRUE | TRUE | FALSE | FALSE | 0 | 0 | TRUE | TRUE | TRUE | -1140 | 150 | 0 | 0 | -11400 | 1500 | 0 | 0 | 3465.8282 | 100000 | #N/A | 100000 | 0.034658 | 1 | #N/A | 0 | 0.00018393 | 0.005307 | #N/A | 0.005307 |  | 414 | 110.4896 | PASS | 5.8637 | PASS | Eligible | -2.0968 | 7.9606 | 414 | 11.1092 | kWh | 3254.9604 | N/A | N/A | 111.0918 |  | 414 | 1 | -1140 | 150 | 0 | 0 | 10 | 0
| RE-WtrHt-FuelSub-SmlStrg-HP-lte6kW-rep50G-HI-3.09UEF-50g | MFm | Ex | CZ15 | Any | 415 | SWWH025E | 1 | 10 | 2021 | natural gas | electricity | NR |  |  |  |  | -935 |  | 130 |  | -935 | 130 | 0 | 0 |  | 0 | 0 |  | TRUE | 10 | 0 | 0 | TRUE | 2021+10 | 2031+00 | TRUE | TRUE | FALSE | FALSE | -935 | 130 | TRUE | TRUE | FALSE | FALSE | 0 | 0 | TRUE | TRUE | TRUE | -935 | 130 | 0 | 0 | -9350 | 1300 | 0 | 0 | 3465.8282 | 100000 | #N/A | 100000 | 0.034658 | 1 | #N/A | 0 | 0.00018393 | 0.005307 | #N/A | 0.005307 |  | 415 | 97.5945 | PASS | 5.1794 | PASS | Eligible | -1.7198 | 6.8991 | 415 | 9.8088 | kWh | 2873.9657 | N/A | N/A | 98.0884 |  | 415 | 1 | -935 | 130 | 0 | 0 | 10 | 0
| RE-WtrHt-FuelSub-SmlStrg-HP-lte6kW-rep50G-HI-3.09UEF-50g | MFm | Ex | CZ16 | Any | 416 | SWWH025E | 1 | 10 | 2021 | natural gas | electricity | NR |  |  |  |  | -1320 |  | 168 |  | -1320 | 168 | 0 | 0 |  | 0 | 0 |  | TRUE | 10 | 0 | 0 | TRUE | 2021+10 | 2031+00 | TRUE | TRUE | FALSE | FALSE | -1320 | 168 | TRUE | TRUE | FALSE | FALSE | 0 | 0 | TRUE | TRUE | TRUE | -1320 | 168 | 0 | 0 | -13200 | 1680 | 0 | 0 | 3465.8282 | 100000 | #N/A | 100000 | 0.034658 | 1 | #N/A | 0 | 0.00018393 | 0.005307 | #N/A | 0.005307 |  | 416 | 122.2511 | PASS | 6.4879 | PASS | Eligible | -2.4279 | 8.9158 | 416 | 12.2948 | kWh | 3602.3557 | N/A | N/A | 122.9484 |  | 416 | 1 | -1320 | 168 | 0 | 0 | 10 | 0
| RE-WtrHt-FuelSub-SmlStrg-HP-lte6kW-rep50G-HI-3.09UEF-50g | DMo | Ex | CZ01 | Any | 417 | SWWH025E | 1 | 10 | 2021 | natural gas | electricity | NR |  |  |  |  | -1890 |  | 183 |  | -1890 | 183 | 0 | 0 |  | 0 | 0 |  | TRUE | 10 | 0 | 0 | TRUE | 2021+10 | 2031+00 | TRUE | TRUE | FALSE | FALSE | -1890 | 183 | TRUE | TRUE | FALSE | FALSE | 0 | 0 | TRUE | TRUE | TRUE | -1890 | 183 | 0 | 0 | -18900 | 1830 | 0 | 0 | 3465.8282 | 100000 | #N/A | 100000 | 0.034658 | 1 | #N/A | 0 | 0.00018393 | 0.005307 | #N/A | 0.005307 |  | 417 | 117.4958 | PASS | 6.2355 | PASS | Eligible | -3.4763 | 9.7119 | 417 | 11.8494 | kWh | 3471.8517 | N/A | N/A | 118.4943 |  | 417 | 1 | -1890 | 183 | 0 | 0 | 10 | 0
| RE-WtrHt-FuelSub-SmlStrg-HP-lte6kW-rep50G-HI-3.09UEF-50g | DMo | Ex | CZ02 | Any | 418 | SWWH025E | 1 | 10 | 2021 | natural gas | electricity | NR |  |  |  |  | -1650 |  | 171 |  | -1650 | 171 | 0 | 0 |  | 0 | 0 |  | TRUE | 10 | 0 | 0 | TRUE | 2021+10 | 2031+00 | TRUE | TRUE | FALSE | FALSE | -1650 | 171 | TRUE | TRUE | FALSE | FALSE | 0 | 0 | TRUE | TRUE | TRUE | -1650 | 171 | 0 | 0 | -16500 | 1710 | 0 | 0 | 3465.8282 | 100000 | #N/A | 100000 | 0.034658 | 1 | #N/A | 0 | 0.00018393 | 0.005307 | #N/A | 0.005307 |  | 418 | 113.8138 | PASS | 6.0401 | PASS | Eligible | -3.0349 | 9.075 | 418 | 11.4686 | kWh | 3360.2549 | N/A | N/A | 114.6855 |  | 418 | 1 | -1650 | 171 | 0 | 0 | 10 | 0
| RE-WtrHt-FuelSub-SmlStrg-HP-lte6kW-rep50G-HI-3.09UEF-50g | DMo | Ex | CZ03 | Any | 419 | SWWH025E | 1 | 10 | 2021 | natural gas | electricity | NR |  |  |  |  | -1600 |  | 171 |  | -1600 | 171 | 0 | 0 |  | 0 | 0 |  | TRUE | 10 | 0 | 0 | TRUE | 2021+10 | 2031+00 | TRUE | TRUE | FALSE | FALSE | -1600 | 171 | TRUE | TRUE | FALSE | FALSE | 0 | 0 | TRUE | TRUE | TRUE | -1600 | 171 | 0 | 0 | -16000 | 1710 | 0 | 0 | 3465.8282 | 100000 | #N/A | 100000 | 0.034658 | 1 | #N/A | 0 | 0.00018393 | 0.005307 | #N/A | 0.005307 |  | 419 | 115.5467 | PASS | 6.1321 | PASS | Eligible | -2.9429 | 9.075 | 419 | 11.6392 | kWh | 3410.2549 | N/A | N/A | 116.392 |  | 419 | 1 | -1600 | 171 | 0 | 0 | 10 | 0
| RE-WtrHt-FuelSub-SmlStrg-HP-lte6kW-rep50G-HI-3.09UEF-50g | DMo | Ex | CZ04 | Any | 420 | SWWH025E | 1 | 10 | 2021 | natural gas | electricity | NR |  |  |  |  | -1530 |  | 166 |  | -1530 | 166 | 0 | 0 |  | 0 | 0 |  | TRUE | 10 | 0 | 0 | TRUE | 2021+10 | 2031+00 | TRUE | TRUE | FALSE | FALSE | -1530 | 166 | TRUE | TRUE | FALSE | FALSE | 0 | 0 | TRUE | TRUE | TRUE | -1530 | 166 | 0 | 0 | -15300 | 1660 | 0 | 0 | 3465.8282 | 100000 | #N/A | 100000 | 0.034658 | 1 | #N/A | 0 | 0.00018393 | 0.005307 | #N/A | 0.005307 |  | 420 | 112.9728 | PASS | 5.9955 | PASS | Eligible | -2.8142 | 8.8097 | 420 | 11.3781 | kWh | 3333.7562 | N/A | N/A | 113.7811 |  | 420 | 1 | -1530 | 166 | 0 | 0 | 10 | 0
| RE-WtrHt-FuelSub-SmlStrg-HP-lte6kW-rep50G-HI-3.09UEF-50g | DMo | Ex | CZ05 | Any | 421 | SWWH025E | 1 | 10 | 2021 | natural gas | electricity | NR |  |  |  |  | -1670 |  | 174 |  | -1670 | 174 | 0 | 0 |  | 0 | 0 |  | TRUE | 10 | 0 | 0 | TRUE | 2021+10 | 2031+00 | TRUE | TRUE | FALSE | FALSE | -1670 | 174 | TRUE | TRUE | FALSE | FALSE | 0 | 0 | TRUE | TRUE | TRUE | -1670 | 174 | 0 | 0 | -16700 | 1740 | 0 | 0 | 3465.8282 | 100000 | #N/A | 100000 | 0.034658 | 1 | #N/A | 0 | 0.00018393 | 0.005307 | #N/A | 0.005307 |  | 421 | 116.1207 | PASS | 6.1626 | PASS | Eligible | -3.0717 | 9.2342 | 421 | 11.7003 | kWh | 3428.1541 | N/A | N/A | 117.0029 |  | 421 | 1 | -1670 | 174 | 0 | 0 | 10 | 0
| RE-WtrHt-FuelSub-SmlStrg-HP-lte6kW-rep50G-HI-3.09UEF-50g | DMo | Ex | CZ06 | Any | 422 | SWWH025E | 1 | 10 | 2021 | natural gas | electricity | NR |  |  |  |  | -1410 |  | 161 |  | -1410 | 161 | 0 | 0 |  | 0 | 0 |  | TRUE | 10 | 0 | 0 | TRUE | 2021+10 | 2031+00 | TRUE | TRUE | FALSE | FALSE | -1410 | 161 | TRUE | TRUE | FALSE | FALSE | 0 | 0 | TRUE | TRUE | TRUE | -1410 | 161 | 0 | 0 | -14100 | 1610 | 0 | 0 | 3465.8282 | 100000 | #N/A | 100000 | 0.034658 | 1 | #N/A | 0 | 0.00018393 | 0.005307 | #N/A | 0.005307 |  | 422 | 112.1318 | PASS | 5.9509 | PASS | Eligible | -2.5935 | 8.5443 | 422 | 11.2877 | kWh | 3307.2575 | N/A | N/A | 112.8767 |  | 422 | 1 | -1410 | 161 | 0 | 0 | 10 | 0
| RE-WtrHt-FuelSub-SmlStrg-HP-lte6kW-rep50G-HI-3.09UEF-50g | DMo | Ex | CZ07 | Any | 423 | SWWH025E | 1 | 10 | 2021 | natural gas | electricity | NR |  |  |  |  | -1370 |  | 160 |  | -1370 | 160 | 0 | 0 |  | 0 | 0 |  | TRUE | 10 | 0 | 0 | TRUE | 2021+10 | 2031+00 | TRUE | TRUE | FALSE | FALSE | -1370 | 160 | TRUE | TRUE | FALSE | FALSE | 0 | 0 | TRUE | TRUE | TRUE | -1370 | 160 | 0 | 0 | -13700 | 1600 | 0 | 0 | 3465.8282 | 100000 | #N/A | 100000 | 0.034658 | 1 | #N/A | 0 | 0.00018393 | 0.005307 | #N/A | 0.005307 |  | 423 | 112.5182 | PASS | 5.9714 | PASS | Eligible | -2.5199 | 8.4913 | 423 | 11.3242 | kWh | 3317.9578 | N/A | N/A | 113.2419 |  | 423 | 1 | -1370 | 160 | 0 | 0 | 10 | 0
| RE-WtrHt-FuelSub-SmlStrg-HP-lte6kW-rep50G-HI-3.09UEF-50g | DMo | Ex | CZ08 | Any | 424 | SWWH025E | 1 | 10 | 2021 | natural gas | electricity | NR |  |  |  |  | -1350 |  | 157 |  | -1350 | 157 | 0 | 0 |  | 0 | 0 |  | TRUE | 10 | 0 | 0 | TRUE | 2021+10 | 2031+00 | TRUE | TRUE | FALSE | FALSE | -1350 | 157 | TRUE | TRUE | FALSE | FALSE | 0 | 0 | TRUE | TRUE | TRUE | -1350 | 157 | 0 | 0 | -13500 | 1570 | 0 | 0 | 3465.8282 | 100000 | #N/A | 100000 | 0.034658 | 1 | #N/A | 0 | 0.00018393 | 0.005307 | #N/A | 0.005307 |  | 424 | 110.2113 | PASS | 5.849 | PASS | Eligible | -2.4831 | 8.332 | 424 | 11.0924 | kWh | 3250.0586 | N/A | N/A | 110.9245 |  | 424 | 1 | -1350 | 157 | 0 | 0 | 10 | 0
| RE-WtrHt-FuelSub-SmlStrg-HP-lte6kW-rep50G-HI-3.09UEF-50g | DMo | Ex | CZ09 | Any | 425 | SWWH025E | 1 | 10 | 2021 | natural gas | electricity | NR |  |  |  |  | -1360 |  | 157 |  | -1360 | 157 | 0 | 0 |  | 0 | 0 |  | TRUE | 10 | 0 | 0 | TRUE | 2021+10 | 2031+00 | TRUE | TRUE | FALSE | FALSE | -1360 | 157 | TRUE | TRUE | FALSE | FALSE | 0 | 0 | TRUE | TRUE | TRUE | -1360 | 157 | 0 | 0 | -13600 | 1570 | 0 | 0 | 3465.8282 | 100000 | #N/A | 100000 | 0.034658 | 1 | #N/A | 0 | 0.00018393 | 0.005307 | #N/A | 0.005307 |  | 425 | 109.8647 | PASS | 5.8306 | PASS | Eligible | -2.5015 | 8.332 | 425 | 11.0583 | kWh | 3240.0586 | N/A | N/A | 110.5832 |  | 425 | 1 | -1360 | 157 | 0 | 0 | 10 | 0
| RE-WtrHt-FuelSub-SmlStrg-HP-lte6kW-rep50G-HI-3.09UEF-50g | DMo | Ex | CZ10 | Any | 426 | SWWH025E | 1 | 10 | 2021 | natural gas | electricity | NR |  |  |  |  | -1360 |  | 156 |  | -1360 | 156 | 0 | 0 |  | 0 | 0 |  | TRUE | 10 | 0 | 0 | TRUE | 2021+10 | 2031+00 | TRUE | TRUE | FALSE | FALSE | -1360 | 156 | TRUE | TRUE | FALSE | FALSE | 0 | 0 | TRUE | TRUE | TRUE | -1360 | 156 | 0 | 0 | -13600 | 1560 | 0 | 0 | 3465.8282 | 100000 | #N/A | 100000 | 0.034658 | 1 | #N/A | 0 | 0.00018393 | 0.005307 | #N/A | 0.005307 |  | 426 | 108.8647 | PASS | 5.7775 | PASS | Eligible | -2.5015 | 8.279 | 426 | 10.9583 | kWh | 3210.7589 | N/A | N/A | 109.5832 |  | 426 | 1 | -1360 | 156 | 0 | 0 | 10 | 0
| RE-WtrHt-FuelSub-SmlStrg-HP-lte6kW-rep50G-HI-3.09UEF-50g | DMo | Ex | CZ11 | Any | 427 | SWWH025E | 1 | 10 | 2021 | natural gas | electricity | NR |  |  |  |  | -1470 |  | 159 |  | -1470 | 159 | 0 | 0 |  | 0 | 0 |  | TRUE | 10 | 0 | 0 | TRUE | 2021+10 | 2031+00 | TRUE | TRUE | FALSE | FALSE | -1470 | 159 | TRUE | TRUE | FALSE | FALSE | 0 | 0 | TRUE | TRUE | TRUE | -1470 | 159 | 0 | 0 | -14700 | 1590 | 0 | 0 | 3465.8282 | 100000 | #N/A | 100000 | 0.034658 | 1 | #N/A | 0 | 0.00018393 | 0.005307 | #N/A | 0.005307 |  | 427 | 108.0523 | PASS | 5.7344 | PASS | Eligible | -2.7038 | 8.4382 | 427 | 10.8829 | kWh | 3188.6581 | N/A | N/A | 108.8289 |  | 427 | 1 | -1470 | 159 | 0 | 0 | 10 | 0
| RE-WtrHt-FuelSub-SmlStrg-HP-lte6kW-rep50G-HI-3.09UEF-50g | DMo | Ex | CZ12 | Any | 428 | SWWH025E | 1 | 10 | 2021 | natural gas | electricity | NR |  |  |  |  | -1510 |  | 163 |  | -1510 | 163 | 0 | 0 |  | 0 | 0 |  | TRUE | 10 | 0 | 0 | TRUE | 2021+10 | 2031+00 | TRUE | TRUE | FALSE | FALSE | -1510 | 163 | TRUE | TRUE | FALSE | FALSE | 0 | 0 | TRUE | TRUE | TRUE | -1510 | 163 | 0 | 0 | -15100 | 1630 | 0 | 0 | 3465.8282 | 100000 | #N/A | 100000 | 0.034658 | 1 | #N/A | 0 | 0.00018393 | 0.005307 | #N/A | 0.005307 |  | 428 | 110.666 | PASS | 5.8731 | PASS | Eligible | -2.7774 | 8.6505 | 428 | 11.1464 | kWh | 3265.857 | N/A | N/A | 111.4637 |  | 428 | 1 | -1510 | 163 | 0 | 0 | 10 | 0
| RE-WtrHt-FuelSub-SmlStrg-HP-lte6kW-rep50G-HI-3.09UEF-50g | DMo | Ex | CZ13 | Any | 429 | SWWH025E | 1 | 10 | 2021 | natural gas | electricity | NR |  |  |  |  | -1420 |  | 157 |  | -1420 | 157 | 0 | 0 |  | 0 | 0 |  | TRUE | 10 | 0 | 0 | TRUE | 2021+10 | 2031+00 | TRUE | TRUE | FALSE | FALSE | -1420 | 157 | TRUE | TRUE | FALSE | FALSE | 0 | 0 | TRUE | TRUE | TRUE | -1420 | 157 | 0 | 0 | -14200 | 1570 | 0 | 0 | 3465.8282 | 100000 | #N/A | 100000 | 0.034658 | 1 | #N/A | 0 | 0.00018393 | 0.005307 | #N/A | 0.005307 |  | 429 | 107.7852 | PASS | 5.7202 | PASS | Eligible | -2.6118 | 8.332 | 429 | 10.8535 | kWh | 3180.0586 | N/A | N/A | 108.5354 |  | 429 | 1 | -1420 | 157 | 0 | 0 | 10 | 0
| RE-WtrHt-FuelSub-SmlStrg-HP-lte6kW-rep50G-HI-3.09UEF-50g | DMo | Ex | CZ14 | Any | 430 | SWWH025E | 1 | 10 | 2021 | natural gas | electricity | NR |  |  |  |  | -1530 |  | 160 |  | -1530 | 160 | 0 | 0 |  | 0 | 0 |  | TRUE | 10 | 0 | 0 | TRUE | 2021+10 | 2031+00 | TRUE | TRUE | FALSE | FALSE | -1530 | 160 | TRUE | TRUE | FALSE | FALSE | 0 | 0 | TRUE | TRUE | TRUE | -1530 | 160 | 0 | 0 | -15300 | 1600 | 0 | 0 | 3465.8282 | 100000 | #N/A | 100000 | 0.034658 | 1 | #N/A | 0 | 0.00018393 | 0.005307 | #N/A | 0.005307 |  | 430 | 106.9728 | PASS | 5.6771 | PASS | Eligible | -2.8142 | 8.4913 | 430 | 10.7781 | kWh | 3157.9578 | N/A | N/A | 107.7811 |  | 430 | 1 | -1530 | 160 | 0 | 0 | 10 | 0
| RE-WtrHt-FuelSub-SmlStrg-HP-lte6kW-rep50G-HI-3.09UEF-50g | DMo | Ex | CZ15 | Any | 431 | SWWH025E | 1 | 10 | 2021 | natural gas | electricity | NR |  |  |  |  | -1030 |  | 133 |  | -1030 | 133 | 0 | 0 |  | 0 | 0 |  | TRUE | 10 | 0 | 0 | TRUE | 2021+10 | 2031+00 | TRUE | TRUE | FALSE | FALSE | -1030 | 133 | TRUE | TRUE | FALSE | FALSE | 0 | 0 | TRUE | TRUE | TRUE | -1030 | 133 | 0 | 0 | -10300 | 1330 | 0 | 0 | 3465.8282 | 100000 | #N/A | 100000 | 0.034658 | 1 | #N/A | 0 | 0.00018393 | 0.005307 | #N/A | 0.005307 |  | 431 | 97.302 | PASS | 5.1639 | PASS | Eligible | -1.8945 | 7.0584 | 431 | 9.7846 | kWh | 2866.8649 | N/A | N/A | 97.8461 |  | 431 | 1 | -1030 | 133 | 0 | 0 | 10 | 0
| RE-WtrHt-FuelSub-SmlStrg-HP-lte6kW-rep50G-HI-3.09UEF-50g | DMo | Ex | CZ16 | Any | 432 | SWWH025E | 1 | 10 | 2021 | natural gas | electricity | NR |  |  |  |  | -2210 |  | 183 |  | -2210 | 183 | 0 | 0 |  | 0 | 0 |  | TRUE | 10 | 0 | 0 | TRUE | 2021+10 | 2031+00 | TRUE | TRUE | FALSE | FALSE | -2210 | 183 | TRUE | TRUE | FALSE | FALSE | 0 | 0 | TRUE | TRUE | TRUE | -2210 | 183 | 0 | 0 | -22100 | 1830 | 0 | 0 | 3465.8282 | 100000 | #N/A | 100000 | 0.034658 | 1 | #N/A | 0 | 0.00018393 | 0.005307 | #N/A | 0.005307 |  | 432 | 106.4052 | PASS | 5.647 | PASS | Eligible | -4.0649 | 9.7119 | 432 | 10.7573 | kWh | 3151.8517 | N/A | N/A | 107.5727 |  | 432 | 1 | -2210 | 183 | 0 | 0 | 10 | 0
| RE-WtrHt-FuelSub-SmlStrg-HP-lte6kW-rep50G-HI-3p31UEF-50g | SFm | Ex | CZ01 | Any | 433 | SWWH025J | 1 | 10 | 2021 | natural gas | electricity | NR |  |  |  |  | -1880 |  | 205 |  | -1880 | 205 | 0 | 0 |  | 0 | 0 |  | TRUE | 10 | 0 | 0 | TRUE | 2021+10 | 2031+00 | TRUE | TRUE | FALSE | FALSE | -1880 | 205 | TRUE | TRUE | FALSE | FALSE | 0 | 0 | TRUE | TRUE | TRUE | -1880 | 205 | 0 | 0 | -18800 | 2050 | 0 | 0 | 3465.8282 | 100000 | #N/A | 100000 | 0.034658 | 1 | #N/A | 0 | 0.00018393 | 0.005307 | #N/A | 0.005307 |  | 433 | 139.8424 | PASS | 7.4215 | PASS | Eligible | -3.4579 | 10.8794 | 433 | 14.0836 | kWh | 4126.4459 | N/A | N/A | 140.8356 |  | 433 | 1 | -1880 | 205 | 0 | 0 | 10 | 0
| RE-WtrHt-FuelSub-SmlStrg-HP-lte6kW-rep50G-HI-3p31UEF-50g | SFm | Ex | CZ02 | Any | 434 | SWWH025J | 1 | 10 | 2021 | natural gas | electricity | NR |  |  |  |  | -1630 |  | 190 |  | -1630 | 190 | 0 | 0 |  | 0 | 0 |  | TRUE | 10 | 0 | 0 | TRUE | 2021+10 | 2031+00 | TRUE | TRUE | FALSE | FALSE | -1630 | 190 | TRUE | TRUE | FALSE | FALSE | 0 | 0 | TRUE | TRUE | TRUE | -1630 | 190 | 0 | 0 | -16300 | 1900 | 0 | 0 | 3465.8282 | 100000 | #N/A | 100000 | 0.034658 | 1 | #N/A | 0 | 0.00018393 | 0.005307 | #N/A | 0.005307 |  | 434 | 133.507 | PASS | 7.0853 | PASS | Eligible | -2.9981 | 10.0834 | 434 | 13.4368 | kWh | 3936.9499 | N/A | N/A | 134.3681 |  | 434 | 1 | -1630 | 190 | 0 | 0 | 10 | 0
| RE-WtrHt-FuelSub-SmlStrg-HP-lte6kW-rep50G-HI-3p31UEF-50g | SFm | Ex | CZ03 | Any | 435 | SWWH025J | 1 | 10 | 2021 | natural gas | electricity | NR |  |  |  |  | -1630 |  | 191 |  | -1630 | 191 | 0 | 0 |  | 0 | 0 |  | TRUE | 10 | 0 | 0 | TRUE | 2021+10 | 2031+00 | TRUE | TRUE | FALSE | FALSE | -1630 | 191 | TRUE | TRUE | FALSE | FALSE | 0 | 0 | TRUE | TRUE | TRUE | -1630 | 191 | 0 | 0 | -16300 | 1910 | 0 | 0 | 3465.8282 | 100000 | #N/A | 100000 | 0.034658 | 1 | #N/A | 0 | 0.00018393 | 0.005307 | #N/A | 0.005307 |  | 435 | 134.507 | PASS | 7.1383 | PASS | Eligible | -2.9981 | 10.1364 | 435 | 13.5368 | kWh | 3966.2496 | N/A | N/A | 135.3681 |  | 435 | 1 | -1630 | 191 | 0 | 0 | 10 | 0
| RE-WtrHt-FuelSub-SmlStrg-HP-lte6kW-rep50G-HI-3p31UEF-50g | SFm | Ex | CZ04 | Any | 436 | SWWH025J | 1 | 10 | 2021 | natural gas | electricity | NR |  |  |  |  | -1540 |  | 185 |  | -1540 | 185 | 0 | 0 |  | 0 | 0 |  | TRUE | 10 | 0 | 0 | TRUE | 2021+10 | 2031+00 | TRUE | TRUE | FALSE | FALSE | -1540 | 185 | TRUE | TRUE | FALSE | FALSE | 0 | 0 | TRUE | TRUE | TRUE | -1540 | 185 | 0 | 0 | -15400 | 1850 | 0 | 0 | 3465.8282 | 100000 | #N/A | 100000 | 0.034658 | 1 | #N/A | 0 | 0.00018393 | 0.005307 | #N/A | 0.005307 |  | 436 | 131.6262 | PASS | 6.9855 | PASS | Eligible | -2.8326 | 9.818 | 436 | 13.244 | kWh | 3880.4512 | N/A | N/A | 132.4398 |  | 436 | 1 | -1540 | 185 | 0 | 0 | 10 | 0
| RE-WtrHt-FuelSub-SmlStrg-HP-lte6kW-rep50G-HI-3p31UEF-50g | SFm | Ex | CZ05 | Any | 437 | SWWH025J | 1 | 10 | 2021 | natural gas | electricity | NR |  |  |  |  | -1660 |  | 194 |  | -1660 | 194 | 0 | 0 |  | 0 | 0 |  | TRUE | 10 | 0 | 0 | TRUE | 2021+10 | 2031+00 | TRUE | TRUE | FALSE | FALSE | -1660 | 194 | TRUE | TRUE | FALSE | FALSE | 0 | 0 | TRUE | TRUE | TRUE | -1660 | 194 | 0 | 0 | -16600 | 1940 | 0 | 0 | 3465.8282 | 100000 | #N/A | 100000 | 0.034658 | 1 | #N/A | 0 | 0.00018393 | 0.005307 | #N/A | 0.005307 |  | 437 | 136.4673 | PASS | 7.2424 | PASS | Eligible | -3.0533 | 10.2957 | 437 | 13.7344 | kWh | 4024.1488 | N/A | N/A | 137.3442 |  | 437 | 1 | -1660 | 194 | 0 | 0 | 10 | 0
| RE-WtrHt-FuelSub-SmlStrg-HP-lte6kW-rep50G-HI-3p31UEF-50g | SFm | Ex | CZ06 | Any | 438 | SWWH025J | 1 | 10 | 2021 | natural gas | electricity | NR |  |  |  |  | -1440 |  | 180 |  | -1440 | 180 | 0 | 0 |  | 0 | 0 |  | TRUE | 10 | 0 | 0 | TRUE | 2021+10 | 2031+00 | TRUE | TRUE | FALSE | FALSE | -1440 | 180 | TRUE | TRUE | FALSE | FALSE | 0 | 0 | TRUE | TRUE | TRUE | -1440 | 180 | 0 | 0 | -14400 | 1800 | 0 | 0 | 3465.8282 | 100000 | #N/A | 100000 | 0.034658 | 1 | #N/A | 0 | 0.00018393 | 0.005307 | #N/A | 0.005307 |  | 438 | 130.0921 | PASS | 6.904 | PASS | Eligible | -2.6486 | 9.5527 | 438 | 13.0853 | kWh | 3833.9525 | N/A | N/A | 130.8528 |  | 438 | 1 | -1440 | 180 | 0 | 0 | 10 | 0
| RE-WtrHt-FuelSub-SmlStrg-HP-lte6kW-rep50G-HI-3p31UEF-50g | SFm | Ex | CZ07 | Any | 439 | SWWH025J | 1 | 10 | 2021 | natural gas | electricity | NR |  |  |  |  | -1400 |  | 177 |  | -1400 | 177 | 0 | 0 |  | 0 | 0 |  | TRUE | 10 | 0 | 0 | TRUE | 2021+10 | 2031+00 | TRUE | TRUE | FALSE | FALSE | -1400 | 177 | TRUE | TRUE | FALSE | FALSE | 0 | 0 | TRUE | TRUE | TRUE | -1400 | 177 | 0 | 0 | -14000 | 1770 | 0 | 0 | 3465.8282 | 100000 | #N/A | 100000 | 0.034658 | 1 | #N/A | 0 | 0.00018393 | 0.005307 | #N/A | 0.005307 |  | 439 | 128.4784 | PASS | 6.8184 | PASS | Eligible | -2.5751 | 9.3935 | 439 | 12.9218 | kWh | 3786.0533 | N/A | N/A | 129.218 |  | 439 | 1 | -1400 | 177 | 0 | 0 | 10 | 0
| RE-WtrHt-FuelSub-SmlStrg-HP-lte6kW-rep50G-HI-3p31UEF-50g | SFm | Ex | CZ08 | Any | 440 | SWWH025J | 1 | 10 | 2021 | natural gas | electricity | NR |  |  |  |  | -1370 |  | 175 |  | -1370 | 175 | 0 | 0 |  | 0 | 0 |  | TRUE | 10 | 0 | 0 | TRUE | 2021+10 | 2031+00 | TRUE | TRUE | FALSE | FALSE | -1370 | 175 | TRUE | TRUE | FALSE | FALSE | 0 | 0 | TRUE | TRUE | TRUE | -1370 | 175 | 0 | 0 | -13700 | 1750 | 0 | 0 | 3465.8282 | 100000 | #N/A | 100000 | 0.034658 | 1 | #N/A | 0 | 0.00018393 | 0.005307 | #N/A | 0.005307 |  | 440 | 127.5182 | PASS | 6.7674 | PASS | Eligible | -2.5199 | 9.2873 | 440 | 12.8242 | kWh | 3757.4539 | N/A | N/A | 128.2419 |  | 440 | 1 | -1370 | 175 | 0 | 0 | 10 | 0
| RE-WtrHt-FuelSub-SmlStrg-HP-lte6kW-rep50G-HI-3p31UEF-50g | SFm | Ex | CZ09 | Any | 441 | SWWH025J | 1 | 10 | 2021 | natural gas | electricity | NR |  |  |  |  | -1370 |  | 174 |  | -1370 | 174 | 0 | 0 |  | 0 | 0 |  | TRUE | 10 | 0 | 0 | TRUE | 2021+10 | 2031+00 | TRUE | TRUE | FALSE | FALSE | -1370 | 174 | TRUE | TRUE | FALSE | FALSE | 0 | 0 | TRUE | TRUE | TRUE | -1370 | 174 | 0 | 0 | -13700 | 1740 | 0 | 0 | 3465.8282 | 100000 | #N/A | 100000 | 0.034658 | 1 | #N/A | 0 | 0.00018393 | 0.005307 | #N/A | 0.005307 |  | 441 | 126.5182 | PASS | 6.7144 | PASS | Eligible | -2.5199 | 9.2342 | 441 | 12.7242 | kWh | 3728.1541 | N/A | N/A | 127.2419 |  | 441 | 1 | -1370 | 174 | 0 | 0 | 10 | 0
| RE-WtrHt-FuelSub-SmlStrg-HP-lte6kW-rep50G-HI-3p31UEF-50g | SFm | Ex | CZ10 | Any | 442 | SWWH025J | 1 | 10 | 2021 | natural gas | electricity | NR |  |  |  |  | -1370 |  | 174 |  | -1370 | 174 | 0 | 0 |  | 0 | 0 |  | TRUE | 10 | 0 | 0 | TRUE | 2021+10 | 2031+00 | TRUE | TRUE | FALSE | FALSE | -1370 | 174 | TRUE | TRUE | FALSE | FALSE | 0 | 0 | TRUE | TRUE | TRUE | -1370 | 174 | 0 | 0 | -13700 | 1740 | 0 | 0 | 3465.8282 | 100000 | #N/A | 100000 | 0.034658 | 1 | #N/A | 0 | 0.00018393 | 0.005307 | #N/A | 0.005307 |  | 442 | 126.5182 | PASS | 6.7144 | PASS | Eligible | -2.5199 | 9.2342 | 442 | 12.7242 | kWh | 3728.1541 | N/A | N/A | 127.2419 |  | 442 | 1 | -1370 | 174 | 0 | 0 | 10 | 0
| RE-WtrHt-FuelSub-SmlStrg-HP-lte6kW-rep50G-HI-3p31UEF-50g | SFm | Ex | CZ11 | Any | 443 | SWWH025J | 1 | 10 | 2021 | natural gas | electricity | NR |  |  |  |  | -1450 |  | 176 |  | -1450 | 176 | 0 | 0 |  | 0 | 0 |  | TRUE | 10 | 0 | 0 | TRUE | 2021+10 | 2031+00 | TRUE | TRUE | FALSE | FALSE | -1450 | 176 | TRUE | TRUE | FALSE | FALSE | 0 | 0 | TRUE | TRUE | TRUE | -1450 | 176 | 0 | 0 | -14500 | 1760 | 0 | 0 | 3465.8282 | 100000 | #N/A | 100000 | 0.034658 | 1 | #N/A | 0 | 0.00018393 | 0.005307 | #N/A | 0.005307 |  | 443 | 125.7455 | PASS | 6.6734 | PASS | Eligible | -2.667 | 9.3404 | 443 | 12.6511 | kWh | 3706.7536 | N/A | N/A | 126.5115 |  | 443 | 1 | -1450 | 176 | 0 | 0 | 10 | 0
| RE-WtrHt-FuelSub-SmlStrg-HP-lte6kW-rep50G-HI-3p31UEF-50g | SFm | Ex | CZ12 | Any | 444 | SWWH025J | 1 | 10 | 2021 | natural gas | electricity | NR |  |  |  |  | -1510 |  | 182 |  | -1510 | 182 | 0 | 0 |  | 0 | 0 |  | TRUE | 10 | 0 | 0 | TRUE | 2021+10 | 2031+00 | TRUE | TRUE | FALSE | FALSE | -1510 | 182 | TRUE | TRUE | FALSE | FALSE | 0 | 0 | TRUE | TRUE | TRUE | -1510 | 182 | 0 | 0 | -15100 | 1820 | 0 | 0 | 3465.8282 | 100000 | #N/A | 100000 | 0.034658 | 1 | #N/A | 0 | 0.00018393 | 0.005307 | #N/A | 0.005307 |  | 444 | 129.666 | PASS | 6.8814 | PASS | Eligible | -2.7774 | 9.6588 | 444 | 13.0464 | kWh | 3822.552 | N/A | N/A | 130.4637 |  | 444 | 1 | -1510 | 182 | 0 | 0 | 10 | 0
| RE-WtrHt-FuelSub-SmlStrg-HP-lte6kW-rep50G-HI-3p31UEF-50g | SFm | Ex | CZ13 | Any | 445 | SWWH025J | 1 | 10 | 2021 | natural gas | electricity | NR |  |  |  |  | -1410 |  | 174 |  | -1410 | 174 | 0 | 0 |  | 0 | 0 |  | TRUE | 10 | 0 | 0 | TRUE | 2021+10 | 2031+00 | TRUE | TRUE | FALSE | FALSE | -1410 | 174 | TRUE | TRUE | FALSE | FALSE | 0 | 0 | TRUE | TRUE | TRUE | -1410 | 174 | 0 | 0 | -14100 | 1740 | 0 | 0 | 3465.8282 | 100000 | #N/A | 100000 | 0.034658 | 1 | #N/A | 0 | 0.00018393 | 0.005307 | #N/A | 0.005307 |  | 445 | 125.1318 | PASS | 6.6408 | PASS | Eligible | -2.5935 | 9.2342 | 445 | 12.5877 | kWh | 3688.1541 | N/A | N/A | 125.8767 |  | 445 | 1 | -1410 | 174 | 0 | 0 | 10 | 0
| RE-WtrHt-FuelSub-SmlStrg-HP-lte6kW-rep50G-HI-3p31UEF-50g | SFm | Ex | CZ14 | Any | 446 | SWWH025J | 1 | 10 | 2021 | natural gas | electricity | NR |  |  |  |  | -1480 |  | 177 |  | -1480 | 177 | 0 | 0 |  | 0 | 0 |  | TRUE | 10 | 0 | 0 | TRUE | 2021+10 | 2031+00 | TRUE | TRUE | FALSE | FALSE | -1480 | 177 | TRUE | TRUE | FALSE | FALSE | 0 | 0 | TRUE | TRUE | TRUE | -1480 | 177 | 0 | 0 | -14800 | 1770 | 0 | 0 | 3465.8282 | 100000 | #N/A | 100000 | 0.034658 | 1 | #N/A | 0 | 0.00018393 | 0.005307 | #N/A | 0.005307 |  | 446 | 125.7057 | PASS | 6.6713 | PASS | Eligible | -2.7222 | 9.3935 | 446 | 12.6488 | kWh | 3706.0533 | N/A | N/A | 126.4876 |  | 446 | 1 | -1480 | 177 | 0 | 0 | 10 | 0
| RE-WtrHt-FuelSub-SmlStrg-HP-lte6kW-rep50G-HI-3p31UEF-50g | SFm | Ex | CZ15 | Any | 447 | SWWH025J | 1 | 10 | 2021 | natural gas | electricity | NR |  |  |  |  | -1040 |  | 147 |  | -1040 | 147 | 0 | 0 |  | 0 | 0 |  | TRUE | 10 | 0 | 0 | TRUE | 2021+10 | 2031+00 | TRUE | TRUE | FALSE | FALSE | -1040 | 147 | TRUE | TRUE | FALSE | FALSE | 0 | 0 | TRUE | TRUE | TRUE | -1040 | 147 | 0 | 0 | -10400 | 1470 | 0 | 0 | 3465.8282 | 100000 | #N/A | 100000 | 0.034658 | 1 | #N/A | 0 | 0.00018393 | 0.005307 | #N/A | 0.005307 |  | 447 | 110.9554 | PASS | 5.8884 | PASS | Eligible | -1.9129 | 7.8013 | 447 | 11.1505 | kWh | 3267.0612 | N/A | N/A | 111.5048 |  | 447 | 1 | -1040 | 147 | 0 | 0 | 10 | 0
| RE-WtrHt-FuelSub-SmlStrg-HP-lte6kW-rep50G-HI-3p31UEF-50g | SFm | Ex | CZ16 | Any | 448 | SWWH025J | 1 | 10 | 2021 | natural gas | electricity | NR |  |  |  |  | -2120 |  | 203 |  | -2120 | 203 | 0 | 0 |  | 0 | 0 |  | TRUE | 10 | 0 | 0 | TRUE | 2021+10 | 2031+00 | TRUE | TRUE | FALSE | FALSE | -2120 | 203 | TRUE | TRUE | FALSE | FALSE | 0 | 0 | TRUE | TRUE | TRUE | -2120 | 203 | 0 | 0 | -21200 | 2030 | 0 | 0 | 3465.8282 | 100000 | #N/A | 100000 | 0.034658 | 1 | #N/A | 0 | 0.00018393 | 0.005307 | #N/A | 0.005307 |  | 448 | 129.5244 | PASS | 6.8739 | PASS | Eligible | -3.8994 | 10.7733 | 448 | 13.0644 | kWh | 3827.8465 | N/A | N/A | 130.6444 |  | 448 | 1 | -2120 | 203 | 0 | 0 | 10 | 0
| RE-WtrHt-FuelSub-SmlStrg-HP-lte6kW-rep50G-HI-3p31UEF-50g | MFm | Ex | CZ01 | Any | 449 | SWWH025J | 1 | 10 | 2021 | natural gas | electricity | NR |  |  |  |  | -1230 |  | 168 |  | -1230 | 168 | 0 | 0 |  | 0 | 0 |  | TRUE | 10 | 0 | 0 | TRUE | 2021+10 | 2031+00 | TRUE | TRUE | FALSE | FALSE | -1230 | 168 | TRUE | TRUE | FALSE | FALSE | 0 | 0 | TRUE | TRUE | TRUE | -1230 | 168 | 0 | 0 | -12300 | 1680 | 0 | 0 | 3465.8282 | 100000 | #N/A | 100000 | 0.034658 | 1 | #N/A | 0 | 0.00018393 | 0.005307 | #N/A | 0.005307 |  | 449 | 125.3703 | PASS | 6.6534 | PASS | Eligible | -2.2624 | 8.9158 | 449 | 12.602 | kWh | 3692.3557 | N/A | N/A | 126.0201 |  | 449 | 1 | -1230 | 168 | 0 | 0 | 10 | 0
| RE-WtrHt-FuelSub-SmlStrg-HP-lte6kW-rep50G-HI-3p31UEF-50g | MFm | Ex | CZ02 | Any | 450 | SWWH025J | 1 | 10 | 2021 | natural gas | electricity | NR |  |  |  |  | -1140 |  | 159 |  | -1140 | 159 | 0 | 0 |  | 0 | 0 |  | TRUE | 10 | 0 | 0 | TRUE | 2021+10 | 2031+00 | TRUE | TRUE | FALSE | FALSE | -1140 | 159 | TRUE | TRUE | FALSE | FALSE | 0 | 0 | TRUE | TRUE | TRUE | -1140 | 159 | 0 | 0 | -11400 | 1590 | 0 | 0 | 3465.8282 | 100000 | #N/A | 100000 | 0.034658 | 1 | #N/A | 0 | 0.00018393 | 0.005307 | #N/A | 0.005307 |  | 450 | 119.4896 | PASS | 6.3414 | PASS | Eligible | -2.0968 | 8.4382 | 450 | 12.0092 | kWh | 3518.6581 | N/A | N/A | 120.0918 |  | 450 | 1 | -1140 | 159 | 0 | 0 | 10 | 0
| RE-WtrHt-FuelSub-SmlStrg-HP-lte6kW-rep50G-HI-3p31UEF-50g | MFm | Ex | CZ03 | Any | 451 | SWWH025J | 1 | 10 | 2021 | natural gas | electricity | NR |  |  |  |  | -1130 |  | 159 |  | -1130 | 159 | 0 | 0 |  | 0 | 0 |  | TRUE | 10 | 0 | 0 | TRUE | 2021+10 | 2031+00 | TRUE | TRUE | FALSE | FALSE | -1130 | 159 | TRUE | TRUE | FALSE | FALSE | 0 | 0 | TRUE | TRUE | TRUE | -1130 | 159 | 0 | 0 | -11300 | 1590 | 0 | 0 | 3465.8282 | 100000 | #N/A | 100000 | 0.034658 | 1 | #N/A | 0 | 0.00018393 | 0.005307 | #N/A | 0.005307 |  | 451 | 119.8361 | PASS | 6.3597 | PASS | Eligible | -2.0784 | 8.4382 | 451 | 12.0433 | kWh | 3528.6581 | N/A | N/A | 120.4331 |  | 451 | 1 | -1130 | 159 | 0 | 0 | 10 | 0
| RE-WtrHt-FuelSub-SmlStrg-HP-lte6kW-rep50G-HI-3p31UEF-50g | MFm | Ex | CZ04 | Any | 452 | SWWH025J | 1 | 10 | 2021 | natural gas | electricity | NR |  |  |  |  | -1100 |  | 155 |  | -1100 | 155 | 0 | 0 |  | 0 | 0 |  | TRUE | 10 | 0 | 0 | TRUE | 2021+10 | 2031+00 | TRUE | TRUE | FALSE | FALSE | -1100 | 155 | TRUE | TRUE | FALSE | FALSE | 0 | 0 | TRUE | TRUE | TRUE | -1100 | 155 | 0 | 0 | -11000 | 1550 | 0 | 0 | 3465.8282 | 100000 | #N/A | 100000 | 0.034658 | 1 | #N/A | 0 | 0.00018393 | 0.005307 | #N/A | 0.005307 |  | 452 | 116.8759 | PASS | 6.2026 | PASS | Eligible | -2.0233 | 8.2259 | 452 | 11.7457 | kWh | 3441.4591 | N/A | N/A | 117.457 |  | 452 | 1 | -1100 | 155 | 0 | 0 | 10 | 0
| RE-WtrHt-FuelSub-SmlStrg-HP-lte6kW-rep50G-HI-3p31UEF-50g | MFm | Ex | CZ05 | Any | 453 | SWWH025J | 1 | 10 | 2021 | natural gas | electricity | NR |  |  |  |  | -1140 |  | 160 |  | -1140 | 160 | 0 | 0 |  | 0 | 0 |  | TRUE | 10 | 0 | 0 | TRUE | 2021+10 | 2031+00 | TRUE | TRUE | FALSE | FALSE | -1140 | 160 | TRUE | TRUE | FALSE | FALSE | 0 | 0 | TRUE | TRUE | TRUE | -1140 | 160 | 0 | 0 | -11400 | 1600 | 0 | 0 | 3465.8282 | 100000 | #N/A | 100000 | 0.034658 | 1 | #N/A | 0 | 0.00018393 | 0.005307 | #N/A | 0.005307 |  | 453 | 120.4896 | PASS | 6.3944 | PASS | Eligible | -2.0968 | 8.4913 | 453 | 12.1092 | kWh | 3547.9578 | N/A | N/A | 121.0918 |  | 453 | 1 | -1140 | 160 | 0 | 0 | 10 | 0
| RE-WtrHt-FuelSub-SmlStrg-HP-lte6kW-rep50G-HI-3p31UEF-50g | MFm | Ex | CZ06 | Any | 454 | SWWH025J | 1 | 10 | 2021 | natural gas | electricity | NR |  |  |  |  | -1060 |  | 151 |  | -1060 | 151 | 0 | 0 |  | 0 | 0 |  | TRUE | 10 | 0 | 0 | TRUE | 2021+10 | 2031+00 | TRUE | TRUE | FALSE | FALSE | -1060 | 151 | TRUE | TRUE | FALSE | FALSE | 0 | 0 | TRUE | TRUE | TRUE | -1060 | 151 | 0 | 0 | -10600 | 1510 | 0 | 0 | 3465.8282 | 100000 | #N/A | 100000 | 0.034658 | 1 | #N/A | 0 | 0.00018393 | 0.005307 | #N/A | 0.005307 |  | 454 | 114.2622 | PASS | 6.0639 | PASS | Eligible | -1.9497 | 8.0136 | 454 | 11.4822 | kWh | 3364.2602 | N/A | N/A | 114.8222 |  | 454 | 1 | -1060 | 151 | 0 | 0 | 10 | 0
| RE-WtrHt-FuelSub-SmlStrg-HP-lte6kW-rep50G-HI-3p31UEF-50g | MFm | Ex | CZ07 | Any | 455 | SWWH025J | 1 | 10 | 2021 | natural gas | electricity | NR |  |  |  |  | -1040 |  | 150 |  | -1040 | 150 | 0 | 0 |  | 0 | 0 |  | TRUE | 10 | 0 | 0 | TRUE | 2021+10 | 2031+00 | TRUE | TRUE | FALSE | FALSE | -1040 | 150 | TRUE | TRUE | FALSE | FALSE | 0 | 0 | TRUE | TRUE | TRUE | -1040 | 150 | 0 | 0 | -10400 | 1500 | 0 | 0 | 3465.8282 | 100000 | #N/A | 100000 | 0.034658 | 1 | #N/A | 0 | 0.00018393 | 0.005307 | #N/A | 0.005307 |  | 455 | 113.9554 | PASS | 6.0477 | PASS | Eligible | -1.9129 | 7.9606 | 455 | 11.4505 | kWh | 3354.9604 | N/A | N/A | 114.5048 |  | 455 | 1 | -1040 | 150 | 0 | 0 | 10 | 0
| RE-WtrHt-FuelSub-SmlStrg-HP-lte6kW-rep50G-HI-3p31UEF-50g | MFm | Ex | CZ08 | Any | 456 | SWWH025J | 1 | 10 | 2021 | natural gas | electricity | NR |  |  |  |  | -1030 |  | 148 |  | -1030 | 148 | 0 | 0 |  | 0 | 0 |  | TRUE | 10 | 0 | 0 | TRUE | 2021+10 | 2031+00 | TRUE | TRUE | FALSE | FALSE | -1030 | 148 | TRUE | TRUE | FALSE | FALSE | 0 | 0 | TRUE | TRUE | TRUE | -1030 | 148 | 0 | 0 | -10300 | 1480 | 0 | 0 | 3465.8282 | 100000 | #N/A | 100000 | 0.034658 | 1 | #N/A | 0 | 0.00018393 | 0.005307 | #N/A | 0.005307 |  | 456 | 112.302 | PASS | 5.9599 | PASS | Eligible | -1.8945 | 7.8544 | 456 | 11.2846 | kWh | 3306.361 | N/A | N/A | 112.8461 |  | 456 | 1 | -1030 | 148 | 0 | 0 | 10 | 0
| RE-WtrHt-FuelSub-SmlStrg-HP-lte6kW-rep50G-HI-3p31UEF-50g | MFm | Ex | CZ09 | Any | 457 | SWWH025J | 1 | 10 | 2021 | natural gas | electricity | NR |  |  |  |  | -1030 |  | 148 |  | -1030 | 148 | 0 | 0 |  | 0 | 0 |  | TRUE | 10 | 0 | 0 | TRUE | 2021+10 | 2031+00 | TRUE | TRUE | FALSE | FALSE | -1030 | 148 | TRUE | TRUE | FALSE | FALSE | 0 | 0 | TRUE | TRUE | TRUE | -1030 | 148 | 0 | 0 | -10300 | 1480 | 0 | 0 | 3465.8282 | 100000 | #N/A | 100000 | 0.034658 | 1 | #N/A | 0 | 0.00018393 | 0.005307 | #N/A | 0.005307 |  | 457 | 112.302 | PASS | 5.9599 | PASS | Eligible | -1.8945 | 7.8544 | 457 | 11.2846 | kWh | 3306.361 | N/A | N/A | 112.8461 |  | 457 | 1 | -1030 | 148 | 0 | 0 | 10 | 0
| RE-WtrHt-FuelSub-SmlStrg-HP-lte6kW-rep50G-HI-3p31UEF-50g | MFm | Ex | CZ10 | Any | 458 | SWWH025J | 1 | 10 | 2021 | natural gas | electricity | NR |  |  |  |  | -1030 |  | 148 |  | -1030 | 148 | 0 | 0 |  | 0 | 0 |  | TRUE | 10 | 0 | 0 | TRUE | 2021+10 | 2031+00 | TRUE | TRUE | FALSE | FALSE | -1030 | 148 | TRUE | TRUE | FALSE | FALSE | 0 | 0 | TRUE | TRUE | TRUE | -1030 | 148 | 0 | 0 | -10300 | 1480 | 0 | 0 | 3465.8282 | 100000 | #N/A | 100000 | 0.034658 | 1 | #N/A | 0 | 0.00018393 | 0.005307 | #N/A | 0.005307 |  | 458 | 112.302 | PASS | 5.9599 | PASS | Eligible | -1.8945 | 7.8544 | 458 | 11.2846 | kWh | 3306.361 | N/A | N/A | 112.8461 |  | 458 | 1 | -1030 | 148 | 0 | 0 | 10 | 0
| RE-WtrHt-FuelSub-SmlStrg-HP-lte6kW-rep50G-HI-3p31UEF-50g | MFm | Ex | CZ11 | Any | 459 | SWWH025J | 1 | 10 | 2021 | natural gas | electricity | NR |  |  |  |  | -1060 |  | 150 |  | -1060 | 150 | 0 | 0 |  | 0 | 0 |  | TRUE | 10 | 0 | 0 | TRUE | 2021+10 | 2031+00 | TRUE | TRUE | FALSE | FALSE | -1060 | 150 | TRUE | TRUE | FALSE | FALSE | 0 | 0 | TRUE | TRUE | TRUE | -1060 | 150 | 0 | 0 | -10600 | 1500 | 0 | 0 | 3465.8282 | 100000 | #N/A | 100000 | 0.034658 | 1 | #N/A | 0 | 0.00018393 | 0.005307 | #N/A | 0.005307 |  | 459 | 113.2622 | PASS | 6.0109 | PASS | Eligible | -1.9497 | 7.9606 | 459 | 11.3822 | kWh | 3334.9604 | N/A | N/A | 113.8222 |  | 459 | 1 | -1060 | 150 | 0 | 0 | 10 | 0
| RE-WtrHt-FuelSub-SmlStrg-HP-lte6kW-rep50G-HI-3p31UEF-50g | MFm | Ex | CZ12 | Any | 460 | SWWH025J | 1 | 10 | 2021 | natural gas | electricity | NR |  |  |  |  | -1090 |  | 153 |  | -1090 | 153 | 0 | 0 |  | 0 | 0 |  | TRUE | 10 | 0 | 0 | TRUE | 2021+10 | 2031+00 | TRUE | TRUE | FALSE | FALSE | -1090 | 153 | TRUE | TRUE | FALSE | FALSE | 0 | 0 | TRUE | TRUE | TRUE | -1090 | 153 | 0 | 0 | -10900 | 1530 | 0 | 0 | 3465.8282 | 100000 | #N/A | 100000 | 0.034658 | 1 | #N/A | 0 | 0.00018393 | 0.005307 | #N/A | 0.005307 |  | 460 | 115.2225 | PASS | 6.1149 | PASS | Eligible | -2.0049 | 8.1198 | 460 | 11.5798 | kWh | 3392.8597 | N/A | N/A | 115.7983 |  | 460 | 1 | -1090 | 153 | 0 | 0 | 10 | 0
| RE-WtrHt-FuelSub-SmlStrg-HP-lte6kW-rep50G-HI-3p31UEF-50g | MFm | Ex | CZ13 | Any | 461 | SWWH025J | 1 | 10 | 2021 | natural gas | electricity | NR |  |  |  |  | -1040 |  | 148 |  | -1040 | 148 | 0 | 0 |  | 0 | 0 |  | TRUE | 10 | 0 | 0 | TRUE | 2021+10 | 2031+00 | TRUE | TRUE | FALSE | FALSE | -1040 | 148 | TRUE | TRUE | FALSE | FALSE | 0 | 0 | TRUE | TRUE | TRUE | -1040 | 148 | 0 | 0 | -10400 | 1480 | 0 | 0 | 3465.8282 | 100000 | #N/A | 100000 | 0.034658 | 1 | #N/A | 0 | 0.00018393 | 0.005307 | #N/A | 0.005307 |  | 461 | 111.9554 | PASS | 5.9415 | PASS | Eligible | -1.9129 | 7.8544 | 461 | 11.2505 | kWh | 3296.361 | N/A | N/A | 112.5048 |  | 461 | 1 | -1040 | 148 | 0 | 0 | 10 | 0
| RE-WtrHt-FuelSub-SmlStrg-HP-lte6kW-rep50G-HI-3p31UEF-50g | MFm | Ex | CZ14 | Any | 462 | SWWH025J | 1 | 10 | 2021 | natural gas | electricity | NR |  |  |  |  | -1060 |  | 150 |  | -1060 | 150 | 0 | 0 |  | 0 | 0 |  | TRUE | 10 | 0 | 0 | TRUE | 2021+10 | 2031+00 | TRUE | TRUE | FALSE | FALSE | -1060 | 150 | TRUE | TRUE | FALSE | FALSE | 0 | 0 | TRUE | TRUE | TRUE | -1060 | 150 | 0 | 0 | -10600 | 1500 | 0 | 0 | 3465.8282 | 100000 | #N/A | 100000 | 0.034658 | 1 | #N/A | 0 | 0.00018393 | 0.005307 | #N/A | 0.005307 |  | 462 | 113.2622 | PASS | 6.0109 | PASS | Eligible | -1.9497 | 7.9606 | 462 | 11.3822 | kWh | 3334.9604 | N/A | N/A | 113.8222 |  | 462 | 1 | -1060 | 150 | 0 | 0 | 10 | 0
| RE-WtrHt-FuelSub-SmlStrg-HP-lte6kW-rep50G-HI-3p31UEF-50g | MFm | Ex | CZ15 | Any | 463 | SWWH025J | 1 | 10 | 2021 | natural gas | electricity | NR |  |  |  |  | -867 |  | 130 |  | -867 | 130 | 0 | 0 |  | 0 | 0 |  | TRUE | 10 | 0 | 0 | TRUE | 2021+10 | 2031+00 | TRUE | TRUE | FALSE | FALSE | -867 | 130 | TRUE | TRUE | FALSE | FALSE | 0 | 0 | TRUE | TRUE | TRUE | -867 | 130 | 0 | 0 | -8670 | 1300 | 0 | 0 | 3465.8282 | 100000 | #N/A | 100000 | 0.034658 | 1 | #N/A | 0 | 0.00018393 | 0.005307 | #N/A | 0.005307 |  | 463 | 99.9513 | PASS | 5.3045 | PASS | Eligible | -1.5947 | 6.8991 | 463 | 10.0409 | kWh | 2941.9657 | N/A | N/A | 100.4093 |  | 463 | 1 | -867 | 130 | 0 | 0 | 10 | 0
| RE-WtrHt-FuelSub-SmlStrg-HP-lte6kW-rep50G-HI-3p31UEF-50g | MFm | Ex | CZ16 | Any | 464 | SWWH025J | 1 | 10 | 2021 | natural gas | electricity | NR |  |  |  |  | -1230 |  | 168 |  | -1230 | 168 | 0 | 0 |  | 0 | 0 |  | TRUE | 10 | 0 | 0 | TRUE | 2021+10 | 2031+00 | TRUE | TRUE | FALSE | FALSE | -1230 | 168 | TRUE | TRUE | FALSE | FALSE | 0 | 0 | TRUE | TRUE | TRUE | -1230 | 168 | 0 | 0 | -12300 | 1680 | 0 | 0 | 3465.8282 | 100000 | #N/A | 100000 | 0.034658 | 1 | #N/A | 0 | 0.00018393 | 0.005307 | #N/A | 0.005307 |  | 464 | 125.3703 | PASS | 6.6534 | PASS | Eligible | -2.2624 | 8.9158 | 464 | 12.602 | kWh | 3692.3557 | N/A | N/A | 126.0201 |  | 464 | 1 | -1230 | 168 | 0 | 0 | 10 | 0
| RE-WtrHt-FuelSub-SmlStrg-HP-lte6kW-rep50G-HI-3p31UEF-50g | DMo | Ex | CZ01 | Any | 465 | SWWH025J | 1 | 10 | 2021 | natural gas | electricity | NR |  |  |  |  | -1760 |  | 183 |  | -1760 | 183 | 0 | 0 |  | 0 | 0 |  | TRUE | 10 | 0 | 0 | TRUE | 2021+10 | 2031+00 | TRUE | TRUE | FALSE | FALSE | -1760 | 183 | TRUE | TRUE | FALSE | FALSE | 0 | 0 | TRUE | TRUE | TRUE | -1760 | 183 | 0 | 0 | -17600 | 1830 | 0 | 0 | 3465.8282 | 100000 | #N/A | 100000 | 0.034658 | 1 | #N/A | 0 | 0.00018393 | 0.005307 | #N/A | 0.005307 |  | 465 | 122.0014 | PASS | 6.4747 | PASS | Eligible | -3.2372 | 9.7119 | 465 | 12.2931 | kWh | 3601.8517 | N/A | N/A | 122.9312 |  | 465 | 1 | -1760 | 183 | 0 | 0 | 10 | 0
| RE-WtrHt-FuelSub-SmlStrg-HP-lte6kW-rep50G-HI-3p31UEF-50g | DMo | Ex | CZ02 | Any | 466 | SWWH025J | 1 | 10 | 2021 | natural gas | electricity | NR |  |  |  |  | -1540 |  | 171 |  | -1540 | 171 | 0 | 0 |  | 0 | 0 |  | TRUE | 10 | 0 | 0 | TRUE | 2021+10 | 2031+00 | TRUE | TRUE | FALSE | FALSE | -1540 | 171 | TRUE | TRUE | FALSE | FALSE | 0 | 0 | TRUE | TRUE | TRUE | -1540 | 171 | 0 | 0 | -15400 | 1710 | 0 | 0 | 3465.8282 | 100000 | #N/A | 100000 | 0.034658 | 1 | #N/A | 0 | 0.00018393 | 0.005307 | #N/A | 0.005307 |  | 466 | 117.6262 | PASS | 6.2425 | PASS | Eligible | -2.8326 | 9.075 | 466 | 11.844 | kWh | 3470.2549 | N/A | N/A | 118.4398 |  | 466 | 1 | -1540 | 171 | 0 | 0 | 10 | 0
| RE-WtrHt-FuelSub-SmlStrg-HP-lte6kW-rep50G-HI-3p31UEF-50g | DMo | Ex | CZ03 | Any | 467 | SWWH025J | 1 | 10 | 2021 | natural gas | electricity | NR |  |  |  |  | -1490 |  | 171 |  | -1490 | 171 | 0 | 0 |  | 0 | 0 |  | TRUE | 10 | 0 | 0 | TRUE | 2021+10 | 2031+00 | TRUE | TRUE | FALSE | FALSE | -1490 | 171 | TRUE | TRUE | FALSE | FALSE | 0 | 0 | TRUE | TRUE | TRUE | -1490 | 171 | 0 | 0 | -14900 | 1710 | 0 | 0 | 3465.8282 | 100000 | #N/A | 100000 | 0.034658 | 1 | #N/A | 0 | 0.00018393 | 0.005307 | #N/A | 0.005307 |  | 467 | 119.3592 | PASS | 6.3344 | PASS | Eligible | -2.7406 | 9.075 | 467 | 12.0146 | kWh | 3520.2549 | N/A | N/A | 120.1463 |  | 467 | 1 | -1490 | 171 | 0 | 0 | 10 | 0
| RE-WtrHt-FuelSub-SmlStrg-HP-lte6kW-rep50G-HI-3p31UEF-50g | DMo | Ex | CZ04 | Any | 468 | SWWH025J | 1 | 10 | 2021 | natural gas | electricity | NR |  |  |  |  | -1430 |  | 166 |  | -1430 | 166 | 0 | 0 |  | 0 | 0 |  | TRUE | 10 | 0 | 0 | TRUE | 2021+10 | 2031+00 | TRUE | TRUE | FALSE | FALSE | -1430 | 166 | TRUE | TRUE | FALSE | FALSE | 0 | 0 | TRUE | TRUE | TRUE | -1430 | 166 | 0 | 0 | -14300 | 1660 | 0 | 0 | 3465.8282 | 100000 | #N/A | 100000 | 0.034658 | 1 | #N/A | 0 | 0.00018393 | 0.005307 | #N/A | 0.005307 |  | 468 | 116.4387 | PASS | 6.1794 | PASS | Eligible | -2.6302 | 8.8097 | 468 | 11.7194 | kWh | 3433.7562 | N/A | N/A | 117.1941 |  | 468 | 1 | -1430 | 166 | 0 | 0 | 10 | 0
| RE-WtrHt-FuelSub-SmlStrg-HP-lte6kW-rep50G-HI-3p31UEF-50g | DMo | Ex | CZ05 | Any | 469 | SWWH025J | 1 | 10 | 2021 | natural gas | electricity | NR |  |  |  |  | -1550 |  | 174 |  | -1550 | 174 | 0 | 0 |  | 0 | 0 |  | TRUE | 10 | 0 | 0 | TRUE | 2021+10 | 2031+00 | TRUE | TRUE | FALSE | FALSE | -1550 | 174 | TRUE | TRUE | FALSE | FALSE | 0 | 0 | TRUE | TRUE | TRUE | -1550 | 174 | 0 | 0 | -15500 | 1740 | 0 | 0 | 3465.8282 | 100000 | #N/A | 100000 | 0.034658 | 1 | #N/A | 0 | 0.00018393 | 0.005307 | #N/A | 0.005307 |  | 469 | 120.2797 | PASS | 6.3833 | PASS | Eligible | -2.851 | 9.2342 | 469 | 12.1098 | kWh | 3548.1541 | N/A | N/A | 121.0985 |  | 469 | 1 | -1550 | 174 | 0 | 0 | 10 | 0
| RE-WtrHt-FuelSub-SmlStrg-HP-lte6kW-rep50G-HI-3p31UEF-50g | DMo | Ex | CZ06 | Any | 470 | SWWH025J | 1 | 10 | 2021 | natural gas | electricity | NR |  |  |  |  | -1310 |  | 161 |  | -1310 | 161 | 0 | 0 |  | 0 | 0 |  | TRUE | 10 | 0 | 0 | TRUE | 2021+10 | 2031+00 | TRUE | TRUE | FALSE | FALSE | -1310 | 161 | TRUE | TRUE | FALSE | FALSE | 0 | 0 | TRUE | TRUE | TRUE | -1310 | 161 | 0 | 0 | -13100 | 1610 | 0 | 0 | 3465.8282 | 100000 | #N/A | 100000 | 0.034658 | 1 | #N/A | 0 | 0.00018393 | 0.005307 | #N/A | 0.005307 |  | 470 | 115.5977 | PASS | 6.1348 | PASS | Eligible | -2.4095 | 8.5443 | 470 | 11.629 | kWh | 3407.2575 | N/A | N/A | 116.2897 |  | 470 | 1 | -1310 | 161 | 0 | 0 | 10 | 0
| RE-WtrHt-FuelSub-SmlStrg-HP-lte6kW-rep50G-HI-3p31UEF-50g | DMo | Ex | CZ07 | Any | 471 | SWWH025J | 1 | 10 | 2021 | natural gas | electricity | NR |  |  |  |  | -1270 |  | 160 |  | -1270 | 160 | 0 | 0 |  | 0 | 0 |  | TRUE | 10 | 0 | 0 | TRUE | 2021+10 | 2031+00 | TRUE | TRUE | FALSE | FALSE | -1270 | 160 | TRUE | TRUE | FALSE | FALSE | 0 | 0 | TRUE | TRUE | TRUE | -1270 | 160 | 0 | 0 | -12700 | 1600 | 0 | 0 | 3465.8282 | 100000 | #N/A | 100000 | 0.034658 | 1 | #N/A | 0 | 0.00018393 | 0.005307 | #N/A | 0.005307 |  | 471 | 115.984 | PASS | 6.1553 | PASS | Eligible | -2.3359 | 8.4913 | 471 | 11.6655 | kWh | 3417.9578 | N/A | N/A | 116.6549 |  | 471 | 1 | -1270 | 160 | 0 | 0 | 10 | 0
| RE-WtrHt-FuelSub-SmlStrg-HP-lte6kW-rep50G-HI-3p31UEF-50g | DMo | Ex | CZ08 | Any | 472 | SWWH025J | 1 | 10 | 2021 | natural gas | electricity | NR |  |  |  |  | -1250 |  | 157 |  | -1250 | 157 | 0 | 0 |  | 0 | 0 |  | TRUE | 10 | 0 | 0 | TRUE | 2021+10 | 2031+00 | TRUE | TRUE | FALSE | FALSE | -1250 | 157 | TRUE | TRUE | FALSE | FALSE | 0 | 0 | TRUE | TRUE | TRUE | -1250 | 157 | 0 | 0 | -12500 | 1570 | 0 | 0 | 3465.8282 | 100000 | #N/A | 100000 | 0.034658 | 1 | #N/A | 0 | 0.00018393 | 0.005307 | #N/A | 0.005307 |  | 472 | 113.6771 | PASS | 6.0329 | PASS | Eligible | -2.2992 | 8.332 | 472 | 11.4337 | kWh | 3350.0586 | N/A | N/A | 114.3375 |  | 472 | 1 | -1250 | 157 | 0 | 0 | 10 | 0
| RE-WtrHt-FuelSub-SmlStrg-HP-lte6kW-rep50G-HI-3p31UEF-50g | DMo | Ex | CZ09 | Any | 473 | SWWH025J | 1 | 10 | 2021 | natural gas | electricity | NR |  |  |  |  | -1260 |  | 157 |  | -1260 | 157 | 0 | 0 |  | 0 | 0 |  | TRUE | 10 | 0 | 0 | TRUE | 2021+10 | 2031+00 | TRUE | TRUE | FALSE | FALSE | -1260 | 157 | TRUE | TRUE | FALSE | FALSE | 0 | 0 | TRUE | TRUE | TRUE | -1260 | 157 | 0 | 0 | -12600 | 1570 | 0 | 0 | 3465.8282 | 100000 | #N/A | 100000 | 0.034658 | 1 | #N/A | 0 | 0.00018393 | 0.005307 | #N/A | 0.005307 |  | 473 | 113.3306 | PASS | 6.0145 | PASS | Eligible | -2.3176 | 8.332 | 473 | 11.3996 | kWh | 3340.0586 | N/A | N/A | 113.9962 |  | 473 | 1 | -1260 | 157 | 0 | 0 | 10 | 0
| RE-WtrHt-FuelSub-SmlStrg-HP-lte6kW-rep50G-HI-3p31UEF-50g | DMo | Ex | CZ10 | Any | 474 | SWWH025J | 1 | 10 | 2021 | natural gas | electricity | NR |  |  |  |  | -1260 |  | 156 |  | -1260 | 156 | 0 | 0 |  | 0 | 0 |  | TRUE | 10 | 0 | 0 | TRUE | 2021+10 | 2031+00 | TRUE | TRUE | FALSE | FALSE | -1260 | 156 | TRUE | TRUE | FALSE | FALSE | 0 | 0 | TRUE | TRUE | TRUE | -1260 | 156 | 0 | 0 | -12600 | 1560 | 0 | 0 | 3465.8282 | 100000 | #N/A | 100000 | 0.034658 | 1 | #N/A | 0 | 0.00018393 | 0.005307 | #N/A | 0.005307 |  | 474 | 112.3306 | PASS | 5.9614 | PASS | Eligible | -2.3176 | 8.279 | 474 | 11.2996 | kWh | 3310.7589 | N/A | N/A | 112.9962 |  | 474 | 1 | -1260 | 156 | 0 | 0 | 10 | 0
| RE-WtrHt-FuelSub-SmlStrg-HP-lte6kW-rep50G-HI-3p31UEF-50g | DMo | Ex | CZ11 | Any | 475 | SWWH025J | 1 | 10 | 2021 | natural gas | electricity | NR |  |  |  |  | -1370 |  | 159 |  | -1370 | 159 | 0 | 0 |  | 0 | 0 |  | TRUE | 10 | 0 | 0 | TRUE | 2021+10 | 2031+00 | TRUE | TRUE | FALSE | FALSE | -1370 | 159 | TRUE | TRUE | FALSE | FALSE | 0 | 0 | TRUE | TRUE | TRUE | -1370 | 159 | 0 | 0 | -13700 | 1590 | 0 | 0 | 3465.8282 | 100000 | #N/A | 100000 | 0.034658 | 1 | #N/A | 0 | 0.00018393 | 0.005307 | #N/A | 0.005307 |  | 475 | 111.5182 | PASS | 5.9183 | PASS | Eligible | -2.5199 | 8.4382 | 475 | 11.2242 | kWh | 3288.6581 | N/A | N/A | 112.2419 |  | 475 | 1 | -1370 | 159 | 0 | 0 | 10 | 0
| RE-WtrHt-FuelSub-SmlStrg-HP-lte6kW-rep50G-HI-3p31UEF-50g | DMo | Ex | CZ12 | Any | 476 | SWWH025J | 1 | 10 | 2021 | natural gas | electricity | NR |  |  |  |  | -1410 |  | 163 |  | -1410 | 163 | 0 | 0 |  | 0 | 0 |  | TRUE | 10 | 0 | 0 | TRUE | 2021+10 | 2031+00 | TRUE | TRUE | FALSE | FALSE | -1410 | 163 | TRUE | TRUE | FALSE | FALSE | 0 | 0 | TRUE | TRUE | TRUE | -1410 | 163 | 0 | 0 | -14100 | 1630 | 0 | 0 | 3465.8282 | 100000 | #N/A | 100000 | 0.034658 | 1 | #N/A | 0 | 0.00018393 | 0.005307 | #N/A | 0.005307 |  | 476 | 114.1318 | PASS | 6.057 | PASS | Eligible | -2.5935 | 8.6505 | 476 | 11.4877 | kWh | 3365.857 | N/A | N/A | 114.8767 |  | 476 | 1 | -1410 | 163 | 0 | 0 | 10 | 0
| RE-WtrHt-FuelSub-SmlStrg-HP-lte6kW-rep50G-HI-3p31UEF-50g | DMo | Ex | CZ13 | Any | 477 | SWWH025J | 1 | 10 | 2021 | natural gas | electricity | NR |  |  |  |  | -1320 |  | 157 |  | -1320 | 157 | 0 | 0 |  | 0 | 0 |  | TRUE | 10 | 0 | 0 | TRUE | 2021+10 | 2031+00 | TRUE | TRUE | FALSE | FALSE | -1320 | 157 | TRUE | TRUE | FALSE | FALSE | 0 | 0 | TRUE | TRUE | TRUE | -1320 | 157 | 0 | 0 | -13200 | 1570 | 0 | 0 | 3465.8282 | 100000 | #N/A | 100000 | 0.034658 | 1 | #N/A | 0 | 0.00018393 | 0.005307 | #N/A | 0.005307 |  | 477 | 111.2511 | PASS | 5.9041 | PASS | Eligible | -2.4279 | 8.332 | 477 | 11.1948 | kWh | 3280.0586 | N/A | N/A | 111.9484 |  | 477 | 1 | -1320 | 157 | 0 | 0 | 10 | 0
| RE-WtrHt-FuelSub-SmlStrg-HP-lte6kW-rep50G-HI-3p31UEF-50g | DMo | Ex | CZ14 | Any | 478 | SWWH025J | 1 | 10 | 2021 | natural gas | electricity | NR |  |  |  |  | -1440 |  | 160 |  | -1440 | 160 | 0 | 0 |  | 0 | 0 |  | TRUE | 10 | 0 | 0 | TRUE | 2021+10 | 2031+00 | TRUE | TRUE | FALSE | FALSE | -1440 | 160 | TRUE | TRUE | FALSE | FALSE | 0 | 0 | TRUE | TRUE | TRUE | -1440 | 160 | 0 | 0 | -14400 | 1600 | 0 | 0 | 3465.8282 | 100000 | #N/A | 100000 | 0.034658 | 1 | #N/A | 0 | 0.00018393 | 0.005307 | #N/A | 0.005307 |  | 478 | 110.0921 | PASS | 5.8426 | PASS | Eligible | -2.6486 | 8.4913 | 478 | 11.0853 | kWh | 3247.9578 | N/A | N/A | 110.8528 |  | 478 | 1 | -1440 | 160 | 0 | 0 | 10 | 0
| RE-WtrHt-FuelSub-SmlStrg-HP-lte6kW-rep50G-HI-3p31UEF-50g | DMo | Ex | CZ15 | Any | 479 | SWWH025J | 1 | 10 | 2021 | natural gas | electricity | NR |  |  |  |  | -958 |  | 133 |  | -958 | 133 | 0 | 0 |  | 0 | 0 |  | TRUE | 10 | 0 | 0 | TRUE | 2021+10 | 2031+00 | TRUE | TRUE | FALSE | FALSE | -958 | 133 | TRUE | TRUE | FALSE | FALSE | 0 | 0 | TRUE | TRUE | TRUE | -958 | 133 | 0 | 0 | -9580 | 1330 | 0 | 0 | 3465.8282 | 100000 | #N/A | 100000 | 0.034658 | 1 | #N/A | 0 | 0.00018393 | 0.005307 | #N/A | 0.005307 |  | 479 | 99.7974 | PASS | 5.2963 | PASS | Eligible | -1.7621 | 7.0584 | 479 | 10.0303 | kWh | 2938.8649 | N/A | N/A | 100.3035 |  | 479 | 1 | -958 | 133 | 0 | 0 | 10 | 0
| RE-WtrHt-FuelSub-SmlStrg-HP-lte6kW-rep50G-HI-3p31UEF-50g | DMo | Ex | CZ16 | Any | 480 | SWWH025J | 1 | 10 | 2021 | natural gas | electricity | NR |  |  |  |  | -2100 |  | 183 |  | -2100 | 183 | 0 | 0 |  | 0 | 0 |  | TRUE | 10 | 0 | 0 | TRUE | 2021+10 | 2031+00 | TRUE | TRUE | FALSE | FALSE | -2100 | 183 | TRUE | TRUE | FALSE | FALSE | 0 | 0 | TRUE | TRUE | TRUE | -2100 | 183 | 0 | 0 | -21000 | 1830 | 0 | 0 | 3465.8282 | 100000 | #N/A | 100000 | 0.034658 | 1 | #N/A | 0 | 0.00018393 | 0.005307 | #N/A | 0.005307 |  | 480 | 110.2176 | PASS | 5.8493 | PASS | Eligible | -3.8626 | 9.7119 | 480 | 11.1327 | kWh | 3261.8517 | N/A | N/A | 111.327 |  | 480 | 1 | -2100 | 183 | 0 | 0 | 10 | 0
| RE-WtrHt-FuelSub-SmlStrg-HP-lte6kW-rep60G-HI-3p33UEF-80g | SFm | Ex | CZ01 | Any | 481 | SWWH025K | 1 | 10 | 2021 | natural gas | electricity | NR |  |  |  |  | -1870 |  | 208 |  | -1870 | 208 | 0 | 0 |  | 0 | 0 |  | TRUE | 10 | 0 | 0 | TRUE | 2021+10 | 2031+00 | TRUE | TRUE | FALSE | FALSE | -1870 | 208 | TRUE | TRUE | FALSE | FALSE | 0 | 0 | TRUE | TRUE | TRUE | -1870 | 208 | 0 | 0 | -18700 | 2080 | 0 | 0 | 3465.8282 | 100000 | #N/A | 100000 | 0.034658 | 1 | #N/A | 0 | 0.00018393 | 0.005307 | #N/A | 0.005307 |  | 481 | 143.189 | PASS | 7.5991 | PASS | Eligible | -3.4395 | 11.0386 | 481 | 14.4177 | kWh | 4224.3452 | N/A | N/A | 144.1769 |  | 481 | 1 | -1870 | 208 | 0 | 0 | 10 | 0
| RE-WtrHt-FuelSub-SmlStrg-HP-lte6kW-rep60G-HI-3p33UEF-80g | SFm | Ex | CZ02 | Any | 482 | SWWH025K | 1 | 10 | 2021 | natural gas | electricity | NR |  |  |  |  | -1610 |  | 193 |  | -1610 | 193 | 0 | 0 |  | 0 | 0 |  | TRUE | 10 | 0 | 0 | TRUE | 2021+10 | 2031+00 | TRUE | TRUE | FALSE | FALSE | -1610 | 193 | TRUE | TRUE | FALSE | FALSE | 0 | 0 | TRUE | TRUE | TRUE | -1610 | 193 | 0 | 0 | -16100 | 1930 | 0 | 0 | 3465.8282 | 100000 | #N/A | 100000 | 0.034658 | 1 | #N/A | 0 | 0.00018393 | 0.005307 | #N/A | 0.005307 |  | 482 | 137.2002 | PASS | 7.2813 | PASS | Eligible | -2.9613 | 10.2426 | 482 | 13.8051 | kWh | 4044.8491 | N/A | N/A | 138.0507 |  | 482 | 1 | -1610 | 193 | 0 | 0 | 10 | 0
| RE-WtrHt-FuelSub-SmlStrg-HP-lte6kW-rep60G-HI-3p33UEF-80g | SFm | Ex | CZ03 | Any | 483 | SWWH025K | 1 | 10 | 2021 | natural gas | electricity | NR |  |  |  |  | -1610 |  | 194 |  | -1610 | 194 | 0 | 0 |  | 0 | 0 |  | TRUE | 10 | 0 | 0 | TRUE | 2021+10 | 2031+00 | TRUE | TRUE | FALSE | FALSE | -1610 | 194 | TRUE | TRUE | FALSE | FALSE | 0 | 0 | TRUE | TRUE | TRUE | -1610 | 194 | 0 | 0 | -16100 | 1940 | 0 | 0 | 3465.8282 | 100000 | #N/A | 100000 | 0.034658 | 1 | #N/A | 0 | 0.00018393 | 0.005307 | #N/A | 0.005307 |  | 483 | 138.2002 | PASS | 7.3343 | PASS | Eligible | -2.9613 | 10.2957 | 483 | 13.9051 | kWh | 4074.1488 | N/A | N/A | 139.0507 |  | 483 | 1 | -1610 | 194 | 0 | 0 | 10 | 0
| RE-WtrHt-FuelSub-SmlStrg-HP-lte6kW-rep60G-HI-3p33UEF-80g | SFm | Ex | CZ04 | Any | 484 | SWWH025K | 1 | 10 | 2021 | natural gas | electricity | NR |  |  |  |  | -1520 |  | 188 |  | -1520 | 188 | 0 | 0 |  | 0 | 0 |  | TRUE | 10 | 0 | 0 | TRUE | 2021+10 | 2031+00 | TRUE | TRUE | FALSE | FALSE | -1520 | 188 | TRUE | TRUE | FALSE | FALSE | 0 | 0 | TRUE | TRUE | TRUE | -1520 | 188 | 0 | 0 | -15200 | 1880 | 0 | 0 | 3465.8282 | 100000 | #N/A | 100000 | 0.034658 | 1 | #N/A | 0 | 0.00018393 | 0.005307 | #N/A | 0.005307 |  | 484 | 135.3194 | PASS | 7.1815 | PASS | Eligible | -2.7958 | 9.9772 | 484 | 13.6122 | kWh | 3988.3504 | N/A | N/A | 136.1224 |  | 484 | 1 | -1520 | 188 | 0 | 0 | 10 | 0
| RE-WtrHt-FuelSub-SmlStrg-HP-lte6kW-rep60G-HI-3p33UEF-80g | SFm | Ex | CZ05 | Any | 485 | SWWH025K | 1 | 10 | 2021 | natural gas | electricity | NR |  |  |  |  | -1650 |  | 197 |  | -1650 | 197 | 0 | 0 |  | 0 | 0 |  | TRUE | 10 | 0 | 0 | TRUE | 2021+10 | 2031+00 | TRUE | TRUE | FALSE | FALSE | -1650 | 197 | TRUE | TRUE | FALSE | FALSE | 0 | 0 | TRUE | TRUE | TRUE | -1650 | 197 | 0 | 0 | -16500 | 1970 | 0 | 0 | 3465.8282 | 100000 | #N/A | 100000 | 0.034658 | 1 | #N/A | 0 | 0.00018393 | 0.005307 | #N/A | 0.005307 |  | 485 | 139.8138 | PASS | 7.42 | PASS | Eligible | -3.0349 | 10.4549 | 485 | 14.0686 | kWh | 4122.0481 | N/A | N/A | 140.6855 |  | 485 | 1 | -1650 | 197 | 0 | 0 | 10 | 0
| RE-WtrHt-FuelSub-SmlStrg-HP-lte6kW-rep60G-HI-3p33UEF-80g | SFm | Ex | CZ06 | Any | 486 | SWWH025K | 1 | 10 | 2021 | natural gas | electricity | NR |  |  |  |  | -1420 |  | 182 |  | -1420 | 182 | 0 | 0 |  | 0 | 0 |  | TRUE | 10 | 0 | 0 | TRUE | 2021+10 | 2031+00 | TRUE | TRUE | FALSE | FALSE | -1420 | 182 | TRUE | TRUE | FALSE | FALSE | 0 | 0 | TRUE | TRUE | TRUE | -1420 | 182 | 0 | 0 | -14200 | 1820 | 0 | 0 | 3465.8282 | 100000 | #N/A | 100000 | 0.034658 | 1 | #N/A | 0 | 0.00018393 | 0.005307 | #N/A | 0.005307 |  | 486 | 132.7852 | PASS | 7.047 | PASS | Eligible | -2.6118 | 9.6588 | 486 | 13.3535 | kWh | 3912.552 | N/A | N/A | 133.5354 |  | 486 | 1 | -1420 | 182 | 0 | 0 | 10 | 0
| RE-WtrHt-FuelSub-SmlStrg-HP-lte6kW-rep60G-HI-3p33UEF-80g | SFm | Ex | CZ07 | Any | 487 | SWWH025K | 1 | 10 | 2021 | natural gas | electricity | NR |  |  |  |  | -1390 |  | 180 |  | -1390 | 180 | 0 | 0 |  | 0 | 0 |  | TRUE | 10 | 0 | 0 | TRUE | 2021+10 | 2031+00 | TRUE | TRUE | FALSE | FALSE | -1390 | 180 | TRUE | TRUE | FALSE | FALSE | 0 | 0 | TRUE | TRUE | TRUE | -1390 | 180 | 0 | 0 | -13900 | 1800 | 0 | 0 | 3465.8282 | 100000 | #N/A | 100000 | 0.034658 | 1 | #N/A | 0 | 0.00018393 | 0.005307 | #N/A | 0.005307 |  | 487 | 131.825 | PASS | 6.996 | PASS | Eligible | -2.5567 | 9.5527 | 487 | 13.2559 | kWh | 3883.9525 | N/A | N/A | 132.5593 |  | 487 | 1 | -1390 | 180 | 0 | 0 | 10 | 0
| RE-WtrHt-FuelSub-SmlStrg-HP-lte6kW-rep60G-HI-3p33UEF-80g | SFm | Ex | CZ08 | Any | 488 | SWWH025K | 1 | 10 | 2021 | natural gas | electricity | NR |  |  |  |  | -1350 |  | 177 |  | -1350 | 177 | 0 | 0 |  | 0 | 0 |  | TRUE | 10 | 0 | 0 | TRUE | 2021+10 | 2031+00 | TRUE | TRUE | FALSE | FALSE | -1350 | 177 | TRUE | TRUE | FALSE | FALSE | 0 | 0 | TRUE | TRUE | TRUE | -1350 | 177 | 0 | 0 | -13500 | 1770 | 0 | 0 | 3465.8282 | 100000 | #N/A | 100000 | 0.034658 | 1 | #N/A | 0 | 0.00018393 | 0.005307 | #N/A | 0.005307 |  | 488 | 130.2113 | PASS | 6.9104 | PASS | Eligible | -2.4831 | 9.3935 | 488 | 13.0924 | kWh | 3836.0533 | N/A | N/A | 130.9245 |  | 488 | 1 | -1350 | 177 | 0 | 0 | 10 | 0
| RE-WtrHt-FuelSub-SmlStrg-HP-lte6kW-rep60G-HI-3p33UEF-80g | SFm | Ex | CZ09 | Any | 489 | SWWH025K | 1 | 10 | 2021 | natural gas | electricity | NR |  |  |  |  | -1360 |  | 177 |  | -1360 | 177 | 0 | 0 |  | 0 | 0 |  | TRUE | 10 | 0 | 0 | TRUE | 2021+10 | 2031+00 | TRUE | TRUE | FALSE | FALSE | -1360 | 177 | TRUE | TRUE | FALSE | FALSE | 0 | 0 | TRUE | TRUE | TRUE | -1360 | 177 | 0 | 0 | -13600 | 1770 | 0 | 0 | 3465.8282 | 100000 | #N/A | 100000 | 0.034658 | 1 | #N/A | 0 | 0.00018393 | 0.005307 | #N/A | 0.005307 |  | 489 | 129.8647 | PASS | 6.892 | PASS | Eligible | -2.5015 | 9.3935 | 489 | 13.0583 | kWh | 3826.0533 | N/A | N/A | 130.5832 |  | 489 | 1 | -1360 | 177 | 0 | 0 | 10 | 0
| RE-WtrHt-FuelSub-SmlStrg-HP-lte6kW-rep60G-HI-3p33UEF-80g | SFm | Ex | CZ10 | Any | 490 | SWWH025K | 1 | 10 | 2021 | natural gas | electricity | NR |  |  |  |  | -1350 |  | 176 |  | -1350 | 176 | 0 | 0 |  | 0 | 0 |  | TRUE | 10 | 0 | 0 | TRUE | 2021+10 | 2031+00 | TRUE | TRUE | FALSE | FALSE | -1350 | 176 | TRUE | TRUE | FALSE | FALSE | 0 | 0 | TRUE | TRUE | TRUE | -1350 | 176 | 0 | 0 | -13500 | 1760 | 0 | 0 | 3465.8282 | 100000 | #N/A | 100000 | 0.034658 | 1 | #N/A | 0 | 0.00018393 | 0.005307 | #N/A | 0.005307 |  | 490 | 129.2113 | PASS | 6.8573 | PASS | Eligible | -2.4831 | 9.3404 | 490 | 12.9924 | kWh | 3806.7536 | N/A | N/A | 129.9245 |  | 490 | 1 | -1350 | 176 | 0 | 0 | 10 | 0
| RE-WtrHt-FuelSub-SmlStrg-HP-lte6kW-rep60G-HI-3p33UEF-80g | SFm | Ex | CZ11 | Any | 491 | SWWH025K | 1 | 10 | 2021 | natural gas | electricity | NR |  |  |  |  | -1440 |  | 179 |  | -1440 | 179 | 0 | 0 |  | 0 | 0 |  | TRUE | 10 | 0 | 0 | TRUE | 2021+10 | 2031+00 | TRUE | TRUE | FALSE | FALSE | -1440 | 179 | TRUE | TRUE | FALSE | FALSE | 0 | 0 | TRUE | TRUE | TRUE | -1440 | 179 | 0 | 0 | -14400 | 1790 | 0 | 0 | 3465.8282 | 100000 | #N/A | 100000 | 0.034658 | 1 | #N/A | 0 | 0.00018393 | 0.005307 | #N/A | 0.005307 |  | 491 | 129.0921 | PASS | 6.851 | PASS | Eligible | -2.6486 | 9.4996 | 491 | 12.9853 | kWh | 3804.6528 | N/A | N/A | 129.8528 |  | 491 | 1 | -1440 | 179 | 0 | 0 | 10 | 0
| RE-WtrHt-FuelSub-SmlStrg-HP-lte6kW-rep60G-HI-3p33UEF-80g | SFm | Ex | CZ12 | Any | 492 | SWWH025K | 1 | 10 | 2021 | natural gas | electricity | NR |  |  |  |  | -1490 |  | 185 |  | -1490 | 185 | 0 | 0 |  | 0 | 0 |  | TRUE | 10 | 0 | 0 | TRUE | 2021+10 | 2031+00 | TRUE | TRUE | FALSE | FALSE | -1490 | 185 | TRUE | TRUE | FALSE | FALSE | 0 | 0 | TRUE | TRUE | TRUE | -1490 | 185 | 0 | 0 | -14900 | 1850 | 0 | 0 | 3465.8282 | 100000 | #N/A | 100000 | 0.034658 | 1 | #N/A | 0 | 0.00018393 | 0.005307 | #N/A | 0.005307 |  | 492 | 133.3592 | PASS | 7.0774 | PASS | Eligible | -2.7406 | 9.818 | 492 | 13.4146 | kWh | 3930.4512 | N/A | N/A | 134.1463 |  | 492 | 1 | -1490 | 185 | 0 | 0 | 10 | 0
| RE-WtrHt-FuelSub-SmlStrg-HP-lte6kW-rep60G-HI-3p33UEF-80g | SFm | Ex | CZ13 | Any | 493 | SWWH025K | 1 | 10 | 2021 | natural gas | electricity | NR |  |  |  |  | -1400 |  | 177 |  | -1400 | 177 | 0 | 0 |  | 0 | 0 |  | TRUE | 10 | 0 | 0 | TRUE | 2021+10 | 2031+00 | TRUE | TRUE | FALSE | FALSE | -1400 | 177 | TRUE | TRUE | FALSE | FALSE | 0 | 0 | TRUE | TRUE | TRUE | -1400 | 177 | 0 | 0 | -14000 | 1770 | 0 | 0 | 3465.8282 | 100000 | #N/A | 100000 | 0.034658 | 1 | #N/A | 0 | 0.00018393 | 0.005307 | #N/A | 0.005307 |  | 493 | 128.4784 | PASS | 6.8184 | PASS | Eligible | -2.5751 | 9.3935 | 493 | 12.9218 | kWh | 3786.0533 | N/A | N/A | 129.218 |  | 493 | 1 | -1400 | 177 | 0 | 0 | 10 | 0
| RE-WtrHt-FuelSub-SmlStrg-HP-lte6kW-rep60G-HI-3p33UEF-80g | SFm | Ex | CZ14 | Any | 494 | SWWH025K | 1 | 10 | 2021 | natural gas | electricity | NR |  |  |  |  | -1460 |  | 180 |  | -1460 | 180 | 0 | 0 |  | 0 | 0 |  | TRUE | 10 | 0 | 0 | TRUE | 2021+10 | 2031+00 | TRUE | TRUE | FALSE | FALSE | -1460 | 180 | TRUE | TRUE | FALSE | FALSE | 0 | 0 | TRUE | TRUE | TRUE | -1460 | 180 | 0 | 0 | -14600 | 1800 | 0 | 0 | 3465.8282 | 100000 | #N/A | 100000 | 0.034658 | 1 | #N/A | 0 | 0.00018393 | 0.005307 | #N/A | 0.005307 |  | 494 | 129.3989 | PASS | 6.8672 | PASS | Eligible | -2.6854 | 9.5527 | 494 | 13.017 | kWh | 3813.9525 | N/A | N/A | 130.1702 |  | 494 | 1 | -1460 | 180 | 0 | 0 | 10 | 0
| RE-WtrHt-FuelSub-SmlStrg-HP-lte6kW-rep60G-HI-3p33UEF-80g | SFm | Ex | CZ15 | Any | 495 | SWWH025K | 1 | 10 | 2021 | natural gas | electricity | NR |  |  |  |  | -1030 |  | 149 |  | -1030 | 149 | 0 | 0 |  | 0 | 0 |  | TRUE | 10 | 0 | 0 | TRUE | 2021+10 | 2031+00 | TRUE | TRUE | FALSE | FALSE | -1030 | 149 | TRUE | TRUE | FALSE | FALSE | 0 | 0 | TRUE | TRUE | TRUE | -1030 | 149 | 0 | 0 | -10300 | 1490 | 0 | 0 | 3465.8282 | 100000 | #N/A | 100000 | 0.034658 | 1 | #N/A | 0 | 0.00018393 | 0.005307 | #N/A | 0.005307 |  | 495 | 113.302 | PASS | 6.013 | PASS | Eligible | -1.8945 | 7.9075 | 495 | 11.3846 | kWh | 3335.6607 | N/A | N/A | 113.8461 |  | 495 | 1 | -1030 | 149 | 0 | 0 | 10 | 0
| RE-WtrHt-FuelSub-SmlStrg-HP-lte6kW-rep60G-HI-3p33UEF-80g | SFm | Ex | CZ16 | Any | 496 | SWWH025K | 1 | 10 | 2021 | natural gas | electricity | NR |  |  |  |  | -2110 |  | 207 |  | -2110 | 207 | 0 | 0 |  | 0 | 0 |  | TRUE | 10 | 0 | 0 | TRUE | 2021+10 | 2031+00 | TRUE | TRUE | FALSE | FALSE | -2110 | 207 | TRUE | TRUE | FALSE | FALSE | 0 | 0 | TRUE | TRUE | TRUE | -2110 | 207 | 0 | 0 | -21100 | 2070 | 0 | 0 | 3465.8282 | 100000 | #N/A | 100000 | 0.034658 | 1 | #N/A | 0 | 0.00018393 | 0.005307 | #N/A | 0.005307 |  | 496 | 133.871 | PASS | 7.1046 | PASS | Eligible | -3.881 | 10.9856 | 496 | 13.4986 | kWh | 3955.0454 | N/A | N/A | 134.9857 |  | 496 | 1 | -2110 | 207 | 0 | 0 | 10 | 0
| RE-WtrHt-FuelSub-SmlStrg-HP-lte6kW-rep60G-HI-3p33UEF-80g | MFm | Ex | CZ01 | Any | 497 | SWWH025K | 1 | 10 | 2021 | natural gas | electricity | NR |  |  |  |  | -1220 |  | 171 |  | -1220 | 171 | 0 | 0 |  | 0 | 0 |  | TRUE | 10 | 0 | 0 | TRUE | 2021+10 | 2031+00 | TRUE | TRUE | FALSE | FALSE | -1220 | 171 | TRUE | TRUE | FALSE | FALSE | 0 | 0 | TRUE | TRUE | TRUE | -1220 | 171 | 0 | 0 | -12200 | 1710 | 0 | 0 | 3465.8282 | 100000 | #N/A | 100000 | 0.034658 | 1 | #N/A | 0 | 0.00018393 | 0.005307 | #N/A | 0.005307 |  | 497 | 128.7169 | PASS | 6.8311 | PASS | Eligible | -2.244 | 9.075 | 497 | 12.9361 | kWh | 3790.2549 | N/A | N/A | 129.3614 |  | 497 | 1 | -1220 | 171 | 0 | 0 | 10 | 0
| RE-WtrHt-FuelSub-SmlStrg-HP-lte6kW-rep60G-HI-3p33UEF-80g | MFm | Ex | CZ02 | Any | 498 | SWWH025K | 1 | 10 | 2021 | natural gas | electricity | NR |  |  |  |  | -1130 |  | 161 |  | -1130 | 161 | 0 | 0 |  | 0 | 0 |  | TRUE | 10 | 0 | 0 | TRUE | 2021+10 | 2031+00 | TRUE | TRUE | FALSE | FALSE | -1130 | 161 | TRUE | TRUE | FALSE | FALSE | 0 | 0 | TRUE | TRUE | TRUE | -1130 | 161 | 0 | 0 | -11300 | 1610 | 0 | 0 | 3465.8282 | 100000 | #N/A | 100000 | 0.034658 | 1 | #N/A | 0 | 0.00018393 | 0.005307 | #N/A | 0.005307 |  | 498 | 121.8361 | PASS | 6.4659 | PASS | Eligible | -2.0784 | 8.5443 | 498 | 12.2433 | kWh | 3587.2575 | N/A | N/A | 122.4331 |  | 498 | 1 | -1130 | 161 | 0 | 0 | 10 | 0
| RE-WtrHt-FuelSub-SmlStrg-HP-lte6kW-rep60G-HI-3p33UEF-80g | MFm | Ex | CZ03 | Any | 499 | SWWH025K | 1 | 10 | 2021 | natural gas | electricity | NR |  |  |  |  | -1120 |  | 161 |  | -1120 | 161 | 0 | 0 |  | 0 | 0 |  | TRUE | 10 | 0 | 0 | TRUE | 2021+10 | 2031+00 | TRUE | TRUE | FALSE | FALSE | -1120 | 161 | TRUE | TRUE | FALSE | FALSE | 0 | 0 | TRUE | TRUE | TRUE | -1120 | 161 | 0 | 0 | -11200 | 1610 | 0 | 0 | 3465.8282 | 100000 | #N/A | 100000 | 0.034658 | 1 | #N/A | 0 | 0.00018393 | 0.005307 | #N/A | 0.005307 |  | 499 | 122.1827 | PASS | 6.4843 | PASS | Eligible | -2.06 | 8.5443 | 499 | 12.2774 | kWh | 3597.2575 | N/A | N/A | 122.7744 |  | 499 | 1 | -1120 | 161 | 0 | 0 | 10 | 0
| RE-WtrHt-FuelSub-SmlStrg-HP-lte6kW-rep60G-HI-3p33UEF-80g | MFm | Ex | CZ04 | Any | 500 | SWWH025K | 1 | 10 | 2021 | natural gas | electricity | NR |  |  |  |  | -1090 |  | 157 |  | -1090 | 157 | 0 | 0 |  | 0 | 0 |  | TRUE | 10 | 0 | 0 | TRUE | 2021+10 | 2031+00 | TRUE | TRUE | FALSE | FALSE | -1090 | 157 | TRUE | TRUE | FALSE | FALSE | 0 | 0 | TRUE | TRUE | TRUE | -1090 | 157 | 0 | 0 | -10900 | 1570 | 0 | 0 | 3465.8282 | 100000 | #N/A | 100000 | 0.034658 | 1 | #N/A | 0 | 0.00018393 | 0.005307 | #N/A | 0.005307 |  | 500 | 119.2225 | PASS | 6.3272 | PASS | Eligible | -2.0049 | 8.332 | 500 | 11.9798 | kWh | 3510.0586 | N/A | N/A | 119.7983 |  | 500 | 1 | -1090 | 157 | 0 | 0 | 10 | 0
| RE-WtrHt-FuelSub-SmlStrg-HP-lte6kW-rep60G-HI-3p33UEF-80g | MFm | Ex | CZ05 | Any | 501 | SWWH025K | 1 | 10 | 2021 | natural gas | electricity | NR |  |  |  |  | -1130 |  | 163 |  | -1130 | 163 | 0 | 0 |  | 0 | 0 |  | TRUE | 10 | 0 | 0 | TRUE | 2021+10 | 2031+00 | TRUE | TRUE | FALSE | FALSE | -1130 | 163 | TRUE | TRUE | FALSE | FALSE | 0 | 0 | TRUE | TRUE | TRUE | -1130 | 163 | 0 | 0 | -11300 | 1630 | 0 | 0 | 3465.8282 | 100000 | #N/A | 100000 | 0.034658 | 1 | #N/A | 0 | 0.00018393 | 0.005307 | #N/A | 0.005307 |  | 501 | 123.8361 | PASS | 6.572 | PASS | Eligible | -2.0784 | 8.6505 | 501 | 12.4433 | kWh | 3645.857 | N/A | N/A | 124.4331 |  | 501 | 1 | -1130 | 163 | 0 | 0 | 10 | 0
| RE-WtrHt-FuelSub-SmlStrg-HP-lte6kW-rep60G-HI-3p33UEF-80g | MFm | Ex | CZ06 | Any | 502 | SWWH025K | 1 | 10 | 2021 | natural gas | electricity | NR |  |  |  |  | -1050 |  | 153 |  | -1050 | 153 | 0 | 0 |  | 0 | 0 |  | TRUE | 10 | 0 | 0 | TRUE | 2021+10 | 2031+00 | TRUE | TRUE | FALSE | FALSE | -1050 | 153 | TRUE | TRUE | FALSE | FALSE | 0 | 0 | TRUE | TRUE | TRUE | -1050 | 153 | 0 | 0 | -10500 | 1530 | 0 | 0 | 3465.8282 | 100000 | #N/A | 100000 | 0.034658 | 1 | #N/A | 0 | 0.00018393 | 0.005307 | #N/A | 0.005307 |  | 502 | 116.6088 | PASS | 6.1885 | PASS | Eligible | -1.9313 | 8.1198 | 502 | 11.7164 | kWh | 3432.8597 | N/A | N/A | 117.1635 |  | 502 | 1 | -1050 | 153 | 0 | 0 | 10 | 0
| RE-WtrHt-FuelSub-SmlStrg-HP-lte6kW-rep60G-HI-3p33UEF-80g | MFm | Ex | CZ07 | Any | 503 | SWWH025K | 1 | 10 | 2021 | natural gas | electricity | NR |  |  |  |  | -1030 |  | 152 |  | -1030 | 152 | 0 | 0 |  | 0 | 0 |  | TRUE | 10 | 0 | 0 | TRUE | 2021+10 | 2031+00 | TRUE | TRUE | FALSE | FALSE | -1030 | 152 | TRUE | TRUE | FALSE | FALSE | 0 | 0 | TRUE | TRUE | TRUE | -1030 | 152 | 0 | 0 | -10300 | 1520 | 0 | 0 | 3465.8282 | 100000 | #N/A | 100000 | 0.034658 | 1 | #N/A | 0 | 0.00018393 | 0.005307 | #N/A | 0.005307 |  | 503 | 116.302 | PASS | 6.1722 | PASS | Eligible | -1.8945 | 8.0667 | 503 | 11.6846 | kWh | 3423.5599 | N/A | N/A | 116.8461 |  | 503 | 1 | -1030 | 152 | 0 | 0 | 10 | 0
| RE-WtrHt-FuelSub-SmlStrg-HP-lte6kW-rep60G-HI-3p33UEF-80g | MFm | Ex | CZ08 | Any | 504 | SWWH025K | 1 | 10 | 2021 | natural gas | electricity | NR |  |  |  |  | -1010 |  | 150 |  | -1010 | 150 | 0 | 0 |  | 0 | 0 |  | TRUE | 10 | 0 | 0 | TRUE | 2021+10 | 2031+00 | TRUE | TRUE | FALSE | FALSE | -1010 | 150 | TRUE | TRUE | FALSE | FALSE | 0 | 0 | TRUE | TRUE | TRUE | -1010 | 150 | 0 | 0 | -10100 | 1500 | 0 | 0 | 3465.8282 | 100000 | #N/A | 100000 | 0.034658 | 1 | #N/A | 0 | 0.00018393 | 0.005307 | #N/A | 0.005307 |  | 504 | 114.9951 | PASS | 6.1028 | PASS | Eligible | -1.8577 | 7.9606 | 504 | 11.5529 | kWh | 3384.9604 | N/A | N/A | 115.5287 |  | 504 | 1 | -1010 | 150 | 0 | 0 | 10 | 0
| RE-WtrHt-FuelSub-SmlStrg-HP-lte6kW-rep60G-HI-3p33UEF-80g | MFm | Ex | CZ09 | Any | 505 | SWWH025K | 1 | 10 | 2021 | natural gas | electricity | NR |  |  |  |  | -1020 |  | 150 |  | -1020 | 150 | 0 | 0 |  | 0 | 0 |  | TRUE | 10 | 0 | 0 | TRUE | 2021+10 | 2031+00 | TRUE | TRUE | FALSE | FALSE | -1020 | 150 | TRUE | TRUE | FALSE | FALSE | 0 | 0 | TRUE | TRUE | TRUE | -1020 | 150 | 0 | 0 | -10200 | 1500 | 0 | 0 | 3465.8282 | 100000 | #N/A | 100000 | 0.034658 | 1 | #N/A | 0 | 0.00018393 | 0.005307 | #N/A | 0.005307 |  | 505 | 114.6486 | PASS | 6.0844 | PASS | Eligible | -1.8761 | 7.9606 | 505 | 11.5187 | kWh | 3374.9604 | N/A | N/A | 115.1874 |  | 505 | 1 | -1020 | 150 | 0 | 0 | 10 | 0
| RE-WtrHt-FuelSub-SmlStrg-HP-lte6kW-rep60G-HI-3p33UEF-80g | MFm | Ex | CZ10 | Any | 506 | SWWH025K | 1 | 10 | 2021 | natural gas | electricity | NR |  |  |  |  | -1010 |  | 149 |  | -1010 | 149 | 0 | 0 |  | 0 | 0 |  | TRUE | 10 | 0 | 0 | TRUE | 2021+10 | 2031+00 | TRUE | TRUE | FALSE | FALSE | -1010 | 149 | TRUE | TRUE | FALSE | FALSE | 0 | 0 | TRUE | TRUE | TRUE | -1010 | 149 | 0 | 0 | -10100 | 1490 | 0 | 0 | 3465.8282 | 100000 | #N/A | 100000 | 0.034658 | 1 | #N/A | 0 | 0.00018393 | 0.005307 | #N/A | 0.005307 |  | 506 | 113.9951 | PASS | 6.0498 | PASS | Eligible | -1.8577 | 7.9075 | 506 | 11.4529 | kWh | 3355.6607 | N/A | N/A | 114.5287 |  | 506 | 1 | -1010 | 149 | 0 | 0 | 10 | 0
| RE-WtrHt-FuelSub-SmlStrg-HP-lte6kW-rep60G-HI-3p33UEF-80g | MFm | Ex | CZ11 | Any | 507 | SWWH025K | 1 | 10 | 2021 | natural gas | electricity | NR |  |  |  |  | -1040 |  | 152 |  | -1040 | 152 | 0 | 0 |  | 0 | 0 |  | TRUE | 10 | 0 | 0 | TRUE | 2021+10 | 2031+00 | TRUE | TRUE | FALSE | FALSE | -1040 | 152 | TRUE | TRUE | FALSE | FALSE | 0 | 0 | TRUE | TRUE | TRUE | -1040 | 152 | 0 | 0 | -10400 | 1520 | 0 | 0 | 3465.8282 | 100000 | #N/A | 100000 | 0.034658 | 1 | #N/A | 0 | 0.00018393 | 0.005307 | #N/A | 0.005307 |  | 507 | 115.9554 | PASS | 6.1538 | PASS | Eligible | -1.9129 | 8.0667 | 507 | 11.6505 | kWh | 3413.5599 | N/A | N/A | 116.5048 |  | 507 | 1 | -1040 | 152 | 0 | 0 | 10 | 0
| RE-WtrHt-FuelSub-SmlStrg-HP-lte6kW-rep60G-HI-3p33UEF-80g | MFm | Ex | CZ12 | Any | 508 | SWWH025K | 1 | 10 | 2021 | natural gas | electricity | NR |  |  |  |  | -1080 |  | 155 |  | -1080 | 155 | 0 | 0 |  | 0 | 0 |  | TRUE | 10 | 0 | 0 | TRUE | 2021+10 | 2031+00 | TRUE | TRUE | FALSE | FALSE | -1080 | 155 | TRUE | TRUE | FALSE | FALSE | 0 | 0 | TRUE | TRUE | TRUE | -1080 | 155 | 0 | 0 | -10800 | 1550 | 0 | 0 | 3465.8282 | 100000 | #N/A | 100000 | 0.034658 | 1 | #N/A | 0 | 0.00018393 | 0.005307 | #N/A | 0.005307 |  | 508 | 117.5691 | PASS | 6.2394 | PASS | Eligible | -1.9865 | 8.2259 | 508 | 11.814 | kWh | 3461.4591 | N/A | N/A | 118.1396 |  | 508 | 1 | -1080 | 155 | 0 | 0 | 10 | 0
| RE-WtrHt-FuelSub-SmlStrg-HP-lte6kW-rep60G-HI-3p33UEF-80g | MFm | Ex | CZ13 | Any | 509 | SWWH025K | 1 | 10 | 2021 | natural gas | electricity | NR |  |  |  |  | -1030 |  | 150 |  | -1030 | 150 | 0 | 0 |  | 0 | 0 |  | TRUE | 10 | 0 | 0 | TRUE | 2021+10 | 2031+00 | TRUE | TRUE | FALSE | FALSE | -1030 | 150 | TRUE | TRUE | FALSE | FALSE | 0 | 0 | TRUE | TRUE | TRUE | -1030 | 150 | 0 | 0 | -10300 | 1500 | 0 | 0 | 3465.8282 | 100000 | #N/A | 100000 | 0.034658 | 1 | #N/A | 0 | 0.00018393 | 0.005307 | #N/A | 0.005307 |  | 509 | 114.302 | PASS | 6.066 | PASS | Eligible | -1.8945 | 7.9606 | 509 | 11.4846 | kWh | 3364.9604 | N/A | N/A | 114.8461 |  | 509 | 1 | -1030 | 150 | 0 | 0 | 10 | 0
| RE-WtrHt-FuelSub-SmlStrg-HP-lte6kW-rep60G-HI-3p33UEF-80g | MFm | Ex | CZ14 | Any | 510 | SWWH025K | 1 | 10 | 2021 | natural gas | electricity | NR |  |  |  |  | -1050 |  | 152 |  | -1050 | 152 | 0 | 0 |  | 0 | 0 |  | TRUE | 10 | 0 | 0 | TRUE | 2021+10 | 2031+00 | TRUE | TRUE | FALSE | FALSE | -1050 | 152 | TRUE | TRUE | FALSE | FALSE | 0 | 0 | TRUE | TRUE | TRUE | -1050 | 152 | 0 | 0 | -10500 | 1520 | 0 | 0 | 3465.8282 | 100000 | #N/A | 100000 | 0.034658 | 1 | #N/A | 0 | 0.00018393 | 0.005307 | #N/A | 0.005307 |  | 510 | 115.6088 | PASS | 6.1354 | PASS | Eligible | -1.9313 | 8.0667 | 510 | 11.6164 | kWh | 3403.5599 | N/A | N/A | 116.1635 |  | 510 | 1 | -1050 | 152 | 0 | 0 | 10 | 0
| RE-WtrHt-FuelSub-SmlStrg-HP-lte6kW-rep60G-HI-3p33UEF-80g | MFm | Ex | CZ15 | Any | 511 | SWWH025K | 1 | 10 | 2021 | natural gas | electricity | NR |  |  |  |  | -856 |  | 130 |  | -856 | 130 | 0 | 0 |  | 0 | 0 |  | TRUE | 10 | 0 | 0 | TRUE | 2021+10 | 2031+00 | TRUE | TRUE | FALSE | FALSE | -856 | 130 | TRUE | TRUE | FALSE | FALSE | 0 | 0 | TRUE | TRUE | TRUE | -856 | 130 | 0 | 0 | -8560 | 1300 | 0 | 0 | 3465.8282 | 100000 | #N/A | 100000 | 0.034658 | 1 | #N/A | 0 | 0.00018393 | 0.005307 | #N/A | 0.005307 |  | 511 | 100.3325 | PASS | 5.3247 | PASS | Eligible | -1.5745 | 6.8991 | 511 | 10.0785 | kWh | 2952.9657 | N/A | N/A | 100.7847 |  | 511 | 1 | -856 | 130 | 0 | 0 | 10 | 0
| RE-WtrHt-FuelSub-SmlStrg-HP-lte6kW-rep60G-HI-3p33UEF-80g | MFm | Ex | CZ16 | Any | 512 | SWWH025K | 1 | 10 | 2021 | natural gas | electricity | NR |  |  |  |  | -1210 |  | 171 |  | -1210 | 171 | 0 | 0 |  | 0 | 0 |  | TRUE | 10 | 0 | 0 | TRUE | 2021+10 | 2031+00 | TRUE | TRUE | FALSE | FALSE | -1210 | 171 | TRUE | TRUE | FALSE | FALSE | 0 | 0 | TRUE | TRUE | TRUE | -1210 | 171 | 0 | 0 | -12100 | 1710 | 0 | 0 | 3465.8282 | 100000 | #N/A | 100000 | 0.034658 | 1 | #N/A | 0 | 0.00018393 | 0.005307 | #N/A | 0.005307 |  | 512 | 129.0635 | PASS | 6.8494 | PASS | Eligible | -2.2256 | 9.075 | 512 | 12.9703 | kWh | 3800.2549 | N/A | N/A | 129.7027 |  | 512 | 1 | -1210 | 171 | 0 | 0 | 10 | 0
| RE-WtrHt-FuelSub-SmlStrg-HP-lte6kW-rep60G-HI-3p33UEF-80g | DMo | Ex | CZ01 | Any | 513 | SWWH025K | 1 | 10 | 2021 | natural gas | electricity | NR |  |  |  |  | -1740 |  | 185 |  | -1740 | 185 | 0 | 0 |  | 0 | 0 |  | TRUE | 10 | 0 | 0 | TRUE | 2021+10 | 2031+00 | TRUE | TRUE | FALSE | FALSE | -1740 | 185 | TRUE | TRUE | FALSE | FALSE | 0 | 0 | TRUE | TRUE | TRUE | -1740 | 185 | 0 | 0 | -17400 | 1850 | 0 | 0 | 3465.8282 | 100000 | #N/A | 100000 | 0.034658 | 1 | #N/A | 0 | 0.00018393 | 0.005307 | #N/A | 0.005307 |  | 513 | 124.6946 | PASS | 6.6176 | PASS | Eligible | -3.2004 | 9.818 | 513 | 12.5614 | kWh | 3680.4512 | N/A | N/A | 125.6138 |  | 513 | 1 | -1740 | 185 | 0 | 0 | 10 | 0
| RE-WtrHt-FuelSub-SmlStrg-HP-lte6kW-rep60G-HI-3p33UEF-80g | DMo | Ex | CZ02 | Any | 514 | SWWH025K | 1 | 10 | 2021 | natural gas | electricity | NR |  |  |  |  | -1520 |  | 172 |  | -1520 | 172 | 0 | 0 |  | 0 | 0 |  | TRUE | 10 | 0 | 0 | TRUE | 2021+10 | 2031+00 | TRUE | TRUE | FALSE | FALSE | -1520 | 172 | TRUE | TRUE | FALSE | FALSE | 0 | 0 | TRUE | TRUE | TRUE | -1520 | 172 | 0 | 0 | -15200 | 1720 | 0 | 0 | 3465.8282 | 100000 | #N/A | 100000 | 0.034658 | 1 | #N/A | 0 | 0.00018393 | 0.005307 | #N/A | 0.005307 |  | 514 | 119.3194 | PASS | 6.3323 | PASS | Eligible | -2.7958 | 9.1281 | 514 | 12.0122 | kWh | 3519.5546 | N/A | N/A | 120.1224 |  | 514 | 1 | -1520 | 172 | 0 | 0 | 10 | 0
| RE-WtrHt-FuelSub-SmlStrg-HP-lte6kW-rep60G-HI-3p33UEF-80g | DMo | Ex | CZ03 | Any | 515 | SWWH025K | 1 | 10 | 2021 | natural gas | electricity | NR |  |  |  |  | -1470 |  | 173 |  | -1470 | 173 | 0 | 0 |  | 0 | 0 |  | TRUE | 10 | 0 | 0 | TRUE | 2021+10 | 2031+00 | TRUE | TRUE | FALSE | FALSE | -1470 | 173 | TRUE | TRUE | FALSE | FALSE | 0 | 0 | TRUE | TRUE | TRUE | -1470 | 173 | 0 | 0 | -14700 | 1730 | 0 | 0 | 3465.8282 | 100000 | #N/A | 100000 | 0.034658 | 1 | #N/A | 0 | 0.00018393 | 0.005307 | #N/A | 0.005307 |  | 515 | 122.0523 | PASS | 6.4774 | PASS | Eligible | -2.7038 | 9.1812 | 515 | 12.2829 | kWh | 3598.8544 | N/A | N/A | 122.8289 |  | 515 | 1 | -1470 | 173 | 0 | 0 | 10 | 0
| RE-WtrHt-FuelSub-SmlStrg-HP-lte6kW-rep60G-HI-3p33UEF-80g | DMo | Ex | CZ04 | Any | 516 | SWWH025K | 1 | 10 | 2021 | natural gas | electricity | NR |  |  |  |  | -1410 |  | 167 |  | -1410 | 167 | 0 | 0 |  | 0 | 0 |  | TRUE | 10 | 0 | 0 | TRUE | 2021+10 | 2031+00 | TRUE | TRUE | FALSE | FALSE | -1410 | 167 | TRUE | TRUE | FALSE | FALSE | 0 | 0 | TRUE | TRUE | TRUE | -1410 | 167 | 0 | 0 | -14100 | 1670 | 0 | 0 | 3465.8282 | 100000 | #N/A | 100000 | 0.034658 | 1 | #N/A | 0 | 0.00018393 | 0.005307 | #N/A | 0.005307 |  | 516 | 118.1318 | PASS | 6.2693 | PASS | Eligible | -2.5935 | 8.8628 | 516 | 11.8877 | kWh | 3483.056 | N/A | N/A | 118.8767 |  | 516 | 1 | -1410 | 167 | 0 | 0 | 10 | 0
| RE-WtrHt-FuelSub-SmlStrg-HP-lte6kW-rep60G-HI-3p33UEF-80g | DMo | Ex | CZ05 | Any | 517 | SWWH025K | 1 | 10 | 2021 | natural gas | electricity | NR |  |  |  |  | -1540 |  | 175 |  | -1540 | 175 | 0 | 0 |  | 0 | 0 |  | TRUE | 10 | 0 | 0 | TRUE | 2021+10 | 2031+00 | TRUE | TRUE | FALSE | FALSE | -1540 | 175 | TRUE | TRUE | FALSE | FALSE | 0 | 0 | TRUE | TRUE | TRUE | -1540 | 175 | 0 | 0 | -15400 | 1750 | 0 | 0 | 3465.8282 | 100000 | #N/A | 100000 | 0.034658 | 1 | #N/A | 0 | 0.00018393 | 0.005307 | #N/A | 0.005307 |  | 517 | 121.6262 | PASS | 6.4547 | PASS | Eligible | -2.8326 | 9.2873 | 517 | 12.244 | kWh | 3587.4539 | N/A | N/A | 122.4398 |  | 517 | 1 | -1540 | 175 | 0 | 0 | 10 | 0
| RE-WtrHt-FuelSub-SmlStrg-HP-lte6kW-rep60G-HI-3p33UEF-80g | DMo | Ex | CZ06 | Any | 518 | SWWH025K | 1 | 10 | 2021 | natural gas | electricity | NR |  |  |  |  | -1300 |  | 163 |  | -1300 | 163 | 0 | 0 |  | 0 | 0 |  | TRUE | 10 | 0 | 0 | TRUE | 2021+10 | 2031+00 | TRUE | TRUE | FALSE | FALSE | -1300 | 163 | TRUE | TRUE | FALSE | FALSE | 0 | 0 | TRUE | TRUE | TRUE | -1300 | 163 | 0 | 0 | -13000 | 1630 | 0 | 0 | 3465.8282 | 100000 | #N/A | 100000 | 0.034658 | 1 | #N/A | 0 | 0.00018393 | 0.005307 | #N/A | 0.005307 |  | 518 | 117.9442 | PASS | 6.2593 | PASS | Eligible | -2.3911 | 8.6505 | 518 | 11.8631 | kWh | 3475.857 | N/A | N/A | 118.631 |  | 518 | 1 | -1300 | 163 | 0 | 0 | 10 | 0
| RE-WtrHt-FuelSub-SmlStrg-HP-lte6kW-rep60G-HI-3p33UEF-80g | DMo | Ex | CZ07 | Any | 519 | SWWH025K | 1 | 10 | 2021 | natural gas | electricity | NR |  |  |  |  | -1260 |  | 161 |  | -1260 | 161 | 0 | 0 |  | 0 | 0 |  | TRUE | 10 | 0 | 0 | TRUE | 2021+10 | 2031+00 | TRUE | TRUE | FALSE | FALSE | -1260 | 161 | TRUE | TRUE | FALSE | FALSE | 0 | 0 | TRUE | TRUE | TRUE | -1260 | 161 | 0 | 0 | -12600 | 1610 | 0 | 0 | 3465.8282 | 100000 | #N/A | 100000 | 0.034658 | 1 | #N/A | 0 | 0.00018393 | 0.005307 | #N/A | 0.005307 |  | 519 | 117.3306 | PASS | 6.2268 | PASS | Eligible | -2.3176 | 8.5443 | 519 | 11.7996 | kWh | 3457.2575 | N/A | N/A | 117.9962 |  | 519 | 1 | -1260 | 161 | 0 | 0 | 10 | 0
| RE-WtrHt-FuelSub-SmlStrg-HP-lte6kW-rep60G-HI-3p33UEF-80g | DMo | Ex | CZ08 | Any | 520 | SWWH025K | 1 | 10 | 2021 | natural gas | electricity | NR |  |  |  |  | -1230 |  | 158 |  | -1230 | 158 | 0 | 0 |  | 0 | 0 |  | TRUE | 10 | 0 | 0 | TRUE | 2021+10 | 2031+00 | TRUE | TRUE | FALSE | FALSE | -1230 | 158 | TRUE | TRUE | FALSE | FALSE | 0 | 0 | TRUE | TRUE | TRUE | -1230 | 158 | 0 | 0 | -12300 | 1580 | 0 | 0 | 3465.8282 | 100000 | #N/A | 100000 | 0.034658 | 1 | #N/A | 0 | 0.00018393 | 0.005307 | #N/A | 0.005307 |  | 520 | 115.3703 | PASS | 6.1227 | PASS | Eligible | -2.2624 | 8.3851 | 520 | 11.602 | kWh | 3399.3583 | N/A | N/A | 116.0201 |  | 520 | 1 | -1230 | 158 | 0 | 0 | 10 | 0
| RE-WtrHt-FuelSub-SmlStrg-HP-lte6kW-rep60G-HI-3p33UEF-80g | DMo | Ex | CZ09 | Any | 521 | SWWH025K | 1 | 10 | 2021 | natural gas | electricity | NR |  |  |  |  | -1240 |  | 158 |  | -1240 | 158 | 0 | 0 |  | 0 | 0 |  | TRUE | 10 | 0 | 0 | TRUE | 2021+10 | 2031+00 | TRUE | TRUE | FALSE | FALSE | -1240 | 158 | TRUE | TRUE | FALSE | FALSE | 0 | 0 | TRUE | TRUE | TRUE | -1240 | 158 | 0 | 0 | -12400 | 1580 | 0 | 0 | 3465.8282 | 100000 | #N/A | 100000 | 0.034658 | 1 | #N/A | 0 | 0.00018393 | 0.005307 | #N/A | 0.005307 |  | 521 | 115.0237 | PASS | 6.1044 | PASS | Eligible | -2.2808 | 8.3851 | 521 | 11.5679 | kWh | 3389.3583 | N/A | N/A | 115.6788 |  | 521 | 1 | -1240 | 158 | 0 | 0 | 10 | 0
| RE-WtrHt-FuelSub-SmlStrg-HP-lte6kW-rep60G-HI-3p33UEF-80g | DMo | Ex | CZ10 | Any | 522 | SWWH025K | 1 | 10 | 2021 | natural gas | electricity | NR |  |  |  |  | -1240 |  | 157 |  | -1240 | 157 | 0 | 0 |  | 0 | 0 |  | TRUE | 10 | 0 | 0 | TRUE | 2021+10 | 2031+00 | TRUE | TRUE | FALSE | FALSE | -1240 | 157 | TRUE | TRUE | FALSE | FALSE | 0 | 0 | TRUE | TRUE | TRUE | -1240 | 157 | 0 | 0 | -12400 | 1570 | 0 | 0 | 3465.8282 | 100000 | #N/A | 100000 | 0.034658 | 1 | #N/A | 0 | 0.00018393 | 0.005307 | #N/A | 0.005307 |  | 522 | 114.0237 | PASS | 6.0513 | PASS | Eligible | -2.2808 | 8.332 | 522 | 11.4679 | kWh | 3360.0586 | N/A | N/A | 114.6788 |  | 522 | 1 | -1240 | 157 | 0 | 0 | 10 | 0
| RE-WtrHt-FuelSub-SmlStrg-HP-lte6kW-rep60G-HI-3p33UEF-80g | DMo | Ex | CZ11 | Any | 523 | SWWH025K | 1 | 10 | 2021 | natural gas | electricity | NR |  |  |  |  | -1350 |  | 160 |  | -1350 | 160 | 0 | 0 |  | 0 | 0 |  | TRUE | 10 | 0 | 0 | TRUE | 2021+10 | 2031+00 | TRUE | TRUE | FALSE | FALSE | -1350 | 160 | TRUE | TRUE | FALSE | FALSE | 0 | 0 | TRUE | TRUE | TRUE | -1350 | 160 | 0 | 0 | -13500 | 1600 | 0 | 0 | 3465.8282 | 100000 | #N/A | 100000 | 0.034658 | 1 | #N/A | 0 | 0.00018393 | 0.005307 | #N/A | 0.005307 |  | 523 | 113.2113 | PASS | 6.0082 | PASS | Eligible | -2.4831 | 8.4913 | 523 | 11.3925 | kWh | 3337.9578 | N/A | N/A | 113.9245 |  | 523 | 1 | -1350 | 160 | 0 | 0 | 10 | 0
| RE-WtrHt-FuelSub-SmlStrg-HP-lte6kW-rep60G-HI-3p33UEF-80g | DMo | Ex | CZ12 | Any | 524 | SWWH025K | 1 | 10 | 2021 | natural gas | electricity | NR |  |  |  |  | -1390 |  | 165 |  | -1390 | 165 | 0 | 0 |  | 0 | 0 |  | TRUE | 10 | 0 | 0 | TRUE | 2021+10 | 2031+00 | TRUE | TRUE | FALSE | FALSE | -1390 | 165 | TRUE | TRUE | FALSE | FALSE | 0 | 0 | TRUE | TRUE | TRUE | -1390 | 165 | 0 | 0 | -13900 | 1650 | 0 | 0 | 3465.8282 | 100000 | #N/A | 100000 | 0.034658 | 1 | #N/A | 0 | 0.00018393 | 0.005307 | #N/A | 0.005307 |  | 524 | 116.825 | PASS | 6.1999 | PASS | Eligible | -2.5567 | 8.7566 | 524 | 11.7559 | kWh | 3444.4565 | N/A | N/A | 117.5593 |  | 524 | 1 | -1390 | 165 | 0 | 0 | 10 | 0
| RE-WtrHt-FuelSub-SmlStrg-HP-lte6kW-rep60G-HI-3p33UEF-80g | DMo | Ex | CZ13 | Any | 525 | SWWH025K | 1 | 10 | 2021 | natural gas | electricity | NR |  |  |  |  | -1310 |  | 158 |  | -1310 | 158 | 0 | 0 |  | 0 | 0 |  | TRUE | 10 | 0 | 0 | TRUE | 2021+10 | 2031+00 | TRUE | TRUE | FALSE | FALSE | -1310 | 158 | TRUE | TRUE | FALSE | FALSE | 0 | 0 | TRUE | TRUE | TRUE | -1310 | 158 | 0 | 0 | -13100 | 1580 | 0 | 0 | 3465.8282 | 100000 | #N/A | 100000 | 0.034658 | 1 | #N/A | 0 | 0.00018393 | 0.005307 | #N/A | 0.005307 |  | 525 | 112.5977 | PASS | 5.9756 | PASS | Eligible | -2.4095 | 8.3851 | 525 | 11.329 | kWh | 3319.3583 | N/A | N/A | 113.2897 |  | 525 | 1 | -1310 | 158 | 0 | 0 | 10 | 0
| RE-WtrHt-FuelSub-SmlStrg-HP-lte6kW-rep60G-HI-3p33UEF-80g | DMo | Ex | CZ14 | Any | 526 | SWWH025K | 1 | 10 | 2021 | natural gas | electricity | NR |  |  |  |  | -1420 |  | 161 |  | -1420 | 161 | 0 | 0 |  | 0 | 0 |  | TRUE | 10 | 0 | 0 | TRUE | 2021+10 | 2031+00 | TRUE | TRUE | FALSE | FALSE | -1420 | 161 | TRUE | TRUE | FALSE | FALSE | 0 | 0 | TRUE | TRUE | TRUE | -1420 | 161 | 0 | 0 | -14200 | 1610 | 0 | 0 | 3465.8282 | 100000 | #N/A | 100000 | 0.034658 | 1 | #N/A | 0 | 0.00018393 | 0.005307 | #N/A | 0.005307 |  | 526 | 111.7852 | PASS | 5.9325 | PASS | Eligible | -2.6118 | 8.5443 | 526 | 11.2535 | kWh | 3297.2575 | N/A | N/A | 112.5354 |  | 526 | 1 | -1420 | 161 | 0 | 0 | 10 | 0
| RE-WtrHt-FuelSub-SmlStrg-HP-lte6kW-rep60G-HI-3p33UEF-80g | DMo | Ex | CZ15 | Any | 527 | SWWH025K | 1 | 10 | 2021 | natural gas | electricity | NR |  |  |  |  | -946 |  | 134 |  | -946 | 134 | 0 | 0 |  | 0 | 0 |  | TRUE | 10 | 0 | 0 | TRUE | 2021+10 | 2031+00 | TRUE | TRUE | FALSE | FALSE | -946 | 134 | TRUE | TRUE | FALSE | FALSE | 0 | 0 | TRUE | TRUE | TRUE | -946 | 134 | 0 | 0 | -9460 | 1340 | 0 | 0 | 3465.8282 | 100000 | #N/A | 100000 | 0.034658 | 1 | #N/A | 0 | 0.00018393 | 0.005307 | #N/A | 0.005307 |  | 527 | 101.2133 | PASS | 5.3714 | PASS | Eligible | -1.74 | 7.1114 | 527 | 10.1713 | kWh | 2980.1647 | N/A | N/A | 101.713 |  | 527 | 1 | -946 | 134 | 0 | 0 | 10 | 0
| RE-WtrHt-FuelSub-SmlStrg-HP-lte6kW-rep60G-HI-3p33UEF-80g | DMo | Ex | CZ16 | Any | 528 | SWWH025K | 1 | 10 | 2021 | natural gas | electricity | NR |  |  |  |  | -2090 |  | 185 |  | -2090 | 185 | 0 | 0 |  | 0 | 0 |  | TRUE | 10 | 0 | 0 | TRUE | 2021+10 | 2031+00 | TRUE | TRUE | FALSE | FALSE | -2090 | 185 | TRUE | TRUE | FALSE | FALSE | 0 | 0 | TRUE | TRUE | TRUE | -2090 | 185 | 0 | 0 | -20900 | 1850 | 0 | 0 | 3465.8282 | 100000 | #N/A | 100000 | 0.034658 | 1 | #N/A | 0 | 0.00018393 | 0.005307 | #N/A | 0.005307 |  | 528 | 112.5642 | PASS | 5.9738 | PASS | Eligible | -3.8442 | 9.818 | 528 | 11.3668 | kWh | 3330.4512 | N/A | N/A | 113.6683 |  | 528 | 1 | -2090 | 185 | 0 | 0 | 10 | 0
| RE-WtrHt-FuelSub-SmlStrg-HP-lte6kW-rep75G-HI-3p42UEF-80g | SFm | Ex | CZ01 | Any | 529 | SWWH025M | 1 | 10 | 2021 | natural gas | electricity | NR |  |  |  |  | -1800 |  | 217 |  | -1800 | 217 | 0 | 0 |  | 0 | 0 |  | TRUE | 10 | 0 | 0 | TRUE | 2021+10 | 2031+00 | TRUE | TRUE | FALSE | FALSE | -1800 | 217 | TRUE | TRUE | FALSE | FALSE | 0 | 0 | TRUE | TRUE | TRUE | -1800 | 217 | 0 | 0 | -18000 | 2170 | 0 | 0 | 3465.8282 | 100000 | #N/A | 100000 | 0.034658 | 1 | #N/A | 0 | 0.00018393 | 0.005307 | #N/A | 0.005307 |  | 529 | 154.6151 | PASS | 8.2055 | PASS | Eligible | -3.3108 | 11.5163 | 529 | 15.5566 | kWh | 4558.0428 | N/A | N/A | 155.566 |  | 529 | 1 | -1800 | 217 | 0 | 0 | 10 | 0
| RE-WtrHt-FuelSub-SmlStrg-HP-lte6kW-rep75G-HI-3p42UEF-80g | SFm | Ex | CZ02 | Any | 530 | SWWH025M | 1 | 10 | 2021 | natural gas | electricity | NR |  |  |  |  | -1550 |  | 201 |  | -1550 | 201 | 0 | 0 |  | 0 | 0 |  | TRUE | 10 | 0 | 0 | TRUE | 2021+10 | 2031+00 | TRUE | TRUE | FALSE | FALSE | -1550 | 201 | TRUE | TRUE | FALSE | FALSE | 0 | 0 | TRUE | TRUE | TRUE | -1550 | 201 | 0 | 0 | -15500 | 2010 | 0 | 0 | 3465.8282 | 100000 | #N/A | 100000 | 0.034658 | 1 | #N/A | 0 | 0.00018393 | 0.005307 | #N/A | 0.005307 |  | 530 | 147.2797 | PASS | 7.8162 | PASS | Eligible | -2.851 | 10.6671 | 530 | 14.8099 | kWh | 4339.247 | N/A | N/A | 148.0985 |  | 530 | 1 | -1550 | 201 | 0 | 0 | 10 | 0
| RE-WtrHt-FuelSub-SmlStrg-HP-lte6kW-rep75G-HI-3p42UEF-80g | SFm | Ex | CZ03 | Any | 531 | SWWH025M | 1 | 10 | 2021 | natural gas | electricity | NR |  |  |  |  | -1550 |  | 202 |  | -1550 | 202 | 0 | 0 |  | 0 | 0 |  | TRUE | 10 | 0 | 0 | TRUE | 2021+10 | 2031+00 | TRUE | TRUE | FALSE | FALSE | -1550 | 202 | TRUE | TRUE | FALSE | FALSE | 0 | 0 | TRUE | TRUE | TRUE | -1550 | 202 | 0 | 0 | -15500 | 2020 | 0 | 0 | 3465.8282 | 100000 | #N/A | 100000 | 0.034658 | 1 | #N/A | 0 | 0.00018393 | 0.005307 | #N/A | 0.005307 |  | 531 | 148.2797 | PASS | 7.8693 | PASS | Eligible | -2.851 | 10.7202 | 531 | 14.9099 | kWh | 4368.5467 | N/A | N/A | 149.0985 |  | 531 | 1 | -1550 | 202 | 0 | 0 | 10 | 0
| RE-WtrHt-FuelSub-SmlStrg-HP-lte6kW-rep75G-HI-3p42UEF-80g | SFm | Ex | CZ04 | Any | 532 | SWWH025M | 1 | 10 | 2021 | natural gas | electricity | NR |  |  |  |  | -1460 |  | 196 |  | -1460 | 196 | 0 | 0 |  | 0 | 0 |  | TRUE | 10 | 0 | 0 | TRUE | 2021+10 | 2031+00 | TRUE | TRUE | FALSE | FALSE | -1460 | 196 | TRUE | TRUE | FALSE | FALSE | 0 | 0 | TRUE | TRUE | TRUE | -1460 | 196 | 0 | 0 | -14600 | 1960 | 0 | 0 | 3465.8282 | 100000 | #N/A | 100000 | 0.034658 | 1 | #N/A | 0 | 0.00018393 | 0.005307 | #N/A | 0.005307 |  | 532 | 145.3989 | PASS | 7.7164 | PASS | Eligible | -2.6854 | 10.4018 | 532 | 14.617 | kWh | 4282.7483 | N/A | N/A | 146.1702 |  | 532 | 1 | -1460 | 196 | 0 | 0 | 10 | 0
| RE-WtrHt-FuelSub-SmlStrg-HP-lte6kW-rep75G-HI-3p42UEF-80g | SFm | Ex | CZ05 | Any | 533 | SWWH025M | 1 | 10 | 2021 | natural gas | electricity | NR |  |  |  |  | -1580 |  | 205 |  | -1580 | 205 | 0 | 0 |  | 0 | 0 |  | TRUE | 10 | 0 | 0 | TRUE | 2021+10 | 2031+00 | TRUE | TRUE | FALSE | FALSE | -1580 | 205 | TRUE | TRUE | FALSE | FALSE | 0 | 0 | TRUE | TRUE | TRUE | -1580 | 205 | 0 | 0 | -15800 | 2050 | 0 | 0 | 3465.8282 | 100000 | #N/A | 100000 | 0.034658 | 1 | #N/A | 0 | 0.00018393 | 0.005307 | #N/A | 0.005307 |  | 533 | 150.2399 | PASS | 7.9733 | PASS | Eligible | -2.9061 | 10.8794 | 533 | 15.1075 | kWh | 4426.4459 | N/A | N/A | 151.0746 |  | 533 | 1 | -1580 | 205 | 0 | 0 | 10 | 0
| RE-WtrHt-FuelSub-SmlStrg-HP-lte6kW-rep75G-HI-3p42UEF-80g | SFm | Ex | CZ06 | Any | 534 | SWWH025M | 1 | 10 | 2021 | natural gas | electricity | NR |  |  |  |  | -1370 |  | 190 |  | -1370 | 190 | 0 | 0 |  | 0 | 0 |  | TRUE | 10 | 0 | 0 | TRUE | 2021+10 | 2031+00 | TRUE | TRUE | FALSE | FALSE | -1370 | 190 | TRUE | TRUE | FALSE | FALSE | 0 | 0 | TRUE | TRUE | TRUE | -1370 | 190 | 0 | 0 | -13700 | 1900 | 0 | 0 | 3465.8282 | 100000 | #N/A | 100000 | 0.034658 | 1 | #N/A | 0 | 0.00018393 | 0.005307 | #N/A | 0.005307 |  | 534 | 142.5182 | PASS | 7.5635 | PASS | Eligible | -2.5199 | 10.0834 | 534 | 14.3242 | kWh | 4196.9499 | N/A | N/A | 143.2419 |  | 534 | 1 | -1370 | 190 | 0 | 0 | 10 | 0
| RE-WtrHt-FuelSub-SmlStrg-HP-lte6kW-rep75G-HI-3p42UEF-80g | SFm | Ex | CZ07 | Any | 535 | SWWH025M | 1 | 10 | 2021 | natural gas | electricity | NR |  |  |  |  | -1330 |  | 188 |  | -1330 | 188 | 0 | 0 |  | 0 | 0 |  | TRUE | 10 | 0 | 0 | TRUE | 2021+10 | 2031+00 | TRUE | TRUE | FALSE | FALSE | -1330 | 188 | TRUE | TRUE | FALSE | FALSE | 0 | 0 | TRUE | TRUE | TRUE | -1330 | 188 | 0 | 0 | -13300 | 1880 | 0 | 0 | 3465.8282 | 100000 | #N/A | 100000 | 0.034658 | 1 | #N/A | 0 | 0.00018393 | 0.005307 | #N/A | 0.005307 |  | 535 | 141.9045 | PASS | 7.5309 | PASS | Eligible | -2.4463 | 9.9772 | 535 | 14.2607 | kWh | 4178.3504 | N/A | N/A | 142.6071 |  | 535 | 1 | -1330 | 188 | 0 | 0 | 10 | 0
| RE-WtrHt-FuelSub-SmlStrg-HP-lte6kW-rep75G-HI-3p42UEF-80g | SFm | Ex | CZ08 | Any | 536 | SWWH025M | 1 | 10 | 2021 | natural gas | electricity | NR |  |  |  |  | -1300 |  | 185 |  | -1300 | 185 | 0 | 0 |  | 0 | 0 |  | TRUE | 10 | 0 | 0 | TRUE | 2021+10 | 2031+00 | TRUE | TRUE | FALSE | FALSE | -1300 | 185 | TRUE | TRUE | FALSE | FALSE | 0 | 0 | TRUE | TRUE | TRUE | -1300 | 185 | 0 | 0 | -13000 | 1850 | 0 | 0 | 3465.8282 | 100000 | #N/A | 100000 | 0.034658 | 1 | #N/A | 0 | 0.00018393 | 0.005307 | #N/A | 0.005307 |  | 536 | 139.9442 | PASS | 7.4269 | PASS | Eligible | -2.3911 | 9.818 | 536 | 14.0631 | kWh | 4120.4512 | N/A | N/A | 140.631 |  | 536 | 1 | -1300 | 185 | 0 | 0 | 10 | 0
| RE-WtrHt-FuelSub-SmlStrg-HP-lte6kW-rep75G-HI-3p42UEF-80g | SFm | Ex | CZ09 | Any | 537 | SWWH025M | 1 | 10 | 2021 | natural gas | electricity | NR |  |  |  |  | -1300 |  | 184 |  | -1300 | 184 | 0 | 0 |  | 0 | 0 |  | TRUE | 10 | 0 | 0 | TRUE | 2021+10 | 2031+00 | TRUE | TRUE | FALSE | FALSE | -1300 | 184 | TRUE | TRUE | FALSE | FALSE | 0 | 0 | TRUE | TRUE | TRUE | -1300 | 184 | 0 | 0 | -13000 | 1840 | 0 | 0 | 3465.8282 | 100000 | #N/A | 100000 | 0.034658 | 1 | #N/A | 0 | 0.00018393 | 0.005307 | #N/A | 0.005307 |  | 537 | 138.9442 | PASS | 7.3738 | PASS | Eligible | -2.3911 | 9.7649 | 537 | 13.9631 | kWh | 4091.1515 | N/A | N/A | 139.631 |  | 537 | 1 | -1300 | 184 | 0 | 0 | 10 | 0
| RE-WtrHt-FuelSub-SmlStrg-HP-lte6kW-rep75G-HI-3p42UEF-80g | SFm | Ex | CZ10 | Any | 538 | SWWH025M | 1 | 10 | 2021 | natural gas | electricity | NR |  |  |  |  | -1300 |  | 184 |  | -1300 | 184 | 0 | 0 |  | 0 | 0 |  | TRUE | 10 | 0 | 0 | TRUE | 2021+10 | 2031+00 | TRUE | TRUE | FALSE | FALSE | -1300 | 184 | TRUE | TRUE | FALSE | FALSE | 0 | 0 | TRUE | TRUE | TRUE | -1300 | 184 | 0 | 0 | -13000 | 1840 | 0 | 0 | 3465.8282 | 100000 | #N/A | 100000 | 0.034658 | 1 | #N/A | 0 | 0.00018393 | 0.005307 | #N/A | 0.005307 |  | 538 | 138.9442 | PASS | 7.3738 | PASS | Eligible | -2.3911 | 9.7649 | 538 | 13.9631 | kWh | 4091.1515 | N/A | N/A | 139.631 |  | 538 | 1 | -1300 | 184 | 0 | 0 | 10 | 0
| RE-WtrHt-FuelSub-SmlStrg-HP-lte6kW-rep75G-HI-3p42UEF-80g | SFm | Ex | CZ11 | Any | 539 | SWWH025M | 1 | 10 | 2021 | natural gas | electricity | NR |  |  |  |  | -1380 |  | 187 |  | -1380 | 187 | 0 | 0 |  | 0 | 0 |  | TRUE | 10 | 0 | 0 | TRUE | 2021+10 | 2031+00 | TRUE | TRUE | FALSE | FALSE | -1380 | 187 | TRUE | TRUE | FALSE | FALSE | 0 | 0 | TRUE | TRUE | TRUE | -1380 | 187 | 0 | 0 | -13800 | 1870 | 0 | 0 | 3465.8282 | 100000 | #N/A | 100000 | 0.034658 | 1 | #N/A | 0 | 0.00018393 | 0.005307 | #N/A | 0.005307 |  | 539 | 139.1716 | PASS | 7.3859 | PASS | Eligible | -2.5383 | 9.9242 | 539 | 13.9901 | kWh | 4099.0507 | N/A | N/A | 139.9006 |  | 539 | 1 | -1380 | 187 | 0 | 0 | 10 | 0
| RE-WtrHt-FuelSub-SmlStrg-HP-lte6kW-rep75G-HI-3p42UEF-80g | SFm | Ex | CZ12 | Any | 540 | SWWH025M | 1 | 10 | 2021 | natural gas | electricity | NR |  |  |  |  | -1440 |  | 192 |  | -1440 | 192 | 0 | 0 |  | 0 | 0 |  | TRUE | 10 | 0 | 0 | TRUE | 2021+10 | 2031+00 | TRUE | TRUE | FALSE | FALSE | -1440 | 192 | TRUE | TRUE | FALSE | FALSE | 0 | 0 | TRUE | TRUE | TRUE | -1440 | 192 | 0 | 0 | -14400 | 1920 | 0 | 0 | 3465.8282 | 100000 | #N/A | 100000 | 0.034658 | 1 | #N/A | 0 | 0.00018393 | 0.005307 | #N/A | 0.005307 |  | 540 | 142.0921 | PASS | 7.5409 | PASS | Eligible | -2.6486 | 10.1895 | 540 | 14.2853 | kWh | 4185.5494 | N/A | N/A | 142.8528 |  | 540 | 1 | -1440 | 192 | 0 | 0 | 10 | 0
| RE-WtrHt-FuelSub-SmlStrg-HP-lte6kW-rep75G-HI-3p42UEF-80g | SFm | Ex | CZ13 | Any | 541 | SWWH025M | 1 | 10 | 2021 | natural gas | electricity | NR |  |  |  |  | -1340 |  | 184 |  | -1340 | 184 | 0 | 0 |  | 0 | 0 |  | TRUE | 10 | 0 | 0 | TRUE | 2021+10 | 2031+00 | TRUE | TRUE | FALSE | FALSE | -1340 | 184 | TRUE | TRUE | FALSE | FALSE | 0 | 0 | TRUE | TRUE | TRUE | -1340 | 184 | 0 | 0 | -13400 | 1840 | 0 | 0 | 3465.8282 | 100000 | #N/A | 100000 | 0.034658 | 1 | #N/A | 0 | 0.00018393 | 0.005307 | #N/A | 0.005307 |  | 541 | 137.5579 | PASS | 7.3002 | PASS | Eligible | -2.4647 | 9.7649 | 541 | 13.8266 | kWh | 4051.1515 | N/A | N/A | 138.2658 |  | 541 | 1 | -1340 | 184 | 0 | 0 | 10 | 0
| RE-WtrHt-FuelSub-SmlStrg-HP-lte6kW-rep75G-HI-3p42UEF-80g | SFm | Ex | CZ14 | Any | 542 | SWWH025M | 1 | 10 | 2021 | natural gas | electricity | NR |  |  |  |  | -1410 |  | 188 |  | -1410 | 188 | 0 | 0 |  | 0 | 0 |  | TRUE | 10 | 0 | 0 | TRUE | 2021+10 | 2031+00 | TRUE | TRUE | FALSE | FALSE | -1410 | 188 | TRUE | TRUE | FALSE | FALSE | 0 | 0 | TRUE | TRUE | TRUE | -1410 | 188 | 0 | 0 | -14100 | 1880 | 0 | 0 | 3465.8282 | 100000 | #N/A | 100000 | 0.034658 | 1 | #N/A | 0 | 0.00018393 | 0.005307 | #N/A | 0.005307 |  | 542 | 139.1318 | PASS | 7.3838 | PASS | Eligible | -2.5935 | 9.9772 | 542 | 13.9877 | kWh | 4098.3504 | N/A | N/A | 139.8767 |  | 542 | 1 | -1410 | 188 | 0 | 0 | 10 | 0
| RE-WtrHt-FuelSub-SmlStrg-HP-lte6kW-rep75G-HI-3p42UEF-80g | SFm | Ex | CZ15 | Any | 543 | SWWH025M | 1 | 10 | 2021 | natural gas | electricity | NR |  |  |  |  | -987 |  | 155 |  | -987 | 155 | 0 | 0 |  | 0 | 0 |  | TRUE | 10 | 0 | 0 | TRUE | 2021+10 | 2031+00 | TRUE | TRUE | FALSE | FALSE | -987 | 155 | TRUE | TRUE | FALSE | FALSE | 0 | 0 | TRUE | TRUE | TRUE | -987 | 155 | 0 | 0 | -9870 | 1550 | 0 | 0 | 3465.8282 | 100000 | #N/A | 100000 | 0.034658 | 1 | #N/A | 0 | 0.00018393 | 0.005307 | #N/A | 0.005307 |  | 543 | 120.7923 | PASS | 6.4105 | PASS | Eligible | -1.8154 | 8.2259 | 543 | 12.1314 | kWh | 3554.4591 | N/A | N/A | 121.3137 |  | 543 | 1 | -987 | 155 | 0 | 0 | 10 | 0
| RE-WtrHt-FuelSub-SmlStrg-HP-lte6kW-rep75G-HI-3p42UEF-80g | SFm | Ex | CZ16 | Any | 544 | SWWH025M | 1 | 10 | 2021 | natural gas | electricity | NR |  |  |  |  | -2050 |  | 215 |  | -2050 | 215 | 0 | 0 |  | 0 | 0 |  | TRUE | 10 | 0 | 0 | TRUE | 2021+10 | 2031+00 | TRUE | TRUE | FALSE | FALSE | -2050 | 215 | TRUE | TRUE | FALSE | FALSE | 0 | 0 | TRUE | TRUE | TRUE | -2050 | 215 | 0 | 0 | -20500 | 2150 | 0 | 0 | 3465.8282 | 100000 | #N/A | 100000 | 0.034658 | 1 | #N/A | 0 | 0.00018393 | 0.005307 | #N/A | 0.005307 |  | 544 | 143.9505 | PASS | 7.6395 | PASS | Eligible | -3.7706 | 11.4101 | 544 | 14.5033 | kWh | 4249.4433 | N/A | N/A | 145.0335 |  | 544 | 1 | -2050 | 215 | 0 | 0 | 10 | 0
| RE-WtrHt-FuelSub-SmlStrg-HP-lte6kW-rep75G-HI-3p42UEF-80g | MFm | Ex | CZ01 | Any | 545 | SWWH025M | 1 | 10 | 2021 | natural gas | electricity | NR |  |  |  |  | -1170 |  | 178 |  | -1170 | 178 | 0 | 0 |  | 0 | 0 |  | TRUE | 10 | 0 | 0 | TRUE | 2021+10 | 2031+00 | TRUE | TRUE | FALSE | FALSE | -1170 | 178 | TRUE | TRUE | FALSE | FALSE | 0 | 0 | TRUE | TRUE | TRUE | -1170 | 178 | 0 | 0 | -11700 | 1780 | 0 | 0 | 3465.8282 | 100000 | #N/A | 100000 | 0.034658 | 1 | #N/A | 0 | 0.00018393 | 0.005307 | #N/A | 0.005307 |  | 545 | 137.4498 | PASS | 7.2945 | PASS | Eligible | -2.152 | 9.4465 | 545 | 13.8068 | kWh | 4045.3531 | N/A | N/A | 138.0679 |  | 545 | 1 | -1170 | 178 | 0 | 0 | 10 | 0
| RE-WtrHt-FuelSub-SmlStrg-HP-lte6kW-rep75G-HI-3p42UEF-80g | MFm | Ex | CZ02 | Any | 546 | SWWH025M | 1 | 10 | 2021 | natural gas | electricity | NR |  |  |  |  | -1080 |  | 168 |  | -1080 | 168 | 0 | 0 |  | 0 | 0 |  | TRUE | 10 | 0 | 0 | TRUE | 2021+10 | 2031+00 | TRUE | TRUE | FALSE | FALSE | -1080 | 168 | TRUE | TRUE | FALSE | FALSE | 0 | 0 | TRUE | TRUE | TRUE | -1080 | 168 | 0 | 0 | -10800 | 1680 | 0 | 0 | 3465.8282 | 100000 | #N/A | 100000 | 0.034658 | 1 | #N/A | 0 | 0.00018393 | 0.005307 | #N/A | 0.005307 |  | 546 | 130.5691 | PASS | 6.9293 | PASS | Eligible | -1.9865 | 8.9158 | 546 | 13.114 | kWh | 3842.3557 | N/A | N/A | 131.1396 |  | 546 | 1 | -1080 | 168 | 0 | 0 | 10 | 0
| RE-WtrHt-FuelSub-SmlStrg-HP-lte6kW-rep75G-HI-3p42UEF-80g | MFm | Ex | CZ03 | Any | 547 | SWWH025M | 1 | 10 | 2021 | natural gas | electricity | NR |  |  |  |  | -1070 |  | 168 |  | -1070 | 168 | 0 | 0 |  | 0 | 0 |  | TRUE | 10 | 0 | 0 | TRUE | 2021+10 | 2031+00 | TRUE | TRUE | FALSE | FALSE | -1070 | 168 | TRUE | TRUE | FALSE | FALSE | 0 | 0 | TRUE | TRUE | TRUE | -1070 | 168 | 0 | 0 | -10700 | 1680 | 0 | 0 | 3465.8282 | 100000 | #N/A | 100000 | 0.034658 | 1 | #N/A | 0 | 0.00018393 | 0.005307 | #N/A | 0.005307 |  | 547 | 130.9156 | PASS | 6.9477 | PASS | Eligible | -1.9681 | 8.9158 | 547 | 13.1481 | kWh | 3852.3557 | N/A | N/A | 131.4809 |  | 547 | 1 | -1070 | 168 | 0 | 0 | 10 | 0
| RE-WtrHt-FuelSub-SmlStrg-HP-lte6kW-rep75G-HI-3p42UEF-80g | MFm | Ex | CZ04 | Any | 548 | SWWH025M | 1 | 10 | 2021 | natural gas | electricity | NR |  |  |  |  | -1040 |  | 164 |  | -1040 | 164 | 0 | 0 |  | 0 | 0 |  | TRUE | 10 | 0 | 0 | TRUE | 2021+10 | 2031+00 | TRUE | TRUE | FALSE | FALSE | -1040 | 164 | TRUE | TRUE | FALSE | FALSE | 0 | 0 | TRUE | TRUE | TRUE | -1040 | 164 | 0 | 0 | -10400 | 1640 | 0 | 0 | 3465.8282 | 100000 | #N/A | 100000 | 0.034658 | 1 | #N/A | 0 | 0.00018393 | 0.005307 | #N/A | 0.005307 |  | 548 | 127.9554 | PASS | 6.7906 | PASS | Eligible | -1.9129 | 8.7035 | 548 | 12.8505 | kWh | 3765.1568 | N/A | N/A | 128.5048 |  | 548 | 1 | -1040 | 164 | 0 | 0 | 10 | 0
| RE-WtrHt-FuelSub-SmlStrg-HP-lte6kW-rep75G-HI-3p42UEF-80g | MFm | Ex | CZ05 | Any | 549 | SWWH025M | 1 | 10 | 2021 | natural gas | electricity | NR |  |  |  |  | -1080 |  | 170 |  | -1080 | 170 | 0 | 0 |  | 0 | 0 |  | TRUE | 10 | 0 | 0 | TRUE | 2021+10 | 2031+00 | TRUE | TRUE | FALSE | FALSE | -1080 | 170 | TRUE | TRUE | FALSE | FALSE | 0 | 0 | TRUE | TRUE | TRUE | -1080 | 170 | 0 | 0 | -10800 | 1700 | 0 | 0 | 3465.8282 | 100000 | #N/A | 100000 | 0.034658 | 1 | #N/A | 0 | 0.00018393 | 0.005307 | #N/A | 0.005307 |  | 549 | 132.5691 | PASS | 7.0355 | PASS | Eligible | -1.9865 | 9.022 | 549 | 13.314 | kWh | 3900.9552 | N/A | N/A | 133.1396 |  | 549 | 1 | -1080 | 170 | 0 | 0 | 10 | 0
| RE-WtrHt-FuelSub-SmlStrg-HP-lte6kW-rep75G-HI-3p42UEF-80g | MFm | Ex | CZ06 | Any | 550 | SWWH025M | 1 | 10 | 2021 | natural gas | electricity | NR |  |  |  |  | -1000 |  | 160 |  | -1000 | 160 | 0 | 0 |  | 0 | 0 |  | TRUE | 10 | 0 | 0 | TRUE | 2021+10 | 2031+00 | TRUE | TRUE | FALSE | FALSE | -1000 | 160 | TRUE | TRUE | FALSE | FALSE | 0 | 0 | TRUE | TRUE | TRUE | -1000 | 160 | 0 | 0 | -10000 | 1600 | 0 | 0 | 3465.8282 | 100000 | #N/A | 100000 | 0.034658 | 1 | #N/A | 0 | 0.00018393 | 0.005307 | #N/A | 0.005307 |  | 550 | 125.3417 | PASS | 6.6519 | PASS | Eligible | -1.8393 | 8.4913 | 550 | 12.587 | kWh | 3687.9578 | N/A | N/A | 125.87 |  | 550 | 1 | -1000 | 160 | 0 | 0 | 10 | 0
| RE-WtrHt-FuelSub-SmlStrg-HP-lte6kW-rep75G-HI-3p42UEF-80g | MFm | Ex | CZ07 | Any | 551 | SWWH025M | 1 | 10 | 2021 | natural gas | electricity | NR |  |  |  |  | -987 |  | 158 |  | -987 | 158 | 0 | 0 |  | 0 | 0 |  | TRUE | 10 | 0 | 0 | TRUE | 2021+10 | 2031+00 | TRUE | TRUE | FALSE | FALSE | -987 | 158 | TRUE | TRUE | FALSE | FALSE | 0 | 0 | TRUE | TRUE | TRUE | -987 | 158 | 0 | 0 | -9870 | 1580 | 0 | 0 | 3465.8282 | 100000 | #N/A | 100000 | 0.034658 | 1 | #N/A | 0 | 0.00018393 | 0.005307 | #N/A | 0.005307 |  | 551 | 123.7923 | PASS | 6.5697 | PASS | Eligible | -1.8154 | 8.3851 | 551 | 12.4314 | kWh | 3642.3583 | N/A | N/A | 124.3137 |  | 551 | 1 | -987 | 158 | 0 | 0 | 10 | 0
| RE-WtrHt-FuelSub-SmlStrg-HP-lte6kW-rep75G-HI-3p42UEF-80g | MFm | Ex | CZ08 | Any | 552 | SWWH025M | 1 | 10 | 2021 | natural gas | electricity | NR |  |  |  |  | -973 |  | 156 |  | -973 | 156 | 0 | 0 |  | 0 | 0 |  | TRUE | 10 | 0 | 0 | TRUE | 2021+10 | 2031+00 | TRUE | TRUE | FALSE | FALSE | -973 | 156 | TRUE | TRUE | FALSE | FALSE | 0 | 0 | TRUE | TRUE | TRUE | -973 | 156 | 0 | 0 | -9730 | 1560 | 0 | 0 | 3465.8282 | 100000 | #N/A | 100000 | 0.034658 | 1 | #N/A | 0 | 0.00018393 | 0.005307 | #N/A | 0.005307 |  | 552 | 122.2775 | PASS | 6.4893 | PASS | Eligible | -1.7897 | 8.279 | 552 | 12.2792 | kWh | 3597.7589 | N/A | N/A | 122.7915 |  | 552 | 1 | -973 | 156 | 0 | 0 | 10 | 0
| RE-WtrHt-FuelSub-SmlStrg-HP-lte6kW-rep75G-HI-3p42UEF-80g | MFm | Ex | CZ09 | Any | 553 | SWWH025M | 1 | 10 | 2021 | natural gas | electricity | NR |  |  |  |  | -974 |  | 156 |  | -974 | 156 | 0 | 0 |  | 0 | 0 |  | TRUE | 10 | 0 | 0 | TRUE | 2021+10 | 2031+00 | TRUE | TRUE | FALSE | FALSE | -974 | 156 | TRUE | TRUE | FALSE | FALSE | 0 | 0 | TRUE | TRUE | TRUE | -974 | 156 | 0 | 0 | -9740 | 1560 | 0 | 0 | 3465.8282 | 100000 | #N/A | 100000 | 0.034658 | 1 | #N/A | 0 | 0.00018393 | 0.005307 | #N/A | 0.005307 |  | 553 | 122.2428 | PASS | 6.4875 | PASS | Eligible | -1.7915 | 8.279 | 553 | 12.2757 | kWh | 3596.7589 | N/A | N/A | 122.7574 |  | 553 | 1 | -974 | 156 | 0 | 0 | 10 | 0
| RE-WtrHt-FuelSub-SmlStrg-HP-lte6kW-rep75G-HI-3p42UEF-80g | MFm | Ex | CZ10 | Any | 554 | SWWH025M | 1 | 10 | 2021 | natural gas | electricity | NR |  |  |  |  | -972 |  | 156 |  | -972 | 156 | 0 | 0 |  | 0 | 0 |  | TRUE | 10 | 0 | 0 | TRUE | 2021+10 | 2031+00 | TRUE | TRUE | FALSE | FALSE | -972 | 156 | TRUE | TRUE | FALSE | FALSE | 0 | 0 | TRUE | TRUE | TRUE | -972 | 156 | 0 | 0 | -9720 | 1560 | 0 | 0 | 3465.8282 | 100000 | #N/A | 100000 | 0.034658 | 1 | #N/A | 0 | 0.00018393 | 0.005307 | #N/A | 0.005307 |  | 554 | 122.3121 | PASS | 6.4912 | PASS | Eligible | -1.7878 | 8.279 | 554 | 12.2826 | kWh | 3598.7589 | N/A | N/A | 122.8256 |  | 554 | 1 | -972 | 156 | 0 | 0 | 10 | 0
| RE-WtrHt-FuelSub-SmlStrg-HP-lte6kW-rep75G-HI-3p42UEF-80g | MFm | Ex | CZ11 | Any | 555 | SWWH025M | 1 | 10 | 2021 | natural gas | electricity | NR |  |  |  |  | -1000 |  | 158 |  | -1000 | 158 | 0 | 0 |  | 0 | 0 |  | TRUE | 10 | 0 | 0 | TRUE | 2021+10 | 2031+00 | TRUE | TRUE | FALSE | FALSE | -1000 | 158 | TRUE | TRUE | FALSE | FALSE | 0 | 0 | TRUE | TRUE | TRUE | -1000 | 158 | 0 | 0 | -10000 | 1580 | 0 | 0 | 3465.8282 | 100000 | #N/A | 100000 | 0.034658 | 1 | #N/A | 0 | 0.00018393 | 0.005307 | #N/A | 0.005307 |  | 555 | 123.3417 | PASS | 6.5458 | PASS | Eligible | -1.8393 | 8.3851 | 555 | 12.387 | kWh | 3629.3583 | N/A | N/A | 123.87 |  | 555 | 1 | -1000 | 158 | 0 | 0 | 10 | 0
| RE-WtrHt-FuelSub-SmlStrg-HP-lte6kW-rep75G-HI-3p42UEF-80g | MFm | Ex | CZ12 | Any | 556 | SWWH025M | 1 | 10 | 2021 | natural gas | electricity | NR |  |  |  |  | -1030 |  | 162 |  | -1030 | 162 | 0 | 0 |  | 0 | 0 |  | TRUE | 10 | 0 | 0 | TRUE | 2021+10 | 2031+00 | TRUE | TRUE | FALSE | FALSE | -1030 | 162 | TRUE | TRUE | FALSE | FALSE | 0 | 0 | TRUE | TRUE | TRUE | -1030 | 162 | 0 | 0 | -10300 | 1620 | 0 | 0 | 3465.8282 | 100000 | #N/A | 100000 | 0.034658 | 1 | #N/A | 0 | 0.00018393 | 0.005307 | #N/A | 0.005307 |  | 556 | 126.302 | PASS | 6.7029 | PASS | Eligible | -1.8945 | 8.5974 | 556 | 12.6846 | kWh | 3716.5573 | N/A | N/A | 126.8461 |  | 556 | 1 | -1030 | 162 | 0 | 0 | 10 | 0
| RE-WtrHt-FuelSub-SmlStrg-HP-lte6kW-rep75G-HI-3p42UEF-80g | MFm | Ex | CZ13 | Any | 557 | SWWH025M | 1 | 10 | 2021 | natural gas | electricity | NR |  |  |  |  | -987 |  | 157 |  | -987 | 157 | 0 | 0 |  | 0 | 0 |  | TRUE | 10 | 0 | 0 | TRUE | 2021+10 | 2031+00 | TRUE | TRUE | FALSE | FALSE | -987 | 157 | TRUE | TRUE | FALSE | FALSE | 0 | 0 | TRUE | TRUE | TRUE | -987 | 157 | 0 | 0 | -9870 | 1570 | 0 | 0 | 3465.8282 | 100000 | #N/A | 100000 | 0.034658 | 1 | #N/A | 0 | 0.00018393 | 0.005307 | #N/A | 0.005307 |  | 557 | 122.7923 | PASS | 6.5166 | PASS | Eligible | -1.8154 | 8.332 | 557 | 12.3314 | kWh | 3613.0586 | N/A | N/A | 123.3137 |  | 557 | 1 | -987 | 157 | 0 | 0 | 10 | 0
| RE-WtrHt-FuelSub-SmlStrg-HP-lte6kW-rep75G-HI-3p42UEF-80g | MFm | Ex | CZ14 | Any | 558 | SWWH025M | 1 | 10 | 2021 | natural gas | electricity | NR |  |  |  |  | -1000 |  | 159 |  | -1000 | 159 | 0 | 0 |  | 0 | 0 |  | TRUE | 10 | 0 | 0 | TRUE | 2021+10 | 2031+00 | TRUE | TRUE | FALSE | FALSE | -1000 | 159 | TRUE | TRUE | FALSE | FALSE | 0 | 0 | TRUE | TRUE | TRUE | -1000 | 159 | 0 | 0 | -10000 | 1590 | 0 | 0 | 3465.8282 | 100000 | #N/A | 100000 | 0.034658 | 1 | #N/A | 0 | 0.00018393 | 0.005307 | #N/A | 0.005307 |  | 558 | 124.3417 | PASS | 6.5989 | PASS | Eligible | -1.8393 | 8.4382 | 558 | 12.487 | kWh | 3658.6581 | N/A | N/A | 124.87 |  | 558 | 1 | -1000 | 159 | 0 | 0 | 10 | 0
| RE-WtrHt-FuelSub-SmlStrg-HP-lte6kW-rep75G-HI-3p42UEF-80g | MFm | Ex | CZ15 | Any | 559 | SWWH025M | 1 | 10 | 2021 | natural gas | electricity | NR |  |  |  |  | -821 |  | 137 |  | -821 | 137 | 0 | 0 |  | 0 | 0 |  | TRUE | 10 | 0 | 0 | TRUE | 2021+10 | 2031+00 | TRUE | TRUE | FALSE | FALSE | -821 | 137 | TRUE | TRUE | FALSE | FALSE | 0 | 0 | TRUE | TRUE | TRUE | -821 | 137 | 0 | 0 | -8210 | 1370 | 0 | 0 | 3465.8282 | 100000 | #N/A | 100000 | 0.034658 | 1 | #N/A | 0 | 0.00018393 | 0.005307 | #N/A | 0.005307 |  | 559 | 108.5456 | PASS | 5.7606 | PASS | Eligible | -1.5101 | 7.2706 | 559 | 10.8979 | kWh | 3193.0639 | N/A | N/A | 108.9793 |  | 559 | 1 | -821 | 137 | 0 | 0 | 10 | 0
| RE-WtrHt-FuelSub-SmlStrg-HP-lte6kW-rep75G-HI-3p42UEF-80g | MFm | Ex | CZ16 | Any | 560 | SWWH025M | 1 | 10 | 2021 | natural gas | electricity | NR |  |  |  |  | -1160 |  | 177 |  | -1160 | 177 | 0 | 0 |  | 0 | 0 |  | TRUE | 10 | 0 | 0 | TRUE | 2021+10 | 2031+00 | TRUE | TRUE | FALSE | FALSE | -1160 | 177 | TRUE | TRUE | FALSE | FALSE | 0 | 0 | TRUE | TRUE | TRUE | -1160 | 177 | 0 | 0 | -11600 | 1770 | 0 | 0 | 3465.8282 | 100000 | #N/A | 100000 | 0.034658 | 1 | #N/A | 0 | 0.00018393 | 0.005307 | #N/A | 0.005307 |  | 560 | 136.7964 | PASS | 7.2598 | PASS | Eligible | -2.1336 | 9.3935 | 560 | 13.7409 | kWh | 4026.0533 | N/A | N/A | 137.4092 |  | 560 | 1 | -1160 | 177 | 0 | 0 | 10 | 0
| RE-WtrHt-FuelSub-SmlStrg-HP-lte6kW-rep75G-HI-3p42UEF-80g | DMo | Ex | CZ01 | Any | 561 | SWWH025M | 1 | 10 | 2021 | natural gas | electricity | NR |  |  |  |  | -1680 |  | 195 |  | -1680 | 195 | 0 | 0 |  | 0 | 0 |  | TRUE | 10 | 0 | 0 | TRUE | 2021+10 | 2031+00 | TRUE | TRUE | FALSE | FALSE | -1680 | 195 | TRUE | TRUE | FALSE | FALSE | 0 | 0 | TRUE | TRUE | TRUE | -1680 | 195 | 0 | 0 | -16800 | 1950 | 0 | 0 | 3465.8282 | 100000 | #N/A | 100000 | 0.034658 | 1 | #N/A | 0 | 0.00018393 | 0.005307 | #N/A | 0.005307 |  | 561 | 136.7741 | PASS | 7.2587 | PASS | Eligible | -3.0901 | 10.3487 | 561 | 13.7662 | kWh | 4033.4486 | N/A | N/A | 137.6616 |  | 561 | 1 | -1680 | 195 | 0 | 0 | 10 | 0
| RE-WtrHt-FuelSub-SmlStrg-HP-lte6kW-rep75G-HI-3p42UEF-80g | DMo | Ex | CZ02 | Any | 562 | SWWH025M | 1 | 10 | 2021 | natural gas | electricity | NR |  |  |  |  | -1470 |  | 181 |  | -1470 | 181 | 0 | 0 |  | 0 | 0 |  | TRUE | 10 | 0 | 0 | TRUE | 2021+10 | 2031+00 | TRUE | TRUE | FALSE | FALSE | -1470 | 181 | TRUE | TRUE | FALSE | FALSE | 0 | 0 | TRUE | TRUE | TRUE | -1470 | 181 | 0 | 0 | -14700 | 1810 | 0 | 0 | 3465.8282 | 100000 | #N/A | 100000 | 0.034658 | 1 | #N/A | 0 | 0.00018393 | 0.005307 | #N/A | 0.005307 |  | 562 | 130.0523 | PASS | 6.9019 | PASS | Eligible | -2.7038 | 9.6057 | 562 | 13.0829 | kWh | 3833.2523 | N/A | N/A | 130.8289 |  | 562 | 1 | -1470 | 181 | 0 | 0 | 10 | 0
| RE-WtrHt-FuelSub-SmlStrg-HP-lte6kW-rep75G-HI-3p42UEF-80g | DMo | Ex | CZ03 | Any | 563 | SWWH025M | 1 | 10 | 2021 | natural gas | electricity | NR |  |  |  |  | -1420 |  | 182 |  | -1420 | 182 | 0 | 0 |  | 0 | 0 |  | TRUE | 10 | 0 | 0 | TRUE | 2021+10 | 2031+00 | TRUE | TRUE | FALSE | FALSE | -1420 | 182 | TRUE | TRUE | FALSE | FALSE | 0 | 0 | TRUE | TRUE | TRUE | -1420 | 182 | 0 | 0 | -14200 | 1820 | 0 | 0 | 3465.8282 | 100000 | #N/A | 100000 | 0.034658 | 1 | #N/A | 0 | 0.00018393 | 0.005307 | #N/A | 0.005307 |  | 563 | 132.7852 | PASS | 7.047 | PASS | Eligible | -2.6118 | 9.6588 | 563 | 13.3535 | kWh | 3912.552 | N/A | N/A | 133.5354 |  | 563 | 1 | -1420 | 182 | 0 | 0 | 10 | 0
| RE-WtrHt-FuelSub-SmlStrg-HP-lte6kW-rep75G-HI-3p42UEF-80g | DMo | Ex | CZ04 | Any | 564 | SWWH025M | 1 | 10 | 2021 | natural gas | electricity | NR |  |  |  |  | -1360 |  | 176 |  | -1360 | 176 | 0 | 0 |  | 0 | 0 |  | TRUE | 10 | 0 | 0 | TRUE | 2021+10 | 2031+00 | TRUE | TRUE | FALSE | FALSE | -1360 | 176 | TRUE | TRUE | FALSE | FALSE | 0 | 0 | TRUE | TRUE | TRUE | -1360 | 176 | 0 | 0 | -13600 | 1760 | 0 | 0 | 3465.8282 | 100000 | #N/A | 100000 | 0.034658 | 1 | #N/A | 0 | 0.00018393 | 0.005307 | #N/A | 0.005307 |  | 564 | 128.8647 | PASS | 6.8389 | PASS | Eligible | -2.5015 | 9.3404 | 564 | 12.9583 | kWh | 3796.7536 | N/A | N/A | 129.5832 |  | 564 | 1 | -1360 | 176 | 0 | 0 | 10 | 0
| RE-WtrHt-FuelSub-SmlStrg-HP-lte6kW-rep75G-HI-3p42UEF-80g | DMo | Ex | CZ05 | Any | 565 | SWWH025M | 1 | 10 | 2021 | natural gas | electricity | NR |  |  |  |  | -1480 |  | 185 |  | -1480 | 185 | 0 | 0 |  | 0 | 0 |  | TRUE | 10 | 0 | 0 | TRUE | 2021+10 | 2031+00 | TRUE | TRUE | FALSE | FALSE | -1480 | 185 | TRUE | TRUE | FALSE | FALSE | 0 | 0 | TRUE | TRUE | TRUE | -1480 | 185 | 0 | 0 | -14800 | 1850 | 0 | 0 | 3465.8282 | 100000 | #N/A | 100000 | 0.034658 | 1 | #N/A | 0 | 0.00018393 | 0.005307 | #N/A | 0.005307 |  | 565 | 133.7057 | PASS | 7.0958 | PASS | Eligible | -2.7222 | 9.818 | 565 | 13.4488 | kWh | 3940.4512 | N/A | N/A | 134.4876 |  | 565 | 1 | -1480 | 185 | 0 | 0 | 10 | 0
| RE-WtrHt-FuelSub-SmlStrg-HP-lte6kW-rep75G-HI-3p42UEF-80g | DMo | Ex | CZ06 | Any | 566 | SWWH025M | 1 | 10 | 2021 | natural gas | electricity | NR |  |  |  |  | -1250 |  | 171 |  | -1250 | 171 | 0 | 0 |  | 0 | 0 |  | TRUE | 10 | 0 | 0 | TRUE | 2021+10 | 2031+00 | TRUE | TRUE | FALSE | FALSE | -1250 | 171 | TRUE | TRUE | FALSE | FALSE | 0 | 0 | TRUE | TRUE | TRUE | -1250 | 171 | 0 | 0 | -12500 | 1710 | 0 | 0 | 3465.8282 | 100000 | #N/A | 100000 | 0.034658 | 1 | #N/A | 0 | 0.00018393 | 0.005307 | #N/A | 0.005307 |  | 566 | 127.6771 | PASS | 6.7759 | PASS | Eligible | -2.2992 | 9.075 | 566 | 12.8338 | kWh | 3760.2549 | N/A | N/A | 128.3375 |  | 566 | 1 | -1250 | 171 | 0 | 0 | 10 | 0
| RE-WtrHt-FuelSub-SmlStrg-HP-lte6kW-rep75G-HI-3p42UEF-80g | DMo | Ex | CZ07 | Any | 567 | SWWH025M | 1 | 10 | 2021 | natural gas | electricity | NR |  |  |  |  | -1210 |  | 169 |  | -1210 | 169 | 0 | 0 |  | 0 | 0 |  | TRUE | 10 | 0 | 0 | TRUE | 2021+10 | 2031+00 | TRUE | TRUE | FALSE | FALSE | -1210 | 169 | TRUE | TRUE | FALSE | FALSE | 0 | 0 | TRUE | TRUE | TRUE | -1210 | 169 | 0 | 0 | -12100 | 1690 | 0 | 0 | 3465.8282 | 100000 | #N/A | 100000 | 0.034658 | 1 | #N/A | 0 | 0.00018393 | 0.005307 | #N/A | 0.005307 |  | 567 | 127.0635 | PASS | 6.7433 | PASS | Eligible | -2.2256 | 8.9689 | 567 | 12.7703 | kWh | 3741.6554 | N/A | N/A | 127.7027 |  | 567 | 1 | -1210 | 169 | 0 | 0 | 10 | 0
| RE-WtrHt-FuelSub-SmlStrg-HP-lte6kW-rep75G-HI-3p42UEF-80g | DMo | Ex | CZ08 | Any | 568 | SWWH025M | 1 | 10 | 2021 | natural gas | electricity | NR |  |  |  |  | -1190 |  | 167 |  | -1190 | 167 | 0 | 0 |  | 0 | 0 |  | TRUE | 10 | 0 | 0 | TRUE | 2021+10 | 2031+00 | TRUE | TRUE | FALSE | FALSE | -1190 | 167 | TRUE | TRUE | FALSE | FALSE | 0 | 0 | TRUE | TRUE | TRUE | -1190 | 167 | 0 | 0 | -11900 | 1670 | 0 | 0 | 3465.8282 | 100000 | #N/A | 100000 | 0.034658 | 1 | #N/A | 0 | 0.00018393 | 0.005307 | #N/A | 0.005307 |  | 568 | 125.7566 | PASS | 6.674 | PASS | Eligible | -2.1888 | 8.8628 | 568 | 12.6385 | kWh | 3703.056 | N/A | N/A | 126.3853 |  | 568 | 1 | -1190 | 167 | 0 | 0 | 10 | 0
| RE-WtrHt-FuelSub-SmlStrg-HP-lte6kW-rep75G-HI-3p42UEF-80g | DMo | Ex | CZ09 | Any | 569 | SWWH025M | 1 | 10 | 2021 | natural gas | electricity | NR |  |  |  |  | -1200 |  | 166 |  | -1200 | 166 | 0 | 0 |  | 0 | 0 |  | TRUE | 10 | 0 | 0 | TRUE | 2021+10 | 2031+00 | TRUE | TRUE | FALSE | FALSE | -1200 | 166 | TRUE | TRUE | FALSE | FALSE | 0 | 0 | TRUE | TRUE | TRUE | -1200 | 166 | 0 | 0 | -12000 | 1660 | 0 | 0 | 3465.8282 | 100000 | #N/A | 100000 | 0.034658 | 1 | #N/A | 0 | 0.00018393 | 0.005307 | #N/A | 0.005307 |  | 569 | 124.4101 | PASS | 6.6025 | PASS | Eligible | -2.2072 | 8.8097 | 569 | 12.5044 | kWh | 3663.7562 | N/A | N/A | 125.044 |  | 569 | 1 | -1200 | 166 | 0 | 0 | 10 | 0
| RE-WtrHt-FuelSub-SmlStrg-HP-lte6kW-rep75G-HI-3p42UEF-80g | DMo | Ex | CZ10 | Any | 570 | SWWH025M | 1 | 10 | 2021 | natural gas | electricity | NR |  |  |  |  | -1200 |  | 166 |  | -1200 | 166 | 0 | 0 |  | 0 | 0 |  | TRUE | 10 | 0 | 0 | TRUE | 2021+10 | 2031+00 | TRUE | TRUE | FALSE | FALSE | -1200 | 166 | TRUE | TRUE | FALSE | FALSE | 0 | 0 | TRUE | TRUE | TRUE | -1200 | 166 | 0 | 0 | -12000 | 1660 | 0 | 0 | 3465.8282 | 100000 | #N/A | 100000 | 0.034658 | 1 | #N/A | 0 | 0.00018393 | 0.005307 | #N/A | 0.005307 |  | 570 | 124.4101 | PASS | 6.6025 | PASS | Eligible | -2.2072 | 8.8097 | 570 | 12.5044 | kWh | 3663.7562 | N/A | N/A | 125.044 |  | 570 | 1 | -1200 | 166 | 0 | 0 | 10 | 0
| RE-WtrHt-FuelSub-SmlStrg-HP-lte6kW-rep75G-HI-3p42UEF-80g | DMo | Ex | CZ11 | Any | 571 | SWWH025M | 1 | 10 | 2021 | natural gas | electricity | NR |  |  |  |  | -1300 |  | 168 |  | -1300 | 168 | 0 | 0 |  | 0 | 0 |  | TRUE | 10 | 0 | 0 | TRUE | 2021+10 | 2031+00 | TRUE | TRUE | FALSE | FALSE | -1300 | 168 | TRUE | TRUE | FALSE | FALSE | 0 | 0 | TRUE | TRUE | TRUE | -1300 | 168 | 0 | 0 | -13000 | 1680 | 0 | 0 | 3465.8282 | 100000 | #N/A | 100000 | 0.034658 | 1 | #N/A | 0 | 0.00018393 | 0.005307 | #N/A | 0.005307 |  | 571 | 122.9442 | PASS | 6.5247 | PASS | Eligible | -2.3911 | 8.9158 | 571 | 12.3631 | kWh | 3622.3557 | N/A | N/A | 123.631 |  | 571 | 1 | -1300 | 168 | 0 | 0 | 10 | 0
| RE-WtrHt-FuelSub-SmlStrg-HP-lte6kW-rep75G-HI-3p42UEF-80g | DMo | Ex | CZ12 | Any | 572 | SWWH025M | 1 | 10 | 2021 | natural gas | electricity | NR |  |  |  |  | -1340 |  | 173 |  | -1340 | 173 | 0 | 0 |  | 0 | 0 |  | TRUE | 10 | 0 | 0 | TRUE | 2021+10 | 2031+00 | TRUE | TRUE | FALSE | FALSE | -1340 | 173 | TRUE | TRUE | FALSE | FALSE | 0 | 0 | TRUE | TRUE | TRUE | -1340 | 173 | 0 | 0 | -13400 | 1730 | 0 | 0 | 3465.8282 | 100000 | #N/A | 100000 | 0.034658 | 1 | #N/A | 0 | 0.00018393 | 0.005307 | #N/A | 0.005307 |  | 572 | 126.5579 | PASS | 6.7165 | PASS | Eligible | -2.4647 | 9.1812 | 572 | 12.7266 | kWh | 3728.8544 | N/A | N/A | 127.2658 |  | 572 | 1 | -1340 | 173 | 0 | 0 | 10 | 0
| RE-WtrHt-FuelSub-SmlStrg-HP-lte6kW-rep75G-HI-3p42UEF-80g | DMo | Ex | CZ13 | Any | 573 | SWWH025M | 1 | 10 | 2021 | natural gas | electricity | NR |  |  |  |  | -1260 |  | 166 |  | -1260 | 166 | 0 | 0 |  | 0 | 0 |  | TRUE | 10 | 0 | 0 | TRUE | 2021+10 | 2031+00 | TRUE | TRUE | FALSE | FALSE | -1260 | 166 | TRUE | TRUE | FALSE | FALSE | 0 | 0 | TRUE | TRUE | TRUE | -1260 | 166 | 0 | 0 | -12600 | 1660 | 0 | 0 | 3465.8282 | 100000 | #N/A | 100000 | 0.034658 | 1 | #N/A | 0 | 0.00018393 | 0.005307 | #N/A | 0.005307 |  | 573 | 122.3306 | PASS | 6.4921 | PASS | Eligible | -2.3176 | 8.8097 | 573 | 12.2996 | kWh | 3603.7562 | N/A | N/A | 122.9962 |  | 573 | 1 | -1260 | 166 | 0 | 0 | 10 | 0
| RE-WtrHt-FuelSub-SmlStrg-HP-lte6kW-rep75G-HI-3p42UEF-80g | DMo | Ex | CZ14 | Any | 574 | SWWH025M | 1 | 10 | 2021 | natural gas | electricity | NR |  |  |  |  | -1380 |  | 169 |  | -1380 | 169 | 0 | 0 |  | 0 | 0 |  | TRUE | 10 | 0 | 0 | TRUE | 2021+10 | 2031+00 | TRUE | TRUE | FALSE | FALSE | -1380 | 169 | TRUE | TRUE | FALSE | FALSE | 0 | 0 | TRUE | TRUE | TRUE | -1380 | 169 | 0 | 0 | -13800 | 1690 | 0 | 0 | 3465.8282 | 100000 | #N/A | 100000 | 0.034658 | 1 | #N/A | 0 | 0.00018393 | 0.005307 | #N/A | 0.005307 |  | 574 | 121.1716 | PASS | 6.4306 | PASS | Eligible | -2.5383 | 8.9689 | 574 | 12.1901 | kWh | 3571.6554 | N/A | N/A | 121.9006 |  | 574 | 1 | -1380 | 169 | 0 | 0 | 10 | 0
| RE-WtrHt-FuelSub-SmlStrg-HP-lte6kW-rep75G-HI-3p42UEF-80g | DMo | Ex | CZ15 | Any | 575 | SWWH025M | 1 | 10 | 2021 | natural gas | electricity | NR |  |  |  |  | -908 |  | 140 |  | -908 | 140 | 0 | 0 |  | 0 | 0 |  | TRUE | 10 | 0 | 0 | TRUE | 2021+10 | 2031+00 | TRUE | TRUE | FALSE | FALSE | -908 | 140 | TRUE | TRUE | FALSE | FALSE | 0 | 0 | TRUE | TRUE | TRUE | -908 | 140 | 0 | 0 | -9080 | 1400 | 0 | 0 | 3465.8282 | 100000 | #N/A | 100000 | 0.034658 | 1 | #N/A | 0 | 0.00018393 | 0.005307 | #N/A | 0.005307 |  | 575 | 108.5303 | PASS | 5.7597 | PASS | Eligible | -1.6701 | 7.4299 | 575 | 10.901 | kWh | 3193.9631 | N/A | N/A | 109.01 |  | 575 | 1 | -908 | 140 | 0 | 0 | 10 | 0
| RE-WtrHt-FuelSub-SmlStrg-HP-lte6kW-rep75G-HI-3p42UEF-80g | DMo | Ex | CZ16 | Any | 576 | SWWH025M | 1 | 10 | 2021 | natural gas | electricity | NR |  |  |  |  | -2040 |  | 194 |  | -2040 | 194 | 0 | 0 |  | 0 | 0 |  | TRUE | 10 | 0 | 0 | TRUE | 2021+10 | 2031+00 | TRUE | TRUE | FALSE | FALSE | -2040 | 194 | TRUE | TRUE | FALSE | FALSE | 0 | 0 | TRUE | TRUE | TRUE | -2040 | 194 | 0 | 0 | -20400 | 1940 | 0 | 0 | 3465.8282 | 100000 | #N/A | 100000 | 0.034658 | 1 | #N/A | 0 | 0.00018393 | 0.005307 | #N/A | 0.005307 |  | 576 | 123.2971 | PASS | 6.5434 | PASS | Eligible | -3.7522 | 10.2957 | 576 | 12.4375 | kWh | 3644.1488 | N/A | N/A | 124.3748 |  | 576 | 1 | -2040 | 194 | 0 | 0 | 10 | 0
| RE-WtrHt-FuelSub-SmlInst-HP-lte6kW-replt200kBtuh-LW-3.09UEF | SFm | Ex | CZ01 | Any | 577 | SWWH025O | 1 | 10 | 2021 | natural gas | electricity | NR |  |  |  |  | -2020 |  | 135 |  | -2020 | 135 | 0 | 0 |  | 0 | 0 |  | TRUE | 10 | 0 | 0 | TRUE | 2021+10 | 2031+00 | TRUE | TRUE | FALSE | FALSE | -2020 | 135 | TRUE | TRUE | FALSE | FALSE | 0 | 0 | TRUE | TRUE | TRUE | -2020 | 135 | 0 | 0 | -20200 | 1350 | 0 | 0 | 3465.8282 | 100000 | #N/A | 100000 | 0.034658 | 1 | #N/A | 0 | 0.00018393 | 0.005307 | #N/A | 0.005307 |  | 577 | 64.9903 | PASS | 3.4491 | PASS | Eligible | -3.7154 | 7.1645 | 577 | 6.6057 | kWh | 1935.4644 | N/A | N/A | 66.0574 |  | 577 | 1 | -2020 | 135 | 0 | 0 | 10 | 0
| RE-WtrHt-FuelSub-SmlInst-HP-lte6kW-replt200kBtuh-LW-3.09UEF | SFm | Ex | CZ02 | Any | 578 | SWWH025O | 1 | 10 | 2021 | natural gas | electricity | NR |  |  |  |  | -1750 |  | 125 |  | -1750 | 125 | 0 | 0 |  | 0 | 0 |  | TRUE | 10 | 0 | 0 | TRUE | 2021+10 | 2031+00 | TRUE | TRUE | FALSE | FALSE | -1750 | 125 | TRUE | TRUE | FALSE | FALSE | 0 | 0 | TRUE | TRUE | TRUE | -1750 | 125 | 0 | 0 | -17500 | 1250 | 0 | 0 | 3465.8282 | 100000 | #N/A | 100000 | 0.034658 | 1 | #N/A | 0 | 0.00018393 | 0.005307 | #N/A | 0.005307 |  | 578 | 64.348 | PASS | 3.415 | PASS | Eligible | -3.2188 | 6.6338 | 578 | 6.5273 | kWh | 1912.467 | N/A | N/A | 65.2725 |  | 578 | 1 | -1750 | 125 | 0 | 0 | 10 | 0
| RE-WtrHt-FuelSub-SmlInst-HP-lte6kW-replt200kBtuh-LW-3.09UEF | SFm | Ex | CZ03 | Any | 579 | SWWH025O | 1 | 10 | 2021 | natural gas | electricity | NR |  |  |  |  | -1750 |  | 126 |  | -1750 | 126 | 0 | 0 |  | 0 | 0 |  | TRUE | 10 | 0 | 0 | TRUE | 2021+10 | 2031+00 | TRUE | TRUE | FALSE | FALSE | -1750 | 126 | TRUE | TRUE | FALSE | FALSE | 0 | 0 | TRUE | TRUE | TRUE | -1750 | 126 | 0 | 0 | -17500 | 1260 | 0 | 0 | 3465.8282 | 100000 | #N/A | 100000 | 0.034658 | 1 | #N/A | 0 | 0.00018393 | 0.005307 | #N/A | 0.005307 |  | 579 | 65.348 | PASS | 3.468 | PASS | Eligible | -3.2188 | 6.6869 | 579 | 6.6273 | kWh | 1941.7668 | N/A | N/A | 66.2725 |  | 579 | 1 | -1750 | 126 | 0 | 0 | 10 | 0
| RE-WtrHt-FuelSub-SmlInst-HP-lte6kW-replt200kBtuh-LW-3.09UEF | SFm | Ex | CZ04 | Any | 580 | SWWH025O | 1 | 10 | 2021 | natural gas | electricity | NR |  |  |  |  | -1650 |  | 122 |  | -1650 | 122 | 0 | 0 |  | 0 | 0 |  | TRUE | 10 | 0 | 0 | TRUE | 2021+10 | 2031+00 | TRUE | TRUE | FALSE | FALSE | -1650 | 122 | TRUE | TRUE | FALSE | FALSE | 0 | 0 | TRUE | TRUE | TRUE | -1650 | 122 | 0 | 0 | -16500 | 1220 | 0 | 0 | 3465.8282 | 100000 | #N/A | 100000 | 0.034658 | 1 | #N/A | 0 | 0.00018393 | 0.005307 | #N/A | 0.005307 |  | 580 | 64.8138 | PASS | 3.4397 | PASS | Eligible | -3.0349 | 6.4746 | 580 | 6.5686 | kWh | 1924.5678 | N/A | N/A | 65.6855 |  | 580 | 1 | -1650 | 122 | 0 | 0 | 10 | 0
| RE-WtrHt-FuelSub-SmlInst-HP-lte6kW-replt200kBtuh-LW-3.09UEF | SFm | Ex | CZ05 | Any | 581 | SWWH025O | 1 | 10 | 2021 | natural gas | electricity | NR |  |  |  |  | -1790 |  | 128 |  | -1790 | 128 | 0 | 0 |  | 0 | 0 |  | TRUE | 10 | 0 | 0 | TRUE | 2021+10 | 2031+00 | TRUE | TRUE | FALSE | FALSE | -1790 | 128 | TRUE | TRUE | FALSE | FALSE | 0 | 0 | TRUE | TRUE | TRUE | -1790 | 128 | 0 | 0 | -17900 | 1280 | 0 | 0 | 3465.8282 | 100000 | #N/A | 100000 | 0.034658 | 1 | #N/A | 0 | 0.00018393 | 0.005307 | #N/A | 0.005307 |  | 581 | 65.9617 | PASS | 3.5006 | PASS | Eligible | -3.2924 | 6.793 | 581 | 6.6907 | kWh | 1960.3662 | N/A | N/A | 66.9073 |  | 581 | 1 | -1790 | 128 | 0 | 0 | 10 | 0
| RE-WtrHt-FuelSub-SmlInst-HP-lte6kW-replt200kBtuh-LW-3.09UEF | SFm | Ex | CZ06 | Any | 582 | SWWH025O | 1 | 10 | 2021 | natural gas | electricity | NR |  |  |  |  | -1540 |  | 118 |  | -1540 | 118 | 0 | 0 |  | 0 | 0 |  | TRUE | 10 | 0 | 0 | TRUE | 2021+10 | 2031+00 | TRUE | TRUE | FALSE | FALSE | -1540 | 118 | TRUE | TRUE | FALSE | FALSE | 0 | 0 | TRUE | TRUE | TRUE | -1540 | 118 | 0 | 0 | -15400 | 1180 | 0 | 0 | 3465.8282 | 100000 | #N/A | 100000 | 0.034658 | 1 | #N/A | 0 | 0.00018393 | 0.005307 | #N/A | 0.005307 |  | 582 | 64.6262 | PASS | 3.4297 | PASS | Eligible | -2.8326 | 6.2623 | 582 | 6.544 | kWh | 1917.3689 | N/A | N/A | 65.4398 |  | 582 | 1 | -1540 | 118 | 0 | 0 | 10 | 0
| RE-WtrHt-FuelSub-SmlInst-HP-lte6kW-replt200kBtuh-LW-3.09UEF | SFm | Ex | CZ07 | Any | 583 | SWWH025O | 1 | 10 | 2021 | natural gas | electricity | NR |  |  |  |  | -1500 |  | 117 |  | -1500 | 117 | 0 | 0 |  | 0 | 0 |  | TRUE | 10 | 0 | 0 | TRUE | 2021+10 | 2031+00 | TRUE | TRUE | FALSE | FALSE | -1500 | 117 | TRUE | TRUE | FALSE | FALSE | 0 | 0 | TRUE | TRUE | TRUE | -1500 | 117 | 0 | 0 | -15000 | 1170 | 0 | 0 | 3465.8282 | 100000 | #N/A | 100000 | 0.034658 | 1 | #N/A | 0 | 0.00018393 | 0.005307 | #N/A | 0.005307 |  | 583 | 65.0126 | PASS | 3.4502 | PASS | Eligible | -2.759 | 6.2092 | 583 | 6.5805 | kWh | 1928.0691 | N/A | N/A | 65.805 |  | 583 | 1 | -1500 | 117 | 0 | 0 | 10 | 0
| RE-WtrHt-FuelSub-SmlInst-HP-lte6kW-replt200kBtuh-LW-3.09UEF | SFm | Ex | CZ08 | Any | 584 | SWWH025O | 1 | 10 | 2021 | natural gas | electricity | NR |  |  |  |  | -1470 |  | 115 |  | -1470 | 115 | 0 | 0 |  | 0 | 0 |  | TRUE | 10 | 0 | 0 | TRUE | 2021+10 | 2031+00 | TRUE | TRUE | FALSE | FALSE | -1470 | 115 | TRUE | TRUE | FALSE | FALSE | 0 | 0 | TRUE | TRUE | TRUE | -1470 | 115 | 0 | 0 | -14700 | 1150 | 0 | 0 | 3465.8282 | 100000 | #N/A | 100000 | 0.034658 | 1 | #N/A | 0 | 0.00018393 | 0.005307 | #N/A | 0.005307 |  | 584 | 64.0523 | PASS | 3.3993 | PASS | Eligible | -2.7038 | 6.1031 | 584 | 6.4829 | kWh | 1899.4697 | N/A | N/A | 64.8289 |  | 584 | 1 | -1470 | 115 | 0 | 0 | 10 | 0
| RE-WtrHt-FuelSub-SmlInst-HP-lte6kW-replt200kBtuh-LW-3.09UEF | SFm | Ex | CZ09 | Any | 585 | SWWH025O | 1 | 10 | 2021 | natural gas | electricity | NR |  |  |  |  | -1470 |  | 115 |  | -1470 | 115 | 0 | 0 |  | 0 | 0 |  | TRUE | 10 | 0 | 0 | TRUE | 2021+10 | 2031+00 | TRUE | TRUE | FALSE | FALSE | -1470 | 115 | TRUE | TRUE | FALSE | FALSE | 0 | 0 | TRUE | TRUE | TRUE | -1470 | 115 | 0 | 0 | -14700 | 1150 | 0 | 0 | 3465.8282 | 100000 | #N/A | 100000 | 0.034658 | 1 | #N/A | 0 | 0.00018393 | 0.005307 | #N/A | 0.005307 |  | 585 | 64.0523 | PASS | 3.3993 | PASS | Eligible | -2.7038 | 6.1031 | 585 | 6.4829 | kWh | 1899.4697 | N/A | N/A | 64.8289 |  | 585 | 1 | -1470 | 115 | 0 | 0 | 10 | 0
| RE-WtrHt-FuelSub-SmlInst-HP-lte6kW-replt200kBtuh-LW-3.09UEF | SFm | Ex | CZ10 | Any | 586 | SWWH025O | 1 | 10 | 2021 | natural gas | electricity | NR |  |  |  |  | -1470 |  | 114 |  | -1470 | 114 | 0 | 0 |  | 0 | 0 |  | TRUE | 10 | 0 | 0 | TRUE | 2021+10 | 2031+00 | TRUE | TRUE | FALSE | FALSE | -1470 | 114 | TRUE | TRUE | FALSE | FALSE | 0 | 0 | TRUE | TRUE | TRUE | -1470 | 114 | 0 | 0 | -14700 | 1140 | 0 | 0 | 3465.8282 | 100000 | #N/A | 100000 | 0.034658 | 1 | #N/A | 0 | 0.00018393 | 0.005307 | #N/A | 0.005307 |  | 586 | 63.0523 | PASS | 3.3462 | PASS | Eligible | -2.7038 | 6.05 | 586 | 6.3829 | kWh | 1870.1699 | N/A | N/A | 63.8289 |  | 586 | 1 | -1470 | 114 | 0 | 0 | 10 | 0
| RE-WtrHt-FuelSub-SmlInst-HP-lte6kW-replt200kBtuh-LW-3.09UEF | SFm | Ex | CZ11 | Any | 587 | SWWH025O | 1 | 10 | 2021 | natural gas | electricity | NR |  |  |  |  | -1560 |  | 116 |  | -1560 | 116 | 0 | 0 |  | 0 | 0 |  | TRUE | 10 | 0 | 0 | TRUE | 2021+10 | 2031+00 | TRUE | TRUE | FALSE | FALSE | -1560 | 116 | TRUE | TRUE | FALSE | FALSE | 0 | 0 | TRUE | TRUE | TRUE | -1560 | 116 | 0 | 0 | -15600 | 1160 | 0 | 0 | 3465.8282 | 100000 | #N/A | 100000 | 0.034658 | 1 | #N/A | 0 | 0.00018393 | 0.005307 | #N/A | 0.005307 |  | 587 | 61.9331 | PASS | 3.2868 | PASS | Eligible | -2.8694 | 6.1562 | 587 | 6.2757 | kWh | 1838.7694 | N/A | N/A | 62.7572 |  | 587 | 1 | -1560 | 116 | 0 | 0 | 10 | 0
| RE-WtrHt-FuelSub-SmlInst-HP-lte6kW-replt200kBtuh-LW-3.09UEF | SFm | Ex | CZ12 | Any | 588 | SWWH025O | 1 | 10 | 2021 | natural gas | electricity | NR |  |  |  |  | -1620 |  | 120 |  | -1620 | 120 | 0 | 0 |  | 0 | 0 |  | TRUE | 10 | 0 | 0 | TRUE | 2021+10 | 2031+00 | TRUE | TRUE | FALSE | FALSE | -1620 | 120 | TRUE | TRUE | FALSE | FALSE | 0 | 0 | TRUE | TRUE | TRUE | -1620 | 120 | 0 | 0 | -16200 | 1200 | 0 | 0 | 3465.8282 | 100000 | #N/A | 100000 | 0.034658 | 1 | #N/A | 0 | 0.00018393 | 0.005307 | #N/A | 0.005307 |  | 588 | 63.8536 | PASS | 3.3887 | PASS | Eligible | -2.9797 | 6.3684 | 588 | 6.4709 | kWh | 1895.9684 | N/A | N/A | 64.7094 |  | 588 | 1 | -1620 | 120 | 0 | 0 | 10 | 0
| RE-WtrHt-FuelSub-SmlInst-HP-lte6kW-replt200kBtuh-LW-3.09UEF | SFm | Ex | CZ13 | Any | 589 | SWWH025O | 1 | 10 | 2021 | natural gas | electricity | NR |  |  |  |  | -1520 |  | 115 |  | -1520 | 115 | 0 | 0 |  | 0 | 0 |  | TRUE | 10 | 0 | 0 | TRUE | 2021+10 | 2031+00 | TRUE | TRUE | FALSE | FALSE | -1520 | 115 | TRUE | TRUE | FALSE | FALSE | 0 | 0 | TRUE | TRUE | TRUE | -1520 | 115 | 0 | 0 | -15200 | 1150 | 0 | 0 | 3465.8282 | 100000 | #N/A | 100000 | 0.034658 | 1 | #N/A | 0 | 0.00018393 | 0.005307 | #N/A | 0.005307 |  | 589 | 62.3194 | PASS | 3.3073 | PASS | Eligible | -2.7958 | 6.1031 | 589 | 6.3122 | kWh | 1849.4697 | N/A | N/A | 63.1224 |  | 589 | 1 | -1520 | 115 | 0 | 0 | 10 | 0
| RE-WtrHt-FuelSub-SmlInst-HP-lte6kW-replt200kBtuh-LW-3.09UEF | SFm | Ex | CZ14 | Any | 590 | SWWH025O | 1 | 10 | 2021 | natural gas | electricity | NR |  |  |  |  | -1580 |  | 117 |  | -1580 | 117 | 0 | 0 |  | 0 | 0 |  | TRUE | 10 | 0 | 0 | TRUE | 2021+10 | 2031+00 | TRUE | TRUE | FALSE | FALSE | -1580 | 117 | TRUE | TRUE | FALSE | FALSE | 0 | 0 | TRUE | TRUE | TRUE | -1580 | 117 | 0 | 0 | -15800 | 1170 | 0 | 0 | 3465.8282 | 100000 | #N/A | 100000 | 0.034658 | 1 | #N/A | 0 | 0.00018393 | 0.005307 | #N/A | 0.005307 |  | 590 | 62.2399 | PASS | 3.3031 | PASS | Eligible | -2.9061 | 6.2092 | 590 | 6.3075 | kWh | 1848.0691 | N/A | N/A | 63.0746 |  | 590 | 1 | -1580 | 117 | 0 | 0 | 10 | 0
| RE-WtrHt-FuelSub-SmlInst-HP-lte6kW-replt200kBtuh-LW-3.09UEF | SFm | Ex | CZ15 | Any | 591 | SWWH025O | 1 | 10 | 2021 | natural gas | electricity | NR |  |  |  |  | -1120 |  | 96.4 |  | -1120 | 96.4 | 0 | 0 |  | 0 | 0 |  | TRUE | 10 | 0 | 0 | TRUE | 2021+10 | 2031+00 | TRUE | TRUE | FALSE | FALSE | -1120 | 96.4 | TRUE | TRUE | FALSE | FALSE | 0 | 0 | TRUE | TRUE | TRUE | -1120 | 96.4 | 0 | 0 | -11200 | 964 | 0 | 0 | 3465.8282 | 100000 | #N/A | 100000 | 0.034658 | 1 | #N/A | 0 | 0.00018393 | 0.005307 | #N/A | 0.005307 |  | 591 | 57.5827 | PASS | 3.0559 | PASS | Eligible | -2.06 | 5.116 | 591 | 5.8174 | kWh | 1704.4946 | N/A | N/A | 58.1744 |  | 591 | 1 | -1120 | 96.4 | 0 | 0 | 10 | 0
| RE-WtrHt-FuelSub-SmlInst-HP-lte6kW-replt200kBtuh-LW-3.09UEF | SFm | Ex | CZ16 | Any | 592 | SWWH025O | 1 | 10 | 2021 | natural gas | electricity | NR |  |  |  |  | -2240 |  | 135 |  | -2240 | 135 | 0 | 0 |  | 0 | 0 |  | TRUE | 10 | 0 | 0 | TRUE | 2021+10 | 2031+00 | TRUE | TRUE | FALSE | FALSE | -2240 | 135 | TRUE | TRUE | FALSE | FALSE | 0 | 0 | TRUE | TRUE | TRUE | -2240 | 135 | 0 | 0 | -22400 | 1350 | 0 | 0 | 3465.8282 | 100000 | #N/A | 100000 | 0.034658 | 1 | #N/A | 0 | 0.00018393 | 0.005307 | #N/A | 0.005307 |  | 592 | 57.3654 | PASS | 3.0444 | PASS | Eligible | -4.1201 | 7.1645 | 592 | 5.8549 | kWh | 1715.4644 | N/A | N/A | 58.5488 |  | 592 | 1 | -2240 | 135 | 0 | 0 | 10 | 0
| RE-WtrHt-FuelSub-SmlInst-HP-lte6kW-replt200kBtuh-LW-3.09UEF | MFm | Ex | CZ01 | Any | 593 | SWWH025O | 1 | 10 | 2021 | natural gas | electricity | NR |  |  |  |  | -1320 |  | 112 |  | -1320 | 112 | 0 | 0 |  | 0 | 0 |  | TRUE | 10 | 0 | 0 | TRUE | 2021+10 | 2031+00 | TRUE | TRUE | FALSE | FALSE | -1320 | 112 | TRUE | TRUE | FALSE | FALSE | 0 | 0 | TRUE | TRUE | TRUE | -1320 | 112 | 0 | 0 | -13200 | 1120 | 0 | 0 | 3465.8282 | 100000 | #N/A | 100000 | 0.034658 | 1 | #N/A | 0 | 0.00018393 | 0.005307 | #N/A | 0.005307 |  | 593 | 66.2511 | PASS | 3.516 | PASS | Eligible | -2.4279 | 5.9439 | 593 | 6.6948 | kWh | 1961.5705 | N/A | N/A | 66.9484 |  | 593 | 1 | -1320 | 112 | 0 | 0 | 10 | 0
| RE-WtrHt-FuelSub-SmlInst-HP-lte6kW-replt200kBtuh-LW-3.09UEF | MFm | Ex | CZ02 | Any | 594 | SWWH025O | 1 | 10 | 2021 | natural gas | electricity | NR |  |  |  |  | -1230 |  | 104 |  | -1230 | 104 | 0 | 0 |  | 0 | 0 |  | TRUE | 10 | 0 | 0 | TRUE | 2021+10 | 2031+00 | TRUE | TRUE | FALSE | FALSE | -1230 | 104 | TRUE | TRUE | FALSE | FALSE | 0 | 0 | TRUE | TRUE | TRUE | -1230 | 104 | 0 | 0 | -12300 | 1040 | 0 | 0 | 3465.8282 | 100000 | #N/A | 100000 | 0.034658 | 1 | #N/A | 0 | 0.00018393 | 0.005307 | #N/A | 0.005307 |  | 594 | 61.3703 | PASS | 3.2569 | PASS | Eligible | -2.2624 | 5.5193 | 594 | 6.202 | kWh | 1817.1726 | N/A | N/A | 62.0201 |  | 594 | 1 | -1230 | 104 | 0 | 0 | 10 | 0
| RE-WtrHt-FuelSub-SmlInst-HP-lte6kW-replt200kBtuh-LW-3.09UEF | MFm | Ex | CZ03 | Any | 595 | SWWH025O | 1 | 10 | 2021 | natural gas | electricity | NR |  |  |  |  | -1210 |  | 105 |  | -1210 | 105 | 0 | 0 |  | 0 | 0 |  | TRUE | 10 | 0 | 0 | TRUE | 2021+10 | 2031+00 | TRUE | TRUE | FALSE | FALSE | -1210 | 105 | TRUE | TRUE | FALSE | FALSE | 0 | 0 | TRUE | TRUE | TRUE | -1210 | 105 | 0 | 0 | -12100 | 1050 | 0 | 0 | 3465.8282 | 100000 | #N/A | 100000 | 0.034658 | 1 | #N/A | 0 | 0.00018393 | 0.005307 | #N/A | 0.005307 |  | 595 | 63.0635 | PASS | 3.3468 | PASS | Eligible | -2.2256 | 5.5724 | 595 | 6.3703 | kWh | 1866.4723 | N/A | N/A | 63.7027 |  | 595 | 1 | -1210 | 105 | 0 | 0 | 10 | 0
| RE-WtrHt-FuelSub-SmlInst-HP-lte6kW-replt200kBtuh-LW-3.09UEF | MFm | Ex | CZ04 | Any | 596 | SWWH025O | 1 | 10 | 2021 | natural gas | electricity | NR |  |  |  |  | -1180 |  | 101 |  | -1180 | 101 | 0 | 0 |  | 0 | 0 |  | TRUE | 10 | 0 | 0 | TRUE | 2021+10 | 2031+00 | TRUE | TRUE | FALSE | FALSE | -1180 | 101 | TRUE | TRUE | FALSE | FALSE | 0 | 0 | TRUE | TRUE | TRUE | -1180 | 101 | 0 | 0 | -11800 | 1010 | 0 | 0 | 3465.8282 | 100000 | #N/A | 100000 | 0.034658 | 1 | #N/A | 0 | 0.00018393 | 0.005307 | #N/A | 0.005307 |  | 596 | 60.1032 | PASS | 3.1897 | PASS | Eligible | -2.1704 | 5.3601 | 596 | 6.0727 | kWh | 1779.2734 | N/A | N/A | 60.7266 |  | 596 | 1 | -1180 | 101 | 0 | 0 | 10 | 0
| RE-WtrHt-FuelSub-SmlInst-HP-lte6kW-replt200kBtuh-LW-3.09UEF | MFm | Ex | CZ05 | Any | 597 | SWWH025O | 1 | 10 | 2021 | natural gas | electricity | NR |  |  |  |  | -1230 |  | 106 |  | -1230 | 106 | 0 | 0 |  | 0 | 0 |  | TRUE | 10 | 0 | 0 | TRUE | 2021+10 | 2031+00 | TRUE | TRUE | FALSE | FALSE | -1230 | 106 | TRUE | TRUE | FALSE | FALSE | 0 | 0 | TRUE | TRUE | TRUE | -1230 | 106 | 0 | 0 | -12300 | 1060 | 0 | 0 | 3465.8282 | 100000 | #N/A | 100000 | 0.034658 | 1 | #N/A | 0 | 0.00018393 | 0.005307 | #N/A | 0.005307 |  | 597 | 63.3703 | PASS | 3.3631 | PASS | Eligible | -2.2624 | 5.6255 | 597 | 6.402 | kWh | 1875.772 | N/A | N/A | 64.0201 |  | 597 | 1 | -1230 | 106 | 0 | 0 | 10 | 0
| RE-WtrHt-FuelSub-SmlInst-HP-lte6kW-replt200kBtuh-LW-3.09UEF | MFm | Ex | CZ06 | Any | 598 | SWWH025O | 1 | 10 | 2021 | natural gas | electricity | NR |  |  |  |  | -1140 |  | 98.2 |  | -1140 | 98.2 | 0 | 0 |  | 0 | 0 |  | TRUE | 10 | 0 | 0 | TRUE | 2021+10 | 2031+00 | TRUE | TRUE | FALSE | FALSE | -1140 | 98.2 | TRUE | TRUE | FALSE | FALSE | 0 | 0 | TRUE | TRUE | TRUE | -1140 | 98.2 | 0 | 0 | -11400 | 982 | 0 | 0 | 3465.8282 | 100000 | #N/A | 100000 | 0.034658 | 1 | #N/A | 0 | 0.00018393 | 0.005307 | #N/A | 0.005307 |  | 598 | 58.6896 | PASS | 3.1147 | PASS | Eligible | -2.0968 | 5.2115 | 598 | 5.9292 | kWh | 1737.2341 | N/A | N/A | 59.2918 |  | 598 | 1 | -1140 | 98.2 | 0 | 0 | 10 | 0
| RE-WtrHt-FuelSub-SmlInst-HP-lte6kW-replt200kBtuh-LW-3.09UEF | MFm | Ex | CZ07 | Any | 599 | SWWH025O | 1 | 10 | 2021 | natural gas | electricity | NR |  |  |  |  | -1120 |  | 97.1 |  | -1120 | 97.1 | 0 | 0 |  | 0 | 0 |  | TRUE | 10 | 0 | 0 | TRUE | 2021+10 | 2031+00 | TRUE | TRUE | FALSE | FALSE | -1120 | 97.1 | TRUE | TRUE | FALSE | FALSE | 0 | 0 | TRUE | TRUE | TRUE | -1120 | 97.1 | 0 | 0 | -11200 | 971 | 0 | 0 | 3465.8282 | 100000 | #N/A | 100000 | 0.034658 | 1 | #N/A | 0 | 0.00018393 | 0.005307 | #N/A | 0.005307 |  | 599 | 58.2827 | PASS | 3.0931 | PASS | Eligible | -2.06 | 5.1531 | 599 | 5.8874 | kWh | 1725.0044 | N/A | N/A | 58.8744 |  | 599 | 1 | -1120 | 97.1 | 0 | 0 | 10 | 0
| RE-WtrHt-FuelSub-SmlInst-HP-lte6kW-replt200kBtuh-LW-3.09UEF | MFm | Ex | CZ08 | Any | 600 | SWWH025O | 1 | 10 | 2021 | natural gas | electricity | NR |  |  |  |  | -1100 |  | 95.6 |  | -1100 | 95.6 | 0 | 0 |  | 0 | 0 |  | TRUE | 10 | 0 | 0 | TRUE | 2021+10 | 2031+00 | TRUE | TRUE | FALSE | FALSE | -1100 | 95.6 | TRUE | TRUE | FALSE | FALSE | 0 | 0 | TRUE | TRUE | TRUE | -1100 | 95.6 | 0 | 0 | -11000 | 956 | 0 | 0 | 3465.8282 | 100000 | #N/A | 100000 | 0.034658 | 1 | #N/A | 0 | 0.00018393 | 0.005307 | #N/A | 0.005307 |  | 600 | 57.4759 | PASS | 3.0503 | PASS | Eligible | -2.0233 | 5.0735 | 600 | 5.8057 | kWh | 1701.0548 | N/A | N/A | 58.057 |  | 600 | 1 | -1100 | 95.6 | 0 | 0 | 10 | 0
| RE-WtrHt-FuelSub-SmlInst-HP-lte6kW-replt200kBtuh-LW-3.09UEF | MFm | Ex | CZ09 | Any | 601 | SWWH025O | 1 | 10 | 2021 | natural gas | electricity | NR |  |  |  |  | -1100 |  | 95.5 |  | -1100 | 95.5 | 0 | 0 |  | 0 | 0 |  | TRUE | 10 | 0 | 0 | TRUE | 2021+10 | 2031+00 | TRUE | TRUE | FALSE | FALSE | -1100 | 95.5 | TRUE | TRUE | FALSE | FALSE | 0 | 0 | TRUE | TRUE | TRUE | -1100 | 95.5 | 0 | 0 | -11000 | 955 | 0 | 0 | 3465.8282 | 100000 | #N/A | 100000 | 0.034658 | 1 | #N/A | 0 | 0.00018393 | 0.005307 | #N/A | 0.005307 |  | 601 | 57.3759 | PASS | 3.045 | PASS | Eligible | -2.0233 | 5.0682 | 601 | 5.7957 | kWh | 1698.1248 | N/A | N/A | 57.957 |  | 601 | 1 | -1100 | 95.5 | 0 | 0 | 10 | 0
| RE-WtrHt-FuelSub-SmlInst-HP-lte6kW-replt200kBtuh-LW-3.09UEF | MFm | Ex | CZ10 | Any | 602 | SWWH025O | 1 | 10 | 2021 | natural gas | electricity | NR |  |  |  |  | -1100 |  | 95.1 |  | -1100 | 95.1 | 0 | 0 |  | 0 | 0 |  | TRUE | 10 | 0 | 0 | TRUE | 2021+10 | 2031+00 | TRUE | TRUE | FALSE | FALSE | -1100 | 95.1 | TRUE | TRUE | FALSE | FALSE | 0 | 0 | TRUE | TRUE | TRUE | -1100 | 95.1 | 0 | 0 | -11000 | 951 | 0 | 0 | 3465.8282 | 100000 | #N/A | 100000 | 0.034658 | 1 | #N/A | 0 | 0.00018393 | 0.005307 | #N/A | 0.005307 |  | 602 | 56.9759 | PASS | 3.0237 | PASS | Eligible | -2.0233 | 5.047 | 602 | 5.7557 | kWh | 1686.4049 | N/A | N/A | 57.557 |  | 602 | 1 | -1100 | 95.1 | 0 | 0 | 10 | 0
| RE-WtrHt-FuelSub-SmlInst-HP-lte6kW-replt200kBtuh-LW-3.09UEF | MFm | Ex | CZ11 | Any | 603 | SWWH025O | 1 | 10 | 2021 | natural gas | electricity | NR |  |  |  |  | -1130 |  | 96.6 |  | -1130 | 96.6 | 0 | 0 |  | 0 | 0 |  | TRUE | 10 | 0 | 0 | TRUE | 2021+10 | 2031+00 | TRUE | TRUE | FALSE | FALSE | -1130 | 96.6 | TRUE | TRUE | FALSE | FALSE | 0 | 0 | TRUE | TRUE | TRUE | -1130 | 96.6 | 0 | 0 | -11300 | 966 | 0 | 0 | 3465.8282 | 100000 | #N/A | 100000 | 0.034658 | 1 | #N/A | 0 | 0.00018393 | 0.005307 | #N/A | 0.005307 |  | 603 | 57.4361 | PASS | 3.0482 | PASS | Eligible | -2.0784 | 5.1266 | 603 | 5.8033 | kWh | 1700.3545 | N/A | N/A | 58.0331 |  | 603 | 1 | -1130 | 96.6 | 0 | 0 | 10 | 0
| RE-WtrHt-FuelSub-SmlInst-HP-lte6kW-replt200kBtuh-LW-3.09UEF | MFm | Ex | CZ12 | Any | 604 | SWWH025O | 1 | 10 | 2021 | natural gas | electricity | NR |  |  |  |  | -1170 |  | 99.6 |  | -1170 | 99.6 | 0 | 0 |  | 0 | 0 |  | TRUE | 10 | 0 | 0 | TRUE | 2021+10 | 2031+00 | TRUE | TRUE | FALSE | FALSE | -1170 | 99.6 | TRUE | TRUE | FALSE | FALSE | 0 | 0 | TRUE | TRUE | TRUE | -1170 | 99.6 | 0 | 0 | -11700 | 996 | 0 | 0 | 3465.8282 | 100000 | #N/A | 100000 | 0.034658 | 1 | #N/A | 0 | 0.00018393 | 0.005307 | #N/A | 0.005307 |  | 604 | 59.0498 | PASS | 3.1338 | PASS | Eligible | -2.152 | 5.2858 | 604 | 5.9668 | kWh | 1748.2537 | N/A | N/A | 59.6679 |  | 604 | 1 | -1170 | 99.6 | 0 | 0 | 10 | 0
| RE-WtrHt-FuelSub-SmlInst-HP-lte6kW-replt200kBtuh-LW-3.09UEF | MFm | Ex | CZ13 | Any | 605 | SWWH025O | 1 | 10 | 2021 | natural gas | electricity | NR |  |  |  |  | -1120 |  | 95.4 |  | -1120 | 95.4 | 0 | 0 |  | 0 | 0 |  | TRUE | 10 | 0 | 0 | TRUE | 2021+10 | 2031+00 | TRUE | TRUE | FALSE | FALSE | -1120 | 95.4 | TRUE | TRUE | FALSE | FALSE | 0 | 0 | TRUE | TRUE | TRUE | -1120 | 95.4 | 0 | 0 | -11200 | 954 | 0 | 0 | 3465.8282 | 100000 | #N/A | 100000 | 0.034658 | 1 | #N/A | 0 | 0.00018393 | 0.005307 | #N/A | 0.005307 |  | 605 | 56.5827 | PASS | 3.0029 | PASS | Eligible | -2.06 | 5.0629 | 605 | 5.7174 | kWh | 1675.1948 | N/A | N/A | 57.1744 |  | 605 | 1 | -1120 | 95.4 | 0 | 0 | 10 | 0
| RE-WtrHt-FuelSub-SmlInst-HP-lte6kW-replt200kBtuh-LW-3.09UEF | MFm | Ex | CZ14 | Any | 606 | SWWH025O | 1 | 10 | 2021 | natural gas | electricity | NR |  |  |  |  | -1140 |  | 97.3 |  | -1140 | 97.3 | 0 | 0 |  | 0 | 0 |  | TRUE | 10 | 0 | 0 | TRUE | 2021+10 | 2031+00 | TRUE | TRUE | FALSE | FALSE | -1140 | 97.3 | TRUE | TRUE | FALSE | FALSE | 0 | 0 | TRUE | TRUE | TRUE | -1140 | 97.3 | 0 | 0 | -11400 | 973 | 0 | 0 | 3465.8282 | 100000 | #N/A | 100000 | 0.034658 | 1 | #N/A | 0 | 0.00018393 | 0.005307 | #N/A | 0.005307 |  | 606 | 57.7896 | PASS | 3.0669 | PASS | Eligible | -2.0968 | 5.1637 | 606 | 5.8392 | kWh | 1710.8643 | N/A | N/A | 58.3918 |  | 606 | 1 | -1140 | 97.3 | 0 | 0 | 10 | 0
| RE-WtrHt-FuelSub-SmlInst-HP-lte6kW-replt200kBtuh-LW-3.09UEF | MFm | Ex | CZ15 | Any | 607 | SWWH025O | 1 | 10 | 2021 | natural gas | electricity | NR |  |  |  |  | -931 |  | 80.2 |  | -931 | 80.2 | 0 | 0 |  | 0 | 0 |  | TRUE | 10 | 0 | 0 | TRUE | 2021+10 | 2031+00 | TRUE | TRUE | FALSE | FALSE | -931 | 80.2 | TRUE | TRUE | FALSE | FALSE | 0 | 0 | TRUE | TRUE | TRUE | -931 | 80.2 | 0 | 0 | -9310 | 802 | 0 | 0 | 3465.8282 | 100000 | #N/A | 100000 | 0.034658 | 1 | #N/A | 0 | 0.00018393 | 0.005307 | #N/A | 0.005307 |  | 607 | 47.9331 | PASS | 2.5438 | PASS | Eligible | -1.7124 | 4.2562 | 607 | 4.8425 | kWh | 1418.8389 | N/A | N/A | 48.425 |  | 607 | 1 | -931 | 80.2 | 0 | 0 | 10 | 0
| RE-WtrHt-FuelSub-SmlInst-HP-lte6kW-replt200kBtuh-LW-3.09UEF | MFm | Ex | CZ16 | Any | 608 | SWWH025O | 1 | 10 | 2021 | natural gas | electricity | NR |  |  |  |  | -1320 |  | 112 |  | -1320 | 112 | 0 | 0 |  | 0 | 0 |  | TRUE | 10 | 0 | 0 | TRUE | 2021+10 | 2031+00 | TRUE | TRUE | FALSE | FALSE | -1320 | 112 | TRUE | TRUE | FALSE | FALSE | 0 | 0 | TRUE | TRUE | TRUE | -1320 | 112 | 0 | 0 | -13200 | 1120 | 0 | 0 | 3465.8282 | 100000 | #N/A | 100000 | 0.034658 | 1 | #N/A | 0 | 0.00018393 | 0.005307 | #N/A | 0.005307 |  | 608 | 66.2511 | PASS | 3.516 | PASS | Eligible | -2.4279 | 5.9439 | 608 | 6.6948 | kWh | 1961.5705 | N/A | N/A | 66.9484 |  | 608 | 1 | -1320 | 112 | 0 | 0 | 10 | 0
| RE-WtrHt-FuelSub-SmlInst-HP-lte6kW-replt200kBtuh-LW-3.09UEF | DMo | Ex | CZ01 | Any | 609 | SWWH025O | 1 | 10 | 2021 | natural gas | electricity | NR |  |  |  |  | -1880 |  | 113 |  | -1880 | 113 | 0 | 0 |  | 0 | 0 |  | TRUE | 10 | 0 | 0 | TRUE | 2021+10 | 2031+00 | TRUE | TRUE | FALSE | FALSE | -1880 | 113 | TRUE | TRUE | FALSE | FALSE | 0 | 0 | TRUE | TRUE | TRUE | -1880 | 113 | 0 | 0 | -18800 | 1130 | 0 | 0 | 3465.8282 | 100000 | #N/A | 100000 | 0.034658 | 1 | #N/A | 0 | 0.00018393 | 0.005307 | #N/A | 0.005307 |  | 609 | 47.8424 | PASS | 2.539 | PASS | Eligible | -3.4579 | 5.997 | 609 | 4.8836 | kWh | 1430.8702 | N/A | N/A | 48.8356 |  | 609 | 1 | -1880 | 113 | 0 | 0 | 10 | 0
| RE-WtrHt-FuelSub-SmlInst-HP-lte6kW-replt200kBtuh-LW-3.09UEF | DMo | Ex | CZ02 | Any | 610 | SWWH025O | 1 | 10 | 2021 | natural gas | electricity | NR |  |  |  |  | -1650 |  | 105 |  | -1650 | 105 | 0 | 0 |  | 0 | 0 |  | TRUE | 10 | 0 | 0 | TRUE | 2021+10 | 2031+00 | TRUE | TRUE | FALSE | FALSE | -1650 | 105 | TRUE | TRUE | FALSE | FALSE | 0 | 0 | TRUE | TRUE | TRUE | -1650 | 105 | 0 | 0 | -16500 | 1050 | 0 | 0 | 3465.8282 | 100000 | #N/A | 100000 | 0.034658 | 1 | #N/A | 0 | 0.00018393 | 0.005307 | #N/A | 0.005307 |  | 610 | 47.8138 | PASS | 2.5375 | PASS | Eligible | -3.0349 | 5.5724 | 610 | 4.8685 | kWh | 1426.4723 | N/A | N/A | 48.6855 |  | 610 | 1 | -1650 | 105 | 0 | 0 | 10 | 0
| RE-WtrHt-FuelSub-SmlInst-HP-lte6kW-replt200kBtuh-LW-3.09UEF | DMo | Ex | CZ03 | Any | 611 | SWWH025O | 1 | 10 | 2021 | natural gas | electricity | NR |  |  |  |  | -1600 |  | 106 |  | -1600 | 106 | 0 | 0 |  | 0 | 0 |  | TRUE | 10 | 0 | 0 | TRUE | 2021+10 | 2031+00 | TRUE | TRUE | FALSE | FALSE | -1600 | 106 | TRUE | TRUE | FALSE | FALSE | 0 | 0 | TRUE | TRUE | TRUE | -1600 | 106 | 0 | 0 | -16000 | 1060 | 0 | 0 | 3465.8282 | 100000 | #N/A | 100000 | 0.034658 | 1 | #N/A | 0 | 0.00018393 | 0.005307 | #N/A | 0.005307 |  | 611 | 50.5467 | PASS | 2.6825 | PASS | Eligible | -2.9429 | 5.6255 | 611 | 5.1392 | kWh | 1505.772 | N/A | N/A | 51.392 |  | 611 | 1 | -1600 | 106 | 0 | 0 | 10 | 0
| RE-WtrHt-FuelSub-SmlInst-HP-lte6kW-replt200kBtuh-LW-3.09UEF | DMo | Ex | CZ04 | Any | 612 | SWWH025O | 1 | 10 | 2021 | natural gas | electricity | NR |  |  |  |  | -1530 |  | 102 |  | -1530 | 102 | 0 | 0 |  | 0 | 0 |  | TRUE | 10 | 0 | 0 | TRUE | 2021+10 | 2031+00 | TRUE | TRUE | FALSE | FALSE | -1530 | 102 | TRUE | TRUE | FALSE | FALSE | 0 | 0 | TRUE | TRUE | TRUE | -1530 | 102 | 0 | 0 | -15300 | 1020 | 0 | 0 | 3465.8282 | 100000 | #N/A | 100000 | 0.034658 | 1 | #N/A | 0 | 0.00018393 | 0.005307 | #N/A | 0.005307 |  | 612 | 48.9728 | PASS | 2.599 | PASS | Eligible | -2.8142 | 5.4132 | 612 | 4.9781 | kWh | 1458.5731 | N/A | N/A | 49.7811 |  | 612 | 1 | -1530 | 102 | 0 | 0 | 10 | 0
| RE-WtrHt-FuelSub-SmlInst-HP-lte6kW-replt200kBtuh-LW-3.09UEF | DMo | Ex | CZ05 | Any | 613 | SWWH025O | 1 | 10 | 2021 | natural gas | electricity | NR |  |  |  |  | -1660 |  | 107 |  | -1660 | 107 | 0 | 0 |  | 0 | 0 |  | TRUE | 10 | 0 | 0 | TRUE | 2021+10 | 2031+00 | TRUE | TRUE | FALSE | FALSE | -1660 | 107 | TRUE | TRUE | FALSE | FALSE | 0 | 0 | TRUE | TRUE | TRUE | -1660 | 107 | 0 | 0 | -16600 | 1070 | 0 | 0 | 3465.8282 | 100000 | #N/A | 100000 | 0.034658 | 1 | #N/A | 0 | 0.00018393 | 0.005307 | #N/A | 0.005307 |  | 613 | 49.4673 | PASS | 2.6252 | PASS | Eligible | -3.0533 | 5.6785 | 613 | 5.0344 | kWh | 1475.0718 | N/A | N/A | 50.3442 |  | 613 | 1 | -1660 | 107 | 0 | 0 | 10 | 0
| RE-WtrHt-FuelSub-SmlInst-HP-lte6kW-replt200kBtuh-LW-3.09UEF | DMo | Ex | CZ06 | Any | 614 | SWWH025O | 1 | 10 | 2021 | natural gas | electricity | NR |  |  |  |  | -1410 |  | 99.3 |  | -1410 | 99.3 | 0 | 0 |  | 0 | 0 |  | TRUE | 10 | 0 | 0 | TRUE | 2021+10 | 2031+00 | TRUE | TRUE | FALSE | FALSE | -1410 | 99.3 | TRUE | TRUE | FALSE | FALSE | 0 | 0 | TRUE | TRUE | TRUE | -1410 | 99.3 | 0 | 0 | -14100 | 993 | 0 | 0 | 3465.8282 | 100000 | #N/A | 100000 | 0.034658 | 1 | #N/A | 0 | 0.00018393 | 0.005307 | #N/A | 0.005307 |  | 614 | 50.4318 | PASS | 2.6764 | PASS | Eligible | -2.5935 | 5.2699 | 614 | 5.1177 | kWh | 1499.4638 | N/A | N/A | 51.1767 |  | 614 | 1 | -1410 | 99.3 | 0 | 0 | 10 | 0
| RE-WtrHt-FuelSub-SmlInst-HP-lte6kW-replt200kBtuh-LW-3.09UEF | DMo | Ex | CZ07 | Any | 615 | SWWH025O | 1 | 10 | 2021 | natural gas | electricity | NR |  |  |  |  | -1370 |  | 98.2 |  | -1370 | 98.2 | 0 | 0 |  | 0 | 0 |  | TRUE | 10 | 0 | 0 | TRUE | 2021+10 | 2031+00 | TRUE | TRUE | FALSE | FALSE | -1370 | 98.2 | TRUE | TRUE | FALSE | FALSE | 0 | 0 | TRUE | TRUE | TRUE | -1370 | 98.2 | 0 | 0 | -13700 | 982 | 0 | 0 | 3465.8282 | 100000 | #N/A | 100000 | 0.034658 | 1 | #N/A | 0 | 0.00018393 | 0.005307 | #N/A | 0.005307 |  | 615 | 50.7182 | PASS | 2.6916 | PASS | Eligible | -2.5199 | 5.2115 | 615 | 5.1442 | kWh | 1507.2341 | N/A | N/A | 51.4419 |  | 615 | 1 | -1370 | 98.2 | 0 | 0 | 10 | 0
| RE-WtrHt-FuelSub-SmlInst-HP-lte6kW-replt200kBtuh-LW-3.09UEF | DMo | Ex | CZ08 | Any | 616 | SWWH025O | 1 | 10 | 2021 | natural gas | electricity | NR |  |  |  |  | -1340 |  | 96.6 |  | -1340 | 96.6 | 0 | 0 |  | 0 | 0 |  | TRUE | 10 | 0 | 0 | TRUE | 2021+10 | 2031+00 | TRUE | TRUE | FALSE | FALSE | -1340 | 96.6 | TRUE | TRUE | FALSE | FALSE | 0 | 0 | TRUE | TRUE | TRUE | -1340 | 96.6 | 0 | 0 | -13400 | 966 | 0 | 0 | 3465.8282 | 100000 | #N/A | 100000 | 0.034658 | 1 | #N/A | 0 | 0.00018393 | 0.005307 | #N/A | 0.005307 |  | 616 | 50.1579 | PASS | 2.6619 | PASS | Eligible | -2.4647 | 5.1266 | 616 | 5.0866 | kWh | 1490.3545 | N/A | N/A | 50.8658 |  | 616 | 1 | -1340 | 96.6 | 0 | 0 | 10 | 0
| RE-WtrHt-FuelSub-SmlInst-HP-lte6kW-replt200kBtuh-LW-3.09UEF | DMo | Ex | CZ09 | Any | 617 | SWWH025O | 1 | 10 | 2021 | natural gas | electricity | NR |  |  |  |  | -1350 |  | 96.6 |  | -1350 | 96.6 | 0 | 0 |  | 0 | 0 |  | TRUE | 10 | 0 | 0 | TRUE | 2021+10 | 2031+00 | TRUE | TRUE | FALSE | FALSE | -1350 | 96.6 | TRUE | TRUE | FALSE | FALSE | 0 | 0 | TRUE | TRUE | TRUE | -1350 | 96.6 | 0 | 0 | -13500 | 966 | 0 | 0 | 3465.8282 | 100000 | #N/A | 100000 | 0.034658 | 1 | #N/A | 0 | 0.00018393 | 0.005307 | #N/A | 0.005307 |  | 617 | 49.8113 | PASS | 2.6435 | PASS | Eligible | -2.4831 | 5.1266 | 617 | 5.0525 | kWh | 1480.3545 | N/A | N/A | 50.5245 |  | 617 | 1 | -1350 | 96.6 | 0 | 0 | 10 | 0
| RE-WtrHt-FuelSub-SmlInst-HP-lte6kW-replt200kBtuh-LW-3.09UEF | DMo | Ex | CZ10 | Any | 618 | SWWH025O | 1 | 10 | 2021 | natural gas | electricity | NR |  |  |  |  | -1350 |  | 96.2 |  | -1350 | 96.2 | 0 | 0 |  | 0 | 0 |  | TRUE | 10 | 0 | 0 | TRUE | 2021+10 | 2031+00 | TRUE | TRUE | FALSE | FALSE | -1350 | 96.2 | TRUE | TRUE | FALSE | FALSE | 0 | 0 | TRUE | TRUE | TRUE | -1350 | 96.2 | 0 | 0 | -13500 | 962 | 0 | 0 | 3465.8282 | 100000 | #N/A | 100000 | 0.034658 | 1 | #N/A | 0 | 0.00018393 | 0.005307 | #N/A | 0.005307 |  | 618 | 49.4113 | PASS | 2.6223 | PASS | Eligible | -2.4831 | 5.1054 | 618 | 5.0125 | kWh | 1468.6346 | N/A | N/A | 50.1245 |  | 618 | 1 | -1350 | 96.2 | 0 | 0 | 10 | 0
| RE-WtrHt-FuelSub-SmlInst-HP-lte6kW-replt200kBtuh-LW-3.09UEF | DMo | Ex | CZ11 | Any | 619 | SWWH025O | 1 | 10 | 2021 | natural gas | electricity | NR |  |  |  |  | -1460 |  | 97.7 |  | -1460 | 97.7 | 0 | 0 |  | 0 | 0 |  | TRUE | 10 | 0 | 0 | TRUE | 2021+10 | 2031+00 | TRUE | TRUE | FALSE | FALSE | -1460 | 97.7 | TRUE | TRUE | FALSE | FALSE | 0 | 0 | TRUE | TRUE | TRUE | -1460 | 97.7 | 0 | 0 | -14600 | 977 | 0 | 0 | 3465.8282 | 100000 | #N/A | 100000 | 0.034658 | 1 | #N/A | 0 | 0.00018393 | 0.005307 | #N/A | 0.005307 |  | 619 | 47.0989 | PASS | 2.4996 | PASS | Eligible | -2.6854 | 5.185 | 619 | 4.787 | kWh | 1402.5842 | N/A | N/A | 47.8702 |  | 619 | 1 | -1460 | 97.7 | 0 | 0 | 10 | 0
| RE-WtrHt-FuelSub-SmlInst-HP-lte6kW-replt200kBtuh-LW-3.09UEF | DMo | Ex | CZ12 | Any | 620 | SWWH025O | 1 | 10 | 2021 | natural gas | electricity | NR |  |  |  |  | -1510 |  | 101 |  | -1510 | 101 | 0 | 0 |  | 0 | 0 |  | TRUE | 10 | 0 | 0 | TRUE | 2021+10 | 2031+00 | TRUE | TRUE | FALSE | FALSE | -1510 | 101 | TRUE | TRUE | FALSE | FALSE | 0 | 0 | TRUE | TRUE | TRUE | -1510 | 101 | 0 | 0 | -15100 | 1010 | 0 | 0 | 3465.8282 | 100000 | #N/A | 100000 | 0.034658 | 1 | #N/A | 0 | 0.00018393 | 0.005307 | #N/A | 0.005307 |  | 620 | 48.666 | PASS | 2.5827 | PASS | Eligible | -2.7774 | 5.3601 | 620 | 4.9464 | kWh | 1449.2734 | N/A | N/A | 49.4637 |  | 620 | 1 | -1510 | 101 | 0 | 0 | 10 | 0
| RE-WtrHt-FuelSub-SmlInst-HP-lte6kW-replt200kBtuh-LW-3.09UEF | DMo | Ex | CZ13 | Any | 621 | SWWH025O | 1 | 10 | 2021 | natural gas | electricity | NR |  |  |  |  | -1420 |  | 96.4 |  | -1420 | 96.4 | 0 | 0 |  | 0 | 0 |  | TRUE | 10 | 0 | 0 | TRUE | 2021+10 | 2031+00 | TRUE | TRUE | FALSE | FALSE | -1420 | 96.4 | TRUE | TRUE | FALSE | FALSE | 0 | 0 | TRUE | TRUE | TRUE | -1420 | 96.4 | 0 | 0 | -14200 | 964 | 0 | 0 | 3465.8282 | 100000 | #N/A | 100000 | 0.034658 | 1 | #N/A | 0 | 0.00018393 | 0.005307 | #N/A | 0.005307 |  | 621 | 47.1852 | PASS | 2.5041 | PASS | Eligible | -2.6118 | 5.116 | 621 | 4.7935 | kWh | 1404.4946 | N/A | N/A | 47.9354 |  | 621 | 1 | -1420 | 96.4 | 0 | 0 | 10 | 0
| RE-WtrHt-FuelSub-SmlInst-HP-lte6kW-replt200kBtuh-LW-3.09UEF | DMo | Ex | CZ14 | Any | 622 | SWWH025O | 1 | 10 | 2021 | natural gas | electricity | NR |  |  |  |  | -1530 |  | 98.4 |  | -1530 | 98.4 | 0 | 0 |  | 0 | 0 |  | TRUE | 10 | 0 | 0 | TRUE | 2021+10 | 2031+00 | TRUE | TRUE | FALSE | FALSE | -1530 | 98.4 | TRUE | TRUE | FALSE | FALSE | 0 | 0 | TRUE | TRUE | TRUE | -1530 | 98.4 | 0 | 0 | -15300 | 984 | 0 | 0 | 3465.8282 | 100000 | #N/A | 100000 | 0.034658 | 1 | #N/A | 0 | 0.00018393 | 0.005307 | #N/A | 0.005307 |  | 622 | 45.3728 | PASS | 2.408 | PASS | Eligible | -2.8142 | 5.2221 | 622 | 4.6181 | kWh | 1353.0941 | N/A | N/A | 46.1811 |  | 622 | 1 | -1530 | 98.4 | 0 | 0 | 10 | 0
| RE-WtrHt-FuelSub-SmlInst-HP-lte6kW-replt200kBtuh-LW-3.09UEF | DMo | Ex | CZ15 | Any | 623 | SWWH025O | 1 | 10 | 2021 | natural gas | electricity | NR |  |  |  |  | -1030 |  | 81 |  | -1030 | 81 | 0 | 0 |  | 0 | 0 |  | TRUE | 10 | 0 | 0 | TRUE | 2021+10 | 2031+00 | TRUE | TRUE | FALSE | FALSE | -1030 | 81 | TRUE | TRUE | FALSE | FALSE | 0 | 0 | TRUE | TRUE | TRUE | -1030 | 81 | 0 | 0 | -10300 | 810 | 0 | 0 | 3465.8282 | 100000 | #N/A | 100000 | 0.034658 | 1 | #N/A | 0 | 0.00018393 | 0.005307 | #N/A | 0.005307 |  | 623 | 45.302 | PASS | 2.4042 | PASS | Eligible | -1.8945 | 4.2987 | 623 | 4.5846 | kWh | 1343.2786 | N/A | N/A | 45.8461 |  | 623 | 1 | -1030 | 81 | 0 | 0 | 10 | 0
| RE-WtrHt-FuelSub-SmlInst-HP-lte6kW-replt200kBtuh-LW-3.09UEF | DMo | Ex | CZ16 | Any | 624 | SWWH025O | 1 | 10 | 2021 | natural gas | electricity | NR |  |  |  |  | -2200 |  | 113 |  | -2200 | 113 | 0 | 0 |  | 0 | 0 |  | TRUE | 10 | 0 | 0 | TRUE | 2021+10 | 2031+00 | TRUE | TRUE | FALSE | FALSE | -2200 | 113 | TRUE | TRUE | FALSE | FALSE | 0 | 0 | TRUE | TRUE | TRUE | -2200 | 113 | 0 | 0 | -22000 | 1130 | 0 | 0 | 3465.8282 | 100000 | #N/A | 100000 | 0.034658 | 1 | #N/A | 0 | 0.00018393 | 0.005307 | #N/A | 0.005307 |  | 624 | 36.7518 | PASS | 1.9504 | PASS | Eligible | -4.0465 | 5.997 | 624 | 3.7914 | kWh | 1110.8702 | N/A | N/A | 37.914 |  | 624 | 1 | -2200 | 113 | 0 | 0 | 10 | 0
| RE-WtrHt-FuelSub-SmlInst-HP-lte6kW-replt200kBtuh-LW-3.31UEF | SFm | Ex | CZ01 | Any | 625 | SWWH025R | 1 | 10 | 2021 | natural gas | electricity | NR |  |  |  |  | -1880 |  | 135 |  | -1880 | 135 | 0 | 0 |  | 0 | 0 |  | TRUE | 10 | 0 | 0 | TRUE | 2021+10 | 2031+00 | TRUE | TRUE | FALSE | FALSE | -1880 | 135 | TRUE | TRUE | FALSE | FALSE | 0 | 0 | TRUE | TRUE | TRUE | -1880 | 135 | 0 | 0 | -18800 | 1350 | 0 | 0 | 3465.8282 | 100000 | #N/A | 100000 | 0.034658 | 1 | #N/A | 0 | 0.00018393 | 0.005307 | #N/A | 0.005307 |  | 625 | 69.8424 | PASS | 3.7066 | PASS | Eligible | -3.4579 | 7.1645 | 625 | 7.0836 | kWh | 2075.4644 | N/A | N/A | 70.8356 |  | 625 | 1 | -1880 | 135 | 0 | 0 | 10 | 0
| RE-WtrHt-FuelSub-SmlInst-HP-lte6kW-replt200kBtuh-LW-3.31UEF | SFm | Ex | CZ02 | Any | 626 | SWWH025R | 1 | 10 | 2021 | natural gas | electricity | NR |  |  |  |  | -1620 |  | 125 |  | -1620 | 125 | 0 | 0 |  | 0 | 0 |  | TRUE | 10 | 0 | 0 | TRUE | 2021+10 | 2031+00 | TRUE | TRUE | FALSE | FALSE | -1620 | 125 | TRUE | TRUE | FALSE | FALSE | 0 | 0 | TRUE | TRUE | TRUE | -1620 | 125 | 0 | 0 | -16200 | 1250 | 0 | 0 | 3465.8282 | 100000 | #N/A | 100000 | 0.034658 | 1 | #N/A | 0 | 0.00018393 | 0.005307 | #N/A | 0.005307 |  | 626 | 68.8536 | PASS | 3.6541 | PASS | Eligible | -2.9797 | 6.6338 | 626 | 6.9709 | kWh | 2042.467 | N/A | N/A | 69.7094 |  | 626 | 1 | -1620 | 125 | 0 | 0 | 10 | 0
| RE-WtrHt-FuelSub-SmlInst-HP-lte6kW-replt200kBtuh-LW-3.31UEF | SFm | Ex | CZ03 | Any | 627 | SWWH025R | 1 | 10 | 2021 | natural gas | electricity | NR |  |  |  |  | -1620 |  | 126 |  | -1620 | 126 | 0 | 0 |  | 0 | 0 |  | TRUE | 10 | 0 | 0 | TRUE | 2021+10 | 2031+00 | TRUE | TRUE | FALSE | FALSE | -1620 | 126 | TRUE | TRUE | FALSE | FALSE | 0 | 0 | TRUE | TRUE | TRUE | -1620 | 126 | 0 | 0 | -16200 | 1260 | 0 | 0 | 3465.8282 | 100000 | #N/A | 100000 | 0.034658 | 1 | #N/A | 0 | 0.00018393 | 0.005307 | #N/A | 0.005307 |  | 627 | 69.8536 | PASS | 3.7072 | PASS | Eligible | -2.9797 | 6.6869 | 627 | 7.0709 | kWh | 2071.7668 | N/A | N/A | 70.7094 |  | 627 | 1 | -1620 | 126 | 0 | 0 | 10 | 0
| RE-WtrHt-FuelSub-SmlInst-HP-lte6kW-replt200kBtuh-LW-3.31UEF | SFm | Ex | CZ04 | Any | 628 | SWWH025R | 1 | 10 | 2021 | natural gas | electricity | NR |  |  |  |  | -1530 |  | 122 |  | -1530 | 122 | 0 | 0 |  | 0 | 0 |  | TRUE | 10 | 0 | 0 | TRUE | 2021+10 | 2031+00 | TRUE | TRUE | FALSE | FALSE | -1530 | 122 | TRUE | TRUE | FALSE | FALSE | 0 | 0 | TRUE | TRUE | TRUE | -1530 | 122 | 0 | 0 | -15300 | 1220 | 0 | 0 | 3465.8282 | 100000 | #N/A | 100000 | 0.034658 | 1 | #N/A | 0 | 0.00018393 | 0.005307 | #N/A | 0.005307 |  | 628 | 68.9728 | PASS | 3.6604 | PASS | Eligible | -2.8142 | 6.4746 | 628 | 6.9781 | kWh | 2044.5678 | N/A | N/A | 69.7811 |  | 628 | 1 | -1530 | 122 | 0 | 0 | 10 | 0
| RE-WtrHt-FuelSub-SmlInst-HP-lte6kW-replt200kBtuh-LW-3.31UEF | SFm | Ex | CZ05 | Any | 629 | SWWH025R | 1 | 10 | 2021 | natural gas | electricity | NR |  |  |  |  | -1660 |  | 128 |  | -1660 | 128 | 0 | 0 |  | 0 | 0 |  | TRUE | 10 | 0 | 0 | TRUE | 2021+10 | 2031+00 | TRUE | TRUE | FALSE | FALSE | -1660 | 128 | TRUE | TRUE | FALSE | FALSE | 0 | 0 | TRUE | TRUE | TRUE | -1660 | 128 | 0 | 0 | -16600 | 1280 | 0 | 0 | 3465.8282 | 100000 | #N/A | 100000 | 0.034658 | 1 | #N/A | 0 | 0.00018393 | 0.005307 | #N/A | 0.005307 |  | 629 | 70.4673 | PASS | 3.7397 | PASS | Eligible | -3.0533 | 6.793 | 629 | 7.1344 | kWh | 2090.3662 | N/A | N/A | 71.3442 |  | 629 | 1 | -1660 | 128 | 0 | 0 | 10 | 0
| RE-WtrHt-FuelSub-SmlInst-HP-lte6kW-replt200kBtuh-LW-3.31UEF | SFm | Ex | CZ06 | Any | 630 | SWWH025R | 1 | 10 | 2021 | natural gas | electricity | NR |  |  |  |  | -1430 |  | 118 |  | -1430 | 118 | 0 | 0 |  | 0 | 0 |  | TRUE | 10 | 0 | 0 | TRUE | 2021+10 | 2031+00 | TRUE | TRUE | FALSE | FALSE | -1430 | 118 | TRUE | TRUE | FALSE | FALSE | 0 | 0 | TRUE | TRUE | TRUE | -1430 | 118 | 0 | 0 | -14300 | 1180 | 0 | 0 | 3465.8282 | 100000 | #N/A | 100000 | 0.034658 | 1 | #N/A | 0 | 0.00018393 | 0.005307 | #N/A | 0.005307 |  | 630 | 68.4387 | PASS | 3.6321 | PASS | Eligible | -2.6302 | 6.2623 | 630 | 6.9194 | kWh | 2027.3689 | N/A | N/A | 69.1941 |  | 630 | 1 | -1430 | 118 | 0 | 0 | 10 | 0
| RE-WtrHt-FuelSub-SmlInst-HP-lte6kW-replt200kBtuh-LW-3.31UEF | SFm | Ex | CZ07 | Any | 631 | SWWH025R | 1 | 10 | 2021 | natural gas | electricity | NR |  |  |  |  | -1390 |  | 117 |  | -1390 | 117 | 0 | 0 |  | 0 | 0 |  | TRUE | 10 | 0 | 0 | TRUE | 2021+10 | 2031+00 | TRUE | TRUE | FALSE | FALSE | -1390 | 117 | TRUE | TRUE | FALSE | FALSE | 0 | 0 | TRUE | TRUE | TRUE | -1390 | 117 | 0 | 0 | -13900 | 1170 | 0 | 0 | 3465.8282 | 100000 | #N/A | 100000 | 0.034658 | 1 | #N/A | 0 | 0.00018393 | 0.005307 | #N/A | 0.005307 |  | 631 | 68.825 | PASS | 3.6526 | PASS | Eligible | -2.5567 | 6.2092 | 631 | 6.9559 | kWh | 2038.0691 | N/A | N/A | 69.5593 |  | 631 | 1 | -1390 | 117 | 0 | 0 | 10 | 0
| RE-WtrHt-FuelSub-SmlInst-HP-lte6kW-replt200kBtuh-LW-3.31UEF | SFm | Ex | CZ08 | Any | 632 | SWWH025R | 1 | 10 | 2021 | natural gas | electricity | NR |  |  |  |  | -1360 |  | 115 |  | -1360 | 115 | 0 | 0 |  | 0 | 0 |  | TRUE | 10 | 0 | 0 | TRUE | 2021+10 | 2031+00 | TRUE | TRUE | FALSE | FALSE | -1360 | 115 | TRUE | TRUE | FALSE | FALSE | 0 | 0 | TRUE | TRUE | TRUE | -1360 | 115 | 0 | 0 | -13600 | 1150 | 0 | 0 | 3465.8282 | 100000 | #N/A | 100000 | 0.034658 | 1 | #N/A | 0 | 0.00018393 | 0.005307 | #N/A | 0.005307 |  | 632 | 67.8647 | PASS | 3.6016 | PASS | Eligible | -2.5015 | 6.1031 | 632 | 6.8583 | kWh | 2009.4697 | N/A | N/A | 68.5832 |  | 632 | 1 | -1360 | 115 | 0 | 0 | 10 | 0
| RE-WtrHt-FuelSub-SmlInst-HP-lte6kW-replt200kBtuh-LW-3.31UEF | SFm | Ex | CZ09 | Any | 633 | SWWH025R | 1 | 10 | 2021 | natural gas | electricity | NR |  |  |  |  | -1370 |  | 115 |  | -1370 | 115 | 0 | 0 |  | 0 | 0 |  | TRUE | 10 | 0 | 0 | TRUE | 2021+10 | 2031+00 | TRUE | TRUE | FALSE | FALSE | -1370 | 115 | TRUE | TRUE | FALSE | FALSE | 0 | 0 | TRUE | TRUE | TRUE | -1370 | 115 | 0 | 0 | -13700 | 1150 | 0 | 0 | 3465.8282 | 100000 | #N/A | 100000 | 0.034658 | 1 | #N/A | 0 | 0.00018393 | 0.005307 | #N/A | 0.005307 |  | 633 | 67.5182 | PASS | 3.5832 | PASS | Eligible | -2.5199 | 6.1031 | 633 | 6.8242 | kWh | 1999.4697 | N/A | N/A | 68.2419 |  | 633 | 1 | -1370 | 115 | 0 | 0 | 10 | 0
| RE-WtrHt-FuelSub-SmlInst-HP-lte6kW-replt200kBtuh-LW-3.31UEF | SFm | Ex | CZ10 | Any | 634 | SWWH025R | 1 | 10 | 2021 | natural gas | electricity | NR |  |  |  |  | -1360 |  | 114 |  | -1360 | 114 | 0 | 0 |  | 0 | 0 |  | TRUE | 10 | 0 | 0 | TRUE | 2021+10 | 2031+00 | TRUE | TRUE | FALSE | FALSE | -1360 | 114 | TRUE | TRUE | FALSE | FALSE | 0 | 0 | TRUE | TRUE | TRUE | -1360 | 114 | 0 | 0 | -13600 | 1140 | 0 | 0 | 3465.8282 | 100000 | #N/A | 100000 | 0.034658 | 1 | #N/A | 0 | 0.00018393 | 0.005307 | #N/A | 0.005307 |  | 634 | 66.8647 | PASS | 3.5485 | PASS | Eligible | -2.5015 | 6.05 | 634 | 6.7583 | kWh | 1980.1699 | N/A | N/A | 67.5832 |  | 634 | 1 | -1360 | 114 | 0 | 0 | 10 | 0
| RE-WtrHt-FuelSub-SmlInst-HP-lte6kW-replt200kBtuh-LW-3.31UEF | SFm | Ex | CZ11 | Any | 635 | SWWH025R | 1 | 10 | 2021 | natural gas | electricity | NR |  |  |  |  | -1440 |  | 116 |  | -1440 | 116 | 0 | 0 |  | 0 | 0 |  | TRUE | 10 | 0 | 0 | TRUE | 2021+10 | 2031+00 | TRUE | TRUE | FALSE | FALSE | -1440 | 116 | TRUE | TRUE | FALSE | FALSE | 0 | 0 | TRUE | TRUE | TRUE | -1440 | 116 | 0 | 0 | -14400 | 1160 | 0 | 0 | 3465.8282 | 100000 | #N/A | 100000 | 0.034658 | 1 | #N/A | 0 | 0.00018393 | 0.005307 | #N/A | 0.005307 |  | 635 | 66.0921 | PASS | 3.5075 | PASS | Eligible | -2.6486 | 6.1562 | 635 | 6.6853 | kWh | 1958.7694 | N/A | N/A | 66.8528 |  | 635 | 1 | -1440 | 116 | 0 | 0 | 10 | 0
| RE-WtrHt-FuelSub-SmlInst-HP-lte6kW-replt200kBtuh-LW-3.31UEF | SFm | Ex | CZ12 | Any | 636 | SWWH025R | 1 | 10 | 2021 | natural gas | electricity | NR |  |  |  |  | -1500 |  | 120 |  | -1500 | 120 | 0 | 0 |  | 0 | 0 |  | TRUE | 10 | 0 | 0 | TRUE | 2021+10 | 2031+00 | TRUE | TRUE | FALSE | FALSE | -1500 | 120 | TRUE | TRUE | FALSE | FALSE | 0 | 0 | TRUE | TRUE | TRUE | -1500 | 120 | 0 | 0 | -15000 | 1200 | 0 | 0 | 3465.8282 | 100000 | #N/A | 100000 | 0.034658 | 1 | #N/A | 0 | 0.00018393 | 0.005307 | #N/A | 0.005307 |  | 636 | 68.0126 | PASS | 3.6095 | PASS | Eligible | -2.759 | 6.3684 | 636 | 6.8805 | kWh | 2015.9684 | N/A | N/A | 68.805 |  | 636 | 1 | -1500 | 120 | 0 | 0 | 10 | 0
| RE-WtrHt-FuelSub-SmlInst-HP-lte6kW-replt200kBtuh-LW-3.31UEF | SFm | Ex | CZ13 | Any | 637 | SWWH025R | 1 | 10 | 2021 | natural gas | electricity | NR |  |  |  |  | -1410 |  | 115 |  | -1410 | 115 | 0 | 0 |  | 0 | 0 |  | TRUE | 10 | 0 | 0 | TRUE | 2021+10 | 2031+00 | TRUE | TRUE | FALSE | FALSE | -1410 | 115 | TRUE | TRUE | FALSE | FALSE | 0 | 0 | TRUE | TRUE | TRUE | -1410 | 115 | 0 | 0 | -14100 | 1150 | 0 | 0 | 3465.8282 | 100000 | #N/A | 100000 | 0.034658 | 1 | #N/A | 0 | 0.00018393 | 0.005307 | #N/A | 0.005307 |  | 637 | 66.1318 | PASS | 3.5096 | PASS | Eligible | -2.5935 | 6.1031 | 637 | 6.6877 | kWh | 1959.4697 | N/A | N/A | 66.8767 |  | 637 | 1 | -1410 | 115 | 0 | 0 | 10 | 0
| RE-WtrHt-FuelSub-SmlInst-HP-lte6kW-replt200kBtuh-LW-3.31UEF | SFm | Ex | CZ14 | Any | 638 | SWWH025R | 1 | 10 | 2021 | natural gas | electricity | NR |  |  |  |  | -1470 |  | 117 |  | -1470 | 117 | 0 | 0 |  | 0 | 0 |  | TRUE | 10 | 0 | 0 | TRUE | 2021+10 | 2031+00 | TRUE | TRUE | FALSE | FALSE | -1470 | 117 | TRUE | TRUE | FALSE | FALSE | 0 | 0 | TRUE | TRUE | TRUE | -1470 | 117 | 0 | 0 | -14700 | 1170 | 0 | 0 | 3465.8282 | 100000 | #N/A | 100000 | 0.034658 | 1 | #N/A | 0 | 0.00018393 | 0.005307 | #N/A | 0.005307 |  | 638 | 66.0523 | PASS | 3.5054 | PASS | Eligible | -2.7038 | 6.2092 | 638 | 6.6829 | kWh | 1958.0691 | N/A | N/A | 66.8289 |  | 638 | 1 | -1470 | 117 | 0 | 0 | 10 | 0
| RE-WtrHt-FuelSub-SmlInst-HP-lte6kW-replt200kBtuh-LW-3.31UEF | SFm | Ex | CZ15 | Any | 639 | SWWH025R | 1 | 10 | 2021 | natural gas | electricity | NR |  |  |  |  | -1040 |  | 96.4 |  | -1040 | 96.4 | 0 | 0 |  | 0 | 0 |  | TRUE | 10 | 0 | 0 | TRUE | 2021+10 | 2031+00 | TRUE | TRUE | FALSE | FALSE | -1040 | 96.4 | TRUE | TRUE | FALSE | FALSE | 0 | 0 | TRUE | TRUE | TRUE | -1040 | 96.4 | 0 | 0 | -10400 | 964 | 0 | 0 | 3465.8282 | 100000 | #N/A | 100000 | 0.034658 | 1 | #N/A | 0 | 0.00018393 | 0.005307 | #N/A | 0.005307 |  | 639 | 60.3554 | PASS | 3.2031 | PASS | Eligible | -1.9129 | 5.116 | 639 | 6.0905 | kWh | 1784.4946 | N/A | N/A | 60.9048 |  | 639 | 1 | -1040 | 96.4 | 0 | 0 | 10 | 0
| RE-WtrHt-FuelSub-SmlInst-HP-lte6kW-replt200kBtuh-LW-3.31UEF | SFm | Ex | CZ16 | Any | 640 | SWWH025R | 1 | 10 | 2021 | natural gas | electricity | NR |  |  |  |  | -2120 |  | 135 |  | -2120 | 135 | 0 | 0 |  | 0 | 0 |  | TRUE | 10 | 0 | 0 | TRUE | 2021+10 | 2031+00 | TRUE | TRUE | FALSE | FALSE | -2120 | 135 | TRUE | TRUE | FALSE | FALSE | 0 | 0 | TRUE | TRUE | TRUE | -2120 | 135 | 0 | 0 | -21200 | 1350 | 0 | 0 | 3465.8282 | 100000 | #N/A | 100000 | 0.034658 | 1 | #N/A | 0 | 0.00018393 | 0.005307 | #N/A | 0.005307 |  | 640 | 61.5244 | PASS | 3.2651 | PASS | Eligible | -3.8994 | 7.1645 | 640 | 6.2644 | kWh | 1835.4644 | N/A | N/A | 62.6444 |  | 640 | 1 | -2120 | 135 | 0 | 0 | 10 | 0
| RE-WtrHt-FuelSub-SmlInst-HP-lte6kW-replt200kBtuh-LW-3.31UEF | MFm | Ex | CZ01 | Any | 641 | SWWH025R | 1 | 10 | 2021 | natural gas | electricity | NR |  |  |  |  | -1230 |  | 112 |  | -1230 | 112 | 0 | 0 |  | 0 | 0 |  | TRUE | 10 | 0 | 0 | TRUE | 2021+10 | 2031+00 | TRUE | TRUE | FALSE | FALSE | -1230 | 112 | TRUE | TRUE | FALSE | FALSE | 0 | 0 | TRUE | TRUE | TRUE | -1230 | 112 | 0 | 0 | -12300 | 1120 | 0 | 0 | 3465.8282 | 100000 | #N/A | 100000 | 0.034658 | 1 | #N/A | 0 | 0.00018393 | 0.005307 | #N/A | 0.005307 |  | 641 | 69.3703 | PASS | 3.6815 | PASS | Eligible | -2.2624 | 5.9439 | 641 | 7.002 | kWh | 2051.5705 | N/A | N/A | 70.0201 |  | 641 | 1 | -1230 | 112 | 0 | 0 | 10 | 0
| RE-WtrHt-FuelSub-SmlInst-HP-lte6kW-replt200kBtuh-LW-3.31UEF | MFm | Ex | CZ02 | Any | 642 | SWWH025R | 1 | 10 | 2021 | natural gas | electricity | NR |  |  |  |  | -1140 |  | 104 |  | -1140 | 104 | 0 | 0 |  | 0 | 0 |  | TRUE | 10 | 0 | 0 | TRUE | 2021+10 | 2031+00 | TRUE | TRUE | FALSE | FALSE | -1140 | 104 | TRUE | TRUE | FALSE | FALSE | 0 | 0 | TRUE | TRUE | TRUE | -1140 | 104 | 0 | 0 | -11400 | 1040 | 0 | 0 | 3465.8282 | 100000 | #N/A | 100000 | 0.034658 | 1 | #N/A | 0 | 0.00018393 | 0.005307 | #N/A | 0.005307 |  | 642 | 64.4896 | PASS | 3.4225 | PASS | Eligible | -2.0968 | 5.5193 | 642 | 6.5092 | kWh | 1907.1726 | N/A | N/A | 65.0918 |  | 642 | 1 | -1140 | 104 | 0 | 0 | 10 | 0
| RE-WtrHt-FuelSub-SmlInst-HP-lte6kW-replt200kBtuh-LW-3.31UEF | MFm | Ex | CZ03 | Any | 643 | SWWH025R | 1 | 10 | 2021 | natural gas | electricity | NR |  |  |  |  | -1120 |  | 105 |  | -1120 | 105 | 0 | 0 |  | 0 | 0 |  | TRUE | 10 | 0 | 0 | TRUE | 2021+10 | 2031+00 | TRUE | TRUE | FALSE | FALSE | -1120 | 105 | TRUE | TRUE | FALSE | FALSE | 0 | 0 | TRUE | TRUE | TRUE | -1120 | 105 | 0 | 0 | -11200 | 1050 | 0 | 0 | 3465.8282 | 100000 | #N/A | 100000 | 0.034658 | 1 | #N/A | 0 | 0.00018393 | 0.005307 | #N/A | 0.005307 |  | 643 | 66.1827 | PASS | 3.5123 | PASS | Eligible | -2.06 | 5.5724 | 643 | 6.6774 | kWh | 1956.4723 | N/A | N/A | 66.7744 |  | 643 | 1 | -1120 | 105 | 0 | 0 | 10 | 0
| RE-WtrHt-FuelSub-SmlInst-HP-lte6kW-replt200kBtuh-LW-3.31UEF | MFm | Ex | CZ04 | Any | 644 | SWWH025R | 1 | 10 | 2021 | natural gas | electricity | NR |  |  |  |  | -1100 |  | 101 |  | -1100 | 101 | 0 | 0 |  | 0 | 0 |  | TRUE | 10 | 0 | 0 | TRUE | 2021+10 | 2031+00 | TRUE | TRUE | FALSE | FALSE | -1100 | 101 | TRUE | TRUE | FALSE | FALSE | 0 | 0 | TRUE | TRUE | TRUE | -1100 | 101 | 0 | 0 | -11000 | 1010 | 0 | 0 | 3465.8282 | 100000 | #N/A | 100000 | 0.034658 | 1 | #N/A | 0 | 0.00018393 | 0.005307 | #N/A | 0.005307 |  | 644 | 62.8759 | PASS | 3.3368 | PASS | Eligible | -2.0233 | 5.3601 | 644 | 6.3457 | kWh | 1859.2734 | N/A | N/A | 63.457 |  | 644 | 1 | -1100 | 101 | 0 | 0 | 10 | 0
| RE-WtrHt-FuelSub-SmlInst-HP-lte6kW-replt200kBtuh-LW-3.31UEF | MFm | Ex | CZ05 | Any | 645 | SWWH025R | 1 | 10 | 2021 | natural gas | electricity | NR |  |  |  |  | -1140 |  | 106 |  | -1140 | 106 | 0 | 0 |  | 0 | 0 |  | TRUE | 10 | 0 | 0 | TRUE | 2021+10 | 2031+00 | TRUE | TRUE | FALSE | FALSE | -1140 | 106 | TRUE | TRUE | FALSE | FALSE | 0 | 0 | TRUE | TRUE | TRUE | -1140 | 106 | 0 | 0 | -11400 | 1060 | 0 | 0 | 3465.8282 | 100000 | #N/A | 100000 | 0.034658 | 1 | #N/A | 0 | 0.00018393 | 0.005307 | #N/A | 0.005307 |  | 645 | 66.4896 | PASS | 3.5286 | PASS | Eligible | -2.0968 | 5.6255 | 645 | 6.7092 | kWh | 1965.772 | N/A | N/A | 67.0918 |  | 645 | 1 | -1140 | 106 | 0 | 0 | 10 | 0
| RE-WtrHt-FuelSub-SmlInst-HP-lte6kW-replt200kBtuh-LW-3.31UEF | MFm | Ex | CZ06 | Any | 646 | SWWH025R | 1 | 10 | 2021 | natural gas | electricity | NR |  |  |  |  | -1060 |  | 98.2 |  | -1060 | 98.2 | 0 | 0 |  | 0 | 0 |  | TRUE | 10 | 0 | 0 | TRUE | 2021+10 | 2031+00 | TRUE | TRUE | FALSE | FALSE | -1060 | 98.2 | TRUE | TRUE | FALSE | FALSE | 0 | 0 | TRUE | TRUE | TRUE | -1060 | 98.2 | 0 | 0 | -10600 | 982 | 0 | 0 | 3465.8282 | 100000 | #N/A | 100000 | 0.034658 | 1 | #N/A | 0 | 0.00018393 | 0.005307 | #N/A | 0.005307 |  | 646 | 61.4622 | PASS | 3.2618 | PASS | Eligible | -1.9497 | 5.2115 | 646 | 6.2022 | kWh | 1817.2341 | N/A | N/A | 62.0222 |  | 646 | 1 | -1060 | 98.2 | 0 | 0 | 10 | 0
| RE-WtrHt-FuelSub-SmlInst-HP-lte6kW-replt200kBtuh-LW-3.31UEF | MFm | Ex | CZ07 | Any | 647 | SWWH025R | 1 | 10 | 2021 | natural gas | electricity | NR |  |  |  |  | -1040 |  | 97.1 |  | -1040 | 97.1 | 0 | 0 |  | 0 | 0 |  | TRUE | 10 | 0 | 0 | TRUE | 2021+10 | 2031+00 | TRUE | TRUE | FALSE | FALSE | -1040 | 97.1 | TRUE | TRUE | FALSE | FALSE | 0 | 0 | TRUE | TRUE | TRUE | -1040 | 97.1 | 0 | 0 | -10400 | 971 | 0 | 0 | 3465.8282 | 100000 | #N/A | 100000 | 0.034658 | 1 | #N/A | 0 | 0.00018393 | 0.005307 | #N/A | 0.005307 |  | 647 | 61.0554 | PASS | 3.2402 | PASS | Eligible | -1.9129 | 5.1531 | 647 | 6.1605 | kWh | 1805.0044 | N/A | N/A | 61.6048 |  | 647 | 1 | -1040 | 97.1 | 0 | 0 | 10 | 0
| RE-WtrHt-FuelSub-SmlInst-HP-lte6kW-replt200kBtuh-LW-3.31UEF | MFm | Ex | CZ08 | Any | 648 | SWWH025R | 1 | 10 | 2021 | natural gas | electricity | NR |  |  |  |  | -1020 |  | 95.6 |  | -1020 | 95.6 | 0 | 0 |  | 0 | 0 |  | TRUE | 10 | 0 | 0 | TRUE | 2021+10 | 2031+00 | TRUE | TRUE | FALSE | FALSE | -1020 | 95.6 | TRUE | TRUE | FALSE | FALSE | 0 | 0 | TRUE | TRUE | TRUE | -1020 | 95.6 | 0 | 0 | -10200 | 956 | 0 | 0 | 3465.8282 | 100000 | #N/A | 100000 | 0.034658 | 1 | #N/A | 0 | 0.00018393 | 0.005307 | #N/A | 0.005307 |  | 648 | 60.2486 | PASS | 3.1974 | PASS | Eligible | -1.8761 | 5.0735 | 648 | 6.0787 | kWh | 1781.0548 | N/A | N/A | 60.7874 |  | 648 | 1 | -1020 | 95.6 | 0 | 0 | 10 | 0
| RE-WtrHt-FuelSub-SmlInst-HP-lte6kW-replt200kBtuh-LW-3.31UEF | MFm | Ex | CZ09 | Any | 649 | SWWH025R | 1 | 10 | 2021 | natural gas | electricity | NR |  |  |  |  | -1020 |  | 95.5 |  | -1020 | 95.5 | 0 | 0 |  | 0 | 0 |  | TRUE | 10 | 0 | 0 | TRUE | 2021+10 | 2031+00 | TRUE | TRUE | FALSE | FALSE | -1020 | 95.5 | TRUE | TRUE | FALSE | FALSE | 0 | 0 | TRUE | TRUE | TRUE | -1020 | 95.5 | 0 | 0 | -10200 | 955 | 0 | 0 | 3465.8282 | 100000 | #N/A | 100000 | 0.034658 | 1 | #N/A | 0 | 0.00018393 | 0.005307 | #N/A | 0.005307 |  | 649 | 60.1486 | PASS | 3.1921 | PASS | Eligible | -1.8761 | 5.0682 | 649 | 6.0687 | kWh | 1778.1248 | N/A | N/A | 60.6874 |  | 649 | 1 | -1020 | 95.5 | 0 | 0 | 10 | 0
| RE-WtrHt-FuelSub-SmlInst-HP-lte6kW-replt200kBtuh-LW-3.31UEF | MFm | Ex | CZ10 | Any | 650 | SWWH025R | 1 | 10 | 2021 | natural gas | electricity | NR |  |  |  |  | -1020 |  | 95.1 |  | -1020 | 95.1 | 0 | 0 |  | 0 | 0 |  | TRUE | 10 | 0 | 0 | TRUE | 2021+10 | 2031+00 | TRUE | TRUE | FALSE | FALSE | -1020 | 95.1 | TRUE | TRUE | FALSE | FALSE | 0 | 0 | TRUE | TRUE | TRUE | -1020 | 95.1 | 0 | 0 | -10200 | 951 | 0 | 0 | 3465.8282 | 100000 | #N/A | 100000 | 0.034658 | 1 | #N/A | 0 | 0.00018393 | 0.005307 | #N/A | 0.005307 |  | 650 | 59.7486 | PASS | 3.1709 | PASS | Eligible | -1.8761 | 5.047 | 650 | 6.0287 | kWh | 1766.4049 | N/A | N/A | 60.2874 |  | 650 | 1 | -1020 | 95.1 | 0 | 0 | 10 | 0
| RE-WtrHt-FuelSub-SmlInst-HP-lte6kW-replt200kBtuh-LW-3.31UEF | MFm | Ex | CZ11 | Any | 651 | SWWH025R | 1 | 10 | 2021 | natural gas | electricity | NR |  |  |  |  | -1050 |  | 96.6 |  | -1050 | 96.6 | 0 | 0 |  | 0 | 0 |  | TRUE | 10 | 0 | 0 | TRUE | 2021+10 | 2031+00 | TRUE | TRUE | FALSE | FALSE | -1050 | 96.6 | TRUE | TRUE | FALSE | FALSE | 0 | 0 | TRUE | TRUE | TRUE | -1050 | 96.6 | 0 | 0 | -10500 | 966 | 0 | 0 | 3465.8282 | 100000 | #N/A | 100000 | 0.034658 | 1 | #N/A | 0 | 0.00018393 | 0.005307 | #N/A | 0.005307 |  | 651 | 60.2088 | PASS | 3.1953 | PASS | Eligible | -1.9313 | 5.1266 | 651 | 6.0763 | kWh | 1780.3545 | N/A | N/A | 60.7635 |  | 651 | 1 | -1050 | 96.6 | 0 | 0 | 10 | 0
| RE-WtrHt-FuelSub-SmlInst-HP-lte6kW-replt200kBtuh-LW-3.31UEF | MFm | Ex | CZ12 | Any | 652 | SWWH025R | 1 | 10 | 2021 | natural gas | electricity | NR |  |  |  |  | -1090 |  | 99.6 |  | -1090 | 99.6 | 0 | 0 |  | 0 | 0 |  | TRUE | 10 | 0 | 0 | TRUE | 2021+10 | 2031+00 | TRUE | TRUE | FALSE | FALSE | -1090 | 99.6 | TRUE | TRUE | FALSE | FALSE | 0 | 0 | TRUE | TRUE | TRUE | -1090 | 99.6 | 0 | 0 | -10900 | 996 | 0 | 0 | 3465.8282 | 100000 | #N/A | 100000 | 0.034658 | 1 | #N/A | 0 | 0.00018393 | 0.005307 | #N/A | 0.005307 |  | 652 | 61.8225 | PASS | 3.2809 | PASS | Eligible | -2.0049 | 5.2858 | 652 | 6.2398 | kWh | 1828.2537 | N/A | N/A | 62.3983 |  | 652 | 1 | -1090 | 99.6 | 0 | 0 | 10 | 0
| RE-WtrHt-FuelSub-SmlInst-HP-lte6kW-replt200kBtuh-LW-3.31UEF | MFm | Ex | CZ13 | Any | 653 | SWWH025R | 1 | 10 | 2021 | natural gas | electricity | NR |  |  |  |  | -1040 |  | 95.4 |  | -1040 | 95.4 | 0 | 0 |  | 0 | 0 |  | TRUE | 10 | 0 | 0 | TRUE | 2021+10 | 2031+00 | TRUE | TRUE | FALSE | FALSE | -1040 | 95.4 | TRUE | TRUE | FALSE | FALSE | 0 | 0 | TRUE | TRUE | TRUE | -1040 | 95.4 | 0 | 0 | -10400 | 954 | 0 | 0 | 3465.8282 | 100000 | #N/A | 100000 | 0.034658 | 1 | #N/A | 0 | 0.00018393 | 0.005307 | #N/A | 0.005307 |  | 653 | 59.3554 | PASS | 3.15 | PASS | Eligible | -1.9129 | 5.0629 | 653 | 5.9905 | kWh | 1755.1948 | N/A | N/A | 59.9048 |  | 653 | 1 | -1040 | 95.4 | 0 | 0 | 10 | 0
| RE-WtrHt-FuelSub-SmlInst-HP-lte6kW-replt200kBtuh-LW-3.31UEF | MFm | Ex | CZ14 | Any | 654 | SWWH025R | 1 | 10 | 2021 | natural gas | electricity | NR |  |  |  |  | -1060 |  | 97.3 |  | -1060 | 97.3 | 0 | 0 |  | 0 | 0 |  | TRUE | 10 | 0 | 0 | TRUE | 2021+10 | 2031+00 | TRUE | TRUE | FALSE | FALSE | -1060 | 97.3 | TRUE | TRUE | FALSE | FALSE | 0 | 0 | TRUE | TRUE | TRUE | -1060 | 97.3 | 0 | 0 | -10600 | 973 | 0 | 0 | 3465.8282 | 100000 | #N/A | 100000 | 0.034658 | 1 | #N/A | 0 | 0.00018393 | 0.005307 | #N/A | 0.005307 |  | 654 | 60.5622 | PASS | 3.2141 | PASS | Eligible | -1.9497 | 5.1637 | 654 | 6.1122 | kWh | 1790.8643 | N/A | N/A | 61.1222 |  | 654 | 1 | -1060 | 97.3 | 0 | 0 | 10 | 0
| RE-WtrHt-FuelSub-SmlInst-HP-lte6kW-replt200kBtuh-LW-3.31UEF | MFm | Ex | CZ15 | Any | 655 | SWWH025R | 1 | 10 | 2021 | natural gas | electricity | NR |  |  |  |  | -863 |  | 80.2 |  | -863 | 80.2 | 0 | 0 |  | 0 | 0 |  | TRUE | 10 | 0 | 0 | TRUE | 2021+10 | 2031+00 | TRUE | TRUE | FALSE | FALSE | -863 | 80.2 | TRUE | TRUE | FALSE | FALSE | 0 | 0 | TRUE | TRUE | TRUE | -863 | 80.2 | 0 | 0 | -8630 | 802 | 0 | 0 | 3465.8282 | 100000 | #N/A | 100000 | 0.034658 | 1 | #N/A | 0 | 0.00018393 | 0.005307 | #N/A | 0.005307 |  | 655 | 50.2899 | PASS | 2.6689 | PASS | Eligible | -1.5873 | 4.2562 | 655 | 5.0746 | kWh | 1486.8389 | N/A | N/A | 50.7458 |  | 655 | 1 | -863 | 80.2 | 0 | 0 | 10 | 0
| RE-WtrHt-FuelSub-SmlInst-HP-lte6kW-replt200kBtuh-LW-3.31UEF | MFm | Ex | CZ16 | Any | 656 | SWWH025R | 1 | 10 | 2021 | natural gas | electricity | NR |  |  |  |  | -1220 |  | 112 |  | -1220 | 112 | 0 | 0 |  | 0 | 0 |  | TRUE | 10 | 0 | 0 | TRUE | 2021+10 | 2031+00 | TRUE | TRUE | FALSE | FALSE | -1220 | 112 | TRUE | TRUE | FALSE | FALSE | 0 | 0 | TRUE | TRUE | TRUE | -1220 | 112 | 0 | 0 | -12200 | 1120 | 0 | 0 | 3465.8282 | 100000 | #N/A | 100000 | 0.034658 | 1 | #N/A | 0 | 0.00018393 | 0.005307 | #N/A | 0.005307 |  | 656 | 69.7169 | PASS | 3.6999 | PASS | Eligible | -2.244 | 5.9439 | 656 | 7.0361 | kWh | 2061.5705 | N/A | N/A | 70.3614 |  | 656 | 1 | -1220 | 112 | 0 | 0 | 10 | 0
| RE-WtrHt-FuelSub-SmlInst-HP-lte6kW-replt200kBtuh-LW-3.31UEF | DMo | Ex | CZ01 | Any | 657 | SWWH025R | 1 | 10 | 2021 | natural gas | electricity | NR |  |  |  |  | -1750 |  | 113 |  | -1750 | 113 | 0 | 0 |  | 0 | 0 |  | TRUE | 10 | 0 | 0 | TRUE | 2021+10 | 2031+00 | TRUE | TRUE | FALSE | FALSE | -1750 | 113 | TRUE | TRUE | FALSE | FALSE | 0 | 0 | TRUE | TRUE | TRUE | -1750 | 113 | 0 | 0 | -17500 | 1130 | 0 | 0 | 3465.8282 | 100000 | #N/A | 100000 | 0.034658 | 1 | #N/A | 0 | 0.00018393 | 0.005307 | #N/A | 0.005307 |  | 657 | 52.348 | PASS | 2.7781 | PASS | Eligible | -3.2188 | 5.997 | 657 | 5.3273 | kWh | 1560.8702 | N/A | N/A | 53.2725 |  | 657 | 1 | -1750 | 113 | 0 | 0 | 10 | 0
| RE-WtrHt-FuelSub-SmlInst-HP-lte6kW-replt200kBtuh-LW-3.31UEF | DMo | Ex | CZ02 | Any | 658 | SWWH025R | 1 | 10 | 2021 | natural gas | electricity | NR |  |  |  |  | -1530 |  | 105 |  | -1530 | 105 | 0 | 0 |  | 0 | 0 |  | TRUE | 10 | 0 | 0 | TRUE | 2021+10 | 2031+00 | TRUE | TRUE | FALSE | FALSE | -1530 | 105 | TRUE | TRUE | FALSE | FALSE | 0 | 0 | TRUE | TRUE | TRUE | -1530 | 105 | 0 | 0 | -15300 | 1050 | 0 | 0 | 3465.8282 | 100000 | #N/A | 100000 | 0.034658 | 1 | #N/A | 0 | 0.00018393 | 0.005307 | #N/A | 0.005307 |  | 658 | 51.9728 | PASS | 2.7582 | PASS | Eligible | -2.8142 | 5.5724 | 658 | 5.2781 | kWh | 1546.4723 | N/A | N/A | 52.7811 |  | 658 | 1 | -1530 | 105 | 0 | 0 | 10 | 0
| RE-WtrHt-FuelSub-SmlInst-HP-lte6kW-replt200kBtuh-LW-3.31UEF | DMo | Ex | CZ03 | Any | 659 | SWWH025R | 1 | 10 | 2021 | natural gas | electricity | NR |  |  |  |  | -1480 |  | 106 |  | -1480 | 106 | 0 | 0 |  | 0 | 0 |  | TRUE | 10 | 0 | 0 | TRUE | 2021+10 | 2031+00 | TRUE | TRUE | FALSE | FALSE | -1480 | 106 | TRUE | TRUE | FALSE | FALSE | 0 | 0 | TRUE | TRUE | TRUE | -1480 | 106 | 0 | 0 | -14800 | 1060 | 0 | 0 | 3465.8282 | 100000 | #N/A | 100000 | 0.034658 | 1 | #N/A | 0 | 0.00018393 | 0.005307 | #N/A | 0.005307 |  | 659 | 54.7057 | PASS | 2.9033 | PASS | Eligible | -2.7222 | 5.6255 | 659 | 5.5488 | kWh | 1625.772 | N/A | N/A | 55.4876 |  | 659 | 1 | -1480 | 106 | 0 | 0 | 10 | 0
| RE-WtrHt-FuelSub-SmlInst-HP-lte6kW-replt200kBtuh-LW-3.31UEF | DMo | Ex | CZ04 | Any | 660 | SWWH025R | 1 | 10 | 2021 | natural gas | electricity | NR |  |  |  |  | -1420 |  | 102 |  | -1420 | 102 | 0 | 0 |  | 0 | 0 |  | TRUE | 10 | 0 | 0 | TRUE | 2021+10 | 2031+00 | TRUE | TRUE | FALSE | FALSE | -1420 | 102 | TRUE | TRUE | FALSE | FALSE | 0 | 0 | TRUE | TRUE | TRUE | -1420 | 102 | 0 | 0 | -14200 | 1020 | 0 | 0 | 3465.8282 | 100000 | #N/A | 100000 | 0.034658 | 1 | #N/A | 0 | 0.00018393 | 0.005307 | #N/A | 0.005307 |  | 660 | 52.7852 | PASS | 2.8013 | PASS | Eligible | -2.6118 | 5.4132 | 660 | 5.3535 | kWh | 1568.5731 | N/A | N/A | 53.5354 |  | 660 | 1 | -1420 | 102 | 0 | 0 | 10 | 0
| RE-WtrHt-FuelSub-SmlInst-HP-lte6kW-replt200kBtuh-LW-3.31UEF | DMo | Ex | CZ05 | Any | 661 | SWWH025R | 1 | 10 | 2021 | natural gas | electricity | NR |  |  |  |  | -1550 |  | 107 |  | -1550 | 107 | 0 | 0 |  | 0 | 0 |  | TRUE | 10 | 0 | 0 | TRUE | 2021+10 | 2031+00 | TRUE | TRUE | FALSE | FALSE | -1550 | 107 | TRUE | TRUE | FALSE | FALSE | 0 | 0 | TRUE | TRUE | TRUE | -1550 | 107 | 0 | 0 | -15500 | 1070 | 0 | 0 | 3465.8282 | 100000 | #N/A | 100000 | 0.034658 | 1 | #N/A | 0 | 0.00018393 | 0.005307 | #N/A | 0.005307 |  | 661 | 53.2797 | PASS | 2.8276 | PASS | Eligible | -2.851 | 5.6785 | 661 | 5.4098 | kWh | 1585.0718 | N/A | N/A | 54.0985 |  | 661 | 1 | -1550 | 107 | 0 | 0 | 10 | 0
| RE-WtrHt-FuelSub-SmlInst-HP-lte6kW-replt200kBtuh-LW-3.31UEF | DMo | Ex | CZ06 | Any | 662 | SWWH025R | 1 | 10 | 2021 | natural gas | electricity | NR |  |  |  |  | -1310 |  | 99.3 |  | -1310 | 99.3 | 0 | 0 |  | 0 | 0 |  | TRUE | 10 | 0 | 0 | TRUE | 2021+10 | 2031+00 | TRUE | TRUE | FALSE | FALSE | -1310 | 99.3 | TRUE | TRUE | FALSE | FALSE | 0 | 0 | TRUE | TRUE | TRUE | -1310 | 99.3 | 0 | 0 | -13100 | 993 | 0 | 0 | 3465.8282 | 100000 | #N/A | 100000 | 0.034658 | 1 | #N/A | 0 | 0.00018393 | 0.005307 | #N/A | 0.005307 |  | 662 | 53.8977 | PASS | 2.8604 | PASS | Eligible | -2.4095 | 5.2699 | 662 | 5.459 | kWh | 1599.4638 | N/A | N/A | 54.5897 |  | 662 | 1 | -1310 | 99.3 | 0 | 0 | 10 | 0
| RE-WtrHt-FuelSub-SmlInst-HP-lte6kW-replt200kBtuh-LW-3.31UEF | DMo | Ex | CZ07 | Any | 663 | SWWH025R | 1 | 10 | 2021 | natural gas | electricity | NR |  |  |  |  | -1270 |  | 98.2 |  | -1270 | 98.2 | 0 | 0 |  | 0 | 0 |  | TRUE | 10 | 0 | 0 | TRUE | 2021+10 | 2031+00 | TRUE | TRUE | FALSE | FALSE | -1270 | 98.2 | TRUE | TRUE | FALSE | FALSE | 0 | 0 | TRUE | TRUE | TRUE | -1270 | 98.2 | 0 | 0 | -12700 | 982 | 0 | 0 | 3465.8282 | 100000 | #N/A | 100000 | 0.034658 | 1 | #N/A | 0 | 0.00018393 | 0.005307 | #N/A | 0.005307 |  | 663 | 54.184 | PASS | 2.8756 | PASS | Eligible | -2.3359 | 5.2115 | 663 | 5.4855 | kWh | 1607.2341 | N/A | N/A | 54.8549 |  | 663 | 1 | -1270 | 98.2 | 0 | 0 | 10 | 0
| RE-WtrHt-FuelSub-SmlInst-HP-lte6kW-replt200kBtuh-LW-3.31UEF | DMo | Ex | CZ08 | Any | 664 | SWWH025R | 1 | 10 | 2021 | natural gas | electricity | NR |  |  |  |  | -1240 |  | 96.6 |  | -1240 | 96.6 | 0 | 0 |  | 0 | 0 |  | TRUE | 10 | 0 | 0 | TRUE | 2021+10 | 2031+00 | TRUE | TRUE | FALSE | FALSE | -1240 | 96.6 | TRUE | TRUE | FALSE | FALSE | 0 | 0 | TRUE | TRUE | TRUE | -1240 | 96.6 | 0 | 0 | -12400 | 966 | 0 | 0 | 3465.8282 | 100000 | #N/A | 100000 | 0.034658 | 1 | #N/A | 0 | 0.00018393 | 0.005307 | #N/A | 0.005307 |  | 664 | 53.6237 | PASS | 2.8458 | PASS | Eligible | -2.2808 | 5.1266 | 664 | 5.4279 | kWh | 1590.3545 | N/A | N/A | 54.2788 |  | 664 | 1 | -1240 | 96.6 | 0 | 0 | 10 | 0
| RE-WtrHt-FuelSub-SmlInst-HP-lte6kW-replt200kBtuh-LW-3.31UEF | DMo | Ex | CZ09 | Any | 665 | SWWH025R | 1 | 10 | 2021 | natural gas | electricity | NR |  |  |  |  | -1250 |  | 96.6 |  | -1250 | 96.6 | 0 | 0 |  | 0 | 0 |  | TRUE | 10 | 0 | 0 | TRUE | 2021+10 | 2031+00 | TRUE | TRUE | FALSE | FALSE | -1250 | 96.6 | TRUE | TRUE | FALSE | FALSE | 0 | 0 | TRUE | TRUE | TRUE | -1250 | 96.6 | 0 | 0 | -12500 | 966 | 0 | 0 | 3465.8282 | 100000 | #N/A | 100000 | 0.034658 | 1 | #N/A | 0 | 0.00018393 | 0.005307 | #N/A | 0.005307 |  | 665 | 53.2771 | PASS | 2.8274 | PASS | Eligible | -2.2992 | 5.1266 | 665 | 5.3937 | kWh | 1580.3545 | N/A | N/A | 53.9375 |  | 665 | 1 | -1250 | 96.6 | 0 | 0 | 10 | 0
| RE-WtrHt-FuelSub-SmlInst-HP-lte6kW-replt200kBtuh-LW-3.31UEF | DMo | Ex | CZ10 | Any | 666 | SWWH025R | 1 | 10 | 2021 | natural gas | electricity | NR |  |  |  |  | -1250 |  | 96.2 |  | -1250 | 96.2 | 0 | 0 |  | 0 | 0 |  | TRUE | 10 | 0 | 0 | TRUE | 2021+10 | 2031+00 | TRUE | TRUE | FALSE | FALSE | -1250 | 96.2 | TRUE | TRUE | FALSE | FALSE | 0 | 0 | TRUE | TRUE | TRUE | -1250 | 96.2 | 0 | 0 | -12500 | 962 | 0 | 0 | 3465.8282 | 100000 | #N/A | 100000 | 0.034658 | 1 | #N/A | 0 | 0.00018393 | 0.005307 | #N/A | 0.005307 |  | 666 | 52.8771 | PASS | 2.8062 | PASS | Eligible | -2.2992 | 5.1054 | 666 | 5.3537 | kWh | 1568.6346 | N/A | N/A | 53.5375 |  | 666 | 1 | -1250 | 96.2 | 0 | 0 | 10 | 0
| RE-WtrHt-FuelSub-SmlInst-HP-lte6kW-replt200kBtuh-LW-3.31UEF | DMo | Ex | CZ11 | Any | 667 | SWWH025R | 1 | 10 | 2021 | natural gas | electricity | NR |  |  |  |  | -1360 |  | 97.7 |  | -1360 | 97.7 | 0 | 0 |  | 0 | 0 |  | TRUE | 10 | 0 | 0 | TRUE | 2021+10 | 2031+00 | TRUE | TRUE | FALSE | FALSE | -1360 | 97.7 | TRUE | TRUE | FALSE | FALSE | 0 | 0 | TRUE | TRUE | TRUE | -1360 | 97.7 | 0 | 0 | -13600 | 977 | 0 | 0 | 3465.8282 | 100000 | #N/A | 100000 | 0.034658 | 1 | #N/A | 0 | 0.00018393 | 0.005307 | #N/A | 0.005307 |  | 667 | 50.5647 | PASS | 2.6835 | PASS | Eligible | -2.5015 | 5.185 | 667 | 5.1283 | kWh | 1502.5842 | N/A | N/A | 51.2832 |  | 667 | 1 | -1360 | 97.7 | 0 | 0 | 10 | 0
| RE-WtrHt-FuelSub-SmlInst-HP-lte6kW-replt200kBtuh-LW-3.31UEF | DMo | Ex | CZ12 | Any | 668 | SWWH025R | 1 | 10 | 2021 | natural gas | electricity | NR |  |  |  |  | -1400 |  | 101 |  | -1400 | 101 | 0 | 0 |  | 0 | 0 |  | TRUE | 10 | 0 | 0 | TRUE | 2021+10 | 2031+00 | TRUE | TRUE | FALSE | FALSE | -1400 | 101 | TRUE | TRUE | FALSE | FALSE | 0 | 0 | TRUE | TRUE | TRUE | -1400 | 101 | 0 | 0 | -14000 | 1010 | 0 | 0 | 3465.8282 | 100000 | #N/A | 100000 | 0.034658 | 1 | #N/A | 0 | 0.00018393 | 0.005307 | #N/A | 0.005307 |  | 668 | 52.4784 | PASS | 2.785 | PASS | Eligible | -2.5751 | 5.3601 | 668 | 5.3218 | kWh | 1559.2734 | N/A | N/A | 53.218 |  | 668 | 1 | -1400 | 101 | 0 | 0 | 10 | 0
| RE-WtrHt-FuelSub-SmlInst-HP-lte6kW-replt200kBtuh-LW-3.31UEF | DMo | Ex | CZ13 | Any | 669 | SWWH025R | 1 | 10 | 2021 | natural gas | electricity | NR |  |  |  |  | -1320 |  | 96.4 |  | -1320 | 96.4 | 0 | 0 |  | 0 | 0 |  | TRUE | 10 | 0 | 0 | TRUE | 2021+10 | 2031+00 | TRUE | TRUE | FALSE | FALSE | -1320 | 96.4 | TRUE | TRUE | FALSE | FALSE | 0 | 0 | TRUE | TRUE | TRUE | -1320 | 96.4 | 0 | 0 | -13200 | 964 | 0 | 0 | 3465.8282 | 100000 | #N/A | 100000 | 0.034658 | 1 | #N/A | 0 | 0.00018393 | 0.005307 | #N/A | 0.005307 |  | 669 | 50.6511 | PASS | 2.6881 | PASS | Eligible | -2.4279 | 5.116 | 669 | 5.1348 | kWh | 1504.4946 | N/A | N/A | 51.3484 |  | 669 | 1 | -1320 | 96.4 | 0 | 0 | 10 | 0
| RE-WtrHt-FuelSub-SmlInst-HP-lte6kW-replt200kBtuh-LW-3.31UEF | DMo | Ex | CZ14 | Any | 670 | SWWH025R | 1 | 10 | 2021 | natural gas | electricity | NR |  |  |  |  | -1430 |  | 98.4 |  | -1430 | 98.4 | 0 | 0 |  | 0 | 0 |  | TRUE | 10 | 0 | 0 | TRUE | 2021+10 | 2031+00 | TRUE | TRUE | FALSE | FALSE | -1430 | 98.4 | TRUE | TRUE | FALSE | FALSE | 0 | 0 | TRUE | TRUE | TRUE | -1430 | 98.4 | 0 | 0 | -14300 | 984 | 0 | 0 | 3465.8282 | 100000 | #N/A | 100000 | 0.034658 | 1 | #N/A | 0 | 0.00018393 | 0.005307 | #N/A | 0.005307 |  | 670 | 48.8387 | PASS | 2.5919 | PASS | Eligible | -2.6302 | 5.2221 | 670 | 4.9594 | kWh | 1453.0941 | N/A | N/A | 49.5941 |  | 670 | 1 | -1430 | 98.4 | 0 | 0 | 10 | 0
| RE-WtrHt-FuelSub-SmlInst-HP-lte6kW-replt200kBtuh-LW-3.31UEF | DMo | Ex | CZ15 | Any | 671 | SWWH025R | 1 | 10 | 2021 | natural gas | electricity | NR |  |  |  |  | -954 |  | 81 |  | -954 | 81 | 0 | 0 |  | 0 | 0 |  | TRUE | 10 | 0 | 0 | TRUE | 2021+10 | 2031+00 | TRUE | TRUE | FALSE | FALSE | -954 | 81 | TRUE | TRUE | FALSE | FALSE | 0 | 0 | TRUE | TRUE | TRUE | -954 | 81 | 0 | 0 | -9540 | 810 | 0 | 0 | 3465.8282 | 100000 | #N/A | 100000 | 0.034658 | 1 | #N/A | 0 | 0.00018393 | 0.005307 | #N/A | 0.005307 |  | 671 | 47.936 | PASS | 2.544 | PASS | Eligible | -1.7547 | 4.2987 | 671 | 4.844 | kWh | 1419.2786 | N/A | N/A | 48.44 |  | 671 | 1 | -954 | 81 | 0 | 0 | 10 | 0
| RE-WtrHt-FuelSub-SmlInst-HP-lte6kW-replt200kBtuh-LW-3.31UEF | DMo | Ex | CZ16 | Any | 672 | SWWH025R | 1 | 10 | 2021 | natural gas | electricity | NR |  |  |  |  | -2100 |  | 113 |  | -2100 | 113 | 0 | 0 |  | 0 | 0 |  | TRUE | 10 | 0 | 0 | TRUE | 2021+10 | 2031+00 | TRUE | TRUE | FALSE | FALSE | -2100 | 113 | TRUE | TRUE | FALSE | FALSE | 0 | 0 | TRUE | TRUE | TRUE | -2100 | 113 | 0 | 0 | -21000 | 1130 | 0 | 0 | 3465.8282 | 100000 | #N/A | 100000 | 0.034658 | 1 | #N/A | 0 | 0.00018393 | 0.005307 | #N/A | 0.005307 |  | 672 | 40.2176 | PASS | 2.1344 | PASS | Eligible | -3.8626 | 5.997 | 672 | 4.1327 | kWh | 1210.8702 | N/A | N/A | 41.327 |  | 672 | 1 | -2100 | 113 | 0 | 0 | 10 | 0
| RE-WtrHt-FuelSub-SmlInst-HP-lte6kW-replt200kBtuh-MD-3.09UEF | SFm | Ex | CZ01 | Any | 673 | SWWH025P | 1 | 10 | 2021 | natural gas | electricity | NR |  |  |  |  | -2030 |  | 136 |  | -2030 | 136 | 0 | 0 |  | 0 | 0 |  | TRUE | 10 | 0 | 0 | TRUE | 2021+10 | 2031+00 | TRUE | TRUE | FALSE | FALSE | -2030 | 136 | TRUE | TRUE | FALSE | FALSE | 0 | 0 | TRUE | TRUE | TRUE | -2030 | 136 | 0 | 0 | -20300 | 1360 | 0 | 0 | 3465.8282 | 100000 | #N/A | 100000 | 0.034658 | 1 | #N/A | 0 | 0.00018393 | 0.005307 | #N/A | 0.005307 |  | 673 | 65.6437 | PASS | 3.4837 | PASS | Eligible | -3.7338 | 7.2176 | 673 | 6.6716 | kWh | 1954.7641 | N/A | N/A | 66.7161 |  | 673 | 1 | -2030 | 136 | 0 | 0 | 10 | 0
| RE-WtrHt-FuelSub-SmlInst-HP-lte6kW-replt200kBtuh-MD-3.09UEF | SFm | Ex | CZ02 | Any | 674 | SWWH025P | 1 | 10 | 2021 | natural gas | electricity | NR |  |  |  |  | -1750 |  | 126 |  | -1750 | 126 | 0 | 0 |  | 0 | 0 |  | TRUE | 10 | 0 | 0 | TRUE | 2021+10 | 2031+00 | TRUE | TRUE | FALSE | FALSE | -1750 | 126 | TRUE | TRUE | FALSE | FALSE | 0 | 0 | TRUE | TRUE | TRUE | -1750 | 126 | 0 | 0 | -17500 | 1260 | 0 | 0 | 3465.8282 | 100000 | #N/A | 100000 | 0.034658 | 1 | #N/A | 0 | 0.00018393 | 0.005307 | #N/A | 0.005307 |  | 674 | 65.348 | PASS | 3.468 | PASS | Eligible | -3.2188 | 6.6869 | 674 | 6.6273 | kWh | 1941.7668 | N/A | N/A | 66.2725 |  | 674 | 1 | -1750 | 126 | 0 | 0 | 10 | 0
| RE-WtrHt-FuelSub-SmlInst-HP-lte6kW-replt200kBtuh-MD-3.09UEF | SFm | Ex | CZ03 | Any | 675 | SWWH025P | 1 | 10 | 2021 | natural gas | electricity | NR |  |  |  |  | -1760 |  | 126 |  | -1760 | 126 | 0 | 0 |  | 0 | 0 |  | TRUE | 10 | 0 | 0 | TRUE | 2021+10 | 2031+00 | TRUE | TRUE | FALSE | FALSE | -1760 | 126 | TRUE | TRUE | FALSE | FALSE | 0 | 0 | TRUE | TRUE | TRUE | -1760 | 126 | 0 | 0 | -17600 | 1260 | 0 | 0 | 3465.8282 | 100000 | #N/A | 100000 | 0.034658 | 1 | #N/A | 0 | 0.00018393 | 0.005307 | #N/A | 0.005307 |  | 675 | 65.0014 | PASS | 3.4496 | PASS | Eligible | -3.2372 | 6.6869 | 675 | 6.5931 | kWh | 1931.7668 | N/A | N/A | 65.9312 |  | 675 | 1 | -1760 | 126 | 0 | 0 | 10 | 0
| RE-WtrHt-FuelSub-SmlInst-HP-lte6kW-replt200kBtuh-MD-3.09UEF | SFm | Ex | CZ04 | Any | 676 | SWWH025P | 1 | 10 | 2021 | natural gas | electricity | NR |  |  |  |  | -1660 |  | 123 |  | -1660 | 123 | 0 | 0 |  | 0 | 0 |  | TRUE | 10 | 0 | 0 | TRUE | 2021+10 | 2031+00 | TRUE | TRUE | FALSE | FALSE | -1660 | 123 | TRUE | TRUE | FALSE | FALSE | 0 | 0 | TRUE | TRUE | TRUE | -1660 | 123 | 0 | 0 | -16600 | 1230 | 0 | 0 | 3465.8282 | 100000 | #N/A | 100000 | 0.034658 | 1 | #N/A | 0 | 0.00018393 | 0.005307 | #N/A | 0.005307 |  | 676 | 65.4673 | PASS | 3.4744 | PASS | Eligible | -3.0533 | 6.5277 | 676 | 6.6344 | kWh | 1943.8676 | N/A | N/A | 66.3442 |  | 676 | 1 | -1660 | 123 | 0 | 0 | 10 | 0
| RE-WtrHt-FuelSub-SmlInst-HP-lte6kW-replt200kBtuh-MD-3.09UEF | SFm | Ex | CZ05 | Any | 677 | SWWH025P | 1 | 10 | 2021 | natural gas | electricity | NR |  |  |  |  | -1790 |  | 128 |  | -1790 | 128 | 0 | 0 |  | 0 | 0 |  | TRUE | 10 | 0 | 0 | TRUE | 2021+10 | 2031+00 | TRUE | TRUE | FALSE | FALSE | -1790 | 128 | TRUE | TRUE | FALSE | FALSE | 0 | 0 | TRUE | TRUE | TRUE | -1790 | 128 | 0 | 0 | -17900 | 1280 | 0 | 0 | 3465.8282 | 100000 | #N/A | 100000 | 0.034658 | 1 | #N/A | 0 | 0.00018393 | 0.005307 | #N/A | 0.005307 |  | 677 | 65.9617 | PASS | 3.5006 | PASS | Eligible | -3.2924 | 6.793 | 677 | 6.6907 | kWh | 1960.3662 | N/A | N/A | 66.9073 |  | 677 | 1 | -1790 | 128 | 0 | 0 | 10 | 0
| RE-WtrHt-FuelSub-SmlInst-HP-lte6kW-replt200kBtuh-MD-3.09UEF | SFm | Ex | CZ06 | Any | 678 | SWWH025P | 1 | 10 | 2021 | natural gas | electricity | NR |  |  |  |  | -1550 |  | 119 |  | -1550 | 119 | 0 | 0 |  | 0 | 0 |  | TRUE | 10 | 0 | 0 | TRUE | 2021+10 | 2031+00 | TRUE | TRUE | FALSE | FALSE | -1550 | 119 | TRUE | TRUE | FALSE | FALSE | 0 | 0 | TRUE | TRUE | TRUE | -1550 | 119 | 0 | 0 | -15500 | 1190 | 0 | 0 | 3465.8282 | 100000 | #N/A | 100000 | 0.034658 | 1 | #N/A | 0 | 0.00018393 | 0.005307 | #N/A | 0.005307 |  | 678 | 65.2797 | PASS | 3.4644 | PASS | Eligible | -2.851 | 6.3154 | 678 | 6.6098 | kWh | 1936.6686 | N/A | N/A | 66.0985 |  | 678 | 1 | -1550 | 119 | 0 | 0 | 10 | 0
| RE-WtrHt-FuelSub-SmlInst-HP-lte6kW-replt200kBtuh-MD-3.09UEF | SFm | Ex | CZ07 | Any | 679 | SWWH025P | 1 | 10 | 2021 | natural gas | electricity | NR |  |  |  |  | -1510 |  | 118 |  | -1510 | 118 | 0 | 0 |  | 0 | 0 |  | TRUE | 10 | 0 | 0 | TRUE | 2021+10 | 2031+00 | TRUE | TRUE | FALSE | FALSE | -1510 | 118 | TRUE | TRUE | FALSE | FALSE | 0 | 0 | TRUE | TRUE | TRUE | -1510 | 118 | 0 | 0 | -15100 | 1180 | 0 | 0 | 3465.8282 | 100000 | #N/A | 100000 | 0.034658 | 1 | #N/A | 0 | 0.00018393 | 0.005307 | #N/A | 0.005307 |  | 679 | 65.666 | PASS | 3.4849 | PASS | Eligible | -2.7774 | 6.2623 | 679 | 6.6464 | kWh | 1947.3689 | N/A | N/A | 66.4637 |  | 679 | 1 | -1510 | 118 | 0 | 0 | 10 | 0
| RE-WtrHt-FuelSub-SmlInst-HP-lte6kW-replt200kBtuh-MD-3.09UEF | SFm | Ex | CZ08 | Any | 680 | SWWH025P | 1 | 10 | 2021 | natural gas | electricity | NR |  |  |  |  | -1470 |  | 116 |  | -1470 | 116 | 0 | 0 |  | 0 | 0 |  | TRUE | 10 | 0 | 0 | TRUE | 2021+10 | 2031+00 | TRUE | TRUE | FALSE | FALSE | -1470 | 116 | TRUE | TRUE | FALSE | FALSE | 0 | 0 | TRUE | TRUE | TRUE | -1470 | 116 | 0 | 0 | -14700 | 1160 | 0 | 0 | 3465.8282 | 100000 | #N/A | 100000 | 0.034658 | 1 | #N/A | 0 | 0.00018393 | 0.005307 | #N/A | 0.005307 |  | 680 | 65.0523 | PASS | 3.4524 | PASS | Eligible | -2.7038 | 6.1562 | 680 | 6.5829 | kWh | 1928.7694 | N/A | N/A | 65.8289 |  | 680 | 1 | -1470 | 116 | 0 | 0 | 10 | 0
| RE-WtrHt-FuelSub-SmlInst-HP-lte6kW-replt200kBtuh-MD-3.09UEF | SFm | Ex | CZ09 | Any | 681 | SWWH025P | 1 | 10 | 2021 | natural gas | electricity | NR |  |  |  |  | -1480 |  | 116 |  | -1480 | 116 | 0 | 0 |  | 0 | 0 |  | TRUE | 10 | 0 | 0 | TRUE | 2021+10 | 2031+00 | TRUE | TRUE | FALSE | FALSE | -1480 | 116 | TRUE | TRUE | FALSE | FALSE | 0 | 0 | TRUE | TRUE | TRUE | -1480 | 116 | 0 | 0 | -14800 | 1160 | 0 | 0 | 3465.8282 | 100000 | #N/A | 100000 | 0.034658 | 1 | #N/A | 0 | 0.00018393 | 0.005307 | #N/A | 0.005307 |  | 681 | 64.7057 | PASS | 3.434 | PASS | Eligible | -2.7222 | 6.1562 | 681 | 6.5488 | kWh | 1918.7694 | N/A | N/A | 65.4876 |  | 681 | 1 | -1480 | 116 | 0 | 0 | 10 | 0
| RE-WtrHt-FuelSub-SmlInst-HP-lte6kW-replt200kBtuh-MD-3.09UEF | SFm | Ex | CZ10 | Any | 682 | SWWH025P | 1 | 10 | 2021 | natural gas | electricity | NR |  |  |  |  | -1470 |  | 115 |  | -1470 | 115 | 0 | 0 |  | 0 | 0 |  | TRUE | 10 | 0 | 0 | TRUE | 2021+10 | 2031+00 | TRUE | TRUE | FALSE | FALSE | -1470 | 115 | TRUE | TRUE | FALSE | FALSE | 0 | 0 | TRUE | TRUE | TRUE | -1470 | 115 | 0 | 0 | -14700 | 1150 | 0 | 0 | 3465.8282 | 100000 | #N/A | 100000 | 0.034658 | 1 | #N/A | 0 | 0.00018393 | 0.005307 | #N/A | 0.005307 |  | 682 | 64.0523 | PASS | 3.3993 | PASS | Eligible | -2.7038 | 6.1031 | 682 | 6.4829 | kWh | 1899.4697 | N/A | N/A | 64.8289 |  | 682 | 1 | -1470 | 115 | 0 | 0 | 10 | 0
| RE-WtrHt-FuelSub-SmlInst-HP-lte6kW-replt200kBtuh-MD-3.09UEF | SFm | Ex | CZ11 | Any | 683 | SWWH025P | 1 | 10 | 2021 | natural gas | electricity | NR |  |  |  |  | -1560 |  | 117 |  | -1560 | 117 | 0 | 0 |  | 0 | 0 |  | TRUE | 10 | 0 | 0 | TRUE | 2021+10 | 2031+00 | TRUE | TRUE | FALSE | FALSE | -1560 | 117 | TRUE | TRUE | FALSE | FALSE | 0 | 0 | TRUE | TRUE | TRUE | -1560 | 117 | 0 | 0 | -15600 | 1170 | 0 | 0 | 3465.8282 | 100000 | #N/A | 100000 | 0.034658 | 1 | #N/A | 0 | 0.00018393 | 0.005307 | #N/A | 0.005307 |  | 683 | 62.9331 | PASS | 3.3399 | PASS | Eligible | -2.8694 | 6.2092 | 683 | 6.3757 | kWh | 1868.0691 | N/A | N/A | 63.7572 |  | 683 | 1 | -1560 | 117 | 0 | 0 | 10 | 0
| RE-WtrHt-FuelSub-SmlInst-HP-lte6kW-replt200kBtuh-MD-3.09UEF | SFm | Ex | CZ12 | Any | 684 | SWWH025P | 1 | 10 | 2021 | natural gas | electricity | NR |  |  |  |  | -1630 |  | 120 |  | -1630 | 120 | 0 | 0 |  | 0 | 0 |  | TRUE | 10 | 0 | 0 | TRUE | 2021+10 | 2031+00 | TRUE | TRUE | FALSE | FALSE | -1630 | 120 | TRUE | TRUE | FALSE | FALSE | 0 | 0 | TRUE | TRUE | TRUE | -1630 | 120 | 0 | 0 | -16300 | 1200 | 0 | 0 | 3465.8282 | 100000 | #N/A | 100000 | 0.034658 | 1 | #N/A | 0 | 0.00018393 | 0.005307 | #N/A | 0.005307 |  | 684 | 63.507 | PASS | 3.3703 | PASS | Eligible | -2.9981 | 6.3684 | 684 | 6.4368 | kWh | 1885.9684 | N/A | N/A | 64.3681 |  | 684 | 1 | -1630 | 120 | 0 | 0 | 10 | 0
| RE-WtrHt-FuelSub-SmlInst-HP-lte6kW-replt200kBtuh-MD-3.09UEF | SFm | Ex | CZ13 | Any | 685 | SWWH025P | 1 | 10 | 2021 | natural gas | electricity | NR |  |  |  |  | -1520 |  | 115 |  | -1520 | 115 | 0 | 0 |  | 0 | 0 |  | TRUE | 10 | 0 | 0 | TRUE | 2021+10 | 2031+00 | TRUE | TRUE | FALSE | FALSE | -1520 | 115 | TRUE | TRUE | FALSE | FALSE | 0 | 0 | TRUE | TRUE | TRUE | -1520 | 115 | 0 | 0 | -15200 | 1150 | 0 | 0 | 3465.8282 | 100000 | #N/A | 100000 | 0.034658 | 1 | #N/A | 0 | 0.00018393 | 0.005307 | #N/A | 0.005307 |  | 685 | 62.3194 | PASS | 3.3073 | PASS | Eligible | -2.7958 | 6.1031 | 685 | 6.3122 | kWh | 1849.4697 | N/A | N/A | 63.1224 |  | 685 | 1 | -1520 | 115 | 0 | 0 | 10 | 0
| RE-WtrHt-FuelSub-SmlInst-HP-lte6kW-replt200kBtuh-MD-3.09UEF | SFm | Ex | CZ14 | Any | 686 | SWWH025P | 1 | 10 | 2021 | natural gas | electricity | NR |  |  |  |  | -1590 |  | 118 |  | -1590 | 118 | 0 | 0 |  | 0 | 0 |  | TRUE | 10 | 0 | 0 | TRUE | 2021+10 | 2031+00 | TRUE | TRUE | FALSE | FALSE | -1590 | 118 | TRUE | TRUE | FALSE | FALSE | 0 | 0 | TRUE | TRUE | TRUE | -1590 | 118 | 0 | 0 | -15900 | 1180 | 0 | 0 | 3465.8282 | 100000 | #N/A | 100000 | 0.034658 | 1 | #N/A | 0 | 0.00018393 | 0.005307 | #N/A | 0.005307 |  | 686 | 62.8933 | PASS | 3.3378 | PASS | Eligible | -2.9245 | 6.2623 | 686 | 6.3733 | kWh | 1867.3689 | N/A | N/A | 63.7333 |  | 686 | 1 | -1590 | 118 | 0 | 0 | 10 | 0
| RE-WtrHt-FuelSub-SmlInst-HP-lte6kW-replt200kBtuh-MD-3.09UEF | SFm | Ex | CZ15 | Any | 687 | SWWH025P | 1 | 10 | 2021 | natural gas | electricity | NR |  |  |  |  | -1120 |  | 97 |  | -1120 | 97 | 0 | 0 |  | 0 | 0 |  | TRUE | 10 | 0 | 0 | TRUE | 2021+10 | 2031+00 | TRUE | TRUE | FALSE | FALSE | -1120 | 97 | TRUE | TRUE | FALSE | FALSE | 0 | 0 | TRUE | TRUE | TRUE | -1120 | 97 | 0 | 0 | -11200 | 970 | 0 | 0 | 3465.8282 | 100000 | #N/A | 100000 | 0.034658 | 1 | #N/A | 0 | 0.00018393 | 0.005307 | #N/A | 0.005307 |  | 687 | 58.1827 | PASS | 3.0878 | PASS | Eligible | -2.06 | 5.1478 | 687 | 5.8774 | kWh | 1722.0744 | N/A | N/A | 58.7744 |  | 687 | 1 | -1120 | 97 | 0 | 0 | 10 | 0
| RE-WtrHt-FuelSub-SmlInst-HP-lte6kW-replt200kBtuh-MD-3.09UEF | SFm | Ex | CZ16 | Any | 688 | SWWH025P | 1 | 10 | 2021 | natural gas | electricity | NR |  |  |  |  | -2250 |  | 135 |  | -2250 | 135 | 0 | 0 |  | 0 | 0 |  | TRUE | 10 | 0 | 0 | TRUE | 2021+10 | 2031+00 | TRUE | TRUE | FALSE | FALSE | -2250 | 135 | TRUE | TRUE | FALSE | FALSE | 0 | 0 | TRUE | TRUE | TRUE | -2250 | 135 | 0 | 0 | -22500 | 1350 | 0 | 0 | 3465.8282 | 100000 | #N/A | 100000 | 0.034658 | 1 | #N/A | 0 | 0.00018393 | 0.005307 | #N/A | 0.005307 |  | 688 | 57.0189 | PASS | 3.026 | PASS | Eligible | -4.1385 | 7.1645 | 688 | 5.8208 | kWh | 1705.4644 | N/A | N/A | 58.2075 |  | 688 | 1 | -2250 | 135 | 0 | 0 | 10 | 0
| RE-WtrHt-FuelSub-SmlInst-HP-lte6kW-replt200kBtuh-MD-3.09UEF | MFm | Ex | CZ01 | Any | 689 | SWWH025P | 1 | 10 | 2021 | natural gas | electricity | NR |  |  |  |  | -1330 |  | 113 |  | -1330 | 113 | 0 | 0 |  | 0 | 0 |  | TRUE | 10 | 0 | 0 | TRUE | 2021+10 | 2031+00 | TRUE | TRUE | FALSE | FALSE | -1330 | 113 | TRUE | TRUE | FALSE | FALSE | 0 | 0 | TRUE | TRUE | TRUE | -1330 | 113 | 0 | 0 | -13300 | 1130 | 0 | 0 | 3465.8282 | 100000 | #N/A | 100000 | 0.034658 | 1 | #N/A | 0 | 0.00018393 | 0.005307 | #N/A | 0.005307 |  | 689 | 66.9045 | PASS | 3.5506 | PASS | Eligible | -2.4463 | 5.997 | 689 | 6.7607 | kWh | 1980.8702 | N/A | N/A | 67.6071 |  | 689 | 1 | -1330 | 113 | 0 | 0 | 10 | 0
| RE-WtrHt-FuelSub-SmlInst-HP-lte6kW-replt200kBtuh-MD-3.09UEF | MFm | Ex | CZ02 | Any | 690 | SWWH025P | 1 | 10 | 2021 | natural gas | electricity | NR |  |  |  |  | -1230 |  | 105 |  | -1230 | 105 | 0 | 0 |  | 0 | 0 |  | TRUE | 10 | 0 | 0 | TRUE | 2021+10 | 2031+00 | TRUE | TRUE | FALSE | FALSE | -1230 | 105 | TRUE | TRUE | FALSE | FALSE | 0 | 0 | TRUE | TRUE | TRUE | -1230 | 105 | 0 | 0 | -12300 | 1050 | 0 | 0 | 3465.8282 | 100000 | #N/A | 100000 | 0.034658 | 1 | #N/A | 0 | 0.00018393 | 0.005307 | #N/A | 0.005307 |  | 690 | 62.3703 | PASS | 3.31 | PASS | Eligible | -2.2624 | 5.5724 | 690 | 6.302 | kWh | 1846.4723 | N/A | N/A | 63.0201 |  | 690 | 1 | -1230 | 105 | 0 | 0 | 10 | 0
| RE-WtrHt-FuelSub-SmlInst-HP-lte6kW-replt200kBtuh-MD-3.09UEF | MFm | Ex | CZ03 | Any | 691 | SWWH025P | 1 | 10 | 2021 | natural gas | electricity | NR |  |  |  |  | -1220 |  | 105 |  | -1220 | 105 | 0 | 0 |  | 0 | 0 |  | TRUE | 10 | 0 | 0 | TRUE | 2021+10 | 2031+00 | TRUE | TRUE | FALSE | FALSE | -1220 | 105 | TRUE | TRUE | FALSE | FALSE | 0 | 0 | TRUE | TRUE | TRUE | -1220 | 105 | 0 | 0 | -12200 | 1050 | 0 | 0 | 3465.8282 | 100000 | #N/A | 100000 | 0.034658 | 1 | #N/A | 0 | 0.00018393 | 0.005307 | #N/A | 0.005307 |  | 691 | 62.7169 | PASS | 3.3284 | PASS | Eligible | -2.244 | 5.5724 | 691 | 6.3361 | kWh | 1856.4723 | N/A | N/A | 63.3614 |  | 691 | 1 | -1220 | 105 | 0 | 0 | 10 | 0
| RE-WtrHt-FuelSub-SmlInst-HP-lte6kW-replt200kBtuh-MD-3.09UEF | MFm | Ex | CZ04 | Any | 692 | SWWH025P | 1 | 10 | 2021 | natural gas | electricity | NR |  |  |  |  | -1190 |  | 102 |  | -1190 | 102 | 0 | 0 |  | 0 | 0 |  | TRUE | 10 | 0 | 0 | TRUE | 2021+10 | 2031+00 | TRUE | TRUE | FALSE | FALSE | -1190 | 102 | TRUE | TRUE | FALSE | FALSE | 0 | 0 | TRUE | TRUE | TRUE | -1190 | 102 | 0 | 0 | -11900 | 1020 | 0 | 0 | 3465.8282 | 100000 | #N/A | 100000 | 0.034658 | 1 | #N/A | 0 | 0.00018393 | 0.005307 | #N/A | 0.005307 |  | 692 | 60.7566 | PASS | 3.2244 | PASS | Eligible | -2.1888 | 5.4132 | 692 | 6.1385 | kWh | 1798.5731 | N/A | N/A | 61.3853 |  | 692 | 1 | -1190 | 102 | 0 | 0 | 10 | 0
| RE-WtrHt-FuelSub-SmlInst-HP-lte6kW-replt200kBtuh-MD-3.09UEF | MFm | Ex | CZ05 | Any | 693 | SWWH025P | 1 | 10 | 2021 | natural gas | electricity | NR |  |  |  |  | -1230 |  | 107 |  | -1230 | 107 | 0 | 0 |  | 0 | 0 |  | TRUE | 10 | 0 | 0 | TRUE | 2021+10 | 2031+00 | TRUE | TRUE | FALSE | FALSE | -1230 | 107 | TRUE | TRUE | FALSE | FALSE | 0 | 0 | TRUE | TRUE | TRUE | -1230 | 107 | 0 | 0 | -12300 | 1070 | 0 | 0 | 3465.8282 | 100000 | #N/A | 100000 | 0.034658 | 1 | #N/A | 0 | 0.00018393 | 0.005307 | #N/A | 0.005307 |  | 693 | 64.3703 | PASS | 3.4162 | PASS | Eligible | -2.2624 | 5.6785 | 693 | 6.502 | kWh | 1905.0718 | N/A | N/A | 65.0201 |  | 693 | 1 | -1230 | 107 | 0 | 0 | 10 | 0
| RE-WtrHt-FuelSub-SmlInst-HP-lte6kW-replt200kBtuh-MD-3.09UEF | MFm | Ex | CZ06 | Any | 694 | SWWH025P | 1 | 10 | 2021 | natural gas | electricity | NR |  |  |  |  | -1140 |  | 98.8 |  | -1140 | 98.8 | 0 | 0 |  | 0 | 0 |  | TRUE | 10 | 0 | 0 | TRUE | 2021+10 | 2031+00 | TRUE | TRUE | FALSE | FALSE | -1140 | 98.8 | TRUE | TRUE | FALSE | FALSE | 0 | 0 | TRUE | TRUE | TRUE | -1140 | 98.8 | 0 | 0 | -11400 | 988 | 0 | 0 | 3465.8282 | 100000 | #N/A | 100000 | 0.034658 | 1 | #N/A | 0 | 0.00018393 | 0.005307 | #N/A | 0.005307 |  | 694 | 59.2896 | PASS | 3.1465 | PASS | Eligible | -2.0968 | 5.2434 | 694 | 5.9892 | kWh | 1754.8139 | N/A | N/A | 59.8918 |  | 694 | 1 | -1140 | 98.8 | 0 | 0 | 10 | 0
| RE-WtrHt-FuelSub-SmlInst-HP-lte6kW-replt200kBtuh-MD-3.09UEF | MFm | Ex | CZ07 | Any | 695 | SWWH025P | 1 | 10 | 2021 | natural gas | electricity | NR |  |  |  |  | -1120 |  | 97.7 |  | -1120 | 97.7 | 0 | 0 |  | 0 | 0 |  | TRUE | 10 | 0 | 0 | TRUE | 2021+10 | 2031+00 | TRUE | TRUE | FALSE | FALSE | -1120 | 97.7 | TRUE | TRUE | FALSE | FALSE | 0 | 0 | TRUE | TRUE | TRUE | -1120 | 97.7 | 0 | 0 | -11200 | 977 | 0 | 0 | 3465.8282 | 100000 | #N/A | 100000 | 0.034658 | 1 | #N/A | 0 | 0.00018393 | 0.005307 | #N/A | 0.005307 |  | 695 | 58.8827 | PASS | 3.1249 | PASS | Eligible | -2.06 | 5.185 | 695 | 5.9474 | kWh | 1742.5842 | N/A | N/A | 59.4744 |  | 695 | 1 | -1120 | 97.7 | 0 | 0 | 10 | 0
| RE-WtrHt-FuelSub-SmlInst-HP-lte6kW-replt200kBtuh-MD-3.09UEF | MFm | Ex | CZ08 | Any | 696 | SWWH025P | 1 | 10 | 2021 | natural gas | electricity | NR |  |  |  |  | -1110 |  | 96.2 |  | -1110 | 96.2 | 0 | 0 |  | 0 | 0 |  | TRUE | 10 | 0 | 0 | TRUE | 2021+10 | 2031+00 | TRUE | TRUE | FALSE | FALSE | -1110 | 96.2 | TRUE | TRUE | FALSE | FALSE | 0 | 0 | TRUE | TRUE | TRUE | -1110 | 96.2 | 0 | 0 | -11100 | 962 | 0 | 0 | 3465.8282 | 100000 | #N/A | 100000 | 0.034658 | 1 | #N/A | 0 | 0.00018393 | 0.005307 | #N/A | 0.005307 |  | 696 | 57.7293 | PASS | 3.0637 | PASS | Eligible | -2.0417 | 5.1054 | 696 | 5.8316 | kWh | 1708.6346 | N/A | N/A | 58.3157 |  | 696 | 1 | -1110 | 96.2 | 0 | 0 | 10 | 0
| RE-WtrHt-FuelSub-SmlInst-HP-lte6kW-replt200kBtuh-MD-3.09UEF | MFm | Ex | CZ09 | Any | 697 | SWWH025P | 1 | 10 | 2021 | natural gas | electricity | NR |  |  |  |  | -1110 |  | 96.1 |  | -1110 | 96.1 | 0 | 0 |  | 0 | 0 |  | TRUE | 10 | 0 | 0 | TRUE | 2021+10 | 2031+00 | TRUE | TRUE | FALSE | FALSE | -1110 | 96.1 | TRUE | TRUE | FALSE | FALSE | 0 | 0 | TRUE | TRUE | TRUE | -1110 | 96.1 | 0 | 0 | -11100 | 961 | 0 | 0 | 3465.8282 | 100000 | #N/A | 100000 | 0.034658 | 1 | #N/A | 0 | 0.00018393 | 0.005307 | #N/A | 0.005307 |  | 697 | 57.6293 | PASS | 3.0584 | PASS | Eligible | -2.0417 | 5.1001 | 697 | 5.8216 | kWh | 1705.7047 | N/A | N/A | 58.2157 |  | 697 | 1 | -1110 | 96.1 | 0 | 0 | 10 | 0
| RE-WtrHt-FuelSub-SmlInst-HP-lte6kW-replt200kBtuh-MD-3.09UEF | MFm | Ex | CZ10 | Any | 698 | SWWH025P | 1 | 10 | 2021 | natural gas | electricity | NR |  |  |  |  | -1110 |  | 95.7 |  | -1110 | 95.7 | 0 | 0 |  | 0 | 0 |  | TRUE | 10 | 0 | 0 | TRUE | 2021+10 | 2031+00 | TRUE | TRUE | FALSE | FALSE | -1110 | 95.7 | TRUE | TRUE | FALSE | FALSE | 0 | 0 | TRUE | TRUE | TRUE | -1110 | 95.7 | 0 | 0 | -11100 | 957 | 0 | 0 | 3465.8282 | 100000 | #N/A | 100000 | 0.034658 | 1 | #N/A | 0 | 0.00018393 | 0.005307 | #N/A | 0.005307 |  | 698 | 57.2293 | PASS | 3.0372 | PASS | Eligible | -2.0417 | 5.0788 | 698 | 5.7816 | kWh | 1693.9848 | N/A | N/A | 57.8157 |  | 698 | 1 | -1110 | 95.7 | 0 | 0 | 10 | 0
| RE-WtrHt-FuelSub-SmlInst-HP-lte6kW-replt200kBtuh-MD-3.09UEF | MFm | Ex | CZ11 | Any | 699 | SWWH025P | 1 | 10 | 2021 | natural gas | electricity | NR |  |  |  |  | -1140 |  | 97.2 |  | -1140 | 97.2 | 0 | 0 |  | 0 | 0 |  | TRUE | 10 | 0 | 0 | TRUE | 2021+10 | 2031+00 | TRUE | TRUE | FALSE | FALSE | -1140 | 97.2 | TRUE | TRUE | FALSE | FALSE | 0 | 0 | TRUE | TRUE | TRUE | -1140 | 97.2 | 0 | 0 | -11400 | 972 | 0 | 0 | 3465.8282 | 100000 | #N/A | 100000 | 0.034658 | 1 | #N/A | 0 | 0.00018393 | 0.005307 | #N/A | 0.005307 |  | 699 | 57.6896 | PASS | 3.0616 | PASS | Eligible | -2.0968 | 5.1584 | 699 | 5.8292 | kWh | 1707.9344 | N/A | N/A | 58.2918 |  | 699 | 1 | -1140 | 97.2 | 0 | 0 | 10 | 0
| RE-WtrHt-FuelSub-SmlInst-HP-lte6kW-replt200kBtuh-MD-3.09UEF | MFm | Ex | CZ12 | Any | 700 | SWWH025P | 1 | 10 | 2021 | natural gas | electricity | NR |  |  |  |  | -1180 |  | 100 |  | -1180 | 100 | 0 | 0 |  | 0 | 0 |  | TRUE | 10 | 0 | 0 | TRUE | 2021+10 | 2031+00 | TRUE | TRUE | FALSE | FALSE | -1180 | 100 | TRUE | TRUE | FALSE | FALSE | 0 | 0 | TRUE | TRUE | TRUE | -1180 | 100 | 0 | 0 | -11800 | 1000 | 0 | 0 | 3465.8282 | 100000 | #N/A | 100000 | 0.034658 | 1 | #N/A | 0 | 0.00018393 | 0.005307 | #N/A | 0.005307 |  | 700 | 59.1032 | PASS | 3.1366 | PASS | Eligible | -2.1704 | 5.307 | 700 | 5.9727 | kWh | 1749.9736 | N/A | N/A | 59.7266 |  | 700 | 1 | -1180 | 100 | 0 | 0 | 10 | 0
| RE-WtrHt-FuelSub-SmlInst-HP-lte6kW-replt200kBtuh-MD-3.09UEF | MFm | Ex | CZ13 | Any | 701 | SWWH025P | 1 | 10 | 2021 | natural gas | electricity | NR |  |  |  |  | -1120 |  | 96 |  | -1120 | 96 | 0 | 0 |  | 0 | 0 |  | TRUE | 10 | 0 | 0 | TRUE | 2021+10 | 2031+00 | TRUE | TRUE | FALSE | FALSE | -1120 | 96 | TRUE | TRUE | FALSE | FALSE | 0 | 0 | TRUE | TRUE | TRUE | -1120 | 96 | 0 | 0 | -11200 | 960 | 0 | 0 | 3465.8282 | 100000 | #N/A | 100000 | 0.034658 | 1 | #N/A | 0 | 0.00018393 | 0.005307 | #N/A | 0.005307 |  | 701 | 57.1827 | PASS | 3.0347 | PASS | Eligible | -2.06 | 5.0948 | 701 | 5.7774 | kWh | 1692.7747 | N/A | N/A | 57.7744 |  | 701 | 1 | -1120 | 96 | 0 | 0 | 10 | 0
| RE-WtrHt-FuelSub-SmlInst-HP-lte6kW-replt200kBtuh-MD-3.09UEF | MFm | Ex | CZ14 | Any | 702 | SWWH025P | 1 | 10 | 2021 | natural gas | electricity | NR |  |  |  |  | -1140 |  | 97.9 |  | -1140 | 97.9 | 0 | 0 |  | 0 | 0 |  | TRUE | 10 | 0 | 0 | TRUE | 2021+10 | 2031+00 | TRUE | TRUE | FALSE | FALSE | -1140 | 97.9 | TRUE | TRUE | FALSE | FALSE | 0 | 0 | TRUE | TRUE | TRUE | -1140 | 97.9 | 0 | 0 | -11400 | 979 | 0 | 0 | 3465.8282 | 100000 | #N/A | 100000 | 0.034658 | 1 | #N/A | 0 | 0.00018393 | 0.005307 | #N/A | 0.005307 |  | 702 | 58.3896 | PASS | 3.0988 | PASS | Eligible | -2.0968 | 5.1956 | 702 | 5.8992 | kWh | 1728.4442 | N/A | N/A | 58.9918 |  | 702 | 1 | -1140 | 97.9 | 0 | 0 | 10 | 0
| RE-WtrHt-FuelSub-SmlInst-HP-lte6kW-replt200kBtuh-MD-3.09UEF | MFm | Ex | CZ15 | Any | 703 | SWWH025P | 1 | 10 | 2021 | natural gas | electricity | NR |  |  |  |  | -935 |  | 80.6 |  | -935 | 80.6 | 0 | 0 |  | 0 | 0 |  | TRUE | 10 | 0 | 0 | TRUE | 2021+10 | 2031+00 | TRUE | TRUE | FALSE | FALSE | -935 | 80.6 | TRUE | TRUE | FALSE | FALSE | 0 | 0 | TRUE | TRUE | TRUE | -935 | 80.6 | 0 | 0 | -9350 | 806 | 0 | 0 | 3465.8282 | 100000 | #N/A | 100000 | 0.034658 | 1 | #N/A | 0 | 0.00018393 | 0.005307 | #N/A | 0.005307 |  | 703 | 48.1945 | PASS | 2.5577 | PASS | Eligible | -1.7198 | 4.2775 | 703 | 4.8688 | kWh | 1426.5587 | N/A | N/A | 48.6884 |  | 703 | 1 | -935 | 80.6 | 0 | 0 | 10 | 0
| RE-WtrHt-FuelSub-SmlInst-HP-lte6kW-replt200kBtuh-MD-3.09UEF | MFm | Ex | CZ16 | Any | 704 | SWWH025P | 1 | 10 | 2021 | natural gas | electricity | NR |  |  |  |  | -1320 |  | 113 |  | -1320 | 113 | 0 | 0 |  | 0 | 0 |  | TRUE | 10 | 0 | 0 | TRUE | 2021+10 | 2031+00 | TRUE | TRUE | FALSE | FALSE | -1320 | 113 | TRUE | TRUE | FALSE | FALSE | 0 | 0 | TRUE | TRUE | TRUE | -1320 | 113 | 0 | 0 | -13200 | 1130 | 0 | 0 | 3465.8282 | 100000 | #N/A | 100000 | 0.034658 | 1 | #N/A | 0 | 0.00018393 | 0.005307 | #N/A | 0.005307 |  | 704 | 67.2511 | PASS | 3.569 | PASS | Eligible | -2.4279 | 5.997 | 704 | 6.7948 | kWh | 1990.8702 | N/A | N/A | 67.9484 |  | 704 | 1 | -1320 | 113 | 0 | 0 | 10 | 0
| RE-WtrHt-FuelSub-SmlInst-HP-lte6kW-replt200kBtuh-MD-3.09UEF | DMo | Ex | CZ01 | Any | 705 | SWWH025P | 1 | 10 | 2021 | natural gas | electricity | NR |  |  |  |  | -1890 |  | 114 |  | -1890 | 114 | 0 | 0 |  | 0 | 0 |  | TRUE | 10 | 0 | 0 | TRUE | 2021+10 | 2031+00 | TRUE | TRUE | FALSE | FALSE | -1890 | 114 | TRUE | TRUE | FALSE | FALSE | 0 | 0 | TRUE | TRUE | TRUE | -1890 | 114 | 0 | 0 | -18900 | 1140 | 0 | 0 | 3465.8282 | 100000 | #N/A | 100000 | 0.034658 | 1 | #N/A | 0 | 0.00018393 | 0.005307 | #N/A | 0.005307 |  | 705 | 48.4958 | PASS | 2.5737 | PASS | Eligible | -3.4763 | 6.05 | 705 | 4.9494 | kWh | 1450.1699 | N/A | N/A | 49.4943 |  | 705 | 1 | -1890 | 114 | 0 | 0 | 10 | 0
| RE-WtrHt-FuelSub-SmlInst-HP-lte6kW-replt200kBtuh-MD-3.09UEF | DMo | Ex | CZ02 | Any | 706 | SWWH025P | 1 | 10 | 2021 | natural gas | electricity | NR |  |  |  |  | -1650 |  | 106 |  | -1650 | 106 | 0 | 0 |  | 0 | 0 |  | TRUE | 10 | 0 | 0 | TRUE | 2021+10 | 2031+00 | TRUE | TRUE | FALSE | FALSE | -1650 | 106 | TRUE | TRUE | FALSE | FALSE | 0 | 0 | TRUE | TRUE | TRUE | -1650 | 106 | 0 | 0 | -16500 | 1060 | 0 | 0 | 3465.8282 | 100000 | #N/A | 100000 | 0.034658 | 1 | #N/A | 0 | 0.00018393 | 0.005307 | #N/A | 0.005307 |  | 706 | 48.8138 | PASS | 2.5906 | PASS | Eligible | -3.0349 | 5.6255 | 706 | 4.9685 | kWh | 1455.772 | N/A | N/A | 49.6855 |  | 706 | 1 | -1650 | 106 | 0 | 0 | 10 | 0
| RE-WtrHt-FuelSub-SmlInst-HP-lte6kW-replt200kBtuh-MD-3.09UEF | DMo | Ex | CZ03 | Any | 707 | SWWH025P | 1 | 10 | 2021 | natural gas | electricity | NR |  |  |  |  | -1600 |  | 106 |  | -1600 | 106 | 0 | 0 |  | 0 | 0 |  | TRUE | 10 | 0 | 0 | TRUE | 2021+10 | 2031+00 | TRUE | TRUE | FALSE | FALSE | -1600 | 106 | TRUE | TRUE | FALSE | FALSE | 0 | 0 | TRUE | TRUE | TRUE | -1600 | 106 | 0 | 0 | -16000 | 1060 | 0 | 0 | 3465.8282 | 100000 | #N/A | 100000 | 0.034658 | 1 | #N/A | 0 | 0.00018393 | 0.005307 | #N/A | 0.005307 |  | 707 | 50.5467 | PASS | 2.6825 | PASS | Eligible | -2.9429 | 5.6255 | 707 | 5.1392 | kWh | 1505.772 | N/A | N/A | 51.392 |  | 707 | 1 | -1600 | 106 | 0 | 0 | 10 | 0
| RE-WtrHt-FuelSub-SmlInst-HP-lte6kW-replt200kBtuh-MD-3.09UEF | DMo | Ex | CZ04 | Any | 708 | SWWH025P | 1 | 10 | 2021 | natural gas | electricity | NR |  |  |  |  | -1530 |  | 103 |  | -1530 | 103 | 0 | 0 |  | 0 | 0 |  | TRUE | 10 | 0 | 0 | TRUE | 2021+10 | 2031+00 | TRUE | TRUE | FALSE | FALSE | -1530 | 103 | TRUE | TRUE | FALSE | FALSE | 0 | 0 | TRUE | TRUE | TRUE | -1530 | 103 | 0 | 0 | -15300 | 1030 | 0 | 0 | 3465.8282 | 100000 | #N/A | 100000 | 0.034658 | 1 | #N/A | 0 | 0.00018393 | 0.005307 | #N/A | 0.005307 |  | 708 | 49.9728 | PASS | 2.6521 | PASS | Eligible | -2.8142 | 5.4662 | 708 | 5.0781 | kWh | 1487.8728 | N/A | N/A | 50.7811 |  | 708 | 1 | -1530 | 103 | 0 | 0 | 10 | 0
| RE-WtrHt-FuelSub-SmlInst-HP-lte6kW-replt200kBtuh-MD-3.09UEF | DMo | Ex | CZ05 | Any | 709 | SWWH025P | 1 | 10 | 2021 | natural gas | electricity | NR |  |  |  |  | -1670 |  | 108 |  | -1670 | 108 | 0 | 0 |  | 0 | 0 |  | TRUE | 10 | 0 | 0 | TRUE | 2021+10 | 2031+00 | TRUE | TRUE | FALSE | FALSE | -1670 | 108 | TRUE | TRUE | FALSE | FALSE | 0 | 0 | TRUE | TRUE | TRUE | -1670 | 108 | 0 | 0 | -16700 | 1080 | 0 | 0 | 3465.8282 | 100000 | #N/A | 100000 | 0.034658 | 1 | #N/A | 0 | 0.00018393 | 0.005307 | #N/A | 0.005307 |  | 709 | 50.1207 | PASS | 2.6599 | PASS | Eligible | -3.0717 | 5.7316 | 709 | 5.1003 | kWh | 1494.3715 | N/A | N/A | 51.0029 |  | 709 | 1 | -1670 | 108 | 0 | 0 | 10 | 0
| RE-WtrHt-FuelSub-SmlInst-HP-lte6kW-replt200kBtuh-MD-3.09UEF | DMo | Ex | CZ06 | Any | 710 | SWWH025P | 1 | 10 | 2021 | natural gas | electricity | NR |  |  |  |  | -1410 |  | 99.9 |  | -1410 | 99.9 | 0 | 0 |  | 0 | 0 |  | TRUE | 10 | 0 | 0 | TRUE | 2021+10 | 2031+00 | TRUE | TRUE | FALSE | FALSE | -1410 | 99.9 | TRUE | TRUE | FALSE | FALSE | 0 | 0 | TRUE | TRUE | TRUE | -1410 | 99.9 | 0 | 0 | -14100 | 999 | 0 | 0 | 3465.8282 | 100000 | #N/A | 100000 | 0.034658 | 1 | #N/A | 0 | 0.00018393 | 0.005307 | #N/A | 0.005307 |  | 710 | 51.0318 | PASS | 2.7083 | PASS | Eligible | -2.5935 | 5.3017 | 710 | 5.1777 | kWh | 1517.0437 | N/A | N/A | 51.7767 |  | 710 | 1 | -1410 | 99.9 | 0 | 0 | 10 | 0
| RE-WtrHt-FuelSub-SmlInst-HP-lte6kW-replt200kBtuh-MD-3.09UEF | DMo | Ex | CZ07 | Any | 711 | SWWH025P | 1 | 10 | 2021 | natural gas | electricity | NR |  |  |  |  | -1370 |  | 98.8 |  | -1370 | 98.8 | 0 | 0 |  | 0 | 0 |  | TRUE | 10 | 0 | 0 | TRUE | 2021+10 | 2031+00 | TRUE | TRUE | FALSE | FALSE | -1370 | 98.8 | TRUE | TRUE | FALSE | FALSE | 0 | 0 | TRUE | TRUE | TRUE | -1370 | 98.8 | 0 | 0 | -13700 | 988 | 0 | 0 | 3465.8282 | 100000 | #N/A | 100000 | 0.034658 | 1 | #N/A | 0 | 0.00018393 | 0.005307 | #N/A | 0.005307 |  | 711 | 51.3182 | PASS | 2.7235 | PASS | Eligible | -2.5199 | 5.2434 | 711 | 5.2042 | kWh | 1524.8139 | N/A | N/A | 52.0419 |  | 711 | 1 | -1370 | 98.8 | 0 | 0 | 10 | 0
| RE-WtrHt-FuelSub-SmlInst-HP-lte6kW-replt200kBtuh-MD-3.09UEF | DMo | Ex | CZ08 | Any | 712 | SWWH025P | 1 | 10 | 2021 | natural gas | electricity | NR |  |  |  |  | -1350 |  | 97.2 |  | -1350 | 97.2 | 0 | 0 |  | 0 | 0 |  | TRUE | 10 | 0 | 0 | TRUE | 2021+10 | 2031+00 | TRUE | TRUE | FALSE | FALSE | -1350 | 97.2 | TRUE | TRUE | FALSE | FALSE | 0 | 0 | TRUE | TRUE | TRUE | -1350 | 97.2 | 0 | 0 | -13500 | 972 | 0 | 0 | 3465.8282 | 100000 | #N/A | 100000 | 0.034658 | 1 | #N/A | 0 | 0.00018393 | 0.005307 | #N/A | 0.005307 |  | 712 | 50.4113 | PASS | 2.6753 | PASS | Eligible | -2.4831 | 5.1584 | 712 | 5.1124 | kWh | 1497.9344 | N/A | N/A | 51.1245 |  | 712 | 1 | -1350 | 97.2 | 0 | 0 | 10 | 0
| RE-WtrHt-FuelSub-SmlInst-HP-lte6kW-replt200kBtuh-MD-3.09UEF | DMo | Ex | CZ09 | Any | 713 | SWWH025P | 1 | 10 | 2021 | natural gas | electricity | NR |  |  |  |  | -1360 |  | 97.1 |  | -1360 | 97.1 | 0 | 0 |  | 0 | 0 |  | TRUE | 10 | 0 | 0 | TRUE | 2021+10 | 2031+00 | TRUE | TRUE | FALSE | FALSE | -1360 | 97.1 | TRUE | TRUE | FALSE | FALSE | 0 | 0 | TRUE | TRUE | TRUE | -1360 | 97.1 | 0 | 0 | -13600 | 971 | 0 | 0 | 3465.8282 | 100000 | #N/A | 100000 | 0.034658 | 1 | #N/A | 0 | 0.00018393 | 0.005307 | #N/A | 0.005307 |  | 713 | 49.9647 | PASS | 2.6516 | PASS | Eligible | -2.5015 | 5.1531 | 713 | 5.0683 | kWh | 1485.0044 | N/A | N/A | 50.6832 |  | 713 | 1 | -1360 | 97.1 | 0 | 0 | 10 | 0
| RE-WtrHt-FuelSub-SmlInst-HP-lte6kW-replt200kBtuh-MD-3.09UEF | DMo | Ex | CZ10 | Any | 714 | SWWH025P | 1 | 10 | 2021 | natural gas | electricity | NR |  |  |  |  | -1360 |  | 96.7 |  | -1360 | 96.7 | 0 | 0 |  | 0 | 0 |  | TRUE | 10 | 0 | 0 | TRUE | 2021+10 | 2031+00 | TRUE | TRUE | FALSE | FALSE | -1360 | 96.7 | TRUE | TRUE | FALSE | FALSE | 0 | 0 | TRUE | TRUE | TRUE | -1360 | 96.7 | 0 | 0 | -13600 | 967 | 0 | 0 | 3465.8282 | 100000 | #N/A | 100000 | 0.034658 | 1 | #N/A | 0 | 0.00018393 | 0.005307 | #N/A | 0.005307 |  | 714 | 49.5647 | PASS | 2.6304 | PASS | Eligible | -2.5015 | 5.1319 | 714 | 5.0283 | kWh | 1473.2845 | N/A | N/A | 50.2832 |  | 714 | 1 | -1360 | 96.7 | 0 | 0 | 10 | 0
| RE-WtrHt-FuelSub-SmlInst-HP-lte6kW-replt200kBtuh-MD-3.09UEF | DMo | Ex | CZ11 | Any | 715 | SWWH025P | 1 | 10 | 2021 | natural gas | electricity | NR |  |  |  |  | -1470 |  | 98.3 |  | -1470 | 98.3 | 0 | 0 |  | 0 | 0 |  | TRUE | 10 | 0 | 0 | TRUE | 2021+10 | 2031+00 | TRUE | TRUE | FALSE | FALSE | -1470 | 98.3 | TRUE | TRUE | FALSE | FALSE | 0 | 0 | TRUE | TRUE | TRUE | -1470 | 98.3 | 0 | 0 | -14700 | 983 | 0 | 0 | 3465.8282 | 100000 | #N/A | 100000 | 0.034658 | 1 | #N/A | 0 | 0.00018393 | 0.005307 | #N/A | 0.005307 |  | 715 | 47.3523 | PASS | 2.513 | PASS | Eligible | -2.7038 | 5.2168 | 715 | 4.8129 | kWh | 1410.1641 | N/A | N/A | 48.1289 |  | 715 | 1 | -1470 | 98.3 | 0 | 0 | 10 | 0
| RE-WtrHt-FuelSub-SmlInst-HP-lte6kW-replt200kBtuh-MD-3.09UEF | DMo | Ex | CZ12 | Any | 716 | SWWH025P | 1 | 10 | 2021 | natural gas | electricity | NR |  |  |  |  | -1510 |  | 101 |  | -1510 | 101 | 0 | 0 |  | 0 | 0 |  | TRUE | 10 | 0 | 0 | TRUE | 2021+10 | 2031+00 | TRUE | TRUE | FALSE | FALSE | -1510 | 101 | TRUE | TRUE | FALSE | FALSE | 0 | 0 | TRUE | TRUE | TRUE | -1510 | 101 | 0 | 0 | -15100 | 1010 | 0 | 0 | 3465.8282 | 100000 | #N/A | 100000 | 0.034658 | 1 | #N/A | 0 | 0.00018393 | 0.005307 | #N/A | 0.005307 |  | 716 | 48.666 | PASS | 2.5827 | PASS | Eligible | -2.7774 | 5.3601 | 716 | 4.9464 | kWh | 1449.2734 | N/A | N/A | 49.4637 |  | 716 | 1 | -1510 | 101 | 0 | 0 | 10 | 0
| RE-WtrHt-FuelSub-SmlInst-HP-lte6kW-replt200kBtuh-MD-3.09UEF | DMo | Ex | CZ13 | Any | 717 | SWWH025P | 1 | 10 | 2021 | natural gas | electricity | NR |  |  |  |  | -1420 |  | 97 |  | -1420 | 97 | 0 | 0 |  | 0 | 0 |  | TRUE | 10 | 0 | 0 | TRUE | 2021+10 | 2031+00 | TRUE | TRUE | FALSE | FALSE | -1420 | 97 | TRUE | TRUE | FALSE | FALSE | 0 | 0 | TRUE | TRUE | TRUE | -1420 | 97 | 0 | 0 | -14200 | 970 | 0 | 0 | 3465.8282 | 100000 | #N/A | 100000 | 0.034658 | 1 | #N/A | 0 | 0.00018393 | 0.005307 | #N/A | 0.005307 |  | 717 | 47.7852 | PASS | 2.536 | PASS | Eligible | -2.6118 | 5.1478 | 717 | 4.8535 | kWh | 1422.0744 | N/A | N/A | 48.5354 |  | 717 | 1 | -1420 | 97 | 0 | 0 | 10 | 0
| RE-WtrHt-FuelSub-SmlInst-HP-lte6kW-replt200kBtuh-MD-3.09UEF | DMo | Ex | CZ14 | Any | 718 | SWWH025P | 1 | 10 | 2021 | natural gas | electricity | NR |  |  |  |  | -1530 |  | 99 |  | -1530 | 99 | 0 | 0 |  | 0 | 0 |  | TRUE | 10 | 0 | 0 | TRUE | 2021+10 | 2031+00 | TRUE | TRUE | FALSE | FALSE | -1530 | 99 | TRUE | TRUE | FALSE | FALSE | 0 | 0 | TRUE | TRUE | TRUE | -1530 | 99 | 0 | 0 | -15300 | 990 | 0 | 0 | 3465.8282 | 100000 | #N/A | 100000 | 0.034658 | 1 | #N/A | 0 | 0.00018393 | 0.005307 | #N/A | 0.005307 |  | 718 | 45.9728 | PASS | 2.4398 | PASS | Eligible | -2.8142 | 5.254 | 718 | 4.6781 | kWh | 1370.6739 | N/A | N/A | 46.7811 |  | 718 | 1 | -1530 | 99 | 0 | 0 | 10 | 0
| RE-WtrHt-FuelSub-SmlInst-HP-lte6kW-replt200kBtuh-MD-3.09UEF | DMo | Ex | CZ15 | Any | 719 | SWWH025P | 1 | 10 | 2021 | natural gas | electricity | NR |  |  |  |  | -1030 |  | 81.5 |  | -1030 | 81.5 | 0 | 0 |  | 0 | 0 |  | TRUE | 10 | 0 | 0 | TRUE | 2021+10 | 2031+00 | TRUE | TRUE | FALSE | FALSE | -1030 | 81.5 | TRUE | TRUE | FALSE | FALSE | 0 | 0 | TRUE | TRUE | TRUE | -1030 | 81.5 | 0 | 0 | -10300 | 815 | 0 | 0 | 3465.8282 | 100000 | #N/A | 100000 | 0.034658 | 1 | #N/A | 0 | 0.00018393 | 0.005307 | #N/A | 0.005307 |  | 719 | 45.802 | PASS | 2.4307 | PASS | Eligible | -1.8945 | 4.3252 | 719 | 4.6346 | kWh | 1357.9285 | N/A | N/A | 46.3461 |  | 719 | 1 | -1030 | 81.5 | 0 | 0 | 10 | 0
| RE-WtrHt-FuelSub-SmlInst-HP-lte6kW-replt200kBtuh-MD-3.09UEF | DMo | Ex | CZ16 | Any | 720 | SWWH025P | 1 | 10 | 2021 | natural gas | electricity | NR |  |  |  |  | -2210 |  | 114 |  | -2210 | 114 | 0 | 0 |  | 0 | 0 |  | TRUE | 10 | 0 | 0 | TRUE | 2021+10 | 2031+00 | TRUE | TRUE | FALSE | FALSE | -2210 | 114 | TRUE | TRUE | FALSE | FALSE | 0 | 0 | TRUE | TRUE | TRUE | -2210 | 114 | 0 | 0 | -22100 | 1140 | 0 | 0 | 3465.8282 | 100000 | #N/A | 100000 | 0.034658 | 1 | #N/A | 0 | 0.00018393 | 0.005307 | #N/A | 0.005307 |  | 720 | 37.4052 | PASS | 1.9851 | PASS | Eligible | -4.0649 | 6.05 | 720 | 3.8573 | kWh | 1130.1699 | N/A | N/A | 38.5727 |  | 720 | 1 | -2210 | 114 | 0 | 0 | 10 | 0
| RE-WtrHt-FuelSub-SmlInst-HP-lte6kW-replt200kBtuh-MD-3.31UEF | SFm | Ex | CZ01 | Any | 721 | SWWH025S | 1 | 10 | 2021 | natural gas | electricity | NR |  |  |  |  | -1880 |  | 136 |  | -1880 | 136 | 0 | 0 |  | 0 | 0 |  | TRUE | 10 | 0 | 0 | TRUE | 2021+10 | 2031+00 | TRUE | TRUE | FALSE | FALSE | -1880 | 136 | TRUE | TRUE | FALSE | FALSE | 0 | 0 | TRUE | TRUE | TRUE | -1880 | 136 | 0 | 0 | -18800 | 1360 | 0 | 0 | 3465.8282 | 100000 | #N/A | 100000 | 0.034658 | 1 | #N/A | 0 | 0.00018393 | 0.005307 | #N/A | 0.005307 |  | 721 | 70.8424 | PASS | 3.7596 | PASS | Eligible | -3.4579 | 7.2176 | 721 | 7.1836 | kWh | 2104.7641 | N/A | N/A | 71.8356 |  | 721 | 1 | -1880 | 136 | 0 | 0 | 10 | 0
| RE-WtrHt-FuelSub-SmlInst-HP-lte6kW-replt200kBtuh-MD-3.31UEF | SFm | Ex | CZ02 | Any | 722 | SWWH025S | 1 | 10 | 2021 | natural gas | electricity | NR |  |  |  |  | -1630 |  | 126 |  | -1630 | 126 | 0 | 0 |  | 0 | 0 |  | TRUE | 10 | 0 | 0 | TRUE | 2021+10 | 2031+00 | TRUE | TRUE | FALSE | FALSE | -1630 | 126 | TRUE | TRUE | FALSE | FALSE | 0 | 0 | TRUE | TRUE | TRUE | -1630 | 126 | 0 | 0 | -16300 | 1260 | 0 | 0 | 3465.8282 | 100000 | #N/A | 100000 | 0.034658 | 1 | #N/A | 0 | 0.00018393 | 0.005307 | #N/A | 0.005307 |  | 722 | 69.507 | PASS | 3.6888 | PASS | Eligible | -2.9981 | 6.6869 | 722 | 7.0368 | kWh | 2061.7668 | N/A | N/A | 70.3681 |  | 722 | 1 | -1630 | 126 | 0 | 0 | 10 | 0
| RE-WtrHt-FuelSub-SmlInst-HP-lte6kW-replt200kBtuh-MD-3.31UEF | SFm | Ex | CZ03 | Any | 723 | SWWH025S | 1 | 10 | 2021 | natural gas | electricity | NR |  |  |  |  | -1630 |  | 126 |  | -1630 | 126 | 0 | 0 |  | 0 | 0 |  | TRUE | 10 | 0 | 0 | TRUE | 2021+10 | 2031+00 | TRUE | TRUE | FALSE | FALSE | -1630 | 126 | TRUE | TRUE | FALSE | FALSE | 0 | 0 | TRUE | TRUE | TRUE | -1630 | 126 | 0 | 0 | -16300 | 1260 | 0 | 0 | 3465.8282 | 100000 | #N/A | 100000 | 0.034658 | 1 | #N/A | 0 | 0.00018393 | 0.005307 | #N/A | 0.005307 |  | 723 | 69.507 | PASS | 3.6888 | PASS | Eligible | -2.9981 | 6.6869 | 723 | 7.0368 | kWh | 2061.7668 | N/A | N/A | 70.3681 |  | 723 | 1 | -1630 | 126 | 0 | 0 | 10 | 0
| RE-WtrHt-FuelSub-SmlInst-HP-lte6kW-replt200kBtuh-MD-3.31UEF | SFm | Ex | CZ04 | Any | 724 | SWWH025S | 1 | 10 | 2021 | natural gas | electricity | NR |  |  |  |  | -1540 |  | 123 |  | -1540 | 123 | 0 | 0 |  | 0 | 0 |  | TRUE | 10 | 0 | 0 | TRUE | 2021+10 | 2031+00 | TRUE | TRUE | FALSE | FALSE | -1540 | 123 | TRUE | TRUE | FALSE | FALSE | 0 | 0 | TRUE | TRUE | TRUE | -1540 | 123 | 0 | 0 | -15400 | 1230 | 0 | 0 | 3465.8282 | 100000 | #N/A | 100000 | 0.034658 | 1 | #N/A | 0 | 0.00018393 | 0.005307 | #N/A | 0.005307 |  | 724 | 69.6262 | PASS | 3.6951 | PASS | Eligible | -2.8326 | 6.5277 | 724 | 7.044 | kWh | 2063.8676 | N/A | N/A | 70.4398 |  | 724 | 1 | -1540 | 123 | 0 | 0 | 10 | 0
| RE-WtrHt-FuelSub-SmlInst-HP-lte6kW-replt200kBtuh-MD-3.31UEF | SFm | Ex | CZ05 | Any | 725 | SWWH025S | 1 | 10 | 2021 | natural gas | electricity | NR |  |  |  |  | -1660 |  | 128 |  | -1660 | 128 | 0 | 0 |  | 0 | 0 |  | TRUE | 10 | 0 | 0 | TRUE | 2021+10 | 2031+00 | TRUE | TRUE | FALSE | FALSE | -1660 | 128 | TRUE | TRUE | FALSE | FALSE | 0 | 0 | TRUE | TRUE | TRUE | -1660 | 128 | 0 | 0 | -16600 | 1280 | 0 | 0 | 3465.8282 | 100000 | #N/A | 100000 | 0.034658 | 1 | #N/A | 0 | 0.00018393 | 0.005307 | #N/A | 0.005307 |  | 725 | 70.4673 | PASS | 3.7397 | PASS | Eligible | -3.0533 | 6.793 | 725 | 7.1344 | kWh | 2090.3662 | N/A | N/A | 71.3442 |  | 725 | 1 | -1660 | 128 | 0 | 0 | 10 | 0
| RE-WtrHt-FuelSub-SmlInst-HP-lte6kW-replt200kBtuh-MD-3.31UEF | SFm | Ex | CZ06 | Any | 726 | SWWH025S | 1 | 10 | 2021 | natural gas | electricity | NR |  |  |  |  | -1440 |  | 119 |  | -1440 | 119 | 0 | 0 |  | 0 | 0 |  | TRUE | 10 | 0 | 0 | TRUE | 2021+10 | 2031+00 | TRUE | TRUE | FALSE | FALSE | -1440 | 119 | TRUE | TRUE | FALSE | FALSE | 0 | 0 | TRUE | TRUE | TRUE | -1440 | 119 | 0 | 0 | -14400 | 1190 | 0 | 0 | 3465.8282 | 100000 | #N/A | 100000 | 0.034658 | 1 | #N/A | 0 | 0.00018393 | 0.005307 | #N/A | 0.005307 |  | 726 | 69.0921 | PASS | 3.6667 | PASS | Eligible | -2.6486 | 6.3154 | 726 | 6.9853 | kWh | 2046.6686 | N/A | N/A | 69.8528 |  | 726 | 1 | -1440 | 119 | 0 | 0 | 10 | 0
| RE-WtrHt-FuelSub-SmlInst-HP-lte6kW-replt200kBtuh-MD-3.31UEF | SFm | Ex | CZ07 | Any | 727 | SWWH025S | 1 | 10 | 2021 | natural gas | electricity | NR |  |  |  |  | -1400 |  | 118 |  | -1400 | 118 | 0 | 0 |  | 0 | 0 |  | TRUE | 10 | 0 | 0 | TRUE | 2021+10 | 2031+00 | TRUE | TRUE | FALSE | FALSE | -1400 | 118 | TRUE | TRUE | FALSE | FALSE | 0 | 0 | TRUE | TRUE | TRUE | -1400 | 118 | 0 | 0 | -14000 | 1180 | 0 | 0 | 3465.8282 | 100000 | #N/A | 100000 | 0.034658 | 1 | #N/A | 0 | 0.00018393 | 0.005307 | #N/A | 0.005307 |  | 727 | 69.4784 | PASS | 3.6872 | PASS | Eligible | -2.5751 | 6.2623 | 727 | 7.0218 | kWh | 2057.3689 | N/A | N/A | 70.218 |  | 727 | 1 | -1400 | 118 | 0 | 0 | 10 | 0
| RE-WtrHt-FuelSub-SmlInst-HP-lte6kW-replt200kBtuh-MD-3.31UEF | SFm | Ex | CZ08 | Any | 728 | SWWH025S | 1 | 10 | 2021 | natural gas | electricity | NR |  |  |  |  | -1370 |  | 116 |  | -1370 | 116 | 0 | 0 |  | 0 | 0 |  | TRUE | 10 | 0 | 0 | TRUE | 2021+10 | 2031+00 | TRUE | TRUE | FALSE | FALSE | -1370 | 116 | TRUE | TRUE | FALSE | FALSE | 0 | 0 | TRUE | TRUE | TRUE | -1370 | 116 | 0 | 0 | -13700 | 1160 | 0 | 0 | 3465.8282 | 100000 | #N/A | 100000 | 0.034658 | 1 | #N/A | 0 | 0.00018393 | 0.005307 | #N/A | 0.005307 |  | 728 | 68.5182 | PASS | 3.6363 | PASS | Eligible | -2.5199 | 6.1562 | 728 | 6.9242 | kWh | 2028.7694 | N/A | N/A | 69.2419 |  | 728 | 1 | -1370 | 116 | 0 | 0 | 10 | 0
| RE-WtrHt-FuelSub-SmlInst-HP-lte6kW-replt200kBtuh-MD-3.31UEF | SFm | Ex | CZ09 | Any | 729 | SWWH025S | 1 | 10 | 2021 | natural gas | electricity | NR |  |  |  |  | -1370 |  | 116 |  | -1370 | 116 | 0 | 0 |  | 0 | 0 |  | TRUE | 10 | 0 | 0 | TRUE | 2021+10 | 2031+00 | TRUE | TRUE | FALSE | FALSE | -1370 | 116 | TRUE | TRUE | FALSE | FALSE | 0 | 0 | TRUE | TRUE | TRUE | -1370 | 116 | 0 | 0 | -13700 | 1160 | 0 | 0 | 3465.8282 | 100000 | #N/A | 100000 | 0.034658 | 1 | #N/A | 0 | 0.00018393 | 0.005307 | #N/A | 0.005307 |  | 729 | 68.5182 | PASS | 3.6363 | PASS | Eligible | -2.5199 | 6.1562 | 729 | 6.9242 | kWh | 2028.7694 | N/A | N/A | 69.2419 |  | 729 | 1 | -1370 | 116 | 0 | 0 | 10 | 0
| RE-WtrHt-FuelSub-SmlInst-HP-lte6kW-replt200kBtuh-MD-3.31UEF | SFm | Ex | CZ10 | Any | 730 | SWWH025S | 1 | 10 | 2021 | natural gas | electricity | NR |  |  |  |  | -1370 |  | 115 |  | -1370 | 115 | 0 | 0 |  | 0 | 0 |  | TRUE | 10 | 0 | 0 | TRUE | 2021+10 | 2031+00 | TRUE | TRUE | FALSE | FALSE | -1370 | 115 | TRUE | TRUE | FALSE | FALSE | 0 | 0 | TRUE | TRUE | TRUE | -1370 | 115 | 0 | 0 | -13700 | 1150 | 0 | 0 | 3465.8282 | 100000 | #N/A | 100000 | 0.034658 | 1 | #N/A | 0 | 0.00018393 | 0.005307 | #N/A | 0.005307 |  | 730 | 67.5182 | PASS | 3.5832 | PASS | Eligible | -2.5199 | 6.1031 | 730 | 6.8242 | kWh | 1999.4697 | N/A | N/A | 68.2419 |  | 730 | 1 | -1370 | 115 | 0 | 0 | 10 | 0
| RE-WtrHt-FuelSub-SmlInst-HP-lte6kW-replt200kBtuh-MD-3.31UEF | SFm | Ex | CZ11 | Any | 731 | SWWH025S | 1 | 10 | 2021 | natural gas | electricity | NR |  |  |  |  | -1450 |  | 117 |  | -1450 | 117 | 0 | 0 |  | 0 | 0 |  | TRUE | 10 | 0 | 0 | TRUE | 2021+10 | 2031+00 | TRUE | TRUE | FALSE | FALSE | -1450 | 117 | TRUE | TRUE | FALSE | FALSE | 0 | 0 | TRUE | TRUE | TRUE | -1450 | 117 | 0 | 0 | -14500 | 1170 | 0 | 0 | 3465.8282 | 100000 | #N/A | 100000 | 0.034658 | 1 | #N/A | 0 | 0.00018393 | 0.005307 | #N/A | 0.005307 |  | 731 | 66.7455 | PASS | 3.5422 | PASS | Eligible | -2.667 | 6.2092 | 731 | 6.7511 | kWh | 1978.0691 | N/A | N/A | 67.5115 |  | 731 | 1 | -1450 | 117 | 0 | 0 | 10 | 0
| RE-WtrHt-FuelSub-SmlInst-HP-lte6kW-replt200kBtuh-MD-3.31UEF | SFm | Ex | CZ12 | Any | 732 | SWWH025S | 1 | 10 | 2021 | natural gas | electricity | NR |  |  |  |  | -1510 |  | 120 |  | -1510 | 120 | 0 | 0 |  | 0 | 0 |  | TRUE | 10 | 0 | 0 | TRUE | 2021+10 | 2031+00 | TRUE | TRUE | FALSE | FALSE | -1510 | 120 | TRUE | TRUE | FALSE | FALSE | 0 | 0 | TRUE | TRUE | TRUE | -1510 | 120 | 0 | 0 | -15100 | 1200 | 0 | 0 | 3465.8282 | 100000 | #N/A | 100000 | 0.034658 | 1 | #N/A | 0 | 0.00018393 | 0.005307 | #N/A | 0.005307 |  | 732 | 67.666 | PASS | 3.5911 | PASS | Eligible | -2.7774 | 6.3684 | 732 | 6.8464 | kWh | 2005.9684 | N/A | N/A | 68.4637 |  | 732 | 1 | -1510 | 120 | 0 | 0 | 10 | 0
| RE-WtrHt-FuelSub-SmlInst-HP-lte6kW-replt200kBtuh-MD-3.31UEF | SFm | Ex | CZ13 | Any | 733 | SWWH025S | 1 | 10 | 2021 | natural gas | electricity | NR |  |  |  |  | -1410 |  | 115 |  | -1410 | 115 | 0 | 0 |  | 0 | 0 |  | TRUE | 10 | 0 | 0 | TRUE | 2021+10 | 2031+00 | TRUE | TRUE | FALSE | FALSE | -1410 | 115 | TRUE | TRUE | FALSE | FALSE | 0 | 0 | TRUE | TRUE | TRUE | -1410 | 115 | 0 | 0 | -14100 | 1150 | 0 | 0 | 3465.8282 | 100000 | #N/A | 100000 | 0.034658 | 1 | #N/A | 0 | 0.00018393 | 0.005307 | #N/A | 0.005307 |  | 733 | 66.1318 | PASS | 3.5096 | PASS | Eligible | -2.5935 | 6.1031 | 733 | 6.6877 | kWh | 1959.4697 | N/A | N/A | 66.8767 |  | 733 | 1 | -1410 | 115 | 0 | 0 | 10 | 0
| RE-WtrHt-FuelSub-SmlInst-HP-lte6kW-replt200kBtuh-MD-3.31UEF | SFm | Ex | CZ14 | Any | 734 | SWWH025S | 1 | 10 | 2021 | natural gas | electricity | NR |  |  |  |  | -1480 |  | 118 |  | -1480 | 118 | 0 | 0 |  | 0 | 0 |  | TRUE | 10 | 0 | 0 | TRUE | 2021+10 | 2031+00 | TRUE | TRUE | FALSE | FALSE | -1480 | 118 | TRUE | TRUE | FALSE | FALSE | 0 | 0 | TRUE | TRUE | TRUE | -1480 | 118 | 0 | 0 | -14800 | 1180 | 0 | 0 | 3465.8282 | 100000 | #N/A | 100000 | 0.034658 | 1 | #N/A | 0 | 0.00018393 | 0.005307 | #N/A | 0.005307 |  | 734 | 66.7057 | PASS | 3.5401 | PASS | Eligible | -2.7222 | 6.2623 | 734 | 6.7488 | kWh | 1977.3689 | N/A | N/A | 67.4876 |  | 734 | 1 | -1480 | 118 | 0 | 0 | 10 | 0
| RE-WtrHt-FuelSub-SmlInst-HP-lte6kW-replt200kBtuh-MD-3.31UEF | SFm | Ex | CZ15 | Any | 735 | SWWH025S | 1 | 10 | 2021 | natural gas | electricity | NR |  |  |  |  | -1040 |  | 97 |  | -1040 | 97 | 0 | 0 |  | 0 | 0 |  | TRUE | 10 | 0 | 0 | TRUE | 2021+10 | 2031+00 | TRUE | TRUE | FALSE | FALSE | -1040 | 97 | TRUE | TRUE | FALSE | FALSE | 0 | 0 | TRUE | TRUE | TRUE | -1040 | 97 | 0 | 0 | -10400 | 970 | 0 | 0 | 3465.8282 | 100000 | #N/A | 100000 | 0.034658 | 1 | #N/A | 0 | 0.00018393 | 0.005307 | #N/A | 0.005307 |  | 735 | 60.9554 | PASS | 3.2349 | PASS | Eligible | -1.9129 | 5.1478 | 735 | 6.1505 | kWh | 1802.0744 | N/A | N/A | 61.5048 |  | 735 | 1 | -1040 | 97 | 0 | 0 | 10 | 0
| RE-WtrHt-FuelSub-SmlInst-HP-lte6kW-replt200kBtuh-MD-3.31UEF | SFm | Ex | CZ16 | Any | 736 | SWWH025S | 1 | 10 | 2021 | natural gas | electricity | NR |  |  |  |  | -2120 |  | 135 |  | -2120 | 135 | 0 | 0 |  | 0 | 0 |  | TRUE | 10 | 0 | 0 | TRUE | 2021+10 | 2031+00 | TRUE | TRUE | FALSE | FALSE | -2120 | 135 | TRUE | TRUE | FALSE | FALSE | 0 | 0 | TRUE | TRUE | TRUE | -2120 | 135 | 0 | 0 | -21200 | 1350 | 0 | 0 | 3465.8282 | 100000 | #N/A | 100000 | 0.034658 | 1 | #N/A | 0 | 0.00018393 | 0.005307 | #N/A | 0.005307 |  | 736 | 61.5244 | PASS | 3.2651 | PASS | Eligible | -3.8994 | 7.1645 | 736 | 6.2644 | kWh | 1835.4644 | N/A | N/A | 62.6444 |  | 736 | 1 | -2120 | 135 | 0 | 0 | 10 | 0
| RE-WtrHt-FuelSub-SmlInst-HP-lte6kW-replt200kBtuh-MD-3.31UEF | MFm | Ex | CZ01 | Any | 737 | SWWH025S | 1 | 10 | 2021 | natural gas | electricity | NR |  |  |  |  | -1230 |  | 113 |  | -1230 | 113 | 0 | 0 |  | 0 | 0 |  | TRUE | 10 | 0 | 0 | TRUE | 2021+10 | 2031+00 | TRUE | TRUE | FALSE | FALSE | -1230 | 113 | TRUE | TRUE | FALSE | FALSE | 0 | 0 | TRUE | TRUE | TRUE | -1230 | 113 | 0 | 0 | -12300 | 1130 | 0 | 0 | 3465.8282 | 100000 | #N/A | 100000 | 0.034658 | 1 | #N/A | 0 | 0.00018393 | 0.005307 | #N/A | 0.005307 |  | 737 | 70.3703 | PASS | 3.7346 | PASS | Eligible | -2.2624 | 5.997 | 737 | 7.102 | kWh | 2080.8702 | N/A | N/A | 71.0201 |  | 737 | 1 | -1230 | 113 | 0 | 0 | 10 | 0
| RE-WtrHt-FuelSub-SmlInst-HP-lte6kW-replt200kBtuh-MD-3.31UEF | MFm | Ex | CZ02 | Any | 738 | SWWH025S | 1 | 10 | 2021 | natural gas | electricity | NR |  |  |  |  | -1140 |  | 105 |  | -1140 | 105 | 0 | 0 |  | 0 | 0 |  | TRUE | 10 | 0 | 0 | TRUE | 2021+10 | 2031+00 | TRUE | TRUE | FALSE | FALSE | -1140 | 105 | TRUE | TRUE | FALSE | FALSE | 0 | 0 | TRUE | TRUE | TRUE | -1140 | 105 | 0 | 0 | -11400 | 1050 | 0 | 0 | 3465.8282 | 100000 | #N/A | 100000 | 0.034658 | 1 | #N/A | 0 | 0.00018393 | 0.005307 | #N/A | 0.005307 |  | 738 | 65.4896 | PASS | 3.4756 | PASS | Eligible | -2.0968 | 5.5724 | 738 | 6.6092 | kWh | 1936.4723 | N/A | N/A | 66.0918 |  | 738 | 1 | -1140 | 105 | 0 | 0 | 10 | 0
| RE-WtrHt-FuelSub-SmlInst-HP-lte6kW-replt200kBtuh-MD-3.31UEF | MFm | Ex | CZ03 | Any | 739 | SWWH025S | 1 | 10 | 2021 | natural gas | electricity | NR |  |  |  |  | -1130 |  | 105 |  | -1130 | 105 | 0 | 0 |  | 0 | 0 |  | TRUE | 10 | 0 | 0 | TRUE | 2021+10 | 2031+00 | TRUE | TRUE | FALSE | FALSE | -1130 | 105 | TRUE | TRUE | FALSE | FALSE | 0 | 0 | TRUE | TRUE | TRUE | -1130 | 105 | 0 | 0 | -11300 | 1050 | 0 | 0 | 3465.8282 | 100000 | #N/A | 100000 | 0.034658 | 1 | #N/A | 0 | 0.00018393 | 0.005307 | #N/A | 0.005307 |  | 739 | 65.8361 | PASS | 3.4939 | PASS | Eligible | -2.0784 | 5.5724 | 739 | 6.6433 | kWh | 1946.4723 | N/A | N/A | 66.4331 |  | 739 | 1 | -1130 | 105 | 0 | 0 | 10 | 0
| RE-WtrHt-FuelSub-SmlInst-HP-lte6kW-replt200kBtuh-MD-3.31UEF | MFm | Ex | CZ04 | Any | 740 | SWWH025S | 1 | 10 | 2021 | natural gas | electricity | NR |  |  |  |  | -1100 |  | 102 |  | -1100 | 102 | 0 | 0 |  | 0 | 0 |  | TRUE | 10 | 0 | 0 | TRUE | 2021+10 | 2031+00 | TRUE | TRUE | FALSE | FALSE | -1100 | 102 | TRUE | TRUE | FALSE | FALSE | 0 | 0 | TRUE | TRUE | TRUE | -1100 | 102 | 0 | 0 | -11000 | 1020 | 0 | 0 | 3465.8282 | 100000 | #N/A | 100000 | 0.034658 | 1 | #N/A | 0 | 0.00018393 | 0.005307 | #N/A | 0.005307 |  | 740 | 63.8759 | PASS | 3.3899 | PASS | Eligible | -2.0233 | 5.4132 | 740 | 6.4457 | kWh | 1888.5731 | N/A | N/A | 64.457 |  | 740 | 1 | -1100 | 102 | 0 | 0 | 10 | 0
| RE-WtrHt-FuelSub-SmlInst-HP-lte6kW-replt200kBtuh-MD-3.31UEF | MFm | Ex | CZ05 | Any | 741 | SWWH025S | 1 | 10 | 2021 | natural gas | electricity | NR |  |  |  |  | -1140 |  | 107 |  | -1140 | 107 | 0 | 0 |  | 0 | 0 |  | TRUE | 10 | 0 | 0 | TRUE | 2021+10 | 2031+00 | TRUE | TRUE | FALSE | FALSE | -1140 | 107 | TRUE | TRUE | FALSE | FALSE | 0 | 0 | TRUE | TRUE | TRUE | -1140 | 107 | 0 | 0 | -11400 | 1070 | 0 | 0 | 3465.8282 | 100000 | #N/A | 100000 | 0.034658 | 1 | #N/A | 0 | 0.00018393 | 0.005307 | #N/A | 0.005307 |  | 741 | 67.4896 | PASS | 3.5817 | PASS | Eligible | -2.0968 | 5.6785 | 741 | 6.8092 | kWh | 1995.0718 | N/A | N/A | 68.0918 |  | 741 | 1 | -1140 | 107 | 0 | 0 | 10 | 0
| RE-WtrHt-FuelSub-SmlInst-HP-lte6kW-replt200kBtuh-MD-3.31UEF | MFm | Ex | CZ06 | Any | 742 | SWWH025S | 1 | 10 | 2021 | natural gas | electricity | NR |  |  |  |  | -1060 |  | 98.8 |  | -1060 | 98.8 | 0 | 0 |  | 0 | 0 |  | TRUE | 10 | 0 | 0 | TRUE | 2021+10 | 2031+00 | TRUE | TRUE | FALSE | FALSE | -1060 | 98.8 | TRUE | TRUE | FALSE | FALSE | 0 | 0 | TRUE | TRUE | TRUE | -1060 | 98.8 | 0 | 0 | -10600 | 988 | 0 | 0 | 3465.8282 | 100000 | #N/A | 100000 | 0.034658 | 1 | #N/A | 0 | 0.00018393 | 0.005307 | #N/A | 0.005307 |  | 742 | 62.0622 | PASS | 3.2937 | PASS | Eligible | -1.9497 | 5.2434 | 742 | 6.2622 | kWh | 1834.8139 | N/A | N/A | 62.6222 |  | 742 | 1 | -1060 | 98.8 | 0 | 0 | 10 | 0
| RE-WtrHt-FuelSub-SmlInst-HP-lte6kW-replt200kBtuh-MD-3.31UEF | MFm | Ex | CZ07 | Any | 743 | SWWH025S | 1 | 10 | 2021 | natural gas | electricity | NR |  |  |  |  | -1040 |  | 97.7 |  | -1040 | 97.7 | 0 | 0 |  | 0 | 0 |  | TRUE | 10 | 0 | 0 | TRUE | 2021+10 | 2031+00 | TRUE | TRUE | FALSE | FALSE | -1040 | 97.7 | TRUE | TRUE | FALSE | FALSE | 0 | 0 | TRUE | TRUE | TRUE | -1040 | 97.7 | 0 | 0 | -10400 | 977 | 0 | 0 | 3465.8282 | 100000 | #N/A | 100000 | 0.034658 | 1 | #N/A | 0 | 0.00018393 | 0.005307 | #N/A | 0.005307 |  | 743 | 61.6554 | PASS | 3.2721 | PASS | Eligible | -1.9129 | 5.185 | 743 | 6.2205 | kWh | 1822.5842 | N/A | N/A | 62.2048 |  | 743 | 1 | -1040 | 97.7 | 0 | 0 | 10 | 0
| RE-WtrHt-FuelSub-SmlInst-HP-lte6kW-replt200kBtuh-MD-3.31UEF | MFm | Ex | CZ08 | Any | 744 | SWWH025S | 1 | 10 | 2021 | natural gas | electricity | NR |  |  |  |  | -1030 |  | 96.2 |  | -1030 | 96.2 | 0 | 0 |  | 0 | 0 |  | TRUE | 10 | 0 | 0 | TRUE | 2021+10 | 2031+00 | TRUE | TRUE | FALSE | FALSE | -1030 | 96.2 | TRUE | TRUE | FALSE | FALSE | 0 | 0 | TRUE | TRUE | TRUE | -1030 | 96.2 | 0 | 0 | -10300 | 962 | 0 | 0 | 3465.8282 | 100000 | #N/A | 100000 | 0.034658 | 1 | #N/A | 0 | 0.00018393 | 0.005307 | #N/A | 0.005307 |  | 744 | 60.502 | PASS | 3.2109 | PASS | Eligible | -1.8945 | 5.1054 | 744 | 6.1046 | kWh | 1788.6346 | N/A | N/A | 61.0461 |  | 744 | 1 | -1030 | 96.2 | 0 | 0 | 10 | 0
| RE-WtrHt-FuelSub-SmlInst-HP-lte6kW-replt200kBtuh-MD-3.31UEF | MFm | Ex | CZ09 | Any | 745 | SWWH025S | 1 | 10 | 2021 | natural gas | electricity | NR |  |  |  |  | -1030 |  | 96.1 |  | -1030 | 96.1 | 0 | 0 |  | 0 | 0 |  | TRUE | 10 | 0 | 0 | TRUE | 2021+10 | 2031+00 | TRUE | TRUE | FALSE | FALSE | -1030 | 96.1 | TRUE | TRUE | FALSE | FALSE | 0 | 0 | TRUE | TRUE | TRUE | -1030 | 96.1 | 0 | 0 | -10300 | 961 | 0 | 0 | 3465.8282 | 100000 | #N/A | 100000 | 0.034658 | 1 | #N/A | 0 | 0.00018393 | 0.005307 | #N/A | 0.005307 |  | 745 | 60.402 | PASS | 3.2056 | PASS | Eligible | -1.8945 | 5.1001 | 745 | 6.0946 | kWh | 1785.7047 | N/A | N/A | 60.9461 |  | 745 | 1 | -1030 | 96.1 | 0 | 0 | 10 | 0
| RE-WtrHt-FuelSub-SmlInst-HP-lte6kW-replt200kBtuh-MD-3.31UEF | MFm | Ex | CZ10 | Any | 746 | SWWH025S | 1 | 10 | 2021 | natural gas | electricity | NR |  |  |  |  | -1030 |  | 95.7 |  | -1030 | 95.7 | 0 | 0 |  | 0 | 0 |  | TRUE | 10 | 0 | 0 | TRUE | 2021+10 | 2031+00 | TRUE | TRUE | FALSE | FALSE | -1030 | 95.7 | TRUE | TRUE | FALSE | FALSE | 0 | 0 | TRUE | TRUE | TRUE | -1030 | 95.7 | 0 | 0 | -10300 | 957 | 0 | 0 | 3465.8282 | 100000 | #N/A | 100000 | 0.034658 | 1 | #N/A | 0 | 0.00018393 | 0.005307 | #N/A | 0.005307 |  | 746 | 60.002 | PASS | 3.1843 | PASS | Eligible | -1.8945 | 5.0788 | 746 | 6.0546 | kWh | 1773.9848 | N/A | N/A | 60.5461 |  | 746 | 1 | -1030 | 95.7 | 0 | 0 | 10 | 0
| RE-WtrHt-FuelSub-SmlInst-HP-lte6kW-replt200kBtuh-MD-3.31UEF | MFm | Ex | CZ11 | Any | 747 | SWWH025S | 1 | 10 | 2021 | natural gas | electricity | NR |  |  |  |  | -1060 |  | 97.2 |  | -1060 | 97.2 | 0 | 0 |  | 0 | 0 |  | TRUE | 10 | 0 | 0 | TRUE | 2021+10 | 2031+00 | TRUE | TRUE | FALSE | FALSE | -1060 | 97.2 | TRUE | TRUE | FALSE | FALSE | 0 | 0 | TRUE | TRUE | TRUE | -1060 | 97.2 | 0 | 0 | -10600 | 972 | 0 | 0 | 3465.8282 | 100000 | #N/A | 100000 | 0.034658 | 1 | #N/A | 0 | 0.00018393 | 0.005307 | #N/A | 0.005307 |  | 747 | 60.4622 | PASS | 3.2088 | PASS | Eligible | -1.9497 | 5.1584 | 747 | 6.1022 | kWh | 1787.9344 | N/A | N/A | 61.0222 |  | 747 | 1 | -1060 | 97.2 | 0 | 0 | 10 | 0
| RE-WtrHt-FuelSub-SmlInst-HP-lte6kW-replt200kBtuh-MD-3.31UEF | MFm | Ex | CZ12 | Any | 748 | SWWH025S | 1 | 10 | 2021 | natural gas | electricity | NR |  |  |  |  | -1090 |  | 100 |  | -1090 | 100 | 0 | 0 |  | 0 | 0 |  | TRUE | 10 | 0 | 0 | TRUE | 2021+10 | 2031+00 | TRUE | TRUE | FALSE | FALSE | -1090 | 100 | TRUE | TRUE | FALSE | FALSE | 0 | 0 | TRUE | TRUE | TRUE | -1090 | 100 | 0 | 0 | -10900 | 1000 | 0 | 0 | 3465.8282 | 100000 | #N/A | 100000 | 0.034658 | 1 | #N/A | 0 | 0.00018393 | 0.005307 | #N/A | 0.005307 |  | 748 | 62.2225 | PASS | 3.3022 | PASS | Eligible | -2.0049 | 5.307 | 748 | 6.2798 | kWh | 1839.9736 | N/A | N/A | 62.7983 |  | 748 | 1 | -1090 | 100 | 0 | 0 | 10 | 0
| RE-WtrHt-FuelSub-SmlInst-HP-lte6kW-replt200kBtuh-MD-3.31UEF | MFm | Ex | CZ13 | Any | 749 | SWWH025S | 1 | 10 | 2021 | natural gas | electricity | NR |  |  |  |  | -1040 |  | 96 |  | -1040 | 96 | 0 | 0 |  | 0 | 0 |  | TRUE | 10 | 0 | 0 | TRUE | 2021+10 | 2031+00 | TRUE | TRUE | FALSE | FALSE | -1040 | 96 | TRUE | TRUE | FALSE | FALSE | 0 | 0 | TRUE | TRUE | TRUE | -1040 | 96 | 0 | 0 | -10400 | 960 | 0 | 0 | 3465.8282 | 100000 | #N/A | 100000 | 0.034658 | 1 | #N/A | 0 | 0.00018393 | 0.005307 | #N/A | 0.005307 |  | 749 | 59.9554 | PASS | 3.1819 | PASS | Eligible | -1.9129 | 5.0948 | 749 | 6.0505 | kWh | 1772.7747 | N/A | N/A | 60.5048 |  | 749 | 1 | -1040 | 96 | 0 | 0 | 10 | 0
| RE-WtrHt-FuelSub-SmlInst-HP-lte6kW-replt200kBtuh-MD-3.31UEF | MFm | Ex | CZ14 | Any | 750 | SWWH025S | 1 | 10 | 2021 | natural gas | electricity | NR |  |  |  |  | -1060 |  | 97.9 |  | -1060 | 97.9 | 0 | 0 |  | 0 | 0 |  | TRUE | 10 | 0 | 0 | TRUE | 2021+10 | 2031+00 | TRUE | TRUE | FALSE | FALSE | -1060 | 97.9 | TRUE | TRUE | FALSE | FALSE | 0 | 0 | TRUE | TRUE | TRUE | -1060 | 97.9 | 0 | 0 | -10600 | 979 | 0 | 0 | 3465.8282 | 100000 | #N/A | 100000 | 0.034658 | 1 | #N/A | 0 | 0.00018393 | 0.005307 | #N/A | 0.005307 |  | 750 | 61.1622 | PASS | 3.2459 | PASS | Eligible | -1.9497 | 5.1956 | 750 | 6.1722 | kWh | 1808.4442 | N/A | N/A | 61.7222 |  | 750 | 1 | -1060 | 97.9 | 0 | 0 | 10 | 0
| RE-WtrHt-FuelSub-SmlInst-HP-lte6kW-replt200kBtuh-MD-3.31UEF | MFm | Ex | CZ15 | Any | 751 | SWWH025S | 1 | 10 | 2021 | natural gas | electricity | NR |  |  |  |  | -867 |  | 80.6 |  | -867 | 80.6 | 0 | 0 |  | 0 | 0 |  | TRUE | 10 | 0 | 0 | TRUE | 2021+10 | 2031+00 | TRUE | TRUE | FALSE | FALSE | -867 | 80.6 | TRUE | TRUE | FALSE | FALSE | 0 | 0 | TRUE | TRUE | TRUE | -867 | 80.6 | 0 | 0 | -8670 | 806 | 0 | 0 | 3465.8282 | 100000 | #N/A | 100000 | 0.034658 | 1 | #N/A | 0 | 0.00018393 | 0.005307 | #N/A | 0.005307 |  | 751 | 50.5513 | PASS | 2.6828 | PASS | Eligible | -1.5947 | 4.2775 | 751 | 5.1009 | kWh | 1494.5587 | N/A | N/A | 51.0093 |  | 751 | 1 | -867 | 80.6 | 0 | 0 | 10 | 0
| RE-WtrHt-FuelSub-SmlInst-HP-lte6kW-replt200kBtuh-MD-3.31UEF | MFm | Ex | CZ16 | Any | 752 | SWWH025S | 1 | 10 | 2021 | natural gas | electricity | NR |  |  |  |  | -1230 |  | 113 |  | -1230 | 113 | 0 | 0 |  | 0 | 0 |  | TRUE | 10 | 0 | 0 | TRUE | 2021+10 | 2031+00 | TRUE | TRUE | FALSE | FALSE | -1230 | 113 | TRUE | TRUE | FALSE | FALSE | 0 | 0 | TRUE | TRUE | TRUE | -1230 | 113 | 0 | 0 | -12300 | 1130 | 0 | 0 | 3465.8282 | 100000 | #N/A | 100000 | 0.034658 | 1 | #N/A | 0 | 0.00018393 | 0.005307 | #N/A | 0.005307 |  | 752 | 70.3703 | PASS | 3.7346 | PASS | Eligible | -2.2624 | 5.997 | 752 | 7.102 | kWh | 2080.8702 | N/A | N/A | 71.0201 |  | 752 | 1 | -1230 | 113 | 0 | 0 | 10 | 0
| RE-WtrHt-FuelSub-SmlInst-HP-lte6kW-replt200kBtuh-MD-3.31UEF | DMo | Ex | CZ01 | Any | 753 | SWWH025S | 1 | 10 | 2021 | natural gas | electricity | NR |  |  |  |  | -1760 |  | 114 |  | -1760 | 114 | 0 | 0 |  | 0 | 0 |  | TRUE | 10 | 0 | 0 | TRUE | 2021+10 | 2031+00 | TRUE | TRUE | FALSE | FALSE | -1760 | 114 | TRUE | TRUE | FALSE | FALSE | 0 | 0 | TRUE | TRUE | TRUE | -1760 | 114 | 0 | 0 | -17600 | 1140 | 0 | 0 | 3465.8282 | 100000 | #N/A | 100000 | 0.034658 | 1 | #N/A | 0 | 0.00018393 | 0.005307 | #N/A | 0.005307 |  | 753 | 53.0014 | PASS | 2.8128 | PASS | Eligible | -3.2372 | 6.05 | 753 | 5.3931 | kWh | 1580.1699 | N/A | N/A | 53.9312 |  | 753 | 1 | -1760 | 114 | 0 | 0 | 10 | 0
| RE-WtrHt-FuelSub-SmlInst-HP-lte6kW-replt200kBtuh-MD-3.31UEF | DMo | Ex | CZ02 | Any | 754 | SWWH025S | 1 | 10 | 2021 | natural gas | electricity | NR |  |  |  |  | -1540 |  | 106 |  | -1540 | 106 | 0 | 0 |  | 0 | 0 |  | TRUE | 10 | 0 | 0 | TRUE | 2021+10 | 2031+00 | TRUE | TRUE | FALSE | FALSE | -1540 | 106 | TRUE | TRUE | FALSE | FALSE | 0 | 0 | TRUE | TRUE | TRUE | -1540 | 106 | 0 | 0 | -15400 | 1060 | 0 | 0 | 3465.8282 | 100000 | #N/A | 100000 | 0.034658 | 1 | #N/A | 0 | 0.00018393 | 0.005307 | #N/A | 0.005307 |  | 754 | 52.6262 | PASS | 2.7929 | PASS | Eligible | -2.8326 | 5.6255 | 754 | 5.344 | kWh | 1565.772 | N/A | N/A | 53.4398 |  | 754 | 1 | -1540 | 106 | 0 | 0 | 10 | 0
| RE-WtrHt-FuelSub-SmlInst-HP-lte6kW-replt200kBtuh-MD-3.31UEF | DMo | Ex | CZ03 | Any | 755 | SWWH025S | 1 | 10 | 2021 | natural gas | electricity | NR |  |  |  |  | -1490 |  | 106 |  | -1490 | 106 | 0 | 0 |  | 0 | 0 |  | TRUE | 10 | 0 | 0 | TRUE | 2021+10 | 2031+00 | TRUE | TRUE | FALSE | FALSE | -1490 | 106 | TRUE | TRUE | FALSE | FALSE | 0 | 0 | TRUE | TRUE | TRUE | -1490 | 106 | 0 | 0 | -14900 | 1060 | 0 | 0 | 3465.8282 | 100000 | #N/A | 100000 | 0.034658 | 1 | #N/A | 0 | 0.00018393 | 0.005307 | #N/A | 0.005307 |  | 755 | 54.3592 | PASS | 2.8849 | PASS | Eligible | -2.7406 | 5.6255 | 755 | 5.5146 | kWh | 1615.772 | N/A | N/A | 55.1463 |  | 755 | 1 | -1490 | 106 | 0 | 0 | 10 | 0
| RE-WtrHt-FuelSub-SmlInst-HP-lte6kW-replt200kBtuh-MD-3.31UEF | DMo | Ex | CZ04 | Any | 756 | SWWH025S | 1 | 10 | 2021 | natural gas | electricity | NR |  |  |  |  | -1430 |  | 103 |  | -1430 | 103 | 0 | 0 |  | 0 | 0 |  | TRUE | 10 | 0 | 0 | TRUE | 2021+10 | 2031+00 | TRUE | TRUE | FALSE | FALSE | -1430 | 103 | TRUE | TRUE | FALSE | FALSE | 0 | 0 | TRUE | TRUE | TRUE | -1430 | 103 | 0 | 0 | -14300 | 1030 | 0 | 0 | 3465.8282 | 100000 | #N/A | 100000 | 0.034658 | 1 | #N/A | 0 | 0.00018393 | 0.005307 | #N/A | 0.005307 |  | 756 | 53.4387 | PASS | 2.836 | PASS | Eligible | -2.6302 | 5.4662 | 756 | 5.4194 | kWh | 1587.8728 | N/A | N/A | 54.1941 |  | 756 | 1 | -1430 | 103 | 0 | 0 | 10 | 0
| RE-WtrHt-FuelSub-SmlInst-HP-lte6kW-replt200kBtuh-MD-3.31UEF | DMo | Ex | CZ05 | Any | 757 | SWWH025S | 1 | 10 | 2021 | natural gas | electricity | NR |  |  |  |  | -1550 |  | 108 |  | -1550 | 108 | 0 | 0 |  | 0 | 0 |  | TRUE | 10 | 0 | 0 | TRUE | 2021+10 | 2031+00 | TRUE | TRUE | FALSE | FALSE | -1550 | 108 | TRUE | TRUE | FALSE | FALSE | 0 | 0 | TRUE | TRUE | TRUE | -1550 | 108 | 0 | 0 | -15500 | 1080 | 0 | 0 | 3465.8282 | 100000 | #N/A | 100000 | 0.034658 | 1 | #N/A | 0 | 0.00018393 | 0.005307 | #N/A | 0.005307 |  | 757 | 54.2797 | PASS | 2.8806 | PASS | Eligible | -2.851 | 5.7316 | 757 | 5.5099 | kWh | 1614.3715 | N/A | N/A | 55.0985 |  | 757 | 1 | -1550 | 108 | 0 | 0 | 10 | 0
| RE-WtrHt-FuelSub-SmlInst-HP-lte6kW-replt200kBtuh-MD-3.31UEF | DMo | Ex | CZ06 | Any | 758 | SWWH025S | 1 | 10 | 2021 | natural gas | electricity | NR |  |  |  |  | -1310 |  | 99.9 |  | -1310 | 99.9 | 0 | 0 |  | 0 | 0 |  | TRUE | 10 | 0 | 0 | TRUE | 2021+10 | 2031+00 | TRUE | TRUE | FALSE | FALSE | -1310 | 99.9 | TRUE | TRUE | FALSE | FALSE | 0 | 0 | TRUE | TRUE | TRUE | -1310 | 99.9 | 0 | 0 | -13100 | 999 | 0 | 0 | 3465.8282 | 100000 | #N/A | 100000 | 0.034658 | 1 | #N/A | 0 | 0.00018393 | 0.005307 | #N/A | 0.005307 |  | 758 | 54.4977 | PASS | 2.8922 | PASS | Eligible | -2.4095 | 5.3017 | 758 | 5.519 | kWh | 1617.0437 | N/A | N/A | 55.1897 |  | 758 | 1 | -1310 | 99.9 | 0 | 0 | 10 | 0
| RE-WtrHt-FuelSub-SmlInst-HP-lte6kW-replt200kBtuh-MD-3.31UEF | DMo | Ex | CZ07 | Any | 759 | SWWH025S | 1 | 10 | 2021 | natural gas | electricity | NR |  |  |  |  | -1270 |  | 98.8 |  | -1270 | 98.8 | 0 | 0 |  | 0 | 0 |  | TRUE | 10 | 0 | 0 | TRUE | 2021+10 | 2031+00 | TRUE | TRUE | FALSE | FALSE | -1270 | 98.8 | TRUE | TRUE | FALSE | FALSE | 0 | 0 | TRUE | TRUE | TRUE | -1270 | 98.8 | 0 | 0 | -12700 | 988 | 0 | 0 | 3465.8282 | 100000 | #N/A | 100000 | 0.034658 | 1 | #N/A | 0 | 0.00018393 | 0.005307 | #N/A | 0.005307 |  | 759 | 54.784 | PASS | 2.9074 | PASS | Eligible | -2.3359 | 5.2434 | 759 | 5.5455 | kWh | 1624.8139 | N/A | N/A | 55.4549 |  | 759 | 1 | -1270 | 98.8 | 0 | 0 | 10 | 0
| RE-WtrHt-FuelSub-SmlInst-HP-lte6kW-replt200kBtuh-MD-3.31UEF | DMo | Ex | CZ08 | Any | 760 | SWWH025S | 1 | 10 | 2021 | natural gas | electricity | NR |  |  |  |  | -1250 |  | 97.2 |  | -1250 | 97.2 | 0 | 0 |  | 0 | 0 |  | TRUE | 10 | 0 | 0 | TRUE | 2021+10 | 2031+00 | TRUE | TRUE | FALSE | FALSE | -1250 | 97.2 | TRUE | TRUE | FALSE | FALSE | 0 | 0 | TRUE | TRUE | TRUE | -1250 | 97.2 | 0 | 0 | -12500 | 972 | 0 | 0 | 3465.8282 | 100000 | #N/A | 100000 | 0.034658 | 1 | #N/A | 0 | 0.00018393 | 0.005307 | #N/A | 0.005307 |  | 760 | 53.8771 | PASS | 2.8593 | PASS | Eligible | -2.2992 | 5.1584 | 760 | 5.4538 | kWh | 1597.9344 | N/A | N/A | 54.5375 |  | 760 | 1 | -1250 | 97.2 | 0 | 0 | 10 | 0
| RE-WtrHt-FuelSub-SmlInst-HP-lte6kW-replt200kBtuh-MD-3.31UEF | DMo | Ex | CZ09 | Any | 761 | SWWH025S | 1 | 10 | 2021 | natural gas | electricity | NR |  |  |  |  | -1260 |  | 97.1 |  | -1260 | 97.1 | 0 | 0 |  | 0 | 0 |  | TRUE | 10 | 0 | 0 | TRUE | 2021+10 | 2031+00 | TRUE | TRUE | FALSE | FALSE | -1260 | 97.1 | TRUE | TRUE | FALSE | FALSE | 0 | 0 | TRUE | TRUE | TRUE | -1260 | 97.1 | 0 | 0 | -12600 | 971 | 0 | 0 | 3465.8282 | 100000 | #N/A | 100000 | 0.034658 | 1 | #N/A | 0 | 0.00018393 | 0.005307 | #N/A | 0.005307 |  | 761 | 53.4306 | PASS | 2.8356 | PASS | Eligible | -2.3176 | 5.1531 | 761 | 5.4096 | kWh | 1585.0044 | N/A | N/A | 54.0962 |  | 761 | 1 | -1260 | 97.1 | 0 | 0 | 10 | 0
| RE-WtrHt-FuelSub-SmlInst-HP-lte6kW-replt200kBtuh-MD-3.31UEF | DMo | Ex | CZ10 | Any | 762 | SWWH025S | 1 | 10 | 2021 | natural gas | electricity | NR |  |  |  |  | -1260 |  | 96.7 |  | -1260 | 96.7 | 0 | 0 |  | 0 | 0 |  | TRUE | 10 | 0 | 0 | TRUE | 2021+10 | 2031+00 | TRUE | TRUE | FALSE | FALSE | -1260 | 96.7 | TRUE | TRUE | FALSE | FALSE | 0 | 0 | TRUE | TRUE | TRUE | -1260 | 96.7 | 0 | 0 | -12600 | 967 | 0 | 0 | 3465.8282 | 100000 | #N/A | 100000 | 0.034658 | 1 | #N/A | 0 | 0.00018393 | 0.005307 | #N/A | 0.005307 |  | 762 | 53.0306 | PASS | 2.8144 | PASS | Eligible | -2.3176 | 5.1319 | 762 | 5.3696 | kWh | 1573.2845 | N/A | N/A | 53.6962 |  | 762 | 1 | -1260 | 96.7 | 0 | 0 | 10 | 0
| RE-WtrHt-FuelSub-SmlInst-HP-lte6kW-replt200kBtuh-MD-3.31UEF | DMo | Ex | CZ11 | Any | 763 | SWWH025S | 1 | 10 | 2021 | natural gas | electricity | NR |  |  |  |  | -1370 |  | 98.3 |  | -1370 | 98.3 | 0 | 0 |  | 0 | 0 |  | TRUE | 10 | 0 | 0 | TRUE | 2021+10 | 2031+00 | TRUE | TRUE | FALSE | FALSE | -1370 | 98.3 | TRUE | TRUE | FALSE | FALSE | 0 | 0 | TRUE | TRUE | TRUE | -1370 | 98.3 | 0 | 0 | -13700 | 983 | 0 | 0 | 3465.8282 | 100000 | #N/A | 100000 | 0.034658 | 1 | #N/A | 0 | 0.00018393 | 0.005307 | #N/A | 0.005307 |  | 763 | 50.8182 | PASS | 2.6969 | PASS | Eligible | -2.5199 | 5.2168 | 763 | 5.1542 | kWh | 1510.1641 | N/A | N/A | 51.5419 |  | 763 | 1 | -1370 | 98.3 | 0 | 0 | 10 | 0
| RE-WtrHt-FuelSub-SmlInst-HP-lte6kW-replt200kBtuh-MD-3.31UEF | DMo | Ex | CZ12 | Any | 764 | SWWH025S | 1 | 10 | 2021 | natural gas | electricity | NR |  |  |  |  | -1410 |  | 101 |  | -1410 | 101 | 0 | 0 |  | 0 | 0 |  | TRUE | 10 | 0 | 0 | TRUE | 2021+10 | 2031+00 | TRUE | TRUE | FALSE | FALSE | -1410 | 101 | TRUE | TRUE | FALSE | FALSE | 0 | 0 | TRUE | TRUE | TRUE | -1410 | 101 | 0 | 0 | -14100 | 1010 | 0 | 0 | 3465.8282 | 100000 | #N/A | 100000 | 0.034658 | 1 | #N/A | 0 | 0.00018393 | 0.005307 | #N/A | 0.005307 |  | 764 | 52.1318 | PASS | 2.7667 | PASS | Eligible | -2.5935 | 5.3601 | 764 | 5.2877 | kWh | 1549.2734 | N/A | N/A | 52.8767 |  | 764 | 1 | -1410 | 101 | 0 | 0 | 10 | 0
| RE-WtrHt-FuelSub-SmlInst-HP-lte6kW-replt200kBtuh-MD-3.31UEF | DMo | Ex | CZ13 | Any | 765 | SWWH025S | 1 | 10 | 2021 | natural gas | electricity | NR |  |  |  |  | -1320 |  | 97 |  | -1320 | 97 | 0 | 0 |  | 0 | 0 |  | TRUE | 10 | 0 | 0 | TRUE | 2021+10 | 2031+00 | TRUE | TRUE | FALSE | FALSE | -1320 | 97 | TRUE | TRUE | FALSE | FALSE | 0 | 0 | TRUE | TRUE | TRUE | -1320 | 97 | 0 | 0 | -13200 | 970 | 0 | 0 | 3465.8282 | 100000 | #N/A | 100000 | 0.034658 | 1 | #N/A | 0 | 0.00018393 | 0.005307 | #N/A | 0.005307 |  | 765 | 51.2511 | PASS | 2.7199 | PASS | Eligible | -2.4279 | 5.1478 | 765 | 5.1948 | kWh | 1522.0744 | N/A | N/A | 51.9484 |  | 765 | 1 | -1320 | 97 | 0 | 0 | 10 | 0
| RE-WtrHt-FuelSub-SmlInst-HP-lte6kW-replt200kBtuh-MD-3.31UEF | DMo | Ex | CZ14 | Any | 766 | SWWH025S | 1 | 10 | 2021 | natural gas | electricity | NR |  |  |  |  | -1440 |  | 99 |  | -1440 | 99 | 0 | 0 |  | 0 | 0 |  | TRUE | 10 | 0 | 0 | TRUE | 2021+10 | 2031+00 | TRUE | TRUE | FALSE | FALSE | -1440 | 99 | TRUE | TRUE | FALSE | FALSE | 0 | 0 | TRUE | TRUE | TRUE | -1440 | 99 | 0 | 0 | -14400 | 990 | 0 | 0 | 3465.8282 | 100000 | #N/A | 100000 | 0.034658 | 1 | #N/A | 0 | 0.00018393 | 0.005307 | #N/A | 0.005307 |  | 766 | 49.0921 | PASS | 2.6053 | PASS | Eligible | -2.6486 | 5.254 | 766 | 4.9853 | kWh | 1460.6739 | N/A | N/A | 49.8528 |  | 766 | 1 | -1440 | 99 | 0 | 0 | 10 | 0
| RE-WtrHt-FuelSub-SmlInst-HP-lte6kW-replt200kBtuh-MD-3.31UEF | DMo | Ex | CZ15 | Any | 767 | SWWH025S | 1 | 10 | 2021 | natural gas | electricity | NR |  |  |  |  | -958 |  | 81.5 |  | -958 | 81.5 | 0 | 0 |  | 0 | 0 |  | TRUE | 10 | 0 | 0 | TRUE | 2021+10 | 2031+00 | TRUE | TRUE | FALSE | FALSE | -958 | 81.5 | TRUE | TRUE | FALSE | FALSE | 0 | 0 | TRUE | TRUE | TRUE | -958 | 81.5 | 0 | 0 | -9580 | 815 | 0 | 0 | 3465.8282 | 100000 | #N/A | 100000 | 0.034658 | 1 | #N/A | 0 | 0.00018393 | 0.005307 | #N/A | 0.005307 |  | 767 | 48.2974 | PASS | 2.5632 | PASS | Eligible | -1.7621 | 4.3252 | 767 | 4.8803 | kWh | 1429.9285 | N/A | N/A | 48.8035 |  | 767 | 1 | -958 | 81.5 | 0 | 0 | 10 | 0
| RE-WtrHt-FuelSub-SmlInst-HP-lte6kW-replt200kBtuh-MD-3.31UEF | DMo | Ex | CZ16 | Any | 768 | SWWH025S | 1 | 10 | 2021 | natural gas | electricity | NR |  |  |  |  | -2100 |  | 114 |  | -2100 | 114 | 0 | 0 |  | 0 | 0 |  | TRUE | 10 | 0 | 0 | TRUE | 2021+10 | 2031+00 | TRUE | TRUE | FALSE | FALSE | -2100 | 114 | TRUE | TRUE | FALSE | FALSE | 0 | 0 | TRUE | TRUE | TRUE | -2100 | 114 | 0 | 0 | -21000 | 1140 | 0 | 0 | 3465.8282 | 100000 | #N/A | 100000 | 0.034658 | 1 | #N/A | 0 | 0.00018393 | 0.005307 | #N/A | 0.005307 |  | 768 | 41.2176 | PASS | 2.1874 | PASS | Eligible | -3.8626 | 6.05 | 768 | 4.2327 | kWh | 1240.1699 | N/A | N/A | 42.327 |  | 768 | 1 | -2100 | 114 | 0 | 0 | 10 | 0
| RE-WtrHt-FuelSub-SmlInst-HP-lte6kW-replt200kBtuh-HI-3.09UEF | SFm | Ex | CZ01 | Any | 769 | SWWH025Q | 1 | 10 | 2021 | natural gas | electricity | NR |  |  |  |  | -2030 |  | 135 |  | -2030 | 135 | 0 | 0 |  | 0 | 0 |  | TRUE | 10 | 0 | 0 | TRUE | 2021+10 | 2031+00 | TRUE | TRUE | FALSE | FALSE | -2030 | 135 | TRUE | TRUE | FALSE | FALSE | 0 | 0 | TRUE | TRUE | TRUE | -2030 | 135 | 0 | 0 | -20300 | 1350 | 0 | 0 | 3465.8282 | 100000 | #N/A | 100000 | 0.034658 | 1 | #N/A | 0 | 0.00018393 | 0.005307 | #N/A | 0.005307 |  | 769 | 64.6437 | PASS | 3.4307 | PASS | Eligible | -3.7338 | 7.1645 | 769 | 6.5716 | kWh | 1925.4644 | N/A | N/A | 65.7161 |  | 769 | 1 | -2030 | 135 | 0 | 0 | 10 | 0
| RE-WtrHt-FuelSub-SmlInst-HP-lte6kW-replt200kBtuh-HI-3.09UEF | SFm | Ex | CZ02 | Any | 770 | SWWH025Q | 1 | 10 | 2021 | natural gas | electricity | NR |  |  |  |  | -1750 |  | 126 |  | -1750 | 126 | 0 | 0 |  | 0 | 0 |  | TRUE | 10 | 0 | 0 | TRUE | 2021+10 | 2031+00 | TRUE | TRUE | FALSE | FALSE | -1750 | 126 | TRUE | TRUE | FALSE | FALSE | 0 | 0 | TRUE | TRUE | TRUE | -1750 | 126 | 0 | 0 | -17500 | 1260 | 0 | 0 | 3465.8282 | 100000 | #N/A | 100000 | 0.034658 | 1 | #N/A | 0 | 0.00018393 | 0.005307 | #N/A | 0.005307 |  | 770 | 65.348 | PASS | 3.468 | PASS | Eligible | -3.2188 | 6.6869 | 770 | 6.6273 | kWh | 1941.7668 | N/A | N/A | 66.2725 |  | 770 | 1 | -1750 | 126 | 0 | 0 | 10 | 0
| RE-WtrHt-FuelSub-SmlInst-HP-lte6kW-replt200kBtuh-HI-3.09UEF | SFm | Ex | CZ03 | Any | 771 | SWWH025Q | 1 | 10 | 2021 | natural gas | electricity | NR |  |  |  |  | -1760 |  | 126 |  | -1760 | 126 | 0 | 0 |  | 0 | 0 |  | TRUE | 10 | 0 | 0 | TRUE | 2021+10 | 2031+00 | TRUE | TRUE | FALSE | FALSE | -1760 | 126 | TRUE | TRUE | FALSE | FALSE | 0 | 0 | TRUE | TRUE | TRUE | -1760 | 126 | 0 | 0 | -17600 | 1260 | 0 | 0 | 3465.8282 | 100000 | #N/A | 100000 | 0.034658 | 1 | #N/A | 0 | 0.00018393 | 0.005307 | #N/A | 0.005307 |  | 771 | 65.0014 | PASS | 3.4496 | PASS | Eligible | -3.2372 | 6.6869 | 771 | 6.5931 | kWh | 1931.7668 | N/A | N/A | 65.9312 |  | 771 | 1 | -1760 | 126 | 0 | 0 | 10 | 0
| RE-WtrHt-FuelSub-SmlInst-HP-lte6kW-replt200kBtuh-HI-3.09UEF | SFm | Ex | CZ04 | Any | 772 | SWWH025Q | 1 | 10 | 2021 | natural gas | electricity | NR |  |  |  |  | -1660 |  | 122 |  | -1660 | 122 | 0 | 0 |  | 0 | 0 |  | TRUE | 10 | 0 | 0 | TRUE | 2021+10 | 2031+00 | TRUE | TRUE | FALSE | FALSE | -1660 | 122 | TRUE | TRUE | FALSE | FALSE | 0 | 0 | TRUE | TRUE | TRUE | -1660 | 122 | 0 | 0 | -16600 | 1220 | 0 | 0 | 3465.8282 | 100000 | #N/A | 100000 | 0.034658 | 1 | #N/A | 0 | 0.00018393 | 0.005307 | #N/A | 0.005307 |  | 772 | 64.4673 | PASS | 3.4213 | PASS | Eligible | -3.0533 | 6.4746 | 772 | 6.5344 | kWh | 1914.5678 | N/A | N/A | 65.3442 |  | 772 | 1 | -1660 | 122 | 0 | 0 | 10 | 0
| RE-WtrHt-FuelSub-SmlInst-HP-lte6kW-replt200kBtuh-HI-3.09UEF | SFm | Ex | CZ05 | Any | 773 | SWWH025Q | 1 | 10 | 2021 | natural gas | electricity | NR |  |  |  |  | -1790 |  | 128 |  | -1790 | 128 | 0 | 0 |  | 0 | 0 |  | TRUE | 10 | 0 | 0 | TRUE | 2021+10 | 2031+00 | TRUE | TRUE | FALSE | FALSE | -1790 | 128 | TRUE | TRUE | FALSE | FALSE | 0 | 0 | TRUE | TRUE | TRUE | -1790 | 128 | 0 | 0 | -17900 | 1280 | 0 | 0 | 3465.8282 | 100000 | #N/A | 100000 | 0.034658 | 1 | #N/A | 0 | 0.00018393 | 0.005307 | #N/A | 0.005307 |  | 773 | 65.9617 | PASS | 3.5006 | PASS | Eligible | -3.2924 | 6.793 | 773 | 6.6907 | kWh | 1960.3662 | N/A | N/A | 66.9073 |  | 773 | 1 | -1790 | 128 | 0 | 0 | 10 | 0
| RE-WtrHt-FuelSub-SmlInst-HP-lte6kW-replt200kBtuh-HI-3.09UEF | SFm | Ex | CZ06 | Any | 774 | SWWH025Q | 1 | 10 | 2021 | natural gas | electricity | NR |  |  |  |  | -1550 |  | 118 |  | -1550 | 118 | 0 | 0 |  | 0 | 0 |  | TRUE | 10 | 0 | 0 | TRUE | 2021+10 | 2031+00 | TRUE | TRUE | FALSE | FALSE | -1550 | 118 | TRUE | TRUE | FALSE | FALSE | 0 | 0 | TRUE | TRUE | TRUE | -1550 | 118 | 0 | 0 | -15500 | 1180 | 0 | 0 | 3465.8282 | 100000 | #N/A | 100000 | 0.034658 | 1 | #N/A | 0 | 0.00018393 | 0.005307 | #N/A | 0.005307 |  | 774 | 64.2797 | PASS | 3.4113 | PASS | Eligible | -2.851 | 6.2623 | 774 | 6.5099 | kWh | 1907.3689 | N/A | N/A | 65.0985 |  | 774 | 1 | -1550 | 118 | 0 | 0 | 10 | 0
| RE-WtrHt-FuelSub-SmlInst-HP-lte6kW-replt200kBtuh-HI-3.09UEF | SFm | Ex | CZ07 | Any | 775 | SWWH025Q | 1 | 10 | 2021 | natural gas | electricity | NR |  |  |  |  | -1510 |  | 117 |  | -1510 | 117 | 0 | 0 |  | 0 | 0 |  | TRUE | 10 | 0 | 0 | TRUE | 2021+10 | 2031+00 | TRUE | TRUE | FALSE | FALSE | -1510 | 117 | TRUE | TRUE | FALSE | FALSE | 0 | 0 | TRUE | TRUE | TRUE | -1510 | 117 | 0 | 0 | -15100 | 1170 | 0 | 0 | 3465.8282 | 100000 | #N/A | 100000 | 0.034658 | 1 | #N/A | 0 | 0.00018393 | 0.005307 | #N/A | 0.005307 |  | 775 | 64.666 | PASS | 3.4318 | PASS | Eligible | -2.7774 | 6.2092 | 775 | 6.5464 | kWh | 1918.0691 | N/A | N/A | 65.4637 |  | 775 | 1 | -1510 | 117 | 0 | 0 | 10 | 0
| RE-WtrHt-FuelSub-SmlInst-HP-lte6kW-replt200kBtuh-HI-3.09UEF | SFm | Ex | CZ08 | Any | 776 | SWWH025Q | 1 | 10 | 2021 | natural gas | electricity | NR |  |  |  |  | -1470 |  | 115 |  | -1470 | 115 | 0 | 0 |  | 0 | 0 |  | TRUE | 10 | 0 | 0 | TRUE | 2021+10 | 2031+00 | TRUE | TRUE | FALSE | FALSE | -1470 | 115 | TRUE | TRUE | FALSE | FALSE | 0 | 0 | TRUE | TRUE | TRUE | -1470 | 115 | 0 | 0 | -14700 | 1150 | 0 | 0 | 3465.8282 | 100000 | #N/A | 100000 | 0.034658 | 1 | #N/A | 0 | 0.00018393 | 0.005307 | #N/A | 0.005307 |  | 776 | 64.0523 | PASS | 3.3993 | PASS | Eligible | -2.7038 | 6.1031 | 776 | 6.4829 | kWh | 1899.4697 | N/A | N/A | 64.8289 |  | 776 | 1 | -1470 | 115 | 0 | 0 | 10 | 0
| RE-WtrHt-FuelSub-SmlInst-HP-lte6kW-replt200kBtuh-HI-3.09UEF | SFm | Ex | CZ09 | Any | 777 | SWWH025Q | 1 | 10 | 2021 | natural gas | electricity | NR |  |  |  |  | -1480 |  | 115 |  | -1480 | 115 | 0 | 0 |  | 0 | 0 |  | TRUE | 10 | 0 | 0 | TRUE | 2021+10 | 2031+00 | TRUE | TRUE | FALSE | FALSE | -1480 | 115 | TRUE | TRUE | FALSE | FALSE | 0 | 0 | TRUE | TRUE | TRUE | -1480 | 115 | 0 | 0 | -14800 | 1150 | 0 | 0 | 3465.8282 | 100000 | #N/A | 100000 | 0.034658 | 1 | #N/A | 0 | 0.00018393 | 0.005307 | #N/A | 0.005307 |  | 777 | 63.7057 | PASS | 3.3809 | PASS | Eligible | -2.7222 | 6.1031 | 777 | 6.4488 | kWh | 1889.4697 | N/A | N/A | 64.4876 |  | 777 | 1 | -1480 | 115 | 0 | 0 | 10 | 0
| RE-WtrHt-FuelSub-SmlInst-HP-lte6kW-replt200kBtuh-HI-3.09UEF | SFm | Ex | CZ10 | Any | 778 | SWWH025Q | 1 | 10 | 2021 | natural gas | electricity | NR |  |  |  |  | -1470 |  | 115 |  | -1470 | 115 | 0 | 0 |  | 0 | 0 |  | TRUE | 10 | 0 | 0 | TRUE | 2021+10 | 2031+00 | TRUE | TRUE | FALSE | FALSE | -1470 | 115 | TRUE | TRUE | FALSE | FALSE | 0 | 0 | TRUE | TRUE | TRUE | -1470 | 115 | 0 | 0 | -14700 | 1150 | 0 | 0 | 3465.8282 | 100000 | #N/A | 100000 | 0.034658 | 1 | #N/A | 0 | 0.00018393 | 0.005307 | #N/A | 0.005307 |  | 778 | 64.0523 | PASS | 3.3993 | PASS | Eligible | -2.7038 | 6.1031 | 778 | 6.4829 | kWh | 1899.4697 | N/A | N/A | 64.8289 |  | 778 | 1 | -1470 | 115 | 0 | 0 | 10 | 0
| RE-WtrHt-FuelSub-SmlInst-HP-lte6kW-replt200kBtuh-HI-3.09UEF | SFm | Ex | CZ11 | Any | 779 | SWWH025Q | 1 | 10 | 2021 | natural gas | electricity | NR |  |  |  |  | -1560 |  | 116 |  | -1560 | 116 | 0 | 0 |  | 0 | 0 |  | TRUE | 10 | 0 | 0 | TRUE | 2021+10 | 2031+00 | TRUE | TRUE | FALSE | FALSE | -1560 | 116 | TRUE | TRUE | FALSE | FALSE | 0 | 0 | TRUE | TRUE | TRUE | -1560 | 116 | 0 | 0 | -15600 | 1160 | 0 | 0 | 3465.8282 | 100000 | #N/A | 100000 | 0.034658 | 1 | #N/A | 0 | 0.00018393 | 0.005307 | #N/A | 0.005307 |  | 779 | 61.9331 | PASS | 3.2868 | PASS | Eligible | -2.8694 | 6.1562 | 779 | 6.2757 | kWh | 1838.7694 | N/A | N/A | 62.7572 |  | 779 | 1 | -1560 | 116 | 0 | 0 | 10 | 0
| RE-WtrHt-FuelSub-SmlInst-HP-lte6kW-replt200kBtuh-HI-3.09UEF | SFm | Ex | CZ12 | Any | 780 | SWWH025Q | 1 | 10 | 2021 | natural gas | electricity | NR |  |  |  |  | -1630 |  | 120 |  | -1630 | 120 | 0 | 0 |  | 0 | 0 |  | TRUE | 10 | 0 | 0 | TRUE | 2021+10 | 2031+00 | TRUE | TRUE | FALSE | FALSE | -1630 | 120 | TRUE | TRUE | FALSE | FALSE | 0 | 0 | TRUE | TRUE | TRUE | -1630 | 120 | 0 | 0 | -16300 | 1200 | 0 | 0 | 3465.8282 | 100000 | #N/A | 100000 | 0.034658 | 1 | #N/A | 0 | 0.00018393 | 0.005307 | #N/A | 0.005307 |  | 780 | 63.507 | PASS | 3.3703 | PASS | Eligible | -2.9981 | 6.3684 | 780 | 6.4368 | kWh | 1885.9684 | N/A | N/A | 64.3681 |  | 780 | 1 | -1630 | 120 | 0 | 0 | 10 | 0
| RE-WtrHt-FuelSub-SmlInst-HP-lte6kW-replt200kBtuh-HI-3.09UEF | SFm | Ex | CZ13 | Any | 781 | SWWH025Q | 1 | 10 | 2021 | natural gas | electricity | NR |  |  |  |  | -1520 |  | 115 |  | -1520 | 115 | 0 | 0 |  | 0 | 0 |  | TRUE | 10 | 0 | 0 | TRUE | 2021+10 | 2031+00 | TRUE | TRUE | FALSE | FALSE | -1520 | 115 | TRUE | TRUE | FALSE | FALSE | 0 | 0 | TRUE | TRUE | TRUE | -1520 | 115 | 0 | 0 | -15200 | 1150 | 0 | 0 | 3465.8282 | 100000 | #N/A | 100000 | 0.034658 | 1 | #N/A | 0 | 0.00018393 | 0.005307 | #N/A | 0.005307 |  | 781 | 62.3194 | PASS | 3.3073 | PASS | Eligible | -2.7958 | 6.1031 | 781 | 6.3122 | kWh | 1849.4697 | N/A | N/A | 63.1224 |  | 781 | 1 | -1520 | 115 | 0 | 0 | 10 | 0
| RE-WtrHt-FuelSub-SmlInst-HP-lte6kW-replt200kBtuh-HI-3.09UEF | SFm | Ex | CZ14 | Any | 782 | SWWH025Q | 1 | 10 | 2021 | natural gas | electricity | NR |  |  |  |  | -1590 |  | 117 |  | -1590 | 117 | 0 | 0 |  | 0 | 0 |  | TRUE | 10 | 0 | 0 | TRUE | 2021+10 | 2031+00 | TRUE | TRUE | FALSE | FALSE | -1590 | 117 | TRUE | TRUE | FALSE | FALSE | 0 | 0 | TRUE | TRUE | TRUE | -1590 | 117 | 0 | 0 | -15900 | 1170 | 0 | 0 | 3465.8282 | 100000 | #N/A | 100000 | 0.034658 | 1 | #N/A | 0 | 0.00018393 | 0.005307 | #N/A | 0.005307 |  | 782 | 61.8933 | PASS | 3.2847 | PASS | Eligible | -2.9245 | 6.2092 | 782 | 6.2733 | kWh | 1838.0691 | N/A | N/A | 62.7333 |  | 782 | 1 | -1590 | 117 | 0 | 0 | 10 | 0
| RE-WtrHt-FuelSub-SmlInst-HP-lte6kW-replt200kBtuh-HI-3.09UEF | SFm | Ex | CZ15 | Any | 783 | SWWH025Q | 1 | 10 | 2021 | natural gas | electricity | NR |  |  |  |  | -1120 |  | 96.6 |  | -1120 | 96.6 | 0 | 0 |  | 0 | 0 |  | TRUE | 10 | 0 | 0 | TRUE | 2021+10 | 2031+00 | TRUE | TRUE | FALSE | FALSE | -1120 | 96.6 | TRUE | TRUE | FALSE | FALSE | 0 | 0 | TRUE | TRUE | TRUE | -1120 | 96.6 | 0 | 0 | -11200 | 966 | 0 | 0 | 3465.8282 | 100000 | #N/A | 100000 | 0.034658 | 1 | #N/A | 0 | 0.00018393 | 0.005307 | #N/A | 0.005307 |  | 783 | 57.7827 | PASS | 3.0666 | PASS | Eligible | -2.06 | 5.1266 | 783 | 5.8374 | kWh | 1710.3545 | N/A | N/A | 58.3744 |  | 783 | 1 | -1120 | 96.6 | 0 | 0 | 10 | 0
| RE-WtrHt-FuelSub-SmlInst-HP-lte6kW-replt200kBtuh-HI-3.09UEF | SFm | Ex | CZ16 | Any | 784 | SWWH025Q | 1 | 10 | 2021 | natural gas | electricity | NR |  |  |  |  | -2250 |  | 135 |  | -2250 | 135 | 0 | 0 |  | 0 | 0 |  | TRUE | 10 | 0 | 0 | TRUE | 2021+10 | 2031+00 | TRUE | TRUE | FALSE | FALSE | -2250 | 135 | TRUE | TRUE | FALSE | FALSE | 0 | 0 | TRUE | TRUE | TRUE | -2250 | 135 | 0 | 0 | -22500 | 1350 | 0 | 0 | 3465.8282 | 100000 | #N/A | 100000 | 0.034658 | 1 | #N/A | 0 | 0.00018393 | 0.005307 | #N/A | 0.005307 |  | 784 | 57.0189 | PASS | 3.026 | PASS | Eligible | -4.1385 | 7.1645 | 784 | 5.8208 | kWh | 1705.4644 | N/A | N/A | 58.2075 |  | 784 | 1 | -2250 | 135 | 0 | 0 | 10 | 0
| RE-WtrHt-FuelSub-SmlInst-HP-lte6kW-replt200kBtuh-HI-3.09UEF | MFm | Ex | CZ01 | Any | 785 | SWWH025Q | 1 | 10 | 2021 | natural gas | electricity | NR |  |  |  |  | -1330 |  | 112 |  | -1330 | 112 | 0 | 0 |  | 0 | 0 |  | TRUE | 10 | 0 | 0 | TRUE | 2021+10 | 2031+00 | TRUE | TRUE | FALSE | FALSE | -1330 | 112 | TRUE | TRUE | FALSE | FALSE | 0 | 0 | TRUE | TRUE | TRUE | -1330 | 112 | 0 | 0 | -13300 | 1120 | 0 | 0 | 3465.8282 | 100000 | #N/A | 100000 | 0.034658 | 1 | #N/A | 0 | 0.00018393 | 0.005307 | #N/A | 0.005307 |  | 785 | 65.9045 | PASS | 3.4976 | PASS | Eligible | -2.4463 | 5.9439 | 785 | 6.6607 | kWh | 1951.5705 | N/A | N/A | 66.6071 |  | 785 | 1 | -1330 | 112 | 0 | 0 | 10 | 0
| RE-WtrHt-FuelSub-SmlInst-HP-lte6kW-replt200kBtuh-HI-3.09UEF | MFm | Ex | CZ02 | Any | 786 | SWWH025Q | 1 | 10 | 2021 | natural gas | electricity | NR |  |  |  |  | -1230 |  | 104 |  | -1230 | 104 | 0 | 0 |  | 0 | 0 |  | TRUE | 10 | 0 | 0 | TRUE | 2021+10 | 2031+00 | TRUE | TRUE | FALSE | FALSE | -1230 | 104 | TRUE | TRUE | FALSE | FALSE | 0 | 0 | TRUE | TRUE | TRUE | -1230 | 104 | 0 | 0 | -12300 | 1040 | 0 | 0 | 3465.8282 | 100000 | #N/A | 100000 | 0.034658 | 1 | #N/A | 0 | 0.00018393 | 0.005307 | #N/A | 0.005307 |  | 786 | 61.3703 | PASS | 3.2569 | PASS | Eligible | -2.2624 | 5.5193 | 786 | 6.202 | kWh | 1817.1726 | N/A | N/A | 62.0201 |  | 786 | 1 | -1230 | 104 | 0 | 0 | 10 | 0
| RE-WtrHt-FuelSub-SmlInst-HP-lte6kW-replt200kBtuh-HI-3.09UEF | MFm | Ex | CZ03 | Any | 787 | SWWH025Q | 1 | 10 | 2021 | natural gas | electricity | NR |  |  |  |  | -1220 |  | 105 |  | -1220 | 105 | 0 | 0 |  | 0 | 0 |  | TRUE | 10 | 0 | 0 | TRUE | 2021+10 | 2031+00 | TRUE | TRUE | FALSE | FALSE | -1220 | 105 | TRUE | TRUE | FALSE | FALSE | 0 | 0 | TRUE | TRUE | TRUE | -1220 | 105 | 0 | 0 | -12200 | 1050 | 0 | 0 | 3465.8282 | 100000 | #N/A | 100000 | 0.034658 | 1 | #N/A | 0 | 0.00018393 | 0.005307 | #N/A | 0.005307 |  | 787 | 62.7169 | PASS | 3.3284 | PASS | Eligible | -2.244 | 5.5724 | 787 | 6.3361 | kWh | 1856.4723 | N/A | N/A | 63.3614 |  | 787 | 1 | -1220 | 105 | 0 | 0 | 10 | 0
| RE-WtrHt-FuelSub-SmlInst-HP-lte6kW-replt200kBtuh-HI-3.09UEF | MFm | Ex | CZ04 | Any | 788 | SWWH025Q | 1 | 10 | 2021 | natural gas | electricity | NR |  |  |  |  | -1190 |  | 102 |  | -1190 | 102 | 0 | 0 |  | 0 | 0 |  | TRUE | 10 | 0 | 0 | TRUE | 2021+10 | 2031+00 | TRUE | TRUE | FALSE | FALSE | -1190 | 102 | TRUE | TRUE | FALSE | FALSE | 0 | 0 | TRUE | TRUE | TRUE | -1190 | 102 | 0 | 0 | -11900 | 1020 | 0 | 0 | 3465.8282 | 100000 | #N/A | 100000 | 0.034658 | 1 | #N/A | 0 | 0.00018393 | 0.005307 | #N/A | 0.005307 |  | 788 | 60.7566 | PASS | 3.2244 | PASS | Eligible | -2.1888 | 5.4132 | 788 | 6.1385 | kWh | 1798.5731 | N/A | N/A | 61.3853 |  | 788 | 1 | -1190 | 102 | 0 | 0 | 10 | 0
| RE-WtrHt-FuelSub-SmlInst-HP-lte6kW-replt200kBtuh-HI-3.09UEF | MFm | Ex | CZ05 | Any | 789 | SWWH025Q | 1 | 10 | 2021 | natural gas | electricity | NR |  |  |  |  | -1230 |  | 106 |  | -1230 | 106 | 0 | 0 |  | 0 | 0 |  | TRUE | 10 | 0 | 0 | TRUE | 2021+10 | 2031+00 | TRUE | TRUE | FALSE | FALSE | -1230 | 106 | TRUE | TRUE | FALSE | FALSE | 0 | 0 | TRUE | TRUE | TRUE | -1230 | 106 | 0 | 0 | -12300 | 1060 | 0 | 0 | 3465.8282 | 100000 | #N/A | 100000 | 0.034658 | 1 | #N/A | 0 | 0.00018393 | 0.005307 | #N/A | 0.005307 |  | 789 | 63.3703 | PASS | 3.3631 | PASS | Eligible | -2.2624 | 5.6255 | 789 | 6.402 | kWh | 1875.772 | N/A | N/A | 64.0201 |  | 789 | 1 | -1230 | 106 | 0 | 0 | 10 | 0
| RE-WtrHt-FuelSub-SmlInst-HP-lte6kW-replt200kBtuh-HI-3.09UEF | MFm | Ex | CZ06 | Any | 790 | SWWH025Q | 1 | 10 | 2021 | natural gas | electricity | NR |  |  |  |  | -1140 |  | 98.5 |  | -1140 | 98.5 | 0 | 0 |  | 0 | 0 |  | TRUE | 10 | 0 | 0 | TRUE | 2021+10 | 2031+00 | TRUE | TRUE | FALSE | FALSE | -1140 | 98.5 | TRUE | TRUE | FALSE | FALSE | 0 | 0 | TRUE | TRUE | TRUE | -1140 | 98.5 | 0 | 0 | -11400 | 985 | 0 | 0 | 3465.8282 | 100000 | #N/A | 100000 | 0.034658 | 1 | #N/A | 0 | 0.00018393 | 0.005307 | #N/A | 0.005307 |  | 790 | 58.9896 | PASS | 3.1306 | PASS | Eligible | -2.0968 | 5.2274 | 790 | 5.9592 | kWh | 1746.024 | N/A | N/A | 59.5918 |  | 790 | 1 | -1140 | 98.5 | 0 | 0 | 10 | 0
| RE-WtrHt-FuelSub-SmlInst-HP-lte6kW-replt200kBtuh-HI-3.09UEF | MFm | Ex | CZ07 | Any | 791 | SWWH025Q | 1 | 10 | 2021 | natural gas | electricity | NR |  |  |  |  | -1120 |  | 97.4 |  | -1120 | 97.4 | 0 | 0 |  | 0 | 0 |  | TRUE | 10 | 0 | 0 | TRUE | 2021+10 | 2031+00 | TRUE | TRUE | FALSE | FALSE | -1120 | 97.4 | TRUE | TRUE | FALSE | FALSE | 0 | 0 | TRUE | TRUE | TRUE | -1120 | 97.4 | 0 | 0 | -11200 | 974 | 0 | 0 | 3465.8282 | 100000 | #N/A | 100000 | 0.034658 | 1 | #N/A | 0 | 0.00018393 | 0.005307 | #N/A | 0.005307 |  | 791 | 58.5827 | PASS | 3.109 | PASS | Eligible | -2.06 | 5.1691 | 791 | 5.9174 | kWh | 1733.7943 | N/A | N/A | 59.1744 |  | 791 | 1 | -1120 | 97.4 | 0 | 0 | 10 | 0
| RE-WtrHt-FuelSub-SmlInst-HP-lte6kW-replt200kBtuh-HI-3.09UEF | MFm | Ex | CZ08 | Any | 792 | SWWH025Q | 1 | 10 | 2021 | natural gas | electricity | NR |  |  |  |  | -1110 |  | 95.8 |  | -1110 | 95.8 | 0 | 0 |  | 0 | 0 |  | TRUE | 10 | 0 | 0 | TRUE | 2021+10 | 2031+00 | TRUE | TRUE | FALSE | FALSE | -1110 | 95.8 | TRUE | TRUE | FALSE | FALSE | 0 | 0 | TRUE | TRUE | TRUE | -1110 | 95.8 | 0 | 0 | -11100 | 958 | 0 | 0 | 3465.8282 | 100000 | #N/A | 100000 | 0.034658 | 1 | #N/A | 0 | 0.00018393 | 0.005307 | #N/A | 0.005307 |  | 792 | 57.3293 | PASS | 3.0425 | PASS | Eligible | -2.0417 | 5.0841 | 792 | 5.7916 | kWh | 1696.9147 | N/A | N/A | 57.9157 |  | 792 | 1 | -1110 | 95.8 | 0 | 0 | 10 | 0
| RE-WtrHt-FuelSub-SmlInst-HP-lte6kW-replt200kBtuh-HI-3.09UEF | MFm | Ex | CZ09 | Any | 793 | SWWH025Q | 1 | 10 | 2021 | natural gas | electricity | NR |  |  |  |  | -1110 |  | 95.7 |  | -1110 | 95.7 | 0 | 0 |  | 0 | 0 |  | TRUE | 10 | 0 | 0 | TRUE | 2021+10 | 2031+00 | TRUE | TRUE | FALSE | FALSE | -1110 | 95.7 | TRUE | TRUE | FALSE | FALSE | 0 | 0 | TRUE | TRUE | TRUE | -1110 | 95.7 | 0 | 0 | -11100 | 957 | 0 | 0 | 3465.8282 | 100000 | #N/A | 100000 | 0.034658 | 1 | #N/A | 0 | 0.00018393 | 0.005307 | #N/A | 0.005307 |  | 793 | 57.2293 | PASS | 3.0372 | PASS | Eligible | -2.0417 | 5.0788 | 793 | 5.7816 | kWh | 1693.9848 | N/A | N/A | 57.8157 |  | 793 | 1 | -1110 | 95.7 | 0 | 0 | 10 | 0
| RE-WtrHt-FuelSub-SmlInst-HP-lte6kW-replt200kBtuh-HI-3.09UEF | MFm | Ex | CZ10 | Any | 794 | SWWH025Q | 1 | 10 | 2021 | natural gas | electricity | NR |  |  |  |  | -1110 |  | 95.3 |  | -1110 | 95.3 | 0 | 0 |  | 0 | 0 |  | TRUE | 10 | 0 | 0 | TRUE | 2021+10 | 2031+00 | TRUE | TRUE | FALSE | FALSE | -1110 | 95.3 | TRUE | TRUE | FALSE | FALSE | 0 | 0 | TRUE | TRUE | TRUE | -1110 | 95.3 | 0 | 0 | -11100 | 953 | 0 | 0 | 3465.8282 | 100000 | #N/A | 100000 | 0.034658 | 1 | #N/A | 0 | 0.00018393 | 0.005307 | #N/A | 0.005307 |  | 794 | 56.8293 | PASS | 3.016 | PASS | Eligible | -2.0417 | 5.0576 | 794 | 5.7416 | kWh | 1682.2649 | N/A | N/A | 57.4157 |  | 794 | 1 | -1110 | 95.3 | 0 | 0 | 10 | 0
| RE-WtrHt-FuelSub-SmlInst-HP-lte6kW-replt200kBtuh-HI-3.09UEF | MFm | Ex | CZ11 | Any | 795 | SWWH025Q | 1 | 10 | 2021 | natural gas | electricity | NR |  |  |  |  | -1140 |  | 96.8 |  | -1140 | 96.8 | 0 | 0 |  | 0 | 0 |  | TRUE | 10 | 0 | 0 | TRUE | 2021+10 | 2031+00 | TRUE | TRUE | FALSE | FALSE | -1140 | 96.8 | TRUE | TRUE | FALSE | FALSE | 0 | 0 | TRUE | TRUE | TRUE | -1140 | 96.8 | 0 | 0 | -11400 | 968 | 0 | 0 | 3465.8282 | 100000 | #N/A | 100000 | 0.034658 | 1 | #N/A | 0 | 0.00018393 | 0.005307 | #N/A | 0.005307 |  | 795 | 57.2896 | PASS | 3.0404 | PASS | Eligible | -2.0968 | 5.1372 | 795 | 5.7892 | kWh | 1696.2145 | N/A | N/A | 57.8918 |  | 795 | 1 | -1140 | 96.8 | 0 | 0 | 10 | 0
| RE-WtrHt-FuelSub-SmlInst-HP-lte6kW-replt200kBtuh-HI-3.09UEF | MFm | Ex | CZ12 | Any | 796 | SWWH025Q | 1 | 10 | 2021 | natural gas | electricity | NR |  |  |  |  | -1180 |  | 99.8 |  | -1180 | 99.8 | 0 | 0 |  | 0 | 0 |  | TRUE | 10 | 0 | 0 | TRUE | 2021+10 | 2031+00 | TRUE | TRUE | FALSE | FALSE | -1180 | 99.8 | TRUE | TRUE | FALSE | FALSE | 0 | 0 | TRUE | TRUE | TRUE | -1180 | 99.8 | 0 | 0 | -11800 | 998 | 0 | 0 | 3465.8282 | 100000 | #N/A | 100000 | 0.034658 | 1 | #N/A | 0 | 0.00018393 | 0.005307 | #N/A | 0.005307 |  | 796 | 58.9032 | PASS | 3.126 | PASS | Eligible | -2.1704 | 5.2964 | 796 | 5.9527 | kWh | 1744.1137 | N/A | N/A | 59.5266 |  | 796 | 1 | -1180 | 99.8 | 0 | 0 | 10 | 0
| RE-WtrHt-FuelSub-SmlInst-HP-lte6kW-replt200kBtuh-HI-3.09UEF | MFm | Ex | CZ13 | Any | 797 | SWWH025Q | 1 | 10 | 2021 | natural gas | electricity | NR |  |  |  |  | -1120 |  | 95.6 |  | -1120 | 95.6 | 0 | 0 |  | 0 | 0 |  | TRUE | 10 | 0 | 0 | TRUE | 2021+10 | 2031+00 | TRUE | TRUE | FALSE | FALSE | -1120 | 95.6 | TRUE | TRUE | FALSE | FALSE | 0 | 0 | TRUE | TRUE | TRUE | -1120 | 95.6 | 0 | 0 | -11200 | 956 | 0 | 0 | 3465.8282 | 100000 | #N/A | 100000 | 0.034658 | 1 | #N/A | 0 | 0.00018393 | 0.005307 | #N/A | 0.005307 |  | 797 | 56.7827 | PASS | 3.0135 | PASS | Eligible | -2.06 | 5.0735 | 797 | 5.7374 | kWh | 1681.0548 | N/A | N/A | 57.3744 |  | 797 | 1 | -1120 | 95.6 | 0 | 0 | 10 | 0
| RE-WtrHt-FuelSub-SmlInst-HP-lte6kW-replt200kBtuh-HI-3.09UEF | MFm | Ex | CZ14 | Any | 798 | SWWH025Q | 1 | 10 | 2021 | natural gas | electricity | NR |  |  |  |  | -1140 |  | 97.5 |  | -1140 | 97.5 | 0 | 0 |  | 0 | 0 |  | TRUE | 10 | 0 | 0 | TRUE | 2021+10 | 2031+00 | TRUE | TRUE | FALSE | FALSE | -1140 | 97.5 | TRUE | TRUE | FALSE | FALSE | 0 | 0 | TRUE | TRUE | TRUE | -1140 | 97.5 | 0 | 0 | -11400 | 975 | 0 | 0 | 3465.8282 | 100000 | #N/A | 100000 | 0.034658 | 1 | #N/A | 0 | 0.00018393 | 0.005307 | #N/A | 0.005307 |  | 798 | 57.9896 | PASS | 3.0775 | PASS | Eligible | -2.0968 | 5.1744 | 798 | 5.8592 | kWh | 1716.7243 | N/A | N/A | 58.5918 |  | 798 | 1 | -1140 | 97.5 | 0 | 0 | 10 | 0
| RE-WtrHt-FuelSub-SmlInst-HP-lte6kW-replt200kBtuh-HI-3.09UEF | MFm | Ex | CZ15 | Any | 799 | SWWH025Q | 1 | 10 | 2021 | natural gas | electricity | NR |  |  |  |  | -935 |  | 80.4 |  | -935 | 80.4 | 0 | 0 |  | 0 | 0 |  | TRUE | 10 | 0 | 0 | TRUE | 2021+10 | 2031+00 | TRUE | TRUE | FALSE | FALSE | -935 | 80.4 | TRUE | TRUE | FALSE | FALSE | 0 | 0 | TRUE | TRUE | TRUE | -935 | 80.4 | 0 | 0 | -9350 | 804 | 0 | 0 | 3465.8282 | 100000 | #N/A | 100000 | 0.034658 | 1 | #N/A | 0 | 0.00018393 | 0.005307 | #N/A | 0.005307 |  | 799 | 47.9945 | PASS | 2.5471 | PASS | Eligible | -1.7198 | 4.2669 | 799 | 4.8488 | kWh | 1420.6988 | N/A | N/A | 48.4885 |  | 799 | 1 | -935 | 80.4 | 0 | 0 | 10 | 0
| RE-WtrHt-FuelSub-SmlInst-HP-lte6kW-replt200kBtuh-HI-3.09UEF | MFm | Ex | CZ16 | Any | 800 | SWWH025Q | 1 | 10 | 2021 | natural gas | electricity | NR |  |  |  |  | -1320 |  | 112 |  | -1320 | 112 | 0 | 0 |  | 0 | 0 |  | TRUE | 10 | 0 | 0 | TRUE | 2021+10 | 2031+00 | TRUE | TRUE | FALSE | FALSE | -1320 | 112 | TRUE | TRUE | FALSE | FALSE | 0 | 0 | TRUE | TRUE | TRUE | -1320 | 112 | 0 | 0 | -13200 | 1120 | 0 | 0 | 3465.8282 | 100000 | #N/A | 100000 | 0.034658 | 1 | #N/A | 0 | 0.00018393 | 0.005307 | #N/A | 0.005307 |  | 800 | 66.2511 | PASS | 3.516 | PASS | Eligible | -2.4279 | 5.9439 | 800 | 6.6948 | kWh | 1961.5705 | N/A | N/A | 66.9484 |  | 800 | 1 | -1320 | 112 | 0 | 0 | 10 | 0
| RE-WtrHt-FuelSub-SmlInst-HP-lte6kW-replt200kBtuh-HI-3.09UEF | DMo | Ex | CZ01 | Any | 801 | SWWH025Q | 1 | 10 | 2021 | natural gas | electricity | NR |  |  |  |  | -1890 |  | 114 |  | -1890 | 114 | 0 | 0 |  | 0 | 0 |  | TRUE | 10 | 0 | 0 | TRUE | 2021+10 | 2031+00 | TRUE | TRUE | FALSE | FALSE | -1890 | 114 | TRUE | TRUE | FALSE | FALSE | 0 | 0 | TRUE | TRUE | TRUE | -1890 | 114 | 0 | 0 | -18900 | 1140 | 0 | 0 | 3465.8282 | 100000 | #N/A | 100000 | 0.034658 | 1 | #N/A | 0 | 0.00018393 | 0.005307 | #N/A | 0.005307 |  | 801 | 48.4958 | PASS | 2.5737 | PASS | Eligible | -3.4763 | 6.05 | 801 | 4.9494 | kWh | 1450.1699 | N/A | N/A | 49.4943 |  | 801 | 1 | -1890 | 114 | 0 | 0 | 10 | 0
| RE-WtrHt-FuelSub-SmlInst-HP-lte6kW-replt200kBtuh-HI-3.09UEF | DMo | Ex | CZ02 | Any | 802 | SWWH025Q | 1 | 10 | 2021 | natural gas | electricity | NR |  |  |  |  | -1650 |  | 106 |  | -1650 | 106 | 0 | 0 |  | 0 | 0 |  | TRUE | 10 | 0 | 0 | TRUE | 2021+10 | 2031+00 | TRUE | TRUE | FALSE | FALSE | -1650 | 106 | TRUE | TRUE | FALSE | FALSE | 0 | 0 | TRUE | TRUE | TRUE | -1650 | 106 | 0 | 0 | -16500 | 1060 | 0 | 0 | 3465.8282 | 100000 | #N/A | 100000 | 0.034658 | 1 | #N/A | 0 | 0.00018393 | 0.005307 | #N/A | 0.005307 |  | 802 | 48.8138 | PASS | 2.5906 | PASS | Eligible | -3.0349 | 5.6255 | 802 | 4.9685 | kWh | 1455.772 | N/A | N/A | 49.6855 |  | 802 | 1 | -1650 | 106 | 0 | 0 | 10 | 0
| RE-WtrHt-FuelSub-SmlInst-HP-lte6kW-replt200kBtuh-HI-3.09UEF | DMo | Ex | CZ03 | Any | 803 | SWWH025Q | 1 | 10 | 2021 | natural gas | electricity | NR |  |  |  |  | -1600 |  | 106 |  | -1600 | 106 | 0 | 0 |  | 0 | 0 |  | TRUE | 10 | 0 | 0 | TRUE | 2021+10 | 2031+00 | TRUE | TRUE | FALSE | FALSE | -1600 | 106 | TRUE | TRUE | FALSE | FALSE | 0 | 0 | TRUE | TRUE | TRUE | -1600 | 106 | 0 | 0 | -16000 | 1060 | 0 | 0 | 3465.8282 | 100000 | #N/A | 100000 | 0.034658 | 1 | #N/A | 0 | 0.00018393 | 0.005307 | #N/A | 0.005307 |  | 803 | 50.5467 | PASS | 2.6825 | PASS | Eligible | -2.9429 | 5.6255 | 803 | 5.1392 | kWh | 1505.772 | N/A | N/A | 51.392 |  | 803 | 1 | -1600 | 106 | 0 | 0 | 10 | 0
| RE-WtrHt-FuelSub-SmlInst-HP-lte6kW-replt200kBtuh-HI-3.09UEF | DMo | Ex | CZ04 | Any | 804 | SWWH025Q | 1 | 10 | 2021 | natural gas | electricity | NR |  |  |  |  | -1530 |  | 103 |  | -1530 | 103 | 0 | 0 |  | 0 | 0 |  | TRUE | 10 | 0 | 0 | TRUE | 2021+10 | 2031+00 | TRUE | TRUE | FALSE | FALSE | -1530 | 103 | TRUE | TRUE | FALSE | FALSE | 0 | 0 | TRUE | TRUE | TRUE | -1530 | 103 | 0 | 0 | -15300 | 1030 | 0 | 0 | 3465.8282 | 100000 | #N/A | 100000 | 0.034658 | 1 | #N/A | 0 | 0.00018393 | 0.005307 | #N/A | 0.005307 |  | 804 | 49.9728 | PASS | 2.6521 | PASS | Eligible | -2.8142 | 5.4662 | 804 | 5.0781 | kWh | 1487.8728 | N/A | N/A | 50.7811 |  | 804 | 1 | -1530 | 103 | 0 | 0 | 10 | 0
| RE-WtrHt-FuelSub-SmlInst-HP-lte6kW-replt200kBtuh-HI-3.09UEF | DMo | Ex | CZ05 | Any | 805 | SWWH025Q | 1 | 10 | 2021 | natural gas | electricity | NR |  |  |  |  | -1670 |  | 108 |  | -1670 | 108 | 0 | 0 |  | 0 | 0 |  | TRUE | 10 | 0 | 0 | TRUE | 2021+10 | 2031+00 | TRUE | TRUE | FALSE | FALSE | -1670 | 108 | TRUE | TRUE | FALSE | FALSE | 0 | 0 | TRUE | TRUE | TRUE | -1670 | 108 | 0 | 0 | -16700 | 1080 | 0 | 0 | 3465.8282 | 100000 | #N/A | 100000 | 0.034658 | 1 | #N/A | 0 | 0.00018393 | 0.005307 | #N/A | 0.005307 |  | 805 | 50.1207 | PASS | 2.6599 | PASS | Eligible | -3.0717 | 5.7316 | 805 | 5.1003 | kWh | 1494.3715 | N/A | N/A | 51.0029 |  | 805 | 1 | -1670 | 108 | 0 | 0 | 10 | 0
| RE-WtrHt-FuelSub-SmlInst-HP-lte6kW-replt200kBtuh-HI-3.09UEF | DMo | Ex | CZ06 | Any | 806 | SWWH025Q | 1 | 10 | 2021 | natural gas | electricity | NR |  |  |  |  | -1410 |  | 99.5 |  | -1410 | 99.5 | 0 | 0 |  | 0 | 0 |  | TRUE | 10 | 0 | 0 | TRUE | 2021+10 | 2031+00 | TRUE | TRUE | FALSE | FALSE | -1410 | 99.5 | TRUE | TRUE | FALSE | FALSE | 0 | 0 | TRUE | TRUE | TRUE | -1410 | 99.5 | 0 | 0 | -14100 | 995 | 0 | 0 | 3465.8282 | 100000 | #N/A | 100000 | 0.034658 | 1 | #N/A | 0 | 0.00018393 | 0.005307 | #N/A | 0.005307 |  | 806 | 50.6318 | PASS | 2.687 | PASS | Eligible | -2.5935 | 5.2805 | 806 | 5.1377 | kWh | 1505.3238 | N/A | N/A | 51.3767 |  | 806 | 1 | -1410 | 99.5 | 0 | 0 | 10 | 0
| RE-WtrHt-FuelSub-SmlInst-HP-lte6kW-replt200kBtuh-HI-3.09UEF | DMo | Ex | CZ07 | Any | 807 | SWWH025Q | 1 | 10 | 2021 | natural gas | electricity | NR |  |  |  |  | -1370 |  | 98.4 |  | -1370 | 98.4 | 0 | 0 |  | 0 | 0 |  | TRUE | 10 | 0 | 0 | TRUE | 2021+10 | 2031+00 | TRUE | TRUE | FALSE | FALSE | -1370 | 98.4 | TRUE | TRUE | FALSE | FALSE | 0 | 0 | TRUE | TRUE | TRUE | -1370 | 98.4 | 0 | 0 | -13700 | 984 | 0 | 0 | 3465.8282 | 100000 | #N/A | 100000 | 0.034658 | 1 | #N/A | 0 | 0.00018393 | 0.005307 | #N/A | 0.005307 |  | 807 | 50.9182 | PASS | 2.7022 | PASS | Eligible | -2.5199 | 5.2221 | 807 | 5.1642 | kWh | 1513.0941 | N/A | N/A | 51.6419 |  | 807 | 1 | -1370 | 98.4 | 0 | 0 | 10 | 0
| RE-WtrHt-FuelSub-SmlInst-HP-lte6kW-replt200kBtuh-HI-3.09UEF | DMo | Ex | CZ08 | Any | 808 | SWWH025Q | 1 | 10 | 2021 | natural gas | electricity | NR |  |  |  |  | -1350 |  | 96.9 |  | -1350 | 96.9 | 0 | 0 |  | 0 | 0 |  | TRUE | 10 | 0 | 0 | TRUE | 2021+10 | 2031+00 | TRUE | TRUE | FALSE | FALSE | -1350 | 96.9 | TRUE | TRUE | FALSE | FALSE | 0 | 0 | TRUE | TRUE | TRUE | -1350 | 96.9 | 0 | 0 | -13500 | 969 | 0 | 0 | 3465.8282 | 100000 | #N/A | 100000 | 0.034658 | 1 | #N/A | 0 | 0.00018393 | 0.005307 | #N/A | 0.005307 |  | 808 | 50.1113 | PASS | 2.6594 | PASS | Eligible | -2.4831 | 5.1425 | 808 | 5.0824 | kWh | 1489.1444 | N/A | N/A | 50.8245 |  | 808 | 1 | -1350 | 96.9 | 0 | 0 | 10 | 0
| RE-WtrHt-FuelSub-SmlInst-HP-lte6kW-replt200kBtuh-HI-3.09UEF | DMo | Ex | CZ09 | Any | 809 | SWWH025Q | 1 | 10 | 2021 | natural gas | electricity | NR |  |  |  |  | -1360 |  | 96.8 |  | -1360 | 96.8 | 0 | 0 |  | 0 | 0 |  | TRUE | 10 | 0 | 0 | TRUE | 2021+10 | 2031+00 | TRUE | TRUE | FALSE | FALSE | -1360 | 96.8 | TRUE | TRUE | FALSE | FALSE | 0 | 0 | TRUE | TRUE | TRUE | -1360 | 96.8 | 0 | 0 | -13600 | 968 | 0 | 0 | 3465.8282 | 100000 | #N/A | 100000 | 0.034658 | 1 | #N/A | 0 | 0.00018393 | 0.005307 | #N/A | 0.005307 |  | 809 | 49.6647 | PASS | 2.6357 | PASS | Eligible | -2.5015 | 5.1372 | 809 | 5.0383 | kWh | 1476.2145 | N/A | N/A | 50.3832 |  | 809 | 1 | -1360 | 96.8 | 0 | 0 | 10 | 0
| RE-WtrHt-FuelSub-SmlInst-HP-lte6kW-replt200kBtuh-HI-3.09UEF | DMo | Ex | CZ10 | Any | 810 | SWWH025Q | 1 | 10 | 2021 | natural gas | electricity | NR |  |  |  |  | -1360 |  | 96.4 |  | -1360 | 96.4 | 0 | 0 |  | 0 | 0 |  | TRUE | 10 | 0 | 0 | TRUE | 2021+10 | 2031+00 | TRUE | TRUE | FALSE | FALSE | -1360 | 96.4 | TRUE | TRUE | FALSE | FALSE | 0 | 0 | TRUE | TRUE | TRUE | -1360 | 96.4 | 0 | 0 | -13600 | 964 | 0 | 0 | 3465.8282 | 100000 | #N/A | 100000 | 0.034658 | 1 | #N/A | 0 | 0.00018393 | 0.005307 | #N/A | 0.005307 |  | 810 | 49.2647 | PASS | 2.6145 | PASS | Eligible | -2.5015 | 5.116 | 810 | 4.9983 | kWh | 1464.4946 | N/A | N/A | 49.9832 |  | 810 | 1 | -1360 | 96.4 | 0 | 0 | 10 | 0
| RE-WtrHt-FuelSub-SmlInst-HP-lte6kW-replt200kBtuh-HI-3.09UEF | DMo | Ex | CZ11 | Any | 811 | SWWH025Q | 1 | 10 | 2021 | natural gas | electricity | NR |  |  |  |  | -1470 |  | 97.9 |  | -1470 | 97.9 | 0 | 0 |  | 0 | 0 |  | TRUE | 10 | 0 | 0 | TRUE | 2021+10 | 2031+00 | TRUE | TRUE | FALSE | FALSE | -1470 | 97.9 | TRUE | TRUE | FALSE | FALSE | 0 | 0 | TRUE | TRUE | TRUE | -1470 | 97.9 | 0 | 0 | -14700 | 979 | 0 | 0 | 3465.8282 | 100000 | #N/A | 100000 | 0.034658 | 1 | #N/A | 0 | 0.00018393 | 0.005307 | #N/A | 0.005307 |  | 811 | 46.9523 | PASS | 2.4918 | PASS | Eligible | -2.7038 | 5.1956 | 811 | 4.7729 | kWh | 1398.4442 | N/A | N/A | 47.7289 |  | 811 | 1 | -1470 | 97.9 | 0 | 0 | 10 | 0
| RE-WtrHt-FuelSub-SmlInst-HP-lte6kW-replt200kBtuh-HI-3.09UEF | DMo | Ex | CZ12 | Any | 812 | SWWH025Q | 1 | 10 | 2021 | natural gas | electricity | NR |  |  |  |  | -1510 |  | 101 |  | -1510 | 101 | 0 | 0 |  | 0 | 0 |  | TRUE | 10 | 0 | 0 | TRUE | 2021+10 | 2031+00 | TRUE | TRUE | FALSE | FALSE | -1510 | 101 | TRUE | TRUE | FALSE | FALSE | 0 | 0 | TRUE | TRUE | TRUE | -1510 | 101 | 0 | 0 | -15100 | 1010 | 0 | 0 | 3465.8282 | 100000 | #N/A | 100000 | 0.034658 | 1 | #N/A | 0 | 0.00018393 | 0.005307 | #N/A | 0.005307 |  | 812 | 48.666 | PASS | 2.5827 | PASS | Eligible | -2.7774 | 5.3601 | 812 | 4.9464 | kWh | 1449.2734 | N/A | N/A | 49.4637 |  | 812 | 1 | -1510 | 101 | 0 | 0 | 10 | 0
| RE-WtrHt-FuelSub-SmlInst-HP-lte6kW-replt200kBtuh-HI-3.09UEF | DMo | Ex | CZ13 | Any | 813 | SWWH025Q | 1 | 10 | 2021 | natural gas | electricity | NR |  |  |  |  | -1420 |  | 96.7 |  | -1420 | 96.7 | 0 | 0 |  | 0 | 0 |  | TRUE | 10 | 0 | 0 | TRUE | 2021+10 | 2031+00 | TRUE | TRUE | FALSE | FALSE | -1420 | 96.7 | TRUE | TRUE | FALSE | FALSE | 0 | 0 | TRUE | TRUE | TRUE | -1420 | 96.7 | 0 | 0 | -14200 | 967 | 0 | 0 | 3465.8282 | 100000 | #N/A | 100000 | 0.034658 | 1 | #N/A | 0 | 0.00018393 | 0.005307 | #N/A | 0.005307 |  | 813 | 47.4852 | PASS | 2.5201 | PASS | Eligible | -2.6118 | 5.1319 | 813 | 4.8235 | kWh | 1413.2845 | N/A | N/A | 48.2354 |  | 813 | 1 | -1420 | 96.7 | 0 | 0 | 10 | 0
| RE-WtrHt-FuelSub-SmlInst-HP-lte6kW-replt200kBtuh-HI-3.09UEF | DMo | Ex | CZ14 | Any | 814 | SWWH025Q | 1 | 10 | 2021 | natural gas | electricity | NR |  |  |  |  | -1530 |  | 98.6 |  | -1530 | 98.6 | 0 | 0 |  | 0 | 0 |  | TRUE | 10 | 0 | 0 | TRUE | 2021+10 | 2031+00 | TRUE | TRUE | FALSE | FALSE | -1530 | 98.6 | TRUE | TRUE | FALSE | FALSE | 0 | 0 | TRUE | TRUE | TRUE | -1530 | 98.6 | 0 | 0 | -15300 | 986 | 0 | 0 | 3465.8282 | 100000 | #N/A | 100000 | 0.034658 | 1 | #N/A | 0 | 0.00018393 | 0.005307 | #N/A | 0.005307 |  | 814 | 45.5728 | PASS | 2.4186 | PASS | Eligible | -2.8142 | 5.2327 | 814 | 4.6381 | kWh | 1358.954 | N/A | N/A | 46.3811 |  | 814 | 1 | -1530 | 98.6 | 0 | 0 | 10 | 0
| RE-WtrHt-FuelSub-SmlInst-HP-lte6kW-replt200kBtuh-HI-3.09UEF | DMo | Ex | CZ15 | Any | 815 | SWWH025Q | 1 | 10 | 2021 | natural gas | electricity | NR |  |  |  |  | -1030 |  | 81.2 |  | -1030 | 81.2 | 0 | 0 |  | 0 | 0 |  | TRUE | 10 | 0 | 0 | TRUE | 2021+10 | 2031+00 | TRUE | TRUE | FALSE | FALSE | -1030 | 81.2 | TRUE | TRUE | FALSE | FALSE | 0 | 0 | TRUE | TRUE | TRUE | -1030 | 81.2 | 0 | 0 | -10300 | 812 | 0 | 0 | 3465.8282 | 100000 | #N/A | 100000 | 0.034658 | 1 | #N/A | 0 | 0.00018393 | 0.005307 | #N/A | 0.005307 |  | 815 | 45.502 | PASS | 2.4148 | PASS | Eligible | -1.8945 | 4.3093 | 815 | 4.6046 | kWh | 1349.1386 | N/A | N/A | 46.0461 |  | 815 | 1 | -1030 | 81.2 | 0 | 0 | 10 | 0
| RE-WtrHt-FuelSub-SmlInst-HP-lte6kW-replt200kBtuh-HI-3.09UEF | DMo | Ex | CZ16 | Any | 816 | SWWH025Q | 1 | 10 | 2021 | natural gas | electricity | NR |  |  |  |  | -2210 |  | 113 |  | -2210 | 113 | 0 | 0 |  | 0 | 0 |  | TRUE | 10 | 0 | 0 | TRUE | 2021+10 | 2031+00 | TRUE | TRUE | FALSE | FALSE | -2210 | 113 | TRUE | TRUE | FALSE | FALSE | 0 | 0 | TRUE | TRUE | TRUE | -2210 | 113 | 0 | 0 | -22100 | 1130 | 0 | 0 | 3465.8282 | 100000 | #N/A | 100000 | 0.034658 | 1 | #N/A | 0 | 0.00018393 | 0.005307 | #N/A | 0.005307 |  | 816 | 36.4052 | PASS | 1.932 | PASS | Eligible | -4.0649 | 5.997 | 816 | 3.7573 | kWh | 1100.8702 | N/A | N/A | 37.5727 |  | 816 | 1 | -2210 | 113 | 0 | 0 | 10 | 0
| RE-WtrHt-FuelSub-SmlInst-HP-lte6kW-replt200kBtuh-HI-3.31UEF | SFm | Ex | CZ01 | Any | 817 | SWWH025T | 1 | 10 | 2021 | natural gas | electricity | NR |  |  |  |  | -1880 |  | 135 |  | -1880 | 135 | 0 | 0 |  | 0 | 0 |  | TRUE | 10 | 0 | 0 | TRUE | 2021+10 | 2031+00 | TRUE | TRUE | FALSE | FALSE | -1880 | 135 | TRUE | TRUE | FALSE | FALSE | 0 | 0 | TRUE | TRUE | TRUE | -1880 | 135 | 0 | 0 | -18800 | 1350 | 0 | 0 | 3465.8282 | 100000 | #N/A | 100000 | 0.034658 | 1 | #N/A | 0 | 0.00018393 | 0.005307 | #N/A | 0.005307 |  | 817 | 69.8424 | PASS | 3.7066 | PASS | Eligible | -3.4579 | 7.1645 | 817 | 7.0836 | kWh | 2075.4644 | N/A | N/A | 70.8356 |  | 817 | 1 | -1880 | 135 | 0 | 0 | 10 | 0
| RE-WtrHt-FuelSub-SmlInst-HP-lte6kW-replt200kBtuh-HI-3.31UEF | SFm | Ex | CZ02 | Any | 818 | SWWH025T | 1 | 10 | 2021 | natural gas | electricity | NR |  |  |  |  | -1630 |  | 126 |  | -1630 | 126 | 0 | 0 |  | 0 | 0 |  | TRUE | 10 | 0 | 0 | TRUE | 2021+10 | 2031+00 | TRUE | TRUE | FALSE | FALSE | -1630 | 126 | TRUE | TRUE | FALSE | FALSE | 0 | 0 | TRUE | TRUE | TRUE | -1630 | 126 | 0 | 0 | -16300 | 1260 | 0 | 0 | 3465.8282 | 100000 | #N/A | 100000 | 0.034658 | 1 | #N/A | 0 | 0.00018393 | 0.005307 | #N/A | 0.005307 |  | 818 | 69.507 | PASS | 3.6888 | PASS | Eligible | -2.9981 | 6.6869 | 818 | 7.0368 | kWh | 2061.7668 | N/A | N/A | 70.3681 |  | 818 | 1 | -1630 | 126 | 0 | 0 | 10 | 0
| RE-WtrHt-FuelSub-SmlInst-HP-lte6kW-replt200kBtuh-HI-3.31UEF | SFm | Ex | CZ03 | Any | 819 | SWWH025T | 1 | 10 | 2021 | natural gas | electricity | NR |  |  |  |  | -1630 |  | 126 |  | -1630 | 126 | 0 | 0 |  | 0 | 0 |  | TRUE | 10 | 0 | 0 | TRUE | 2021+10 | 2031+00 | TRUE | TRUE | FALSE | FALSE | -1630 | 126 | TRUE | TRUE | FALSE | FALSE | 0 | 0 | TRUE | TRUE | TRUE | -1630 | 126 | 0 | 0 | -16300 | 1260 | 0 | 0 | 3465.8282 | 100000 | #N/A | 100000 | 0.034658 | 1 | #N/A | 0 | 0.00018393 | 0.005307 | #N/A | 0.005307 |  | 819 | 69.507 | PASS | 3.6888 | PASS | Eligible | -2.9981 | 6.6869 | 819 | 7.0368 | kWh | 2061.7668 | N/A | N/A | 70.3681 |  | 819 | 1 | -1630 | 126 | 0 | 0 | 10 | 0
| RE-WtrHt-FuelSub-SmlInst-HP-lte6kW-replt200kBtuh-HI-3.31UEF | SFm | Ex | CZ04 | Any | 820 | SWWH025T | 1 | 10 | 2021 | natural gas | electricity | NR |  |  |  |  | -1540 |  | 122 |  | -1540 | 122 | 0 | 0 |  | 0 | 0 |  | TRUE | 10 | 0 | 0 | TRUE | 2021+10 | 2031+00 | TRUE | TRUE | FALSE | FALSE | -1540 | 122 | TRUE | TRUE | FALSE | FALSE | 0 | 0 | TRUE | TRUE | TRUE | -1540 | 122 | 0 | 0 | -15400 | 1220 | 0 | 0 | 3465.8282 | 100000 | #N/A | 100000 | 0.034658 | 1 | #N/A | 0 | 0.00018393 | 0.005307 | #N/A | 0.005307 |  | 820 | 68.6262 | PASS | 3.642 | PASS | Eligible | -2.8326 | 6.4746 | 820 | 6.944 | kWh | 2034.5678 | N/A | N/A | 69.4398 |  | 820 | 1 | -1540 | 122 | 0 | 0 | 10 | 0
| RE-WtrHt-FuelSub-SmlInst-HP-lte6kW-replt200kBtuh-HI-3.31UEF | SFm | Ex | CZ05 | Any | 821 | SWWH025T | 1 | 10 | 2021 | natural gas | electricity | NR |  |  |  |  | -1660 |  | 128 |  | -1660 | 128 | 0 | 0 |  | 0 | 0 |  | TRUE | 10 | 0 | 0 | TRUE | 2021+10 | 2031+00 | TRUE | TRUE | FALSE | FALSE | -1660 | 128 | TRUE | TRUE | FALSE | FALSE | 0 | 0 | TRUE | TRUE | TRUE | -1660 | 128 | 0 | 0 | -16600 | 1280 | 0 | 0 | 3465.8282 | 100000 | #N/A | 100000 | 0.034658 | 1 | #N/A | 0 | 0.00018393 | 0.005307 | #N/A | 0.005307 |  | 821 | 70.4673 | PASS | 3.7397 | PASS | Eligible | -3.0533 | 6.793 | 821 | 7.1344 | kWh | 2090.3662 | N/A | N/A | 71.3442 |  | 821 | 1 | -1660 | 128 | 0 | 0 | 10 | 0
| RE-WtrHt-FuelSub-SmlInst-HP-lte6kW-replt200kBtuh-HI-3.31UEF | SFm | Ex | CZ06 | Any | 822 | SWWH025T | 1 | 10 | 2021 | natural gas | electricity | NR |  |  |  |  | -1440 |  | 118 |  | -1440 | 118 | 0 | 0 |  | 0 | 0 |  | TRUE | 10 | 0 | 0 | TRUE | 2021+10 | 2031+00 | TRUE | TRUE | FALSE | FALSE | -1440 | 118 | TRUE | TRUE | FALSE | FALSE | 0 | 0 | TRUE | TRUE | TRUE | -1440 | 118 | 0 | 0 | -14400 | 1180 | 0 | 0 | 3465.8282 | 100000 | #N/A | 100000 | 0.034658 | 1 | #N/A | 0 | 0.00018393 | 0.005307 | #N/A | 0.005307 |  | 822 | 68.0921 | PASS | 3.6137 | PASS | Eligible | -2.6486 | 6.2623 | 822 | 6.8853 | kWh | 2017.3689 | N/A | N/A | 68.8528 |  | 822 | 1 | -1440 | 118 | 0 | 0 | 10 | 0
| RE-WtrHt-FuelSub-SmlInst-HP-lte6kW-replt200kBtuh-HI-3.31UEF | SFm | Ex | CZ07 | Any | 823 | SWWH025T | 1 | 10 | 2021 | natural gas | electricity | NR |  |  |  |  | -1400 |  | 117 |  | -1400 | 117 | 0 | 0 |  | 0 | 0 |  | TRUE | 10 | 0 | 0 | TRUE | 2021+10 | 2031+00 | TRUE | TRUE | FALSE | FALSE | -1400 | 117 | TRUE | TRUE | FALSE | FALSE | 0 | 0 | TRUE | TRUE | TRUE | -1400 | 117 | 0 | 0 | -14000 | 1170 | 0 | 0 | 3465.8282 | 100000 | #N/A | 100000 | 0.034658 | 1 | #N/A | 0 | 0.00018393 | 0.005307 | #N/A | 0.005307 |  | 823 | 68.4784 | PASS | 3.6342 | PASS | Eligible | -2.5751 | 6.2092 | 823 | 6.9218 | kWh | 2028.0691 | N/A | N/A | 69.218 |  | 823 | 1 | -1400 | 117 | 0 | 0 | 10 | 0
| RE-WtrHt-FuelSub-SmlInst-HP-lte6kW-replt200kBtuh-HI-3.31UEF | SFm | Ex | CZ08 | Any | 824 | SWWH025T | 1 | 10 | 2021 | natural gas | electricity | NR |  |  |  |  | -1370 |  | 115 |  | -1370 | 115 | 0 | 0 |  | 0 | 0 |  | TRUE | 10 | 0 | 0 | TRUE | 2021+10 | 2031+00 | TRUE | TRUE | FALSE | FALSE | -1370 | 115 | TRUE | TRUE | FALSE | FALSE | 0 | 0 | TRUE | TRUE | TRUE | -1370 | 115 | 0 | 0 | -13700 | 1150 | 0 | 0 | 3465.8282 | 100000 | #N/A | 100000 | 0.034658 | 1 | #N/A | 0 | 0.00018393 | 0.005307 | #N/A | 0.005307 |  | 824 | 67.5182 | PASS | 3.5832 | PASS | Eligible | -2.5199 | 6.1031 | 824 | 6.8242 | kWh | 1999.4697 | N/A | N/A | 68.2419 |  | 824 | 1 | -1370 | 115 | 0 | 0 | 10 | 0
| RE-WtrHt-FuelSub-SmlInst-HP-lte6kW-replt200kBtuh-HI-3.31UEF | SFm | Ex | CZ09 | Any | 825 | SWWH025T | 1 | 10 | 2021 | natural gas | electricity | NR |  |  |  |  | -1370 |  | 115 |  | -1370 | 115 | 0 | 0 |  | 0 | 0 |  | TRUE | 10 | 0 | 0 | TRUE | 2021+10 | 2031+00 | TRUE | TRUE | FALSE | FALSE | -1370 | 115 | TRUE | TRUE | FALSE | FALSE | 0 | 0 | TRUE | TRUE | TRUE | -1370 | 115 | 0 | 0 | -13700 | 1150 | 0 | 0 | 3465.8282 | 100000 | #N/A | 100000 | 0.034658 | 1 | #N/A | 0 | 0.00018393 | 0.005307 | #N/A | 0.005307 |  | 825 | 67.5182 | PASS | 3.5832 | PASS | Eligible | -2.5199 | 6.1031 | 825 | 6.8242 | kWh | 1999.4697 | N/A | N/A | 68.2419 |  | 825 | 1 | -1370 | 115 | 0 | 0 | 10 | 0
| RE-WtrHt-FuelSub-SmlInst-HP-lte6kW-replt200kBtuh-HI-3.31UEF | SFm | Ex | CZ10 | Any | 826 | SWWH025T | 1 | 10 | 2021 | natural gas | electricity | NR |  |  |  |  | -1370 |  | 115 |  | -1370 | 115 | 0 | 0 |  | 0 | 0 |  | TRUE | 10 | 0 | 0 | TRUE | 2021+10 | 2031+00 | TRUE | TRUE | FALSE | FALSE | -1370 | 115 | TRUE | TRUE | FALSE | FALSE | 0 | 0 | TRUE | TRUE | TRUE | -1370 | 115 | 0 | 0 | -13700 | 1150 | 0 | 0 | 3465.8282 | 100000 | #N/A | 100000 | 0.034658 | 1 | #N/A | 0 | 0.00018393 | 0.005307 | #N/A | 0.005307 |  | 826 | 67.5182 | PASS | 3.5832 | PASS | Eligible | -2.5199 | 6.1031 | 826 | 6.8242 | kWh | 1999.4697 | N/A | N/A | 68.2419 |  | 826 | 1 | -1370 | 115 | 0 | 0 | 10 | 0
| RE-WtrHt-FuelSub-SmlInst-HP-lte6kW-replt200kBtuh-HI-3.31UEF | SFm | Ex | CZ11 | Any | 827 | SWWH025T | 1 | 10 | 2021 | natural gas | electricity | NR |  |  |  |  | -1450 |  | 116 |  | -1450 | 116 | 0 | 0 |  | 0 | 0 |  | TRUE | 10 | 0 | 0 | TRUE | 2021+10 | 2031+00 | TRUE | TRUE | FALSE | FALSE | -1450 | 116 | TRUE | TRUE | FALSE | FALSE | 0 | 0 | TRUE | TRUE | TRUE | -1450 | 116 | 0 | 0 | -14500 | 1160 | 0 | 0 | 3465.8282 | 100000 | #N/A | 100000 | 0.034658 | 1 | #N/A | 0 | 0.00018393 | 0.005307 | #N/A | 0.005307 |  | 827 | 65.7455 | PASS | 3.4891 | PASS | Eligible | -2.667 | 6.1562 | 827 | 6.6512 | kWh | 1948.7694 | N/A | N/A | 66.5115 |  | 827 | 1 | -1450 | 116 | 0 | 0 | 10 | 0
| RE-WtrHt-FuelSub-SmlInst-HP-lte6kW-replt200kBtuh-HI-3.31UEF | SFm | Ex | CZ12 | Any | 828 | SWWH025T | 1 | 10 | 2021 | natural gas | electricity | NR |  |  |  |  | -1510 |  | 120 |  | -1510 | 120 | 0 | 0 |  | 0 | 0 |  | TRUE | 10 | 0 | 0 | TRUE | 2021+10 | 2031+00 | TRUE | TRUE | FALSE | FALSE | -1510 | 120 | TRUE | TRUE | FALSE | FALSE | 0 | 0 | TRUE | TRUE | TRUE | -1510 | 120 | 0 | 0 | -15100 | 1200 | 0 | 0 | 3465.8282 | 100000 | #N/A | 100000 | 0.034658 | 1 | #N/A | 0 | 0.00018393 | 0.005307 | #N/A | 0.005307 |  | 828 | 67.666 | PASS | 3.5911 | PASS | Eligible | -2.7774 | 6.3684 | 828 | 6.8464 | kWh | 2005.9684 | N/A | N/A | 68.4637 |  | 828 | 1 | -1510 | 120 | 0 | 0 | 10 | 0
| RE-WtrHt-FuelSub-SmlInst-HP-lte6kW-replt200kBtuh-HI-3.31UEF | SFm | Ex | CZ13 | Any | 829 | SWWH025T | 1 | 10 | 2021 | natural gas | electricity | NR |  |  |  |  | -1410 |  | 115 |  | -1410 | 115 | 0 | 0 |  | 0 | 0 |  | TRUE | 10 | 0 | 0 | TRUE | 2021+10 | 2031+00 | TRUE | TRUE | FALSE | FALSE | -1410 | 115 | TRUE | TRUE | FALSE | FALSE | 0 | 0 | TRUE | TRUE | TRUE | -1410 | 115 | 0 | 0 | -14100 | 1150 | 0 | 0 | 3465.8282 | 100000 | #N/A | 100000 | 0.034658 | 1 | #N/A | 0 | 0.00018393 | 0.005307 | #N/A | 0.005307 |  | 829 | 66.1318 | PASS | 3.5096 | PASS | Eligible | -2.5935 | 6.1031 | 829 | 6.6877 | kWh | 1959.4697 | N/A | N/A | 66.8767 |  | 829 | 1 | -1410 | 115 | 0 | 0 | 10 | 0
| RE-WtrHt-FuelSub-SmlInst-HP-lte6kW-replt200kBtuh-HI-3.31UEF | SFm | Ex | CZ14 | Any | 830 | SWWH025T | 1 | 10 | 2021 | natural gas | electricity | NR |  |  |  |  | -1480 |  | 117 |  | -1480 | 117 | 0 | 0 |  | 0 | 0 |  | TRUE | 10 | 0 | 0 | TRUE | 2021+10 | 2031+00 | TRUE | TRUE | FALSE | FALSE | -1480 | 117 | TRUE | TRUE | FALSE | FALSE | 0 | 0 | TRUE | TRUE | TRUE | -1480 | 117 | 0 | 0 | -14800 | 1170 | 0 | 0 | 3465.8282 | 100000 | #N/A | 100000 | 0.034658 | 1 | #N/A | 0 | 0.00018393 | 0.005307 | #N/A | 0.005307 |  | 830 | 65.7057 | PASS | 3.487 | PASS | Eligible | -2.7222 | 6.2092 | 830 | 6.6488 | kWh | 1948.0691 | N/A | N/A | 66.4876 |  | 830 | 1 | -1480 | 117 | 0 | 0 | 10 | 0
| RE-WtrHt-FuelSub-SmlInst-HP-lte6kW-replt200kBtuh-HI-3.31UEF | SFm | Ex | CZ15 | Any | 831 | SWWH025T | 1 | 10 | 2021 | natural gas | electricity | NR |  |  |  |  | -1040 |  | 96.6 |  | -1040 | 96.6 | 0 | 0 |  | 0 | 0 |  | TRUE | 10 | 0 | 0 | TRUE | 2021+10 | 2031+00 | TRUE | TRUE | FALSE | FALSE | -1040 | 96.6 | TRUE | TRUE | FALSE | FALSE | 0 | 0 | TRUE | TRUE | TRUE | -1040 | 96.6 | 0 | 0 | -10400 | 966 | 0 | 0 | 3465.8282 | 100000 | #N/A | 100000 | 0.034658 | 1 | #N/A | 0 | 0.00018393 | 0.005307 | #N/A | 0.005307 |  | 831 | 60.5554 | PASS | 3.2137 | PASS | Eligible | -1.9129 | 5.1266 | 831 | 6.1105 | kWh | 1790.3545 | N/A | N/A | 61.1048 |  | 831 | 1 | -1040 | 96.6 | 0 | 0 | 10 | 0
| RE-WtrHt-FuelSub-SmlInst-HP-lte6kW-replt200kBtuh-HI-3.31UEF | SFm | Ex | CZ16 | Any | 832 | SWWH025T | 1 | 10 | 2021 | natural gas | electricity | NR |  |  |  |  | -2120 |  | 135 |  | -2120 | 135 | 0 | 0 |  | 0 | 0 |  | TRUE | 10 | 0 | 0 | TRUE | 2021+10 | 2031+00 | TRUE | TRUE | FALSE | FALSE | -2120 | 135 | TRUE | TRUE | FALSE | FALSE | 0 | 0 | TRUE | TRUE | TRUE | -2120 | 135 | 0 | 0 | -21200 | 1350 | 0 | 0 | 3465.8282 | 100000 | #N/A | 100000 | 0.034658 | 1 | #N/A | 0 | 0.00018393 | 0.005307 | #N/A | 0.005307 |  | 832 | 61.5244 | PASS | 3.2651 | PASS | Eligible | -3.8994 | 7.1645 | 832 | 6.2644 | kWh | 1835.4644 | N/A | N/A | 62.6444 |  | 832 | 1 | -2120 | 135 | 0 | 0 | 10 | 0
| RE-WtrHt-FuelSub-SmlInst-HP-lte6kW-replt200kBtuh-HI-3.31UEF | MFm | Ex | CZ01 | Any | 833 | SWWH025T | 1 | 10 | 2021 | natural gas | electricity | NR |  |  |  |  | -1230 |  | 112 |  | -1230 | 112 | 0 | 0 |  | 0 | 0 |  | TRUE | 10 | 0 | 0 | TRUE | 2021+10 | 2031+00 | TRUE | TRUE | FALSE | FALSE | -1230 | 112 | TRUE | TRUE | FALSE | FALSE | 0 | 0 | TRUE | TRUE | TRUE | -1230 | 112 | 0 | 0 | -12300 | 1120 | 0 | 0 | 3465.8282 | 100000 | #N/A | 100000 | 0.034658 | 1 | #N/A | 0 | 0.00018393 | 0.005307 | #N/A | 0.005307 |  | 833 | 69.3703 | PASS | 3.6815 | PASS | Eligible | -2.2624 | 5.9439 | 833 | 7.002 | kWh | 2051.5705 | N/A | N/A | 70.0201 |  | 833 | 1 | -1230 | 112 | 0 | 0 | 10 | 0
| RE-WtrHt-FuelSub-SmlInst-HP-lte6kW-replt200kBtuh-HI-3.31UEF | MFm | Ex | CZ02 | Any | 834 | SWWH025T | 1 | 10 | 2021 | natural gas | electricity | NR |  |  |  |  | -1140 |  | 104 |  | -1140 | 104 | 0 | 0 |  | 0 | 0 |  | TRUE | 10 | 0 | 0 | TRUE | 2021+10 | 2031+00 | TRUE | TRUE | FALSE | FALSE | -1140 | 104 | TRUE | TRUE | FALSE | FALSE | 0 | 0 | TRUE | TRUE | TRUE | -1140 | 104 | 0 | 0 | -11400 | 1040 | 0 | 0 | 3465.8282 | 100000 | #N/A | 100000 | 0.034658 | 1 | #N/A | 0 | 0.00018393 | 0.005307 | #N/A | 0.005307 |  | 834 | 64.4896 | PASS | 3.4225 | PASS | Eligible | -2.0968 | 5.5193 | 834 | 6.5092 | kWh | 1907.1726 | N/A | N/A | 65.0918 |  | 834 | 1 | -1140 | 104 | 0 | 0 | 10 | 0
| RE-WtrHt-FuelSub-SmlInst-HP-lte6kW-replt200kBtuh-HI-3.31UEF | MFm | Ex | CZ03 | Any | 835 | SWWH025T | 1 | 10 | 2021 | natural gas | electricity | NR |  |  |  |  | -1130 |  | 105 |  | -1130 | 105 | 0 | 0 |  | 0 | 0 |  | TRUE | 10 | 0 | 0 | TRUE | 2021+10 | 2031+00 | TRUE | TRUE | FALSE | FALSE | -1130 | 105 | TRUE | TRUE | FALSE | FALSE | 0 | 0 | TRUE | TRUE | TRUE | -1130 | 105 | 0 | 0 | -11300 | 1050 | 0 | 0 | 3465.8282 | 100000 | #N/A | 100000 | 0.034658 | 1 | #N/A | 0 | 0.00018393 | 0.005307 | #N/A | 0.005307 |  | 835 | 65.8361 | PASS | 3.4939 | PASS | Eligible | -2.0784 | 5.5724 | 835 | 6.6433 | kWh | 1946.4723 | N/A | N/A | 66.4331 |  | 835 | 1 | -1130 | 105 | 0 | 0 | 10 | 0
| RE-WtrHt-FuelSub-SmlInst-HP-lte6kW-replt200kBtuh-HI-3.31UEF | MFm | Ex | CZ04 | Any | 836 | SWWH025T | 1 | 10 | 2021 | natural gas | electricity | NR |  |  |  |  | -1100 |  | 102 |  | -1100 | 102 | 0 | 0 |  | 0 | 0 |  | TRUE | 10 | 0 | 0 | TRUE | 2021+10 | 2031+00 | TRUE | TRUE | FALSE | FALSE | -1100 | 102 | TRUE | TRUE | FALSE | FALSE | 0 | 0 | TRUE | TRUE | TRUE | -1100 | 102 | 0 | 0 | -11000 | 1020 | 0 | 0 | 3465.8282 | 100000 | #N/A | 100000 | 0.034658 | 1 | #N/A | 0 | 0.00018393 | 0.005307 | #N/A | 0.005307 |  | 836 | 63.8759 | PASS | 3.3899 | PASS | Eligible | -2.0233 | 5.4132 | 836 | 6.4457 | kWh | 1888.5731 | N/A | N/A | 64.457 |  | 836 | 1 | -1100 | 102 | 0 | 0 | 10 | 0
| RE-WtrHt-FuelSub-SmlInst-HP-lte6kW-replt200kBtuh-HI-3.31UEF | MFm | Ex | CZ05 | Any | 837 | SWWH025T | 1 | 10 | 2021 | natural gas | electricity | NR |  |  |  |  | -1140 |  | 106 |  | -1140 | 106 | 0 | 0 |  | 0 | 0 |  | TRUE | 10 | 0 | 0 | TRUE | 2021+10 | 2031+00 | TRUE | TRUE | FALSE | FALSE | -1140 | 106 | TRUE | TRUE | FALSE | FALSE | 0 | 0 | TRUE | TRUE | TRUE | -1140 | 106 | 0 | 0 | -11400 | 1060 | 0 | 0 | 3465.8282 | 100000 | #N/A | 100000 | 0.034658 | 1 | #N/A | 0 | 0.00018393 | 0.005307 | #N/A | 0.005307 |  | 837 | 66.4896 | PASS | 3.5286 | PASS | Eligible | -2.0968 | 5.6255 | 837 | 6.7092 | kWh | 1965.772 | N/A | N/A | 67.0918 |  | 837 | 1 | -1140 | 106 | 0 | 0 | 10 | 0
| RE-WtrHt-FuelSub-SmlInst-HP-lte6kW-replt200kBtuh-HI-3.31UEF | MFm | Ex | CZ06 | Any | 838 | SWWH025T | 1 | 10 | 2021 | natural gas | electricity | NR |  |  |  |  | -1060 |  | 98.5 |  | -1060 | 98.5 | 0 | 0 |  | 0 | 0 |  | TRUE | 10 | 0 | 0 | TRUE | 2021+10 | 2031+00 | TRUE | TRUE | FALSE | FALSE | -1060 | 98.5 | TRUE | TRUE | FALSE | FALSE | 0 | 0 | TRUE | TRUE | TRUE | -1060 | 98.5 | 0 | 0 | -10600 | 985 | 0 | 0 | 3465.8282 | 100000 | #N/A | 100000 | 0.034658 | 1 | #N/A | 0 | 0.00018393 | 0.005307 | #N/A | 0.005307 |  | 838 | 61.7622 | PASS | 3.2777 | PASS | Eligible | -1.9497 | 5.2274 | 838 | 6.2322 | kWh | 1826.024 | N/A | N/A | 62.3222 |  | 838 | 1 | -1060 | 98.5 | 0 | 0 | 10 | 0
| RE-WtrHt-FuelSub-SmlInst-HP-lte6kW-replt200kBtuh-HI-3.31UEF | MFm | Ex | CZ07 | Any | 839 | SWWH025T | 1 | 10 | 2021 | natural gas | electricity | NR |  |  |  |  | -1040 |  | 97.4 |  | -1040 | 97.4 | 0 | 0 |  | 0 | 0 |  | TRUE | 10 | 0 | 0 | TRUE | 2021+10 | 2031+00 | TRUE | TRUE | FALSE | FALSE | -1040 | 97.4 | TRUE | TRUE | FALSE | FALSE | 0 | 0 | TRUE | TRUE | TRUE | -1040 | 97.4 | 0 | 0 | -10400 | 974 | 0 | 0 | 3465.8282 | 100000 | #N/A | 100000 | 0.034658 | 1 | #N/A | 0 | 0.00018393 | 0.005307 | #N/A | 0.005307 |  | 839 | 61.3554 | PASS | 3.2562 | PASS | Eligible | -1.9129 | 5.1691 | 839 | 6.1905 | kWh | 1813.7943 | N/A | N/A | 61.9048 |  | 839 | 1 | -1040 | 97.4 | 0 | 0 | 10 | 0
| RE-WtrHt-FuelSub-SmlInst-HP-lte6kW-replt200kBtuh-HI-3.31UEF | MFm | Ex | CZ08 | Any | 840 | SWWH025T | 1 | 10 | 2021 | natural gas | electricity | NR |  |  |  |  | -1030 |  | 95.8 |  | -1030 | 95.8 | 0 | 0 |  | 0 | 0 |  | TRUE | 10 | 0 | 0 | TRUE | 2021+10 | 2031+00 | TRUE | TRUE | FALSE | FALSE | -1030 | 95.8 | TRUE | TRUE | FALSE | FALSE | 0 | 0 | TRUE | TRUE | TRUE | -1030 | 95.8 | 0 | 0 | -10300 | 958 | 0 | 0 | 3465.8282 | 100000 | #N/A | 100000 | 0.034658 | 1 | #N/A | 0 | 0.00018393 | 0.005307 | #N/A | 0.005307 |  | 840 | 60.102 | PASS | 3.1896 | PASS | Eligible | -1.8945 | 5.0841 | 840 | 6.0646 | kWh | 1776.9147 | N/A | N/A | 60.6461 |  | 840 | 1 | -1030 | 95.8 | 0 | 0 | 10 | 0
| RE-WtrHt-FuelSub-SmlInst-HP-lte6kW-replt200kBtuh-HI-3.31UEF | MFm | Ex | CZ09 | Any | 841 | SWWH025T | 1 | 10 | 2021 | natural gas | electricity | NR |  |  |  |  | -1030 |  | 95.7 |  | -1030 | 95.7 | 0 | 0 |  | 0 | 0 |  | TRUE | 10 | 0 | 0 | TRUE | 2021+10 | 2031+00 | TRUE | TRUE | FALSE | FALSE | -1030 | 95.7 | TRUE | TRUE | FALSE | FALSE | 0 | 0 | TRUE | TRUE | TRUE | -1030 | 95.7 | 0 | 0 | -10300 | 957 | 0 | 0 | 3465.8282 | 100000 | #N/A | 100000 | 0.034658 | 1 | #N/A | 0 | 0.00018393 | 0.005307 | #N/A | 0.005307 |  | 841 | 60.002 | PASS | 3.1843 | PASS | Eligible | -1.8945 | 5.0788 | 841 | 6.0546 | kWh | 1773.9848 | N/A | N/A | 60.5461 |  | 841 | 1 | -1030 | 95.7 | 0 | 0 | 10 | 0
| RE-WtrHt-FuelSub-SmlInst-HP-lte6kW-replt200kBtuh-HI-3.31UEF | MFm | Ex | CZ10 | Any | 842 | SWWH025T | 1 | 10 | 2021 | natural gas | electricity | NR |  |  |  |  | -1030 |  | 95.3 |  | -1030 | 95.3 | 0 | 0 |  | 0 | 0 |  | TRUE | 10 | 0 | 0 | TRUE | 2021+10 | 2031+00 | TRUE | TRUE | FALSE | FALSE | -1030 | 95.3 | TRUE | TRUE | FALSE | FALSE | 0 | 0 | TRUE | TRUE | TRUE | -1030 | 95.3 | 0 | 0 | -10300 | 953 | 0 | 0 | 3465.8282 | 100000 | #N/A | 100000 | 0.034658 | 1 | #N/A | 0 | 0.00018393 | 0.005307 | #N/A | 0.005307 |  | 842 | 59.602 | PASS | 3.1631 | PASS | Eligible | -1.8945 | 5.0576 | 842 | 6.0146 | kWh | 1762.2649 | N/A | N/A | 60.1461 |  | 842 | 1 | -1030 | 95.3 | 0 | 0 | 10 | 0
| RE-WtrHt-FuelSub-SmlInst-HP-lte6kW-replt200kBtuh-HI-3.31UEF | MFm | Ex | CZ11 | Any | 843 | SWWH025T | 1 | 10 | 2021 | natural gas | electricity | NR |  |  |  |  | -1060 |  | 96.8 |  | -1060 | 96.8 | 0 | 0 |  | 0 | 0 |  | TRUE | 10 | 0 | 0 | TRUE | 2021+10 | 2031+00 | TRUE | TRUE | FALSE | FALSE | -1060 | 96.8 | TRUE | TRUE | FALSE | FALSE | 0 | 0 | TRUE | TRUE | TRUE | -1060 | 96.8 | 0 | 0 | -10600 | 968 | 0 | 0 | 3465.8282 | 100000 | #N/A | 100000 | 0.034658 | 1 | #N/A | 0 | 0.00018393 | 0.005307 | #N/A | 0.005307 |  | 843 | 60.0622 | PASS | 3.1875 | PASS | Eligible | -1.9497 | 5.1372 | 843 | 6.0622 | kWh | 1776.2145 | N/A | N/A | 60.6222 |  | 843 | 1 | -1060 | 96.8 | 0 | 0 | 10 | 0
| RE-WtrHt-FuelSub-SmlInst-HP-lte6kW-replt200kBtuh-HI-3.31UEF | MFm | Ex | CZ12 | Any | 844 | SWWH025T | 1 | 10 | 2021 | natural gas | electricity | NR |  |  |  |  | -1090 |  | 99.8 |  | -1090 | 99.8 | 0 | 0 |  | 0 | 0 |  | TRUE | 10 | 0 | 0 | TRUE | 2021+10 | 2031+00 | TRUE | TRUE | FALSE | FALSE | -1090 | 99.8 | TRUE | TRUE | FALSE | FALSE | 0 | 0 | TRUE | TRUE | TRUE | -1090 | 99.8 | 0 | 0 | -10900 | 998 | 0 | 0 | 3465.8282 | 100000 | #N/A | 100000 | 0.034658 | 1 | #N/A | 0 | 0.00018393 | 0.005307 | #N/A | 0.005307 |  | 844 | 62.0225 | PASS | 3.2916 | PASS | Eligible | -2.0049 | 5.2964 | 844 | 6.2598 | kWh | 1834.1137 | N/A | N/A | 62.5983 |  | 844 | 1 | -1090 | 99.8 | 0 | 0 | 10 | 0
| RE-WtrHt-FuelSub-SmlInst-HP-lte6kW-replt200kBtuh-HI-3.31UEF | MFm | Ex | CZ13 | Any | 845 | SWWH025T | 1 | 10 | 2021 | natural gas | electricity | NR |  |  |  |  | -1040 |  | 95.6 |  | -1040 | 95.6 | 0 | 0 |  | 0 | 0 |  | TRUE | 10 | 0 | 0 | TRUE | 2021+10 | 2031+00 | TRUE | TRUE | FALSE | FALSE | -1040 | 95.6 | TRUE | TRUE | FALSE | FALSE | 0 | 0 | TRUE | TRUE | TRUE | -1040 | 95.6 | 0 | 0 | -10400 | 956 | 0 | 0 | 3465.8282 | 100000 | #N/A | 100000 | 0.034658 | 1 | #N/A | 0 | 0.00018393 | 0.005307 | #N/A | 0.005307 |  | 845 | 59.5554 | PASS | 3.1606 | PASS | Eligible | -1.9129 | 5.0735 | 845 | 6.0105 | kWh | 1761.0548 | N/A | N/A | 60.1048 |  | 845 | 1 | -1040 | 95.6 | 0 | 0 | 10 | 0
| RE-WtrHt-FuelSub-SmlInst-HP-lte6kW-replt200kBtuh-HI-3.31UEF | MFm | Ex | CZ14 | Any | 846 | SWWH025T | 1 | 10 | 2021 | natural gas | electricity | NR |  |  |  |  | -1060 |  | 97.5 |  | -1060 | 97.5 | 0 | 0 |  | 0 | 0 |  | TRUE | 10 | 0 | 0 | TRUE | 2021+10 | 2031+00 | TRUE | TRUE | FALSE | FALSE | -1060 | 97.5 | TRUE | TRUE | FALSE | FALSE | 0 | 0 | TRUE | TRUE | TRUE | -1060 | 97.5 | 0 | 0 | -10600 | 975 | 0 | 0 | 3465.8282 | 100000 | #N/A | 100000 | 0.034658 | 1 | #N/A | 0 | 0.00018393 | 0.005307 | #N/A | 0.005307 |  | 846 | 60.7622 | PASS | 3.2247 | PASS | Eligible | -1.9497 | 5.1744 | 846 | 6.1322 | kWh | 1796.7243 | N/A | N/A | 61.3222 |  | 846 | 1 | -1060 | 97.5 | 0 | 0 | 10 | 0
| RE-WtrHt-FuelSub-SmlInst-HP-lte6kW-replt200kBtuh-HI-3.31UEF | MFm | Ex | CZ15 | Any | 847 | SWWH025T | 1 | 10 | 2021 | natural gas | electricity | NR |  |  |  |  | -867 |  | 80.4 |  | -867 | 80.4 | 0 | 0 |  | 0 | 0 |  | TRUE | 10 | 0 | 0 | TRUE | 2021+10 | 2031+00 | TRUE | TRUE | FALSE | FALSE | -867 | 80.4 | TRUE | TRUE | FALSE | FALSE | 0 | 0 | TRUE | TRUE | TRUE | -867 | 80.4 | 0 | 0 | -8670 | 804 | 0 | 0 | 3465.8282 | 100000 | #N/A | 100000 | 0.034658 | 1 | #N/A | 0 | 0.00018393 | 0.005307 | #N/A | 0.005307 |  | 847 | 50.3513 | PASS | 2.6722 | PASS | Eligible | -1.5947 | 4.2669 | 847 | 5.0809 | kWh | 1488.6988 | N/A | N/A | 50.8093 |  | 847 | 1 | -867 | 80.4 | 0 | 0 | 10 | 0
| RE-WtrHt-FuelSub-SmlInst-HP-lte6kW-replt200kBtuh-HI-3.31UEF | MFm | Ex | CZ16 | Any | 848 | SWWH025T | 1 | 10 | 2021 | natural gas | electricity | NR |  |  |  |  | -1230 |  | 112 |  | -1230 | 112 | 0 | 0 |  | 0 | 0 |  | TRUE | 10 | 0 | 0 | TRUE | 2021+10 | 2031+00 | TRUE | TRUE | FALSE | FALSE | -1230 | 112 | TRUE | TRUE | FALSE | FALSE | 0 | 0 | TRUE | TRUE | TRUE | -1230 | 112 | 0 | 0 | -12300 | 1120 | 0 | 0 | 3465.8282 | 100000 | #N/A | 100000 | 0.034658 | 1 | #N/A | 0 | 0.00018393 | 0.005307 | #N/A | 0.005307 |  | 848 | 69.3703 | PASS | 3.6815 | PASS | Eligible | -2.2624 | 5.9439 | 848 | 7.002 | kWh | 2051.5705 | N/A | N/A | 70.0201 |  | 848 | 1 | -1230 | 112 | 0 | 0 | 10 | 0
| RE-WtrHt-FuelSub-SmlInst-HP-lte6kW-replt200kBtuh-HI-3.31UEF | DMo | Ex | CZ01 | Any | 849 | SWWH025T | 1 | 10 | 2021 | natural gas | electricity | NR |  |  |  |  | -1760 |  | 114 |  | -1760 | 114 | 0 | 0 |  | 0 | 0 |  | TRUE | 10 | 0 | 0 | TRUE | 2021+10 | 2031+00 | TRUE | TRUE | FALSE | FALSE | -1760 | 114 | TRUE | TRUE | FALSE | FALSE | 0 | 0 | TRUE | TRUE | TRUE | -1760 | 114 | 0 | 0 | -17600 | 1140 | 0 | 0 | 3465.8282 | 100000 | #N/A | 100000 | 0.034658 | 1 | #N/A | 0 | 0.00018393 | 0.005307 | #N/A | 0.005307 |  | 849 | 53.0014 | PASS | 2.8128 | PASS | Eligible | -3.2372 | 6.05 | 849 | 5.3931 | kWh | 1580.1699 | N/A | N/A | 53.9312 |  | 849 | 1 | -1760 | 114 | 0 | 0 | 10 | 0
| RE-WtrHt-FuelSub-SmlInst-HP-lte6kW-replt200kBtuh-HI-3.31UEF | DMo | Ex | CZ02 | Any | 850 | SWWH025T | 1 | 10 | 2021 | natural gas | electricity | NR |  |  |  |  | -1540 |  | 106 |  | -1540 | 106 | 0 | 0 |  | 0 | 0 |  | TRUE | 10 | 0 | 0 | TRUE | 2021+10 | 2031+00 | TRUE | TRUE | FALSE | FALSE | -1540 | 106 | TRUE | TRUE | FALSE | FALSE | 0 | 0 | TRUE | TRUE | TRUE | -1540 | 106 | 0 | 0 | -15400 | 1060 | 0 | 0 | 3465.8282 | 100000 | #N/A | 100000 | 0.034658 | 1 | #N/A | 0 | 0.00018393 | 0.005307 | #N/A | 0.005307 |  | 850 | 52.6262 | PASS | 2.7929 | PASS | Eligible | -2.8326 | 5.6255 | 850 | 5.344 | kWh | 1565.772 | N/A | N/A | 53.4398 |  | 850 | 1 | -1540 | 106 | 0 | 0 | 10 | 0
| RE-WtrHt-FuelSub-SmlInst-HP-lte6kW-replt200kBtuh-HI-3.31UEF | DMo | Ex | CZ03 | Any | 851 | SWWH025T | 1 | 10 | 2021 | natural gas | electricity | NR |  |  |  |  | -1490 |  | 106 |  | -1490 | 106 | 0 | 0 |  | 0 | 0 |  | TRUE | 10 | 0 | 0 | TRUE | 2021+10 | 2031+00 | TRUE | TRUE | FALSE | FALSE | -1490 | 106 | TRUE | TRUE | FALSE | FALSE | 0 | 0 | TRUE | TRUE | TRUE | -1490 | 106 | 0 | 0 | -14900 | 1060 | 0 | 0 | 3465.8282 | 100000 | #N/A | 100000 | 0.034658 | 1 | #N/A | 0 | 0.00018393 | 0.005307 | #N/A | 0.005307 |  | 851 | 54.3592 | PASS | 2.8849 | PASS | Eligible | -2.7406 | 5.6255 | 851 | 5.5146 | kWh | 1615.772 | N/A | N/A | 55.1463 |  | 851 | 1 | -1490 | 106 | 0 | 0 | 10 | 0
| RE-WtrHt-FuelSub-SmlInst-HP-lte6kW-replt200kBtuh-HI-3.31UEF | DMo | Ex | CZ04 | Any | 852 | SWWH025T | 1 | 10 | 2021 | natural gas | electricity | NR |  |  |  |  | -1430 |  | 103 |  | -1430 | 103 | 0 | 0 |  | 0 | 0 |  | TRUE | 10 | 0 | 0 | TRUE | 2021+10 | 2031+00 | TRUE | TRUE | FALSE | FALSE | -1430 | 103 | TRUE | TRUE | FALSE | FALSE | 0 | 0 | TRUE | TRUE | TRUE | -1430 | 103 | 0 | 0 | -14300 | 1030 | 0 | 0 | 3465.8282 | 100000 | #N/A | 100000 | 0.034658 | 1 | #N/A | 0 | 0.00018393 | 0.005307 | #N/A | 0.005307 |  | 852 | 53.4387 | PASS | 2.836 | PASS | Eligible | -2.6302 | 5.4662 | 852 | 5.4194 | kWh | 1587.8728 | N/A | N/A | 54.1941 |  | 852 | 1 | -1430 | 103 | 0 | 0 | 10 | 0
| RE-WtrHt-FuelSub-SmlInst-HP-lte6kW-replt200kBtuh-HI-3.31UEF | DMo | Ex | CZ05 | Any | 853 | SWWH025T | 1 | 10 | 2021 | natural gas | electricity | NR |  |  |  |  | -1550 |  | 108 |  | -1550 | 108 | 0 | 0 |  | 0 | 0 |  | TRUE | 10 | 0 | 0 | TRUE | 2021+10 | 2031+00 | TRUE | TRUE | FALSE | FALSE | -1550 | 108 | TRUE | TRUE | FALSE | FALSE | 0 | 0 | TRUE | TRUE | TRUE | -1550 | 108 | 0 | 0 | -15500 | 1080 | 0 | 0 | 3465.8282 | 100000 | #N/A | 100000 | 0.034658 | 1 | #N/A | 0 | 0.00018393 | 0.005307 | #N/A | 0.005307 |  | 853 | 54.2797 | PASS | 2.8806 | PASS | Eligible | -2.851 | 5.7316 | 853 | 5.5099 | kWh | 1614.3715 | N/A | N/A | 55.0985 |  | 853 | 1 | -1550 | 108 | 0 | 0 | 10 | 0
| RE-WtrHt-FuelSub-SmlInst-HP-lte6kW-replt200kBtuh-HI-3.31UEF | DMo | Ex | CZ06 | Any | 854 | SWWH025T | 1 | 10 | 2021 | natural gas | electricity | NR |  |  |  |  | -1310 |  | 99.5 |  | -1310 | 99.5 | 0 | 0 |  | 0 | 0 |  | TRUE | 10 | 0 | 0 | TRUE | 2021+10 | 2031+00 | TRUE | TRUE | FALSE | FALSE | -1310 | 99.5 | TRUE | TRUE | FALSE | FALSE | 0 | 0 | TRUE | TRUE | TRUE | -1310 | 99.5 | 0 | 0 | -13100 | 995 | 0 | 0 | 3465.8282 | 100000 | #N/A | 100000 | 0.034658 | 1 | #N/A | 0 | 0.00018393 | 0.005307 | #N/A | 0.005307 |  | 854 | 54.0977 | PASS | 2.871 | PASS | Eligible | -2.4095 | 5.2805 | 854 | 5.479 | kWh | 1605.3238 | N/A | N/A | 54.7897 |  | 854 | 1 | -1310 | 99.5 | 0 | 0 | 10 | 0
| RE-WtrHt-FuelSub-SmlInst-HP-lte6kW-replt200kBtuh-HI-3.31UEF | DMo | Ex | CZ07 | Any | 855 | SWWH025T | 1 | 10 | 2021 | natural gas | electricity | NR |  |  |  |  | -1270 |  | 98.4 |  | -1270 | 98.4 | 0 | 0 |  | 0 | 0 |  | TRUE | 10 | 0 | 0 | TRUE | 2021+10 | 2031+00 | TRUE | TRUE | FALSE | FALSE | -1270 | 98.4 | TRUE | TRUE | FALSE | FALSE | 0 | 0 | TRUE | TRUE | TRUE | -1270 | 98.4 | 0 | 0 | -12700 | 984 | 0 | 0 | 3465.8282 | 100000 | #N/A | 100000 | 0.034658 | 1 | #N/A | 0 | 0.00018393 | 0.005307 | #N/A | 0.005307 |  | 855 | 54.384 | PASS | 2.8862 | PASS | Eligible | -2.3359 | 5.2221 | 855 | 5.5055 | kWh | 1613.0941 | N/A | N/A | 55.0549 |  | 855 | 1 | -1270 | 98.4 | 0 | 0 | 10 | 0
| RE-WtrHt-FuelSub-SmlInst-HP-lte6kW-replt200kBtuh-HI-3.31UEF | DMo | Ex | CZ08 | Any | 856 | SWWH025T | 1 | 10 | 2021 | natural gas | electricity | NR |  |  |  |  | -1250 |  | 96.9 |  | -1250 | 96.9 | 0 | 0 |  | 0 | 0 |  | TRUE | 10 | 0 | 0 | TRUE | 2021+10 | 2031+00 | TRUE | TRUE | FALSE | FALSE | -1250 | 96.9 | TRUE | TRUE | FALSE | FALSE | 0 | 0 | TRUE | TRUE | TRUE | -1250 | 96.9 | 0 | 0 | -12500 | 969 | 0 | 0 | 3465.8282 | 100000 | #N/A | 100000 | 0.034658 | 1 | #N/A | 0 | 0.00018393 | 0.005307 | #N/A | 0.005307 |  | 856 | 53.5771 | PASS | 2.8434 | PASS | Eligible | -2.2992 | 5.1425 | 856 | 5.4238 | kWh | 1589.1444 | N/A | N/A | 54.2375 |  | 856 | 1 | -1250 | 96.9 | 0 | 0 | 10 | 0
| RE-WtrHt-FuelSub-SmlInst-HP-lte6kW-replt200kBtuh-HI-3.31UEF | DMo | Ex | CZ09 | Any | 857 | SWWH025T | 1 | 10 | 2021 | natural gas | electricity | NR |  |  |  |  | -1260 |  | 96.8 |  | -1260 | 96.8 | 0 | 0 |  | 0 | 0 |  | TRUE | 10 | 0 | 0 | TRUE | 2021+10 | 2031+00 | TRUE | TRUE | FALSE | FALSE | -1260 | 96.8 | TRUE | TRUE | FALSE | FALSE | 0 | 0 | TRUE | TRUE | TRUE | -1260 | 96.8 | 0 | 0 | -12600 | 968 | 0 | 0 | 3465.8282 | 100000 | #N/A | 100000 | 0.034658 | 1 | #N/A | 0 | 0.00018393 | 0.005307 | #N/A | 0.005307 |  | 857 | 53.1306 | PASS | 2.8197 | PASS | Eligible | -2.3176 | 5.1372 | 857 | 5.3796 | kWh | 1576.2145 | N/A | N/A | 53.7962 |  | 857 | 1 | -1260 | 96.8 | 0 | 0 | 10 | 0
| RE-WtrHt-FuelSub-SmlInst-HP-lte6kW-replt200kBtuh-HI-3.31UEF | DMo | Ex | CZ10 | Any | 858 | SWWH025T | 1 | 10 | 2021 | natural gas | electricity | NR |  |  |  |  | -1260 |  | 96.4 |  | -1260 | 96.4 | 0 | 0 |  | 0 | 0 |  | TRUE | 10 | 0 | 0 | TRUE | 2021+10 | 2031+00 | TRUE | TRUE | FALSE | FALSE | -1260 | 96.4 | TRUE | TRUE | FALSE | FALSE | 0 | 0 | TRUE | TRUE | TRUE | -1260 | 96.4 | 0 | 0 | -12600 | 964 | 0 | 0 | 3465.8282 | 100000 | #N/A | 100000 | 0.034658 | 1 | #N/A | 0 | 0.00018393 | 0.005307 | #N/A | 0.005307 |  | 858 | 52.7306 | PASS | 2.7984 | PASS | Eligible | -2.3176 | 5.116 | 858 | 5.3396 | kWh | 1564.4946 | N/A | N/A | 53.3962 |  | 858 | 1 | -1260 | 96.4 | 0 | 0 | 10 | 0
| RE-WtrHt-FuelSub-SmlInst-HP-lte6kW-replt200kBtuh-HI-3.31UEF | DMo | Ex | CZ11 | Any | 859 | SWWH025T | 1 | 10 | 2021 | natural gas | electricity | NR |  |  |  |  | -1370 |  | 97.9 |  | -1370 | 97.9 | 0 | 0 |  | 0 | 0 |  | TRUE | 10 | 0 | 0 | TRUE | 2021+10 | 2031+00 | TRUE | TRUE | FALSE | FALSE | -1370 | 97.9 | TRUE | TRUE | FALSE | FALSE | 0 | 0 | TRUE | TRUE | TRUE | -1370 | 97.9 | 0 | 0 | -13700 | 979 | 0 | 0 | 3465.8282 | 100000 | #N/A | 100000 | 0.034658 | 1 | #N/A | 0 | 0.00018393 | 0.005307 | #N/A | 0.005307 |  | 859 | 50.4182 | PASS | 2.6757 | PASS | Eligible | -2.5199 | 5.1956 | 859 | 5.1142 | kWh | 1498.4442 | N/A | N/A | 51.1419 |  | 859 | 1 | -1370 | 97.9 | 0 | 0 | 10 | 0
| RE-WtrHt-FuelSub-SmlInst-HP-lte6kW-replt200kBtuh-HI-3.31UEF | DMo | Ex | CZ12 | Any | 860 | SWWH025T | 1 | 10 | 2021 | natural gas | electricity | NR |  |  |  |  | -1410 |  | 101 |  | -1410 | 101 | 0 | 0 |  | 0 | 0 |  | TRUE | 10 | 0 | 0 | TRUE | 2021+10 | 2031+00 | TRUE | TRUE | FALSE | FALSE | -1410 | 101 | TRUE | TRUE | FALSE | FALSE | 0 | 0 | TRUE | TRUE | TRUE | -1410 | 101 | 0 | 0 | -14100 | 1010 | 0 | 0 | 3465.8282 | 100000 | #N/A | 100000 | 0.034658 | 1 | #N/A | 0 | 0.00018393 | 0.005307 | #N/A | 0.005307 |  | 860 | 52.1318 | PASS | 2.7667 | PASS | Eligible | -2.5935 | 5.3601 | 860 | 5.2877 | kWh | 1549.2734 | N/A | N/A | 52.8767 |  | 860 | 1 | -1410 | 101 | 0 | 0 | 10 | 0
| RE-WtrHt-FuelSub-SmlInst-HP-lte6kW-replt200kBtuh-HI-3.31UEF | DMo | Ex | CZ13 | Any | 861 | SWWH025T | 1 | 10 | 2021 | natural gas | electricity | NR |  |  |  |  | -1320 |  | 96.7 |  | -1320 | 96.7 | 0 | 0 |  | 0 | 0 |  | TRUE | 10 | 0 | 0 | TRUE | 2021+10 | 2031+00 | TRUE | TRUE | FALSE | FALSE | -1320 | 96.7 | TRUE | TRUE | FALSE | FALSE | 0 | 0 | TRUE | TRUE | TRUE | -1320 | 96.7 | 0 | 0 | -13200 | 967 | 0 | 0 | 3465.8282 | 100000 | #N/A | 100000 | 0.034658 | 1 | #N/A | 0 | 0.00018393 | 0.005307 | #N/A | 0.005307 |  | 861 | 50.9511 | PASS | 2.704 | PASS | Eligible | -2.4279 | 5.1319 | 861 | 5.1648 | kWh | 1513.2845 | N/A | N/A | 51.6484 |  | 861 | 1 | -1320 | 96.7 | 0 | 0 | 10 | 0
| RE-WtrHt-FuelSub-SmlInst-HP-lte6kW-replt200kBtuh-HI-3.31UEF | DMo | Ex | CZ14 | Any | 862 | SWWH025T | 1 | 10 | 2021 | natural gas | electricity | NR |  |  |  |  | -1440 |  | 98.6 |  | -1440 | 98.6 | 0 | 0 |  | 0 | 0 |  | TRUE | 10 | 0 | 0 | TRUE | 2021+10 | 2031+00 | TRUE | TRUE | FALSE | FALSE | -1440 | 98.6 | TRUE | TRUE | FALSE | FALSE | 0 | 0 | TRUE | TRUE | TRUE | -1440 | 98.6 | 0 | 0 | -14400 | 986 | 0 | 0 | 3465.8282 | 100000 | #N/A | 100000 | 0.034658 | 1 | #N/A | 0 | 0.00018393 | 0.005307 | #N/A | 0.005307 |  | 862 | 48.6921 | PASS | 2.5841 | PASS | Eligible | -2.6486 | 5.2327 | 862 | 4.9453 | kWh | 1448.954 | N/A | N/A | 49.4528 |  | 862 | 1 | -1440 | 98.6 | 0 | 0 | 10 | 0
| RE-WtrHt-FuelSub-SmlInst-HP-lte6kW-replt200kBtuh-HI-3.31UEF | DMo | Ex | CZ15 | Any | 863 | SWWH025T | 1 | 10 | 2021 | natural gas | electricity | NR |  |  |  |  | -958 |  | 81.2 |  | -958 | 81.2 | 0 | 0 |  | 0 | 0 |  | TRUE | 10 | 0 | 0 | TRUE | 2021+10 | 2031+00 | TRUE | TRUE | FALSE | FALSE | -958 | 81.2 | TRUE | TRUE | FALSE | FALSE | 0 | 0 | TRUE | TRUE | TRUE | -958 | 81.2 | 0 | 0 | -9580 | 812 | 0 | 0 | 3465.8282 | 100000 | #N/A | 100000 | 0.034658 | 1 | #N/A | 0 | 0.00018393 | 0.005307 | #N/A | 0.005307 |  | 863 | 47.9974 | PASS | 2.5472 | PASS | Eligible | -1.7621 | 4.3093 | 863 | 4.8503 | kWh | 1421.1386 | N/A | N/A | 48.5035 |  | 863 | 1 | -958 | 81.2 | 0 | 0 | 10 | 0
| RE-WtrHt-FuelSub-SmlInst-HP-lte6kW-replt200kBtuh-HI-3.31UEF | DMo | Ex | CZ16 | Any | 864 | SWWH025T | 1 | 10 | 2021 | natural gas | electricity | NR |  |  |  |  | -2100 |  | 113 |  | -2100 | 113 | 0 | 0 |  | 0 | 0 |  | TRUE | 10 | 0 | 0 | TRUE | 2021+10 | 2031+00 | TRUE | TRUE | FALSE | FALSE | -2100 | 113 | TRUE | TRUE | FALSE | FALSE | 0 | 0 | TRUE | TRUE | TRUE | -2100 | 113 | 0 | 0 | -21000 | 1130 | 0 | 0 | 3465.8282 | 100000 | #N/A | 100000 | 0.034658 | 1 | #N/A | 0 | 0.00018393 | 0.005307 | #N/A | 0.005307 |  | 864 | 40.2176 | PASS | 2.1344 | PASS | Eligible | -3.8626 | 5.997 | 864 | 4.1327 | kWh | 1210.8702 | N/A | N/A | 41.327 |  | 864 | 1 | -2100 | 113 | 0 | 0 | 10 | 0
| SWWH025U | SFm | Ex | CZ01 | Any | 865 | SWWH025U | 1 | 10 | 2021 | natural gas | electricity | NR |  |  |  |  | -1790 |  | 227 |  | -1790 | 227 | 0 | 0 |  | 0 | 0 |  | TRUE | 10 | 0 | 0 | TRUE | 2021+10 | 2031+00 | TRUE | TRUE | FALSE | FALSE | -1790 | 227 | TRUE | TRUE | FALSE | FALSE | 0 | 0 | TRUE | TRUE | TRUE | -1790 | 227 | 0 | 0 | -17900 | 2270 | 0 | 0 | 3465.8282 | 100000 | #N/A | 100000 | 0.034658 | 1 | #N/A | 0 | 0.00018393 | 0.005307 | #N/A | 0.005307 |  | 865 | 164.9617 | PASS | 8.7546 | PASS | Eligible | -3.2924 | 12.047 | 865 | 16.5907 | kWh | 4861.0401 | N/A | N/A | 165.9073 |  | 865 | 1 | -1790 | 227 | 0 | 0 | 10 | 0
| SWWH025U | SFm | Ex | CZ02 | Any | 866 | SWWH025U | 1 | 10 | 2021 | natural gas | electricity | NR |  |  |  |  | -1540 |  | 211 |  | -1540 | 211 | 0 | 0 |  | 0 | 0 |  | TRUE | 10 | 0 | 0 | TRUE | 2021+10 | 2031+00 | TRUE | TRUE | FALSE | FALSE | -1540 | 211 | TRUE | TRUE | FALSE | FALSE | 0 | 0 | TRUE | TRUE | TRUE | -1540 | 211 | 0 | 0 | -15400 | 2110 | 0 | 0 | 3465.8282 | 100000 | #N/A | 100000 | 0.034658 | 1 | #N/A | 0 | 0.00018393 | 0.005307 | #N/A | 0.005307 |  | 866 | 157.6262 | PASS | 8.3653 | PASS | Eligible | -2.8326 | 11.1978 | 866 | 15.844 | kWh | 4642.2444 | N/A | N/A | 158.4398 |  | 866 | 1 | -1540 | 211 | 0 | 0 | 10 | 0
| SWWH025U | SFm | Ex | CZ03 | Any | 867 | SWWH025U | 1 | 10 | 2021 | natural gas | electricity | NR |  |  |  |  | -1540 |  | 212 |  | -1540 | 212 | 0 | 0 |  | 0 | 0 |  | TRUE | 10 | 0 | 0 | TRUE | 2021+10 | 2031+00 | TRUE | TRUE | FALSE | FALSE | -1540 | 212 | TRUE | TRUE | FALSE | FALSE | 0 | 0 | TRUE | TRUE | TRUE | -1540 | 212 | 0 | 0 | -15400 | 2120 | 0 | 0 | 3465.8282 | 100000 | #N/A | 100000 | 0.034658 | 1 | #N/A | 0 | 0.00018393 | 0.005307 | #N/A | 0.005307 |  | 867 | 158.6262 | PASS | 8.4184 | PASS | Eligible | -2.8326 | 11.2509 | 867 | 15.944 | kWh | 4671.5441 | N/A | N/A | 159.4398 |  | 867 | 1 | -1540 | 212 | 0 | 0 | 10 | 0
| SWWH025U | SFm | Ex | CZ04 | Any | 868 | SWWH025U | 1 | 10 | 2021 | natural gas | electricity | NR |  |  |  |  | -1460 |  | 205 |  | -1460 | 205 | 0 | 0 |  | 0 | 0 |  | TRUE | 10 | 0 | 0 | TRUE | 2021+10 | 2031+00 | TRUE | TRUE | FALSE | FALSE | -1460 | 205 | TRUE | TRUE | FALSE | FALSE | 0 | 0 | TRUE | TRUE | TRUE | -1460 | 205 | 0 | 0 | -14600 | 2050 | 0 | 0 | 3465.8282 | 100000 | #N/A | 100000 | 0.034658 | 1 | #N/A | 0 | 0.00018393 | 0.005307 | #N/A | 0.005307 |  | 868 | 154.3989 | PASS | 8.194 | PASS | Eligible | -2.6854 | 10.8794 | 868 | 15.517 | kWh | 4546.4459 | N/A | N/A | 155.1702 |  | 868 | 1 | -1460 | 205 | 0 | 0 | 10 | 0
| SWWH025U | SFm | Ex | CZ05 | Any | 869 | SWWH025U | 1 | 10 | 2021 | natural gas | electricity | NR |  |  |  |  | -1580 |  | 214 |  | -1580 | 214 | 0 | 0 |  | 0 | 0 |  | TRUE | 10 | 0 | 0 | TRUE | 2021+10 | 2031+00 | TRUE | TRUE | FALSE | FALSE | -1580 | 214 | TRUE | TRUE | FALSE | FALSE | 0 | 0 | TRUE | TRUE | TRUE | -1580 | 214 | 0 | 0 | -15800 | 2140 | 0 | 0 | 3465.8282 | 100000 | #N/A | 100000 | 0.034658 | 1 | #N/A | 0 | 0.00018393 | 0.005307 | #N/A | 0.005307 |  | 869 | 159.2399 | PASS | 8.4509 | PASS | Eligible | -2.9061 | 11.3571 | 869 | 16.0075 | kWh | 4690.1436 | N/A | N/A | 160.0746 |  | 869 | 1 | -1580 | 214 | 0 | 0 | 10 | 0
| SWWH025U | SFm | Ex | CZ06 | Any | 870 | SWWH025U | 1 | 10 | 2021 | natural gas | electricity | NR |  |  |  |  | -1360 |  | 199 |  | -1360 | 199 | 0 | 0 |  | 0 | 0 |  | TRUE | 10 | 0 | 0 | TRUE | 2021+10 | 2031+00 | TRUE | TRUE | FALSE | FALSE | -1360 | 199 | TRUE | TRUE | FALSE | FALSE | 0 | 0 | TRUE | TRUE | TRUE | -1360 | 199 | 0 | 0 | -13600 | 1990 | 0 | 0 | 3465.8282 | 100000 | #N/A | 100000 | 0.034658 | 1 | #N/A | 0 | 0.00018393 | 0.005307 | #N/A | 0.005307 |  | 870 | 151.8647 | PASS | 8.0595 | PASS | Eligible | -2.5015 | 10.561 | 870 | 15.2583 | kWh | 4470.6475 | N/A | N/A | 152.5832 |  | 870 | 1 | -1360 | 199 | 0 | 0 | 10 | 0
| SWWH025U | SFm | Ex | CZ07 | Any | 871 | SWWH025U | 1 | 10 | 2021 | natural gas | electricity | NR |  |  |  |  | -1330 |  | 196 |  | -1330 | 196 | 0 | 0 |  | 0 | 0 |  | TRUE | 10 | 0 | 0 | TRUE | 2021+10 | 2031+00 | TRUE | TRUE | FALSE | FALSE | -1330 | 196 | TRUE | TRUE | FALSE | FALSE | 0 | 0 | TRUE | TRUE | TRUE | -1330 | 196 | 0 | 0 | -13300 | 1960 | 0 | 0 | 3465.8282 | 100000 | #N/A | 100000 | 0.034658 | 1 | #N/A | 0 | 0.00018393 | 0.005307 | #N/A | 0.005307 |  | 871 | 149.9045 | PASS | 7.9555 | PASS | Eligible | -2.4463 | 10.4018 | 871 | 15.0607 | kWh | 4412.7483 | N/A | N/A | 150.6071 |  | 871 | 1 | -1330 | 196 | 0 | 0 | 10 | 0
| SWWH025U | SFm | Ex | CZ08 | Any | 872 | SWWH025U | 1 | 10 | 2021 | natural gas | electricity | NR |  |  |  |  | -1300 |  | 193 |  | -1300 | 193 | 0 | 0 |  | 0 | 0 |  | TRUE | 10 | 0 | 0 | TRUE | 2021+10 | 2031+00 | TRUE | TRUE | FALSE | FALSE | -1300 | 193 | TRUE | TRUE | FALSE | FALSE | 0 | 0 | TRUE | TRUE | TRUE | -1300 | 193 | 0 | 0 | -13000 | 1930 | 0 | 0 | 3465.8282 | 100000 | #N/A | 100000 | 0.034658 | 1 | #N/A | 0 | 0.00018393 | 0.005307 | #N/A | 0.005307 |  | 872 | 147.9442 | PASS | 7.8515 | PASS | Eligible | -2.3911 | 10.2426 | 872 | 14.8631 | kWh | 4354.8491 | N/A | N/A | 148.631 |  | 872 | 1 | -1300 | 193 | 0 | 0 | 10 | 0
| SWWH025U | SFm | Ex | CZ09 | Any | 873 | SWWH025U | 1 | 10 | 2021 | natural gas | electricity | NR |  |  |  |  | -1300 |  | 193 |  | -1300 | 193 | 0 | 0 |  | 0 | 0 |  | TRUE | 10 | 0 | 0 | TRUE | 2021+10 | 2031+00 | TRUE | TRUE | FALSE | FALSE | -1300 | 193 | TRUE | TRUE | FALSE | FALSE | 0 | 0 | TRUE | TRUE | TRUE | -1300 | 193 | 0 | 0 | -13000 | 1930 | 0 | 0 | 3465.8282 | 100000 | #N/A | 100000 | 0.034658 | 1 | #N/A | 0 | 0.00018393 | 0.005307 | #N/A | 0.005307 |  | 873 | 147.9442 | PASS | 7.8515 | PASS | Eligible | -2.3911 | 10.2426 | 873 | 14.8631 | kWh | 4354.8491 | N/A | N/A | 148.631 |  | 873 | 1 | -1300 | 193 | 0 | 0 | 10 | 0
| SWWH025U | SFm | Ex | CZ10 | Any | 874 | SWWH025U | 1 | 10 | 2021 | natural gas | electricity | NR |  |  |  |  | -1300 |  | 192 |  | -1300 | 192 | 0 | 0 |  | 0 | 0 |  | TRUE | 10 | 0 | 0 | TRUE | 2021+10 | 2031+00 | TRUE | TRUE | FALSE | FALSE | -1300 | 192 | TRUE | TRUE | FALSE | FALSE | 0 | 0 | TRUE | TRUE | TRUE | -1300 | 192 | 0 | 0 | -13000 | 1920 | 0 | 0 | 3465.8282 | 100000 | #N/A | 100000 | 0.034658 | 1 | #N/A | 0 | 0.00018393 | 0.005307 | #N/A | 0.005307 |  | 874 | 146.9442 | PASS | 7.7984 | PASS | Eligible | -2.3911 | 10.1895 | 874 | 14.7631 | kWh | 4325.5494 | N/A | N/A | 147.631 |  | 874 | 1 | -1300 | 192 | 0 | 0 | 10 | 0
| SWWH025U | SFm | Ex | CZ11 | Any | 875 | SWWH025U | 1 | 10 | 2021 | natural gas | electricity | NR |  |  |  |  | -1380 |  | 195 |  | -1380 | 195 | 0 | 0 |  | 0 | 0 |  | TRUE | 10 | 0 | 0 | TRUE | 2021+10 | 2031+00 | TRUE | TRUE | FALSE | FALSE | -1380 | 195 | TRUE | TRUE | FALSE | FALSE | 0 | 0 | TRUE | TRUE | TRUE | -1380 | 195 | 0 | 0 | -13800 | 1950 | 0 | 0 | 3465.8282 | 100000 | #N/A | 100000 | 0.034658 | 1 | #N/A | 0 | 0.00018393 | 0.005307 | #N/A | 0.005307 |  | 875 | 147.1716 | PASS | 7.8104 | PASS | Eligible | -2.5383 | 10.3487 | 875 | 14.7901 | kWh | 4333.4486 | N/A | N/A | 147.9006 |  | 875 | 1 | -1380 | 195 | 0 | 0 | 10 | 0
| SWWH025U | SFm | Ex | CZ12 | Any | 876 | SWWH025U | 1 | 10 | 2021 | natural gas | electricity | NR |  |  |  |  | -1430 |  | 201 |  | -1430 | 201 | 0 | 0 |  | 0 | 0 |  | TRUE | 10 | 0 | 0 | TRUE | 2021+10 | 2031+00 | TRUE | TRUE | FALSE | FALSE | -1430 | 201 | TRUE | TRUE | FALSE | FALSE | 0 | 0 | TRUE | TRUE | TRUE | -1430 | 201 | 0 | 0 | -14300 | 2010 | 0 | 0 | 3465.8282 | 100000 | #N/A | 100000 | 0.034658 | 1 | #N/A | 0 | 0.00018393 | 0.005307 | #N/A | 0.005307 |  | 876 | 151.4387 | PASS | 8.0369 | PASS | Eligible | -2.6302 | 10.6671 | 876 | 15.2194 | kWh | 4459.247 | N/A | N/A | 152.1941 |  | 876 | 1 | -1430 | 201 | 0 | 0 | 10 | 0
| SWWH025U | SFm | Ex | CZ13 | Any | 877 | SWWH025U | 1 | 10 | 2021 | natural gas | electricity | NR |  |  |  |  | -1340 |  | 193 |  | -1340 | 193 | 0 | 0 |  | 0 | 0 |  | TRUE | 10 | 0 | 0 | TRUE | 2021+10 | 2031+00 | TRUE | TRUE | FALSE | FALSE | -1340 | 193 | TRUE | TRUE | FALSE | FALSE | 0 | 0 | TRUE | TRUE | TRUE | -1340 | 193 | 0 | 0 | -13400 | 1930 | 0 | 0 | 3465.8282 | 100000 | #N/A | 100000 | 0.034658 | 1 | #N/A | 0 | 0.00018393 | 0.005307 | #N/A | 0.005307 |  | 877 | 146.5579 | PASS | 7.7779 | PASS | Eligible | -2.4647 | 10.2426 | 877 | 14.7266 | kWh | 4314.8491 | N/A | N/A | 147.2658 |  | 877 | 1 | -1340 | 193 | 0 | 0 | 10 | 0
| SWWH025U | SFm | Ex | CZ14 | Any | 878 | SWWH025U | 1 | 10 | 2021 | natural gas | electricity | NR |  |  |  |  | -1400 |  | 196 |  | -1400 | 196 | 0 | 0 |  | 0 | 0 |  | TRUE | 10 | 0 | 0 | TRUE | 2021+10 | 2031+00 | TRUE | TRUE | FALSE | FALSE | -1400 | 196 | TRUE | TRUE | FALSE | FALSE | 0 | 0 | TRUE | TRUE | TRUE | -1400 | 196 | 0 | 0 | -14000 | 1960 | 0 | 0 | 3465.8282 | 100000 | #N/A | 100000 | 0.034658 | 1 | #N/A | 0 | 0.00018393 | 0.005307 | #N/A | 0.005307 |  | 878 | 147.4784 | PASS | 7.8267 | PASS | Eligible | -2.5751 | 10.4018 | 878 | 14.8218 | kWh | 4342.7483 | N/A | N/A | 148.218 |  | 878 | 1 | -1400 | 196 | 0 | 0 | 10 | 0
| SWWH025U | SFm | Ex | CZ15 | Any | 879 | SWWH025U | 1 | 10 | 2021 | natural gas | electricity | NR |  |  |  |  | -992 |  | 162 |  | -992 | 162 | 0 | 0 |  | 0 | 0 |  | TRUE | 10 | 0 | 0 | TRUE | 2021+10 | 2031+00 | TRUE | TRUE | FALSE | FALSE | -992 | 162 | TRUE | TRUE | FALSE | FALSE | 0 | 0 | TRUE | TRUE | TRUE | -992 | 162 | 0 | 0 | -9920 | 1620 | 0 | 0 | 3465.8282 | 100000 | #N/A | 100000 | 0.034658 | 1 | #N/A | 0 | 0.00018393 | 0.005307 | #N/A | 0.005307 |  | 879 | 127.619 | PASS | 6.7728 | PASS | Eligible | -1.8246 | 8.5974 | 879 | 12.8143 | kWh | 3754.5573 | N/A | N/A | 128.143 |  | 879 | 1 | -992 | 162 | 0 | 0 | 10 | 0
| SWWH025U | SFm | Ex | CZ16 | Any | 880 | SWWH025U | 1 | 10 | 2021 | natural gas | electricity | NR |  |  |  |  | -2040 |  | 225 |  | -2040 | 225 | 0 | 0 |  | 0 | 0 |  | TRUE | 10 | 0 | 0 | TRUE | 2021+10 | 2031+00 | TRUE | TRUE | FALSE | FALSE | -2040 | 225 | TRUE | TRUE | FALSE | FALSE | 0 | 0 | TRUE | TRUE | TRUE | -2040 | 225 | 0 | 0 | -20400 | 2250 | 0 | 0 | 3465.8282 | 100000 | #N/A | 100000 | 0.034658 | 1 | #N/A | 0 | 0.00018393 | 0.005307 | #N/A | 0.005307 |  | 880 | 154.2971 | PASS | 8.1886 | PASS | Eligible | -3.7522 | 11.9408 | 880 | 15.5375 | kWh | 4552.4407 | N/A | N/A | 155.3748 |  | 880 | 1 | -2040 | 225 | 0 | 0 | 10 | 0
| SWWH025U | MFm | Ex | CZ01 | Any | 881 | SWWH025U | 1 | 10 | 2021 | natural gas | electricity | NR |  |  |  |  | -1170 |  | 186 |  | -1170 | 186 | 0 | 0 |  | 0 | 0 |  | TRUE | 10 | 0 | 0 | TRUE | 2021+10 | 2031+00 | TRUE | TRUE | FALSE | FALSE | -1170 | 186 | TRUE | TRUE | FALSE | FALSE | 0 | 0 | TRUE | TRUE | TRUE | -1170 | 186 | 0 | 0 | -11700 | 1860 | 0 | 0 | 3465.8282 | 100000 | #N/A | 100000 | 0.034658 | 1 | #N/A | 0 | 0.00018393 | 0.005307 | #N/A | 0.005307 |  | 881 | 145.4498 | PASS | 7.7191 | PASS | Eligible | -2.152 | 9.8711 | 881 | 14.6068 | kWh | 4279.751 | N/A | N/A | 146.0679 |  | 881 | 1 | -1170 | 186 | 0 | 0 | 10 | 0
| SWWH025U | MFm | Ex | CZ02 | Any | 882 | SWWH025U | 1 | 10 | 2021 | natural gas | electricity | NR |  |  |  |  | -1080 |  | 176 |  | -1080 | 176 | 0 | 0 |  | 0 | 0 |  | TRUE | 10 | 0 | 0 | TRUE | 2021+10 | 2031+00 | TRUE | TRUE | FALSE | FALSE | -1080 | 176 | TRUE | TRUE | FALSE | FALSE | 0 | 0 | TRUE | TRUE | TRUE | -1080 | 176 | 0 | 0 | -10800 | 1760 | 0 | 0 | 3465.8282 | 100000 | #N/A | 100000 | 0.034658 | 1 | #N/A | 0 | 0.00018393 | 0.005307 | #N/A | 0.005307 |  | 882 | 138.5691 | PASS | 7.3539 | PASS | Eligible | -1.9865 | 9.3404 | 882 | 13.914 | kWh | 4076.7536 | N/A | N/A | 139.1396 |  | 882 | 1 | -1080 | 176 | 0 | 0 | 10 | 0
| SWWH025U | MFm | Ex | CZ03 | Any | 883 | SWWH025U | 1 | 10 | 2021 | natural gas | electricity | NR |  |  |  |  | -1070 |  | 175 |  | -1070 | 175 | 0 | 0 |  | 0 | 0 |  | TRUE | 10 | 0 | 0 | TRUE | 2021+10 | 2031+00 | TRUE | TRUE | FALSE | FALSE | -1070 | 175 | TRUE | TRUE | FALSE | FALSE | 0 | 0 | TRUE | TRUE | TRUE | -1070 | 175 | 0 | 0 | -10700 | 1750 | 0 | 0 | 3465.8282 | 100000 | #N/A | 100000 | 0.034658 | 1 | #N/A | 0 | 0.00018393 | 0.005307 | #N/A | 0.005307 |  | 883 | 137.9156 | PASS | 7.3192 | PASS | Eligible | -1.9681 | 9.2873 | 883 | 13.8481 | kWh | 4057.4539 | N/A | N/A | 138.4809 |  | 883 | 1 | -1070 | 175 | 0 | 0 | 10 | 0
| SWWH025U | MFm | Ex | CZ04 | Any | 884 | SWWH025U | 1 | 10 | 2021 | natural gas | electricity | NR |  |  |  |  | -1040 |  | 172 |  | -1040 | 172 | 0 | 0 |  | 0 | 0 |  | TRUE | 10 | 0 | 0 | TRUE | 2021+10 | 2031+00 | TRUE | TRUE | FALSE | FALSE | -1040 | 172 | TRUE | TRUE | FALSE | FALSE | 0 | 0 | TRUE | TRUE | TRUE | -1040 | 172 | 0 | 0 | -10400 | 1720 | 0 | 0 | 3465.8282 | 100000 | #N/A | 100000 | 0.034658 | 1 | #N/A | 0 | 0.00018393 | 0.005307 | #N/A | 0.005307 |  | 884 | 135.9554 | PASS | 7.2152 | PASS | Eligible | -1.9129 | 9.1281 | 884 | 13.6505 | kWh | 3999.5546 | N/A | N/A | 136.5048 |  | 884 | 1 | -1040 | 172 | 0 | 0 | 10 | 0
| SWWH025U | MFm | Ex | CZ05 | Any | 885 | SWWH025U | 1 | 10 | 2021 | natural gas | electricity | NR |  |  |  |  | -1080 |  | 177 |  | -1080 | 177 | 0 | 0 |  | 0 | 0 |  | TRUE | 10 | 0 | 0 | TRUE | 2021+10 | 2031+00 | TRUE | TRUE | FALSE | FALSE | -1080 | 177 | TRUE | TRUE | FALSE | FALSE | 0 | 0 | TRUE | TRUE | TRUE | -1080 | 177 | 0 | 0 | -10800 | 1770 | 0 | 0 | 3465.8282 | 100000 | #N/A | 100000 | 0.034658 | 1 | #N/A | 0 | 0.00018393 | 0.005307 | #N/A | 0.005307 |  | 885 | 139.5691 | PASS | 7.407 | PASS | Eligible | -1.9865 | 9.3935 | 885 | 14.014 | kWh | 4106.0533 | N/A | N/A | 140.1396 |  | 885 | 1 | -1080 | 177 | 0 | 0 | 10 | 0
| SWWH025U | MFm | Ex | CZ06 | Any | 886 | SWWH025U | 1 | 10 | 2021 | natural gas | electricity | NR |  |  |  |  | -1000 |  | 168 |  | -1000 | 168 | 0 | 0 |  | 0 | 0 |  | TRUE | 10 | 0 | 0 | TRUE | 2021+10 | 2031+00 | TRUE | TRUE | FALSE | FALSE | -1000 | 168 | TRUE | TRUE | FALSE | FALSE | 0 | 0 | TRUE | TRUE | TRUE | -1000 | 168 | 0 | 0 | -10000 | 1680 | 0 | 0 | 3465.8282 | 100000 | #N/A | 100000 | 0.034658 | 1 | #N/A | 0 | 0.00018393 | 0.005307 | #N/A | 0.005307 |  | 886 | 133.3417 | PASS | 7.0765 | PASS | Eligible | -1.8393 | 8.9158 | 886 | 13.387 | kWh | 3922.3557 | N/A | N/A | 133.87 |  | 886 | 1 | -1000 | 168 | 0 | 0 | 10 | 0
| SWWH025U | MFm | Ex | CZ07 | Any | 887 | SWWH025U | 1 | 10 | 2021 | natural gas | electricity | NR |  |  |  |  | -988 |  | 166 |  | -988 | 166 | 0 | 0 |  | 0 | 0 |  | TRUE | 10 | 0 | 0 | TRUE | 2021+10 | 2031+00 | TRUE | TRUE | FALSE | FALSE | -988 | 166 | TRUE | TRUE | FALSE | FALSE | 0 | 0 | TRUE | TRUE | TRUE | -988 | 166 | 0 | 0 | -9880 | 1660 | 0 | 0 | 3465.8282 | 100000 | #N/A | 100000 | 0.034658 | 1 | #N/A | 0 | 0.00018393 | 0.005307 | #N/A | 0.005307 |  | 887 | 131.7576 | PASS | 6.9924 | PASS | Eligible | -1.8173 | 8.8097 | 887 | 13.228 | kWh | 3875.7562 | N/A | N/A | 132.2796 |  | 887 | 1 | -988 | 166 | 0 | 0 | 10 | 0
| SWWH025U | MFm | Ex | CZ08 | Any | 888 | SWWH025U | 1 | 10 | 2021 | natural gas | electricity | NR |  |  |  |  | -973 |  | 164 |  | -973 | 164 | 0 | 0 |  | 0 | 0 |  | TRUE | 10 | 0 | 0 | TRUE | 2021+10 | 2031+00 | TRUE | TRUE | FALSE | FALSE | -973 | 164 | TRUE | TRUE | FALSE | FALSE | 0 | 0 | TRUE | TRUE | TRUE | -973 | 164 | 0 | 0 | -9730 | 1640 | 0 | 0 | 3465.8282 | 100000 | #N/A | 100000 | 0.034658 | 1 | #N/A | 0 | 0.00018393 | 0.005307 | #N/A | 0.005307 |  | 888 | 130.2775 | PASS | 6.9139 | PASS | Eligible | -1.7897 | 8.7035 | 888 | 13.0792 | kWh | 3832.1568 | N/A | N/A | 130.7915 |  | 888 | 1 | -973 | 164 | 0 | 0 | 10 | 0
| SWWH025U | MFm | Ex | CZ09 | Any | 889 | SWWH025U | 1 | 10 | 2021 | natural gas | electricity | NR |  |  |  |  | -974 |  | 164 |  | -974 | 164 | 0 | 0 |  | 0 | 0 |  | TRUE | 10 | 0 | 0 | TRUE | 2021+10 | 2031+00 | TRUE | TRUE | FALSE | FALSE | -974 | 164 | TRUE | TRUE | FALSE | FALSE | 0 | 0 | TRUE | TRUE | TRUE | -974 | 164 | 0 | 0 | -9740 | 1640 | 0 | 0 | 3465.8282 | 100000 | #N/A | 100000 | 0.034658 | 1 | #N/A | 0 | 0.00018393 | 0.005307 | #N/A | 0.005307 |  | 889 | 130.2428 | PASS | 6.912 | PASS | Eligible | -1.7915 | 8.7035 | 889 | 13.0757 | kWh | 3831.1568 | N/A | N/A | 130.7574 |  | 889 | 1 | -974 | 164 | 0 | 0 | 10 | 0
| SWWH025U | MFm | Ex | CZ10 | Any | 890 | SWWH025U | 1 | 10 | 2021 | natural gas | electricity | NR |  |  |  |  | -973 |  | 164 |  | -973 | 164 | 0 | 0 |  | 0 | 0 |  | TRUE | 10 | 0 | 0 | TRUE | 2021+10 | 2031+00 | TRUE | TRUE | FALSE | FALSE | -973 | 164 | TRUE | TRUE | FALSE | FALSE | 0 | 0 | TRUE | TRUE | TRUE | -973 | 164 | 0 | 0 | -9730 | 1640 | 0 | 0 | 3465.8282 | 100000 | #N/A | 100000 | 0.034658 | 1 | #N/A | 0 | 0.00018393 | 0.005307 | #N/A | 0.005307 |  | 890 | 130.2775 | PASS | 6.9139 | PASS | Eligible | -1.7897 | 8.7035 | 890 | 13.0792 | kWh | 3832.1568 | N/A | N/A | 130.7915 |  | 890 | 1 | -973 | 164 | 0 | 0 | 10 | 0
| SWWH025U | MFm | Ex | CZ11 | Any | 891 | SWWH025U | 1 | 10 | 2021 | natural gas | electricity | NR |  |  |  |  | -1000 |  | 166 |  | -1000 | 166 | 0 | 0 |  | 0 | 0 |  | TRUE | 10 | 0 | 0 | TRUE | 2021+10 | 2031+00 | TRUE | TRUE | FALSE | FALSE | -1000 | 166 | TRUE | TRUE | FALSE | FALSE | 0 | 0 | TRUE | TRUE | TRUE | -1000 | 166 | 0 | 0 | -10000 | 1660 | 0 | 0 | 3465.8282 | 100000 | #N/A | 100000 | 0.034658 | 1 | #N/A | 0 | 0.00018393 | 0.005307 | #N/A | 0.005307 |  | 891 | 131.3417 | PASS | 6.9704 | PASS | Eligible | -1.8393 | 8.8097 | 891 | 13.187 | kWh | 3863.7562 | N/A | N/A | 131.87 |  | 891 | 1 | -1000 | 166 | 0 | 0 | 10 | 0
| SWWH025U | MFm | Ex | CZ12 | Any | 892 | SWWH025U | 1 | 10 | 2021 | natural gas | electricity | NR |  |  |  |  | -1030 |  | 170 |  | -1030 | 170 | 0 | 0 |  | 0 | 0 |  | TRUE | 10 | 0 | 0 | TRUE | 2021+10 | 2031+00 | TRUE | TRUE | FALSE | FALSE | -1030 | 170 | TRUE | TRUE | FALSE | FALSE | 0 | 0 | TRUE | TRUE | TRUE | -1030 | 170 | 0 | 0 | -10300 | 1700 | 0 | 0 | 3465.8282 | 100000 | #N/A | 100000 | 0.034658 | 1 | #N/A | 0 | 0.00018393 | 0.005307 | #N/A | 0.005307 |  | 892 | 134.302 | PASS | 7.1275 | PASS | Eligible | -1.8945 | 9.022 | 892 | 13.4846 | kWh | 3950.9552 | N/A | N/A | 134.8461 |  | 892 | 1 | -1030 | 170 | 0 | 0 | 10 | 0
| SWWH025U | MFm | Ex | CZ13 | Any | 893 | SWWH025U | 1 | 10 | 2021 | natural gas | electricity | NR |  |  |  |  | -986 |  | 164 |  | -986 | 164 | 0 | 0 |  | 0 | 0 |  | TRUE | 10 | 0 | 0 | TRUE | 2021+10 | 2031+00 | TRUE | TRUE | FALSE | FALSE | -986 | 164 | TRUE | TRUE | FALSE | FALSE | 0 | 0 | TRUE | TRUE | TRUE | -986 | 164 | 0 | 0 | -9860 | 1640 | 0 | 0 | 3465.8282 | 100000 | #N/A | 100000 | 0.034658 | 1 | #N/A | 0 | 0.00018393 | 0.005307 | #N/A | 0.005307 |  | 893 | 129.8269 | PASS | 6.89 | PASS | Eligible | -1.8136 | 8.7035 | 893 | 13.0348 | kWh | 3819.1568 | N/A | N/A | 130.3478 |  | 893 | 1 | -986 | 164 | 0 | 0 | 10 | 0
| SWWH025U | MFm | Ex | CZ14 | Any | 894 | SWWH025U | 1 | 10 | 2021 | natural gas | electricity | NR |  |  |  |  | -1000 |  | 167 |  | -1000 | 167 | 0 | 0 |  | 0 | 0 |  | TRUE | 10 | 0 | 0 | TRUE | 2021+10 | 2031+00 | TRUE | TRUE | FALSE | FALSE | -1000 | 167 | TRUE | TRUE | FALSE | FALSE | 0 | 0 | TRUE | TRUE | TRUE | -1000 | 167 | 0 | 0 | -10000 | 1670 | 0 | 0 | 3465.8282 | 100000 | #N/A | 100000 | 0.034658 | 1 | #N/A | 0 | 0.00018393 | 0.005307 | #N/A | 0.005307 |  | 894 | 132.3417 | PASS | 7.0234 | PASS | Eligible | -1.8393 | 8.8628 | 894 | 13.287 | kWh | 3893.056 | N/A | N/A | 132.87 |  | 894 | 1 | -1000 | 167 | 0 | 0 | 10 | 0
| SWWH025U | MFm | Ex | CZ15 | Any | 895 | SWWH025U | 1 | 10 | 2021 | natural gas | electricity | NR |  |  |  |  | -821 |  | 145 |  | -821 | 145 | 0 | 0 |  | 0 | 0 |  | TRUE | 10 | 0 | 0 | TRUE | 2021+10 | 2031+00 | TRUE | TRUE | FALSE | FALSE | -821 | 145 | TRUE | TRUE | FALSE | FALSE | 0 | 0 | TRUE | TRUE | TRUE | -821 | 145 | 0 | 0 | -8210 | 1450 | 0 | 0 | 3465.8282 | 100000 | #N/A | 100000 | 0.034658 | 1 | #N/A | 0 | 0.00018393 | 0.005307 | #N/A | 0.005307 |  | 895 | 116.5456 | PASS | 6.1851 | PASS | Eligible | -1.5101 | 7.6952 | 895 | 11.6979 | kWh | 3427.4618 | N/A | N/A | 116.9793 |  | 895 | 1 | -821 | 145 | 0 | 0 | 10 | 0
| SWWH025U | MFm | Ex | CZ16 | Any | 896 | SWWH025U | 1 | 10 | 2021 | natural gas | electricity | NR |  |  |  |  | -1160 |  | 185 |  | -1160 | 185 | 0 | 0 |  | 0 | 0 |  | TRUE | 10 | 0 | 0 | TRUE | 2021+10 | 2031+00 | TRUE | TRUE | FALSE | FALSE | -1160 | 185 | TRUE | TRUE | FALSE | FALSE | 0 | 0 | TRUE | TRUE | TRUE | -1160 | 185 | 0 | 0 | -11600 | 1850 | 0 | 0 | 3465.8282 | 100000 | #N/A | 100000 | 0.034658 | 1 | #N/A | 0 | 0.00018393 | 0.005307 | #N/A | 0.005307 |  | 896 | 144.7964 | PASS | 7.6844 | PASS | Eligible | -2.1336 | 9.818 | 896 | 14.5409 | kWh | 4260.4512 | N/A | N/A | 145.4092 |  | 896 | 1 | -1160 | 185 | 0 | 0 | 10 | 0
| SWWH025U | DMo | Ex | CZ01 | Any | 897 | SWWH025U | 1 | 10 | 2021 | natural gas | electricity | NR |  |  |  |  | -1670 |  | 206 |  | -1670 | 206 | 0 | 0 |  | 0 | 0 |  | TRUE | 10 | 0 | 0 | TRUE | 2021+10 | 2031+00 | TRUE | TRUE | FALSE | FALSE | -1670 | 206 | TRUE | TRUE | FALSE | FALSE | 0 | 0 | TRUE | TRUE | TRUE | -1670 | 206 | 0 | 0 | -16700 | 2060 | 0 | 0 | 3465.8282 | 100000 | #N/A | 100000 | 0.034658 | 1 | #N/A | 0 | 0.00018393 | 0.005307 | #N/A | 0.005307 |  | 897 | 148.1207 | PASS | 7.8608 | PASS | Eligible | -3.0717 | 10.9325 | 897 | 14.9003 | kWh | 4365.7457 | N/A | N/A | 149.0029 |  | 897 | 1 | -1670 | 206 | 0 | 0 | 10 | 0
| SWWH025U | DMo | Ex | CZ02 | Any | 898 | SWWH025U | 1 | 10 | 2021 | natural gas | electricity | NR |  |  |  |  | -1460 |  | 191 |  | -1460 | 191 | 0 | 0 |  | 0 | 0 |  | TRUE | 10 | 0 | 0 | TRUE | 2021+10 | 2031+00 | TRUE | TRUE | FALSE | FALSE | -1460 | 191 | TRUE | TRUE | FALSE | FALSE | 0 | 0 | TRUE | TRUE | TRUE | -1460 | 191 | 0 | 0 | -14600 | 1910 | 0 | 0 | 3465.8282 | 100000 | #N/A | 100000 | 0.034658 | 1 | #N/A | 0 | 0.00018393 | 0.005307 | #N/A | 0.005307 |  | 898 | 140.3989 | PASS | 7.451 | PASS | Eligible | -2.6854 | 10.1364 | 898 | 14.117 | kWh | 4136.2496 | N/A | N/A | 141.1702 |  | 898 | 1 | -1460 | 191 | 0 | 0 | 10 | 0
| SWWH025U | DMo | Ex | CZ03 | Any | 899 | SWWH025U | 1 | 10 | 2021 | natural gas | electricity | NR |  |  |  |  | -1400 |  | 192 |  | -1400 | 192 | 0 | 0 |  | 0 | 0 |  | TRUE | 10 | 0 | 0 | TRUE | 2021+10 | 2031+00 | TRUE | TRUE | FALSE | FALSE | -1400 | 192 | TRUE | TRUE | FALSE | FALSE | 0 | 0 | TRUE | TRUE | TRUE | -1400 | 192 | 0 | 0 | -14000 | 1920 | 0 | 0 | 3465.8282 | 100000 | #N/A | 100000 | 0.034658 | 1 | #N/A | 0 | 0.00018393 | 0.005307 | #N/A | 0.005307 |  | 899 | 143.4784 | PASS | 7.6145 | PASS | Eligible | -2.5751 | 10.1895 | 899 | 14.4218 | kWh | 4225.5494 | N/A | N/A | 144.218 |  | 899 | 1 | -1400 | 192 | 0 | 0 | 10 | 0
| SWWH025U | DMo | Ex | CZ04 | Any | 900 | SWWH025U | 1 | 10 | 2021 | natural gas | electricity | NR |  |  |  |  | -1350 |  | 186 |  | -1350 | 186 | 0 | 0 |  | 0 | 0 |  | TRUE | 10 | 0 | 0 | TRUE | 2021+10 | 2031+00 | TRUE | TRUE | FALSE | FALSE | -1350 | 186 | TRUE | TRUE | FALSE | FALSE | 0 | 0 | TRUE | TRUE | TRUE | -1350 | 186 | 0 | 0 | -13500 | 1860 | 0 | 0 | 3465.8282 | 100000 | #N/A | 100000 | 0.034658 | 1 | #N/A | 0 | 0.00018393 | 0.005307 | #N/A | 0.005307 |  | 900 | 139.2113 | PASS | 7.388 | PASS | Eligible | -2.4831 | 9.8711 | 900 | 13.9924 | kWh | 4099.751 | N/A | N/A | 139.9245 |  | 900 | 1 | -1350 | 186 | 0 | 0 | 10 | 0
| SWWH025U | DMo | Ex | CZ05 | Any | 901 | SWWH025U | 1 | 10 | 2021 | natural gas | electricity | NR |  |  |  |  | -1470 |  | 195 |  | -1470 | 195 | 0 | 0 |  | 0 | 0 |  | TRUE | 10 | 0 | 0 | TRUE | 2021+10 | 2031+00 | TRUE | TRUE | FALSE | FALSE | -1470 | 195 | TRUE | TRUE | FALSE | FALSE | 0 | 0 | TRUE | TRUE | TRUE | -1470 | 195 | 0 | 0 | -14700 | 1950 | 0 | 0 | 3465.8282 | 100000 | #N/A | 100000 | 0.034658 | 1 | #N/A | 0 | 0.00018393 | 0.005307 | #N/A | 0.005307 |  | 901 | 144.0523 | PASS | 7.6449 | PASS | Eligible | -2.7038 | 10.3487 | 901 | 14.4829 | kWh | 4243.4486 | N/A | N/A | 144.8289 |  | 901 | 1 | -1470 | 195 | 0 | 0 | 10 | 0
| SWWH025U | DMo | Ex | CZ06 | Any | 902 | SWWH025U | 1 | 10 | 2021 | natural gas | electricity | NR |  |  |  |  | -1240 |  | 181 |  | -1240 | 181 | 0 | 0 |  | 0 | 0 |  | TRUE | 10 | 0 | 0 | TRUE | 2021+10 | 2031+00 | TRUE | TRUE | FALSE | FALSE | -1240 | 181 | TRUE | TRUE | FALSE | FALSE | 0 | 0 | TRUE | TRUE | TRUE | -1240 | 181 | 0 | 0 | -12400 | 1810 | 0 | 0 | 3465.8282 | 100000 | #N/A | 100000 | 0.034658 | 1 | #N/A | 0 | 0.00018393 | 0.005307 | #N/A | 0.005307 |  | 902 | 138.0237 | PASS | 7.325 | PASS | Eligible | -2.2808 | 9.6057 | 902 | 13.8679 | kWh | 4063.2523 | N/A | N/A | 138.6788 |  | 902 | 1 | -1240 | 181 | 0 | 0 | 10 | 0
| SWWH025U | DMo | Ex | CZ07 | Any | 903 | SWWH025U | 1 | 10 | 2021 | natural gas | electricity | NR |  |  |  |  | -1200 |  | 179 |  | -1200 | 179 | 0 | 0 |  | 0 | 0 |  | TRUE | 10 | 0 | 0 | TRUE | 2021+10 | 2031+00 | TRUE | TRUE | FALSE | FALSE | -1200 | 179 | TRUE | TRUE | FALSE | FALSE | 0 | 0 | TRUE | TRUE | TRUE | -1200 | 179 | 0 | 0 | -12000 | 1790 | 0 | 0 | 3465.8282 | 100000 | #N/A | 100000 | 0.034658 | 1 | #N/A | 0 | 0.00018393 | 0.005307 | #N/A | 0.005307 |  | 903 | 137.4101 | PASS | 7.2924 | PASS | Eligible | -2.2072 | 9.4996 | 903 | 13.8044 | kWh | 4044.6528 | N/A | N/A | 138.044 |  | 903 | 1 | -1200 | 179 | 0 | 0 | 10 | 0
| SWWH025U | DMo | Ex | CZ08 | Any | 904 | SWWH025U | 1 | 10 | 2021 | natural gas | electricity | NR |  |  |  |  | -1180 |  | 176 |  | -1180 | 176 | 0 | 0 |  | 0 | 0 |  | TRUE | 10 | 0 | 0 | TRUE | 2021+10 | 2031+00 | TRUE | TRUE | FALSE | FALSE | -1180 | 176 | TRUE | TRUE | FALSE | FALSE | 0 | 0 | TRUE | TRUE | TRUE | -1180 | 176 | 0 | 0 | -11800 | 1760 | 0 | 0 | 3465.8282 | 100000 | #N/A | 100000 | 0.034658 | 1 | #N/A | 0 | 0.00018393 | 0.005307 | #N/A | 0.005307 |  | 904 | 135.1032 | PASS | 7.17 | PASS | Eligible | -2.1704 | 9.3404 | 904 | 13.5727 | kWh | 3976.7536 | N/A | N/A | 135.7266 |  | 904 | 1 | -1180 | 176 | 0 | 0 | 10 | 0
| SWWH025U | DMo | Ex | CZ09 | Any | 905 | SWWH025U | 1 | 10 | 2021 | natural gas | electricity | NR |  |  |  |  | -1190 |  | 176 |  | -1190 | 176 | 0 | 0 |  | 0 | 0 |  | TRUE | 10 | 0 | 0 | TRUE | 2021+10 | 2031+00 | TRUE | TRUE | FALSE | FALSE | -1190 | 176 | TRUE | TRUE | FALSE | FALSE | 0 | 0 | TRUE | TRUE | TRUE | -1190 | 176 | 0 | 0 | -11900 | 1760 | 0 | 0 | 3465.8282 | 100000 | #N/A | 100000 | 0.034658 | 1 | #N/A | 0 | 0.00018393 | 0.005307 | #N/A | 0.005307 |  | 905 | 134.7566 | PASS | 7.1516 | PASS | Eligible | -2.1888 | 9.3404 | 905 | 13.5385 | kWh | 3966.7536 | N/A | N/A | 135.3853 |  | 905 | 1 | -1190 | 176 | 0 | 0 | 10 | 0
| SWWH025U | DMo | Ex | CZ10 | Any | 906 | SWWH025U | 1 | 10 | 2021 | natural gas | electricity | NR |  |  |  |  | -1190 |  | 175 |  | -1190 | 175 | 0 | 0 |  | 0 | 0 |  | TRUE | 10 | 0 | 0 | TRUE | 2021+10 | 2031+00 | TRUE | TRUE | FALSE | FALSE | -1190 | 175 | TRUE | TRUE | FALSE | FALSE | 0 | 0 | TRUE | TRUE | TRUE | -1190 | 175 | 0 | 0 | -11900 | 1750 | 0 | 0 | 3465.8282 | 100000 | #N/A | 100000 | 0.034658 | 1 | #N/A | 0 | 0.00018393 | 0.005307 | #N/A | 0.005307 |  | 906 | 133.7566 | PASS | 7.0985 | PASS | Eligible | -2.1888 | 9.2873 | 906 | 13.4385 | kWh | 3937.4539 | N/A | N/A | 134.3853 |  | 906 | 1 | -1190 | 175 | 0 | 0 | 10 | 0
| SWWH025U | DMo | Ex | CZ11 | Any | 907 | SWWH025U | 1 | 10 | 2021 | natural gas | electricity | NR |  |  |  |  | -1290 |  | 177 |  | -1290 | 177 | 0 | 0 |  | 0 | 0 |  | TRUE | 10 | 0 | 0 | TRUE | 2021+10 | 2031+00 | TRUE | TRUE | FALSE | FALSE | -1290 | 177 | TRUE | TRUE | FALSE | FALSE | 0 | 0 | TRUE | TRUE | TRUE | -1290 | 177 | 0 | 0 | -12900 | 1770 | 0 | 0 | 3465.8282 | 100000 | #N/A | 100000 | 0.034658 | 1 | #N/A | 0 | 0.00018393 | 0.005307 | #N/A | 0.005307 |  | 907 | 132.2908 | PASS | 7.0207 | PASS | Eligible | -2.3727 | 9.3935 | 907 | 13.2972 | kWh | 3896.0533 | N/A | N/A | 132.9723 |  | 907 | 1 | -1290 | 177 | 0 | 0 | 10 | 0
| SWWH025U | DMo | Ex | CZ12 | Any | 908 | SWWH025U | 1 | 10 | 2021 | natural gas | electricity | NR |  |  |  |  | -1330 |  | 183 |  | -1330 | 183 | 0 | 0 |  | 0 | 0 |  | TRUE | 10 | 0 | 0 | TRUE | 2021+10 | 2031+00 | TRUE | TRUE | FALSE | FALSE | -1330 | 183 | TRUE | TRUE | FALSE | FALSE | 0 | 0 | TRUE | TRUE | TRUE | -1330 | 183 | 0 | 0 | -13300 | 1830 | 0 | 0 | 3465.8282 | 100000 | #N/A | 100000 | 0.034658 | 1 | #N/A | 0 | 0.00018393 | 0.005307 | #N/A | 0.005307 |  | 908 | 136.9045 | PASS | 7.2656 | PASS | Eligible | -2.4463 | 9.7119 | 908 | 13.7607 | kWh | 4031.8517 | N/A | N/A | 137.6071 |  | 908 | 1 | -1330 | 183 | 0 | 0 | 10 | 0
| SWWH025U | DMo | Ex | CZ13 | Any | 909 | SWWH025U | 1 | 10 | 2021 | natural gas | electricity | NR |  |  |  |  | -1250 |  | 175 |  | -1250 | 175 | 0 | 0 |  | 0 | 0 |  | TRUE | 10 | 0 | 0 | TRUE | 2021+10 | 2031+00 | TRUE | TRUE | FALSE | FALSE | -1250 | 175 | TRUE | TRUE | FALSE | FALSE | 0 | 0 | TRUE | TRUE | TRUE | -1250 | 175 | 0 | 0 | -12500 | 1750 | 0 | 0 | 3465.8282 | 100000 | #N/A | 100000 | 0.034658 | 1 | #N/A | 0 | 0.00018393 | 0.005307 | #N/A | 0.005307 |  | 909 | 131.6771 | PASS | 6.9882 | PASS | Eligible | -2.2992 | 9.2873 | 909 | 13.2338 | kWh | 3877.4539 | N/A | N/A | 132.3375 |  | 909 | 1 | -1250 | 175 | 0 | 0 | 10 | 0
| SWWH025U | DMo | Ex | CZ14 | Any | 910 | SWWH025U | 1 | 10 | 2021 | natural gas | electricity | NR |  |  |  |  | -1370 |  | 179 |  | -1370 | 179 | 0 | 0 |  | 0 | 0 |  | TRUE | 10 | 0 | 0 | TRUE | 2021+10 | 2031+00 | TRUE | TRUE | FALSE | FALSE | -1370 | 179 | TRUE | TRUE | FALSE | FALSE | 0 | 0 | TRUE | TRUE | TRUE | -1370 | 179 | 0 | 0 | -13700 | 1790 | 0 | 0 | 3465.8282 | 100000 | #N/A | 100000 | 0.034658 | 1 | #N/A | 0 | 0.00018393 | 0.005307 | #N/A | 0.005307 |  | 910 | 131.5182 | PASS | 6.9797 | PASS | Eligible | -2.5199 | 9.4996 | 910 | 13.2242 | kWh | 3874.6528 | N/A | N/A | 132.2419 |  | 910 | 1 | -1370 | 179 | 0 | 0 | 10 | 0
| SWWH025U | DMo | Ex | CZ15 | Any | 911 | SWWH025U | 1 | 10 | 2021 | natural gas | electricity | NR |  |  |  |  | -906 |  | 148 |  | -906 | 148 | 0 | 0 |  | 0 | 0 |  | TRUE | 10 | 0 | 0 | TRUE | 2021+10 | 2031+00 | TRUE | TRUE | FALSE | FALSE | -906 | 148 | TRUE | TRUE | FALSE | FALSE | 0 | 0 | TRUE | TRUE | TRUE | -906 | 148 | 0 | 0 | -9060 | 1480 | 0 | 0 | 3465.8282 | 100000 | #N/A | 100000 | 0.034658 | 1 | #N/A | 0 | 0.00018393 | 0.005307 | #N/A | 0.005307 |  | 911 | 116.5996 | PASS | 6.188 | PASS | Eligible | -1.6664 | 7.8544 | 911 | 11.7078 | kWh | 3430.361 | N/A | N/A | 117.0782 |  | 911 | 1 | -906 | 148 | 0 | 0 | 10 | 0
| SWWH025U | DMo | Ex | CZ16 | Any | 912 | SWWH025U | 1 | 10 | 2021 | natural gas | electricity | NR |  |  |  |  | -2030 |  | 205 |  | -2030 | 205 | 0 | 0 |  | 0 | 0 |  | TRUE | 10 | 0 | 0 | TRUE | 2021+10 | 2031+00 | TRUE | TRUE | FALSE | FALSE | -2030 | 205 | TRUE | TRUE | FALSE | FALSE | 0 | 0 | TRUE | TRUE | TRUE | -2030 | 205 | 0 | 0 | -20300 | 2050 | 0 | 0 | 3465.8282 | 100000 | #N/A | 100000 | 0.034658 | 1 | #N/A | 0 | 0.00018393 | 0.005307 | #N/A | 0.005307 |  | 912 | 134.6437 | PASS | 7.1456 | PASS | Eligible | -3.7338 | 10.8794 | 912 | 13.5716 | kWh | 3976.4459 | N/A | N/A | 135.7161 |  | 912 | 1 | -2030 | 205 | 0 | 0 | 10 | 0
| SWWH025V | SFm | Ex | CZ01 | Any | 913 | SWWH025V | 1 | 10 | 2021 | natural gas | electricity | NR |  |  |  |  | -1790 |  | 197 |  | -1790 | 197 | 0 | 0 |  | 0 | 0 |  | TRUE | 10 | 0 | 0 | TRUE | 2021+10 | 2031+00 | TRUE | TRUE | FALSE | FALSE | -1790 | 197 | TRUE | TRUE | FALSE | FALSE | 0 | 0 | TRUE | TRUE | TRUE | -1790 | 197 | 0 | 0 | -17900 | 1970 | 0 | 0 | 3465.8282 | 100000 | #N/A | 100000 | 0.034658 | 1 | #N/A | 0 | 0.00018393 | 0.005307 | #N/A | 0.005307 |  | 913 | 134.9617 | PASS | 7.1625 | PASS | Eligible | -3.2924 | 10.4549 | 913 | 13.5907 | kWh | 3982.0481 | N/A | N/A | 135.9073 |  | 913 | 1 | -1790 | 197 | 0 | 0 | 10 | 0
| SWWH025V | SFm | Ex | CZ02 | Any | 914 | SWWH025V | 1 | 10 | 2021 | natural gas | electricity | NR |  |  |  |  | -1540 |  | 183 |  | -1540 | 183 | 0 | 0 |  | 0 | 0 |  | TRUE | 10 | 0 | 0 | TRUE | 2021+10 | 2031+00 | TRUE | TRUE | FALSE | FALSE | -1540 | 183 | TRUE | TRUE | FALSE | FALSE | 0 | 0 | TRUE | TRUE | TRUE | -1540 | 183 | 0 | 0 | -15400 | 1830 | 0 | 0 | 3465.8282 | 100000 | #N/A | 100000 | 0.034658 | 1 | #N/A | 0 | 0.00018393 | 0.005307 | #N/A | 0.005307 |  | 914 | 129.6262 | PASS | 6.8793 | PASS | Eligible | -2.8326 | 9.7119 | 914 | 13.044 | kWh | 3821.8517 | N/A | N/A | 130.4398 |  | 914 | 1 | -1540 | 183 | 0 | 0 | 10 | 0
| SWWH025V | SFm | Ex | CZ03 | Any | 915 | SWWH025V | 1 | 10 | 2021 | natural gas | electricity | NR |  |  |  |  | -1540 |  | 184 |  | -1540 | 184 | 0 | 0 |  | 0 | 0 |  | TRUE | 10 | 0 | 0 | TRUE | 2021+10 | 2031+00 | TRUE | TRUE | FALSE | FALSE | -1540 | 184 | TRUE | TRUE | FALSE | FALSE | 0 | 0 | TRUE | TRUE | TRUE | -1540 | 184 | 0 | 0 | -15400 | 1840 | 0 | 0 | 3465.8282 | 100000 | #N/A | 100000 | 0.034658 | 1 | #N/A | 0 | 0.00018393 | 0.005307 | #N/A | 0.005307 |  | 915 | 130.6262 | PASS | 6.9324 | PASS | Eligible | -2.8326 | 9.7649 | 915 | 13.144 | kWh | 3851.1515 | N/A | N/A | 131.4398 |  | 915 | 1 | -1540 | 184 | 0 | 0 | 10 | 0
| SWWH025V | SFm | Ex | CZ04 | Any | 916 | SWWH025V | 1 | 10 | 2021 | natural gas | electricity | NR |  |  |  |  | -1460 |  | 178 |  | -1460 | 178 | 0 | 0 |  | 0 | 0 |  | TRUE | 10 | 0 | 0 | TRUE | 2021+10 | 2031+00 | TRUE | TRUE | FALSE | FALSE | -1460 | 178 | TRUE | TRUE | FALSE | FALSE | 0 | 0 | TRUE | TRUE | TRUE | -1460 | 178 | 0 | 0 | -14600 | 1780 | 0 | 0 | 3465.8282 | 100000 | #N/A | 100000 | 0.034658 | 1 | #N/A | 0 | 0.00018393 | 0.005307 | #N/A | 0.005307 |  | 916 | 127.3989 | PASS | 6.7611 | PASS | Eligible | -2.6854 | 9.4465 | 916 | 12.817 | kWh | 3755.3531 | N/A | N/A | 128.1702 |  | 916 | 1 | -1460 | 178 | 0 | 0 | 10 | 0
| SWWH025V | SFm | Ex | CZ05 | Any | 917 | SWWH025V | 1 | 10 | 2021 | natural gas | electricity | NR |  |  |  |  | -1580 |  | 187 |  | -1580 | 187 | 0 | 0 |  | 0 | 0 |  | TRUE | 10 | 0 | 0 | TRUE | 2021+10 | 2031+00 | TRUE | TRUE | FALSE | FALSE | -1580 | 187 | TRUE | TRUE | FALSE | FALSE | 0 | 0 | TRUE | TRUE | TRUE | -1580 | 187 | 0 | 0 | -15800 | 1870 | 0 | 0 | 3465.8282 | 100000 | #N/A | 100000 | 0.034658 | 1 | #N/A | 0 | 0.00018393 | 0.005307 | #N/A | 0.005307 |  | 917 | 132.2399 | PASS | 7.018 | PASS | Eligible | -2.9061 | 9.9242 | 917 | 13.3075 | kWh | 3899.0507 | N/A | N/A | 133.0746 |  | 917 | 1 | -1580 | 187 | 0 | 0 | 10 | 0
| SWWH025V | SFm | Ex | CZ06 | Any | 918 | SWWH025V | 1 | 10 | 2021 | natural gas | electricity | NR |  |  |  |  | -1360 |  | 173 |  | -1360 | 173 | 0 | 0 |  | 0 | 0 |  | TRUE | 10 | 0 | 0 | TRUE | 2021+10 | 2031+00 | TRUE | TRUE | FALSE | FALSE | -1360 | 173 | TRUE | TRUE | FALSE | FALSE | 0 | 0 | TRUE | TRUE | TRUE | -1360 | 173 | 0 | 0 | -13600 | 1730 | 0 | 0 | 3465.8282 | 100000 | #N/A | 100000 | 0.034658 | 1 | #N/A | 0 | 0.00018393 | 0.005307 | #N/A | 0.005307 |  | 918 | 125.8647 | PASS | 6.6797 | PASS | Eligible | -2.5015 | 9.1812 | 918 | 12.6583 | kWh | 3708.8544 | N/A | N/A | 126.5832 |  | 918 | 1 | -1360 | 173 | 0 | 0 | 10 | 0
| SWWH025V | SFm | Ex | CZ07 | Any | 919 | SWWH025V | 1 | 10 | 2021 | natural gas | electricity | NR |  |  |  |  | -1330 |  | 171 |  | -1330 | 171 | 0 | 0 |  | 0 | 0 |  | TRUE | 10 | 0 | 0 | TRUE | 2021+10 | 2031+00 | TRUE | TRUE | FALSE | FALSE | -1330 | 171 | TRUE | TRUE | FALSE | FALSE | 0 | 0 | TRUE | TRUE | TRUE | -1330 | 171 | 0 | 0 | -13300 | 1710 | 0 | 0 | 3465.8282 | 100000 | #N/A | 100000 | 0.034658 | 1 | #N/A | 0 | 0.00018393 | 0.005307 | #N/A | 0.005307 |  | 919 | 124.9045 | PASS | 6.6287 | PASS | Eligible | -2.4463 | 9.075 | 919 | 12.5607 | kWh | 3680.2549 | N/A | N/A | 125.6071 |  | 919 | 1 | -1330 | 171 | 0 | 0 | 10 | 0
| SWWH025V | SFm | Ex | CZ08 | Any | 920 | SWWH025V | 1 | 10 | 2021 | natural gas | electricity | NR |  |  |  |  | -1300 |  | 168 |  | -1300 | 168 | 0 | 0 |  | 0 | 0 |  | TRUE | 10 | 0 | 0 | TRUE | 2021+10 | 2031+00 | TRUE | TRUE | FALSE | FALSE | -1300 | 168 | TRUE | TRUE | FALSE | FALSE | 0 | 0 | TRUE | TRUE | TRUE | -1300 | 168 | 0 | 0 | -13000 | 1680 | 0 | 0 | 3465.8282 | 100000 | #N/A | 100000 | 0.034658 | 1 | #N/A | 0 | 0.00018393 | 0.005307 | #N/A | 0.005307 |  | 920 | 122.9442 | PASS | 6.5247 | PASS | Eligible | -2.3911 | 8.9158 | 920 | 12.3631 | kWh | 3622.3557 | N/A | N/A | 123.631 |  | 920 | 1 | -1300 | 168 | 0 | 0 | 10 | 0
| SWWH025V | SFm | Ex | CZ09 | Any | 921 | SWWH025V | 1 | 10 | 2021 | natural gas | electricity | NR |  |  |  |  | -1300 |  | 168 |  | -1300 | 168 | 0 | 0 |  | 0 | 0 |  | TRUE | 10 | 0 | 0 | TRUE | 2021+10 | 2031+00 | TRUE | TRUE | FALSE | FALSE | -1300 | 168 | TRUE | TRUE | FALSE | FALSE | 0 | 0 | TRUE | TRUE | TRUE | -1300 | 168 | 0 | 0 | -13000 | 1680 | 0 | 0 | 3465.8282 | 100000 | #N/A | 100000 | 0.034658 | 1 | #N/A | 0 | 0.00018393 | 0.005307 | #N/A | 0.005307 |  | 921 | 122.9442 | PASS | 6.5247 | PASS | Eligible | -2.3911 | 8.9158 | 921 | 12.3631 | kWh | 3622.3557 | N/A | N/A | 123.631 |  | 921 | 1 | -1300 | 168 | 0 | 0 | 10 | 0
| SWWH025V | SFm | Ex | CZ10 | Any | 922 | SWWH025V | 1 | 10 | 2021 | natural gas | electricity | NR |  |  |  |  | -1300 |  | 168 |  | -1300 | 168 | 0 | 0 |  | 0 | 0 |  | TRUE | 10 | 0 | 0 | TRUE | 2021+10 | 2031+00 | TRUE | TRUE | FALSE | FALSE | -1300 | 168 | TRUE | TRUE | FALSE | FALSE | 0 | 0 | TRUE | TRUE | TRUE | -1300 | 168 | 0 | 0 | -13000 | 1680 | 0 | 0 | 3465.8282 | 100000 | #N/A | 100000 | 0.034658 | 1 | #N/A | 0 | 0.00018393 | 0.005307 | #N/A | 0.005307 |  | 922 | 122.9442 | PASS | 6.5247 | PASS | Eligible | -2.3911 | 8.9158 | 922 | 12.3631 | kWh | 3622.3557 | N/A | N/A | 123.631 |  | 922 | 1 | -1300 | 168 | 0 | 0 | 10 | 0
| SWWH025V | SFm | Ex | CZ11 | Any | 923 | SWWH025V | 1 | 10 | 2021 | natural gas | electricity | NR |  |  |  |  | -1380 |  | 170 |  | -1380 | 170 | 0 | 0 |  | 0 | 0 |  | TRUE | 10 | 0 | 0 | TRUE | 2021+10 | 2031+00 | TRUE | TRUE | FALSE | FALSE | -1380 | 170 | TRUE | TRUE | FALSE | FALSE | 0 | 0 | TRUE | TRUE | TRUE | -1380 | 170 | 0 | 0 | -13800 | 1700 | 0 | 0 | 3465.8282 | 100000 | #N/A | 100000 | 0.034658 | 1 | #N/A | 0 | 0.00018393 | 0.005307 | #N/A | 0.005307 |  | 923 | 122.1716 | PASS | 6.4837 | PASS | Eligible | -2.5383 | 9.022 | 923 | 12.2901 | kWh | 3600.9552 | N/A | N/A | 122.9006 |  | 923 | 1 | -1380 | 170 | 0 | 0 | 10 | 0
| SWWH025V | SFm | Ex | CZ12 | Any | 924 | SWWH025V | 1 | 10 | 2021 | natural gas | electricity | NR |  |  |  |  | -1430 |  | 175 |  | -1430 | 175 | 0 | 0 |  | 0 | 0 |  | TRUE | 10 | 0 | 0 | TRUE | 2021+10 | 2031+00 | TRUE | TRUE | FALSE | FALSE | -1430 | 175 | TRUE | TRUE | FALSE | FALSE | 0 | 0 | TRUE | TRUE | TRUE | -1430 | 175 | 0 | 0 | -14300 | 1750 | 0 | 0 | 3465.8282 | 100000 | #N/A | 100000 | 0.034658 | 1 | #N/A | 0 | 0.00018393 | 0.005307 | #N/A | 0.005307 |  | 924 | 125.4387 | PASS | 6.6571 | PASS | Eligible | -2.6302 | 9.2873 | 924 | 12.6194 | kWh | 3697.4539 | N/A | N/A | 126.1941 |  | 924 | 1 | -1430 | 175 | 0 | 0 | 10 | 0
| SWWH025V | SFm | Ex | CZ13 | Any | 925 | SWWH025V | 1 | 10 | 2021 | natural gas | electricity | NR |  |  |  |  | -1340 |  | 168 |  | -1340 | 168 | 0 | 0 |  | 0 | 0 |  | TRUE | 10 | 0 | 0 | TRUE | 2021+10 | 2031+00 | TRUE | TRUE | FALSE | FALSE | -1340 | 168 | TRUE | TRUE | FALSE | FALSE | 0 | 0 | TRUE | TRUE | TRUE | -1340 | 168 | 0 | 0 | -13400 | 1680 | 0 | 0 | 3465.8282 | 100000 | #N/A | 100000 | 0.034658 | 1 | #N/A | 0 | 0.00018393 | 0.005307 | #N/A | 0.005307 |  | 925 | 121.5579 | PASS | 6.4511 | PASS | Eligible | -2.4647 | 8.9158 | 925 | 12.2266 | kWh | 3582.3557 | N/A | N/A | 122.2658 |  | 925 | 1 | -1340 | 168 | 0 | 0 | 10 | 0
| SWWH025V | SFm | Ex | CZ14 | Any | 926 | SWWH025V | 1 | 10 | 2021 | natural gas | electricity | NR |  |  |  |  | -1400 |  | 171 |  | -1400 | 171 | 0 | 0 |  | 0 | 0 |  | TRUE | 10 | 0 | 0 | TRUE | 2021+10 | 2031+00 | TRUE | TRUE | FALSE | FALSE | -1400 | 171 | TRUE | TRUE | FALSE | FALSE | 0 | 0 | TRUE | TRUE | TRUE | -1400 | 171 | 0 | 0 | -14000 | 1710 | 0 | 0 | 3465.8282 | 100000 | #N/A | 100000 | 0.034658 | 1 | #N/A | 0 | 0.00018393 | 0.005307 | #N/A | 0.005307 |  | 926 | 122.4784 | PASS | 6.5 | PASS | Eligible | -2.5751 | 9.075 | 926 | 12.3218 | kWh | 3610.2549 | N/A | N/A | 123.218 |  | 926 | 1 | -1400 | 171 | 0 | 0 | 10 | 0
| SWWH025V | SFm | Ex | CZ15 | Any | 927 | SWWH025V | 1 | 10 | 2021 | natural gas | electricity | NR |  |  |  |  | -992 |  | 142 |  | -992 | 142 | 0 | 0 |  | 0 | 0 |  | TRUE | 10 | 0 | 0 | TRUE | 2021+10 | 2031+00 | TRUE | TRUE | FALSE | FALSE | -992 | 142 | TRUE | TRUE | FALSE | FALSE | 0 | 0 | TRUE | TRUE | TRUE | -992 | 142 | 0 | 0 | -9920 | 1420 | 0 | 0 | 3465.8282 | 100000 | #N/A | 100000 | 0.034658 | 1 | #N/A | 0 | 0.00018393 | 0.005307 | #N/A | 0.005307 |  | 927 | 107.619 | PASS | 5.7114 | PASS | Eligible | -1.8246 | 7.536 | 927 | 10.8143 | kWh | 3168.5626 | N/A | N/A | 108.143 |  | 927 | 1 | -992 | 142 | 0 | 0 | 10 | 0
| SWWH025V | SFm | Ex | CZ16 | Any | 928 | SWWH025V | 1 | 10 | 2021 | natural gas | electricity | NR |  |  |  |  | -2040 |  | 196 |  | -2040 | 196 | 0 | 0 |  | 0 | 0 |  | TRUE | 10 | 0 | 0 | TRUE | 2021+10 | 2031+00 | TRUE | TRUE | FALSE | FALSE | -2040 | 196 | TRUE | TRUE | FALSE | FALSE | 0 | 0 | TRUE | TRUE | TRUE | -2040 | 196 | 0 | 0 | -20400 | 1960 | 0 | 0 | 3465.8282 | 100000 | #N/A | 100000 | 0.034658 | 1 | #N/A | 0 | 0.00018393 | 0.005307 | #N/A | 0.005307 |  | 928 | 125.2971 | PASS | 6.6496 | PASS | Eligible | -3.7522 | 10.4018 | 928 | 12.6375 | kWh | 3702.7483 | N/A | N/A | 126.3748 |  | 928 | 1 | -2040 | 196 | 0 | 0 | 10 | 0
| SWWH025V | MFm | Ex | CZ01 | Any | 929 | SWWH025V | 1 | 10 | 2021 | natural gas | electricity | NR |  |  |  |  | -1170 |  | 163 |  | -1170 | 163 | 0 | 0 |  | 0 | 0 |  | TRUE | 10 | 0 | 0 | TRUE | 2021+10 | 2031+00 | TRUE | TRUE | FALSE | FALSE | -1170 | 163 | TRUE | TRUE | FALSE | FALSE | 0 | 0 | TRUE | TRUE | TRUE | -1170 | 163 | 0 | 0 | -11700 | 1630 | 0 | 0 | 3465.8282 | 100000 | #N/A | 100000 | 0.034658 | 1 | #N/A | 0 | 0.00018393 | 0.005307 | #N/A | 0.005307 |  | 929 | 122.4498 | PASS | 6.4985 | PASS | Eligible | -2.152 | 8.6505 | 929 | 12.3068 | kWh | 3605.857 | N/A | N/A | 123.0679 |  | 929 | 1 | -1170 | 163 | 0 | 0 | 10 | 0
| SWWH025V | MFm | Ex | CZ02 | Any | 930 | SWWH025V | 1 | 10 | 2021 | natural gas | electricity | NR |  |  |  |  | -1080 |  | 153 |  | -1080 | 153 | 0 | 0 |  | 0 | 0 |  | TRUE | 10 | 0 | 0 | TRUE | 2021+10 | 2031+00 | TRUE | TRUE | FALSE | FALSE | -1080 | 153 | TRUE | TRUE | FALSE | FALSE | 0 | 0 | TRUE | TRUE | TRUE | -1080 | 153 | 0 | 0 | -10800 | 1530 | 0 | 0 | 3465.8282 | 100000 | #N/A | 100000 | 0.034658 | 1 | #N/A | 0 | 0.00018393 | 0.005307 | #N/A | 0.005307 |  | 930 | 115.5691 | PASS | 6.1333 | PASS | Eligible | -1.9865 | 8.1198 | 930 | 11.614 | kWh | 3402.8597 | N/A | N/A | 116.1396 |  | 930 | 1 | -1080 | 153 | 0 | 0 | 10 | 0
| SWWH025V | MFm | Ex | CZ03 | Any | 931 | SWWH025V | 1 | 10 | 2021 | natural gas | electricity | NR |  |  |  |  | -1070 |  | 153 |  | -1070 | 153 | 0 | 0 |  | 0 | 0 |  | TRUE | 10 | 0 | 0 | TRUE | 2021+10 | 2031+00 | TRUE | TRUE | FALSE | FALSE | -1070 | 153 | TRUE | TRUE | FALSE | FALSE | 0 | 0 | TRUE | TRUE | TRUE | -1070 | 153 | 0 | 0 | -10700 | 1530 | 0 | 0 | 3465.8282 | 100000 | #N/A | 100000 | 0.034658 | 1 | #N/A | 0 | 0.00018393 | 0.005307 | #N/A | 0.005307 |  | 931 | 115.9156 | PASS | 6.1517 | PASS | Eligible | -1.9681 | 8.1198 | 931 | 11.6481 | kWh | 3412.8597 | N/A | N/A | 116.4809 |  | 931 | 1 | -1070 | 153 | 0 | 0 | 10 | 0
| SWWH025V | MFm | Ex | CZ04 | Any | 932 | SWWH025V | 1 | 10 | 2021 | natural gas | electricity | NR |  |  |  |  | -1040 |  | 150 |  | -1040 | 150 | 0 | 0 |  | 0 | 0 |  | TRUE | 10 | 0 | 0 | TRUE | 2021+10 | 2031+00 | TRUE | TRUE | FALSE | FALSE | -1040 | 150 | TRUE | TRUE | FALSE | FALSE | 0 | 0 | TRUE | TRUE | TRUE | -1040 | 150 | 0 | 0 | -10400 | 1500 | 0 | 0 | 3465.8282 | 100000 | #N/A | 100000 | 0.034658 | 1 | #N/A | 0 | 0.00018393 | 0.005307 | #N/A | 0.005307 |  | 932 | 113.9554 | PASS | 6.0477 | PASS | Eligible | -1.9129 | 7.9606 | 932 | 11.4505 | kWh | 3354.9604 | N/A | N/A | 114.5048 |  | 932 | 1 | -1040 | 150 | 0 | 0 | 10 | 0
| SWWH025V | MFm | Ex | CZ05 | Any | 933 | SWWH025V | 1 | 10 | 2021 | natural gas | electricity | NR |  |  |  |  | -1080 |  | 155 |  | -1080 | 155 | 0 | 0 |  | 0 | 0 |  | TRUE | 10 | 0 | 0 | TRUE | 2021+10 | 2031+00 | TRUE | TRUE | FALSE | FALSE | -1080 | 155 | TRUE | TRUE | FALSE | FALSE | 0 | 0 | TRUE | TRUE | TRUE | -1080 | 155 | 0 | 0 | -10800 | 1550 | 0 | 0 | 3465.8282 | 100000 | #N/A | 100000 | 0.034658 | 1 | #N/A | 0 | 0.00018393 | 0.005307 | #N/A | 0.005307 |  | 933 | 117.5691 | PASS | 6.2394 | PASS | Eligible | -1.9865 | 8.2259 | 933 | 11.814 | kWh | 3461.4591 | N/A | N/A | 118.1396 |  | 933 | 1 | -1080 | 155 | 0 | 0 | 10 | 0
| SWWH025V | MFm | Ex | CZ06 | Any | 934 | SWWH025V | 1 | 10 | 2021 | natural gas | electricity | NR |  |  |  |  | -1000 |  | 146 |  | -1000 | 146 | 0 | 0 |  | 0 | 0 |  | TRUE | 10 | 0 | 0 | TRUE | 2021+10 | 2031+00 | TRUE | TRUE | FALSE | FALSE | -1000 | 146 | TRUE | TRUE | FALSE | FALSE | 0 | 0 | TRUE | TRUE | TRUE | -1000 | 146 | 0 | 0 | -10000 | 1460 | 0 | 0 | 3465.8282 | 100000 | #N/A | 100000 | 0.034658 | 1 | #N/A | 0 | 0.00018393 | 0.005307 | #N/A | 0.005307 |  | 934 | 111.3417 | PASS | 5.9089 | PASS | Eligible | -1.8393 | 7.7483 | 934 | 11.187 | kWh | 3277.7615 | N/A | N/A | 111.87 |  | 934 | 1 | -1000 | 146 | 0 | 0 | 10 | 0
| SWWH025V | MFm | Ex | CZ07 | Any | 935 | SWWH025V | 1 | 10 | 2021 | natural gas | electricity | NR |  |  |  |  | -988 |  | 144 |  | -988 | 144 | 0 | 0 |  | 0 | 0 |  | TRUE | 10 | 0 | 0 | TRUE | 2021+10 | 2031+00 | TRUE | TRUE | FALSE | FALSE | -988 | 144 | TRUE | TRUE | FALSE | FALSE | 0 | 0 | TRUE | TRUE | TRUE | -988 | 144 | 0 | 0 | -9880 | 1440 | 0 | 0 | 3465.8282 | 100000 | #N/A | 100000 | 0.034658 | 1 | #N/A | 0 | 0.00018393 | 0.005307 | #N/A | 0.005307 |  | 935 | 109.7576 | PASS | 5.8249 | PASS | Eligible | -1.8173 | 7.6421 | 935 | 11.028 | kWh | 3231.162 | N/A | N/A | 110.2796 |  | 935 | 1 | -988 | 144 | 0 | 0 | 10 | 0
| SWWH025V | MFm | Ex | CZ08 | Any | 936 | SWWH025V | 1 | 10 | 2021 | natural gas | electricity | NR |  |  |  |  | -973 |  | 142 |  | -973 | 142 | 0 | 0 |  | 0 | 0 |  | TRUE | 10 | 0 | 0 | TRUE | 2021+10 | 2031+00 | TRUE | TRUE | FALSE | FALSE | -973 | 142 | TRUE | TRUE | FALSE | FALSE | 0 | 0 | TRUE | TRUE | TRUE | -973 | 142 | 0 | 0 | -9730 | 1420 | 0 | 0 | 3465.8282 | 100000 | #N/A | 100000 | 0.034658 | 1 | #N/A | 0 | 0.00018393 | 0.005307 | #N/A | 0.005307 |  | 936 | 108.2775 | PASS | 5.7463 | PASS | Eligible | -1.7897 | 7.536 | 936 | 10.8792 | kWh | 3187.5626 | N/A | N/A | 108.7915 |  | 936 | 1 | -973 | 142 | 0 | 0 | 10 | 0
| SWWH025V | MFm | Ex | CZ09 | Any | 937 | SWWH025V | 1 | 10 | 2021 | natural gas | electricity | NR |  |  |  |  | -974 |  | 142 |  | -974 | 142 | 0 | 0 |  | 0 | 0 |  | TRUE | 10 | 0 | 0 | TRUE | 2021+10 | 2031+00 | TRUE | TRUE | FALSE | FALSE | -974 | 142 | TRUE | TRUE | FALSE | FALSE | 0 | 0 | TRUE | TRUE | TRUE | -974 | 142 | 0 | 0 | -9740 | 1420 | 0 | 0 | 3465.8282 | 100000 | #N/A | 100000 | 0.034658 | 1 | #N/A | 0 | 0.00018393 | 0.005307 | #N/A | 0.005307 |  | 937 | 108.2428 | PASS | 5.7445 | PASS | Eligible | -1.7915 | 7.536 | 937 | 10.8757 | kWh | 3186.5626 | N/A | N/A | 108.7574 |  | 937 | 1 | -974 | 142 | 0 | 0 | 10 | 0
| SWWH025V | MFm | Ex | CZ10 | Any | 938 | SWWH025V | 1 | 10 | 2021 | natural gas | electricity | NR |  |  |  |  | -973 |  | 142 |  | -973 | 142 | 0 | 0 |  | 0 | 0 |  | TRUE | 10 | 0 | 0 | TRUE | 2021+10 | 2031+00 | TRUE | TRUE | FALSE | FALSE | -973 | 142 | TRUE | TRUE | FALSE | FALSE | 0 | 0 | TRUE | TRUE | TRUE | -973 | 142 | 0 | 0 | -9730 | 1420 | 0 | 0 | 3465.8282 | 100000 | #N/A | 100000 | 0.034658 | 1 | #N/A | 0 | 0.00018393 | 0.005307 | #N/A | 0.005307 |  | 938 | 108.2775 | PASS | 5.7463 | PASS | Eligible | -1.7897 | 7.536 | 938 | 10.8792 | kWh | 3187.5626 | N/A | N/A | 108.7915 |  | 938 | 1 | -973 | 142 | 0 | 0 | 10 | 0
| SWWH025V | MFm | Ex | CZ11 | Any | 939 | SWWH025V | 1 | 10 | 2021 | natural gas | electricity | NR |  |  |  |  | -1000 |  | 144 |  | -1000 | 144 | 0 | 0 |  | 0 | 0 |  | TRUE | 10 | 0 | 0 | TRUE | 2021+10 | 2031+00 | TRUE | TRUE | FALSE | FALSE | -1000 | 144 | TRUE | TRUE | FALSE | FALSE | 0 | 0 | TRUE | TRUE | TRUE | -1000 | 144 | 0 | 0 | -10000 | 1440 | 0 | 0 | 3465.8282 | 100000 | #N/A | 100000 | 0.034658 | 1 | #N/A | 0 | 0.00018393 | 0.005307 | #N/A | 0.005307 |  | 939 | 109.3417 | PASS | 5.8028 | PASS | Eligible | -1.8393 | 7.6421 | 939 | 10.987 | kWh | 3219.162 | N/A | N/A | 109.87 |  | 939 | 1 | -1000 | 144 | 0 | 0 | 10 | 0
| SWWH025V | MFm | Ex | CZ12 | Any | 940 | SWWH025V | 1 | 10 | 2021 | natural gas | electricity | NR |  |  |  |  | -1030 |  | 148 |  | -1030 | 148 | 0 | 0 |  | 0 | 0 |  | TRUE | 10 | 0 | 0 | TRUE | 2021+10 | 2031+00 | TRUE | TRUE | FALSE | FALSE | -1030 | 148 | TRUE | TRUE | FALSE | FALSE | 0 | 0 | TRUE | TRUE | TRUE | -1030 | 148 | 0 | 0 | -10300 | 1480 | 0 | 0 | 3465.8282 | 100000 | #N/A | 100000 | 0.034658 | 1 | #N/A | 0 | 0.00018393 | 0.005307 | #N/A | 0.005307 |  | 940 | 112.302 | PASS | 5.9599 | PASS | Eligible | -1.8945 | 7.8544 | 940 | 11.2846 | kWh | 3306.361 | N/A | N/A | 112.8461 |  | 940 | 1 | -1030 | 148 | 0 | 0 | 10 | 0
| SWWH025V | MFm | Ex | CZ13 | Any | 941 | SWWH025V | 1 | 10 | 2021 | natural gas | electricity | NR |  |  |  |  | -986 |  | 143 |  | -986 | 143 | 0 | 0 |  | 0 | 0 |  | TRUE | 10 | 0 | 0 | TRUE | 2021+10 | 2031+00 | TRUE | TRUE | FALSE | FALSE | -986 | 143 | TRUE | TRUE | FALSE | FALSE | 0 | 0 | TRUE | TRUE | TRUE | -986 | 143 | 0 | 0 | -9860 | 1430 | 0 | 0 | 3465.8282 | 100000 | #N/A | 100000 | 0.034658 | 1 | #N/A | 0 | 0.00018393 | 0.005307 | #N/A | 0.005307 |  | 941 | 108.8269 | PASS | 5.7755 | PASS | Eligible | -1.8136 | 7.5891 | 941 | 10.9348 | kWh | 3203.8623 | N/A | N/A | 109.3478 |  | 941 | 1 | -986 | 143 | 0 | 0 | 10 | 0
| SWWH025V | MFm | Ex | CZ14 | Any | 942 | SWWH025V | 1 | 10 | 2021 | natural gas | electricity | NR |  |  |  |  | -1000 |  | 145 |  | -1000 | 145 | 0 | 0 |  | 0 | 0 |  | TRUE | 10 | 0 | 0 | TRUE | 2021+10 | 2031+00 | TRUE | TRUE | FALSE | FALSE | -1000 | 145 | TRUE | TRUE | FALSE | FALSE | 0 | 0 | TRUE | TRUE | TRUE | -1000 | 145 | 0 | 0 | -10000 | 1450 | 0 | 0 | 3465.8282 | 100000 | #N/A | 100000 | 0.034658 | 1 | #N/A | 0 | 0.00018393 | 0.005307 | #N/A | 0.005307 |  | 942 | 110.3417 | PASS | 5.8559 | PASS | Eligible | -1.8393 | 7.6952 | 942 | 11.087 | kWh | 3248.4618 | N/A | N/A | 110.87 |  | 942 | 1 | -1000 | 145 | 0 | 0 | 10 | 0
| SWWH025V | MFm | Ex | CZ15 | Any | 943 | SWWH025V | 1 | 10 | 2021 | natural gas | electricity | NR |  |  |  |  | -821 |  | 124 |  | -821 | 124 | 0 | 0 |  | 0 | 0 |  | TRUE | 10 | 0 | 0 | TRUE | 2021+10 | 2031+00 | TRUE | TRUE | FALSE | FALSE | -821 | 124 | TRUE | TRUE | FALSE | FALSE | 0 | 0 | TRUE | TRUE | TRUE | -821 | 124 | 0 | 0 | -8210 | 1240 | 0 | 0 | 3465.8282 | 100000 | #N/A | 100000 | 0.034658 | 1 | #N/A | 0 | 0.00018393 | 0.005307 | #N/A | 0.005307 |  | 943 | 95.5456 | PASS | 5.0706 | PASS | Eligible | -1.5101 | 6.5807 | 943 | 9.5979 | kWh | 2812.1673 | N/A | N/A | 95.9793 |  | 943 | 1 | -821 | 124 | 0 | 0 | 10 | 0
| SWWH025V | MFm | Ex | CZ16 | Any | 944 | SWWH025V | 1 | 10 | 2021 | natural gas | electricity | NR |  |  |  |  | -1160 |  | 162 |  | -1160 | 162 | 0 | 0 |  | 0 | 0 |  | TRUE | 10 | 0 | 0 | TRUE | 2021+10 | 2031+00 | TRUE | TRUE | FALSE | FALSE | -1160 | 162 | TRUE | TRUE | FALSE | FALSE | 0 | 0 | TRUE | TRUE | TRUE | -1160 | 162 | 0 | 0 | -11600 | 1620 | 0 | 0 | 3465.8282 | 100000 | #N/A | 100000 | 0.034658 | 1 | #N/A | 0 | 0.00018393 | 0.005307 | #N/A | 0.005307 |  | 944 | 121.7964 | PASS | 6.4638 | PASS | Eligible | -2.1336 | 8.5974 | 944 | 12.2409 | kWh | 3586.5573 | N/A | N/A | 122.4092 |  | 944 | 1 | -1160 | 162 | 0 | 0 | 10 | 0
| SWWH025V | DMo | Ex | CZ01 | Any | 945 | SWWH025V | 1 | 10 | 2021 | natural gas | electricity | NR |  |  |  |  | -1670 |  | 175 |  | -1670 | 175 | 0 | 0 |  | 0 | 0 |  | TRUE | 10 | 0 | 0 | TRUE | 2021+10 | 2031+00 | TRUE | TRUE | FALSE | FALSE | -1670 | 175 | TRUE | TRUE | FALSE | FALSE | 0 | 0 | TRUE | TRUE | TRUE | -1670 | 175 | 0 | 0 | -16700 | 1750 | 0 | 0 | 3465.8282 | 100000 | #N/A | 100000 | 0.034658 | 1 | #N/A | 0 | 0.00018393 | 0.005307 | #N/A | 0.005307 |  | 945 | 117.1207 | PASS | 6.2156 | PASS | Eligible | -3.0717 | 9.2873 | 945 | 11.8003 | kWh | 3457.4539 | N/A | N/A | 118.0029 |  | 945 | 1 | -1670 | 175 | 0 | 0 | 10 | 0
| SWWH025V | DMo | Ex | CZ02 | Any | 946 | SWWH025V | 1 | 10 | 2021 | natural gas | electricity | NR |  |  |  |  | -1460 |  | 163 |  | -1460 | 163 | 0 | 0 |  | 0 | 0 |  | TRUE | 10 | 0 | 0 | TRUE | 2021+10 | 2031+00 | TRUE | TRUE | FALSE | FALSE | -1460 | 163 | TRUE | TRUE | FALSE | FALSE | 0 | 0 | TRUE | TRUE | TRUE | -1460 | 163 | 0 | 0 | -14600 | 1630 | 0 | 0 | 3465.8282 | 100000 | #N/A | 100000 | 0.034658 | 1 | #N/A | 0 | 0.00018393 | 0.005307 | #N/A | 0.005307 |  | 946 | 112.3989 | PASS | 5.9651 | PASS | Eligible | -2.6854 | 8.6505 | 946 | 11.317 | kWh | 3315.857 | N/A | N/A | 113.1702 |  | 946 | 1 | -1460 | 163 | 0 | 0 | 10 | 0
| SWWH025V | DMo | Ex | CZ03 | Any | 947 | SWWH025V | 1 | 10 | 2021 | natural gas | electricity | NR |  |  |  |  | -1400 |  | 164 |  | -1400 | 164 | 0 | 0 |  | 0 | 0 |  | TRUE | 10 | 0 | 0 | TRUE | 2021+10 | 2031+00 | TRUE | TRUE | FALSE | FALSE | -1400 | 164 | TRUE | TRUE | FALSE | FALSE | 0 | 0 | TRUE | TRUE | TRUE | -1400 | 164 | 0 | 0 | -14000 | 1640 | 0 | 0 | 3465.8282 | 100000 | #N/A | 100000 | 0.034658 | 1 | #N/A | 0 | 0.00018393 | 0.005307 | #N/A | 0.005307 |  | 947 | 115.4784 | PASS | 6.1285 | PASS | Eligible | -2.5751 | 8.7035 | 947 | 11.6218 | kWh | 3405.1568 | N/A | N/A | 116.218 |  | 947 | 1 | -1400 | 164 | 0 | 0 | 10 | 0
| SWWH025V | DMo | Ex | CZ04 | Any | 948 | SWWH025V | 1 | 10 | 2021 | natural gas | electricity | NR |  |  |  |  | -1350 |  | 159 |  | -1350 | 159 | 0 | 0 |  | 0 | 0 |  | TRUE | 10 | 0 | 0 | TRUE | 2021+10 | 2031+00 | TRUE | TRUE | FALSE | FALSE | -1350 | 159 | TRUE | TRUE | FALSE | FALSE | 0 | 0 | TRUE | TRUE | TRUE | -1350 | 159 | 0 | 0 | -13500 | 1590 | 0 | 0 | 3465.8282 | 100000 | #N/A | 100000 | 0.034658 | 1 | #N/A | 0 | 0.00018393 | 0.005307 | #N/A | 0.005307 |  | 948 | 112.2113 | PASS | 5.9551 | PASS | Eligible | -2.4831 | 8.4382 | 948 | 11.2925 | kWh | 3308.6581 | N/A | N/A | 112.9245 |  | 948 | 1 | -1350 | 159 | 0 | 0 | 10 | 0
| SWWH025V | DMo | Ex | CZ05 | Any | 949 | SWWH025V | 1 | 10 | 2021 | natural gas | electricity | NR |  |  |  |  | -1470 |  | 166 |  | -1470 | 166 | 0 | 0 |  | 0 | 0 |  | TRUE | 10 | 0 | 0 | TRUE | 2021+10 | 2031+00 | TRUE | TRUE | FALSE | FALSE | -1470 | 166 | TRUE | TRUE | FALSE | FALSE | 0 | 0 | TRUE | TRUE | TRUE | -1470 | 166 | 0 | 0 | -14700 | 1660 | 0 | 0 | 3465.8282 | 100000 | #N/A | 100000 | 0.034658 | 1 | #N/A | 0 | 0.00018393 | 0.005307 | #N/A | 0.005307 |  | 949 | 115.0523 | PASS | 6.1059 | PASS | Eligible | -2.7038 | 8.8097 | 949 | 11.5829 | kWh | 3393.7562 | N/A | N/A | 115.8289 |  | 949 | 1 | -1470 | 166 | 0 | 0 | 10 | 0
| SWWH025V | DMo | Ex | CZ06 | Any | 950 | SWWH025V | 1 | 10 | 2021 | natural gas | electricity | NR |  |  |  |  | -1240 |  | 154 |  | -1240 | 154 | 0 | 0 |  | 0 | 0 |  | TRUE | 10 | 0 | 0 | TRUE | 2021+10 | 2031+00 | TRUE | TRUE | FALSE | FALSE | -1240 | 154 | TRUE | TRUE | FALSE | FALSE | 0 | 0 | TRUE | TRUE | TRUE | -1240 | 154 | 0 | 0 | -12400 | 1540 | 0 | 0 | 3465.8282 | 100000 | #N/A | 100000 | 0.034658 | 1 | #N/A | 0 | 0.00018393 | 0.005307 | #N/A | 0.005307 |  | 950 | 111.0237 | PASS | 5.8921 | PASS | Eligible | -2.2808 | 8.1728 | 950 | 11.1679 | kWh | 3272.1594 | N/A | N/A | 111.6788 |  | 950 | 1 | -1240 | 154 | 0 | 0 | 10 | 0
| SWWH025V | DMo | Ex | CZ07 | Any | 951 | SWWH025V | 1 | 10 | 2021 | natural gas | electricity | NR |  |  |  |  | -1200 |  | 153 |  | -1200 | 153 | 0 | 0 |  | 0 | 0 |  | TRUE | 10 | 0 | 0 | TRUE | 2021+10 | 2031+00 | TRUE | TRUE | FALSE | FALSE | -1200 | 153 | TRUE | TRUE | FALSE | FALSE | 0 | 0 | TRUE | TRUE | TRUE | -1200 | 153 | 0 | 0 | -12000 | 1530 | 0 | 0 | 3465.8282 | 100000 | #N/A | 100000 | 0.034658 | 1 | #N/A | 0 | 0.00018393 | 0.005307 | #N/A | 0.005307 |  | 951 | 111.4101 | PASS | 5.9126 | PASS | Eligible | -2.2072 | 8.1198 | 951 | 11.2044 | kWh | 3282.8597 | N/A | N/A | 112.044 |  | 951 | 1 | -1200 | 153 | 0 | 0 | 10 | 0
| SWWH025V | DMo | Ex | CZ08 | Any | 952 | SWWH025V | 1 | 10 | 2021 | natural gas | electricity | NR |  |  |  |  | -1180 |  | 150 |  | -1180 | 150 | 0 | 0 |  | 0 | 0 |  | TRUE | 10 | 0 | 0 | TRUE | 2021+10 | 2031+00 | TRUE | TRUE | FALSE | FALSE | -1180 | 150 | TRUE | TRUE | FALSE | FALSE | 0 | 0 | TRUE | TRUE | TRUE | -1180 | 150 | 0 | 0 | -11800 | 1500 | 0 | 0 | 3465.8282 | 100000 | #N/A | 100000 | 0.034658 | 1 | #N/A | 0 | 0.00018393 | 0.005307 | #N/A | 0.005307 |  | 952 | 109.1032 | PASS | 5.7901 | PASS | Eligible | -2.1704 | 7.9606 | 952 | 10.9727 | kWh | 3214.9604 | N/A | N/A | 109.7266 |  | 952 | 1 | -1180 | 150 | 0 | 0 | 10 | 0
| SWWH025V | DMo | Ex | CZ09 | Any | 953 | SWWH025V | 1 | 10 | 2021 | natural gas | electricity | NR |  |  |  |  | -1190 |  | 150 |  | -1190 | 150 | 0 | 0 |  | 0 | 0 |  | TRUE | 10 | 0 | 0 | TRUE | 2021+10 | 2031+00 | TRUE | TRUE | FALSE | FALSE | -1190 | 150 | TRUE | TRUE | FALSE | FALSE | 0 | 0 | TRUE | TRUE | TRUE | -1190 | 150 | 0 | 0 | -11900 | 1500 | 0 | 0 | 3465.8282 | 100000 | #N/A | 100000 | 0.034658 | 1 | #N/A | 0 | 0.00018393 | 0.005307 | #N/A | 0.005307 |  | 953 | 108.7566 | PASS | 5.7718 | PASS | Eligible | -2.1888 | 7.9606 | 953 | 10.9385 | kWh | 3204.9604 | N/A | N/A | 109.3853 |  | 953 | 1 | -1190 | 150 | 0 | 0 | 10 | 0
| SWWH025V | DMo | Ex | CZ10 | Any | 954 | SWWH025V | 1 | 10 | 2021 | natural gas | electricity | NR |  |  |  |  | -1190 |  | 150 |  | -1190 | 150 | 0 | 0 |  | 0 | 0 |  | TRUE | 10 | 0 | 0 | TRUE | 2021+10 | 2031+00 | TRUE | TRUE | FALSE | FALSE | -1190 | 150 | TRUE | TRUE | FALSE | FALSE | 0 | 0 | TRUE | TRUE | TRUE | -1190 | 150 | 0 | 0 | -11900 | 1500 | 0 | 0 | 3465.8282 | 100000 | #N/A | 100000 | 0.034658 | 1 | #N/A | 0 | 0.00018393 | 0.005307 | #N/A | 0.005307 |  | 954 | 108.7566 | PASS | 5.7718 | PASS | Eligible | -2.1888 | 7.9606 | 954 | 10.9385 | kWh | 3204.9604 | N/A | N/A | 109.3853 |  | 954 | 1 | -1190 | 150 | 0 | 0 | 10 | 0
| SWWH025V | DMo | Ex | CZ11 | Any | 955 | SWWH025V | 1 | 10 | 2021 | natural gas | electricity | NR |  |  |  |  | -1290 |  | 152 |  | -1290 | 152 | 0 | 0 |  | 0 | 0 |  | TRUE | 10 | 0 | 0 | TRUE | 2021+10 | 2031+00 | TRUE | TRUE | FALSE | FALSE | -1290 | 152 | TRUE | TRUE | FALSE | FALSE | 0 | 0 | TRUE | TRUE | TRUE | -1290 | 152 | 0 | 0 | -12900 | 1520 | 0 | 0 | 3465.8282 | 100000 | #N/A | 100000 | 0.034658 | 1 | #N/A | 0 | 0.00018393 | 0.005307 | #N/A | 0.005307 |  | 955 | 107.2908 | PASS | 5.694 | PASS | Eligible | -2.3727 | 8.0667 | 955 | 10.7972 | kWh | 3163.5599 | N/A | N/A | 107.9723 |  | 955 | 1 | -1290 | 152 | 0 | 0 | 10 | 0
| SWWH025V | DMo | Ex | CZ12 | Any | 956 | SWWH025V | 1 | 10 | 2021 | natural gas | electricity | NR |  |  |  |  | -1330 |  | 156 |  | -1330 | 156 | 0 | 0 |  | 0 | 0 |  | TRUE | 10 | 0 | 0 | TRUE | 2021+10 | 2031+00 | TRUE | TRUE | FALSE | FALSE | -1330 | 156 | TRUE | TRUE | FALSE | FALSE | 0 | 0 | TRUE | TRUE | TRUE | -1330 | 156 | 0 | 0 | -13300 | 1560 | 0 | 0 | 3465.8282 | 100000 | #N/A | 100000 | 0.034658 | 1 | #N/A | 0 | 0.00018393 | 0.005307 | #N/A | 0.005307 |  | 956 | 109.9045 | PASS | 5.8327 | PASS | Eligible | -2.4463 | 8.279 | 956 | 11.0607 | kWh | 3240.7589 | N/A | N/A | 110.6071 |  | 956 | 1 | -1330 | 156 | 0 | 0 | 10 | 0
| SWWH025V | DMo | Ex | CZ13 | Any | 957 | SWWH025V | 1 | 10 | 2021 | natural gas | electricity | NR |  |  |  |  | -1250 |  | 150 |  | -1250 | 150 | 0 | 0 |  | 0 | 0 |  | TRUE | 10 | 0 | 0 | TRUE | 2021+10 | 2031+00 | TRUE | TRUE | FALSE | FALSE | -1250 | 150 | TRUE | TRUE | FALSE | FALSE | 0 | 0 | TRUE | TRUE | TRUE | -1250 | 150 | 0 | 0 | -12500 | 1500 | 0 | 0 | 3465.8282 | 100000 | #N/A | 100000 | 0.034658 | 1 | #N/A | 0 | 0.00018393 | 0.005307 | #N/A | 0.005307 |  | 957 | 106.6771 | PASS | 5.6614 | PASS | Eligible | -2.2992 | 7.9606 | 957 | 10.7338 | kWh | 3144.9604 | N/A | N/A | 107.3375 |  | 957 | 1 | -1250 | 150 | 0 | 0 | 10 | 0
| SWWH025V | DMo | Ex | CZ14 | Any | 958 | SWWH025V | 1 | 10 | 2021 | natural gas | electricity | NR |  |  |  |  | -1370 |  | 153 |  | -1370 | 153 | 0 | 0 |  | 0 | 0 |  | TRUE | 10 | 0 | 0 | TRUE | 2021+10 | 2031+00 | TRUE | TRUE | FALSE | FALSE | -1370 | 153 | TRUE | TRUE | FALSE | FALSE | 0 | 0 | TRUE | TRUE | TRUE | -1370 | 153 | 0 | 0 | -13700 | 1530 | 0 | 0 | 3465.8282 | 100000 | #N/A | 100000 | 0.034658 | 1 | #N/A | 0 | 0.00018393 | 0.005307 | #N/A | 0.005307 |  | 958 | 105.5182 | PASS | 5.5999 | PASS | Eligible | -2.5199 | 8.1198 | 958 | 10.6242 | kWh | 3112.8597 | N/A | N/A | 106.2419 |  | 958 | 1 | -1370 | 153 | 0 | 0 | 10 | 0
| SWWH025V | DMo | Ex | CZ15 | Any | 959 | SWWH025V | 1 | 10 | 2021 | natural gas | electricity | NR |  |  |  |  | -906 |  | 127 |  | -906 | 127 | 0 | 0 |  | 0 | 0 |  | TRUE | 10 | 0 | 0 | TRUE | 2021+10 | 2031+00 | TRUE | TRUE | FALSE | FALSE | -906 | 127 | TRUE | TRUE | FALSE | FALSE | 0 | 0 | TRUE | TRUE | TRUE | -906 | 127 | 0 | 0 | -9060 | 1270 | 0 | 0 | 3465.8282 | 100000 | #N/A | 100000 | 0.034658 | 1 | #N/A | 0 | 0.00018393 | 0.005307 | #N/A | 0.005307 |  | 959 | 95.5996 | PASS | 5.0735 | PASS | Eligible | -1.6664 | 6.7399 | 959 | 9.6078 | kWh | 2815.0665 | N/A | N/A | 96.0782 |  | 959 | 1 | -906 | 127 | 0 | 0 | 10 | 0
| SWWH025V | DMo | Ex | CZ16 | Any | 960 | SWWH025V | 1 | 10 | 2021 | natural gas | electricity | NR |  |  |  |  | -2030 |  | 175 |  | -2030 | 175 | 0 | 0 |  | 0 | 0 |  | TRUE | 10 | 0 | 0 | TRUE | 2021+10 | 2031+00 | TRUE | TRUE | FALSE | FALSE | -2030 | 175 | TRUE | TRUE | FALSE | FALSE | 0 | 0 | TRUE | TRUE | TRUE | -2030 | 175 | 0 | 0 | -20300 | 1750 | 0 | 0 | 3465.8282 | 100000 | #N/A | 100000 | 0.034658 | 1 | #N/A | 0 | 0.00018393 | 0.005307 | #N/A | 0.005307 |  | 960 | 104.6437 | PASS | 5.5535 | PASS | Eligible | -3.7338 | 9.2873 | 960 | 10.5716 | kWh | 3097.4539 | N/A | N/A | 105.7161 |  | 960 | 1 | -2030 | 175 | 0 | 0 | 10 | 0
[6 empty] | 961 | [15 empty] | 0 | 0 | 0 | 0 |  | 0 | 0 |  | TRUE | 0 | 0 | 0 | FALSE | +00 | +00 | TRUE | TRUE | FALSE | FALSE | 0 | 0 | TRUE | TRUE | FALSE | FALSE | 0 | 0 | #N/A | #N/A | #N/A | 0 | 0 | 0 | 0 | 0 | 0 | 0 | 0 | #N/A | 100000 | #N/A | 100000 | #N/A | 0 | #N/A | 0 | #N/A | 0.005307 | #N/A | 0.005307 |  | 961 | #N/A | #N/A | #N/A | #N/A | #N/A | #N/A | 0 | 961 | 0 | #N/A | 0 | N/A | 0 | N/A |  | 961 | 0 | #N/A | #N/A | #N/A | #N/A | 0 | 0
[6 empty] | 962 | [15 empty] | 0 | 0 | 0 | 0 |  | 0 | 0 |  | TRUE | 0 | 0 | 0 | FALSE | +00 | +00 | TRUE | TRUE | FALSE | FALSE | 0 | 0 | TRUE | TRUE | FALSE | FALSE | 0 | 0 | #N/A | #N/A | #N/A | 0 | 0 | 0 | 0 | 0 | 0 | 0 | 0 | #N/A | 100000 | #N/A | 100000 | #N/A | 0 | #N/A | 0 | #N/A | 0.005307 | #N/A | 0.005307 |  | 962 | #N/A | #N/A | #N/A | #N/A | #N/A | #N/A | 0 | 962 | 0 | #N/A | 0 | N/A | 0 | N/A |  | 962 | 0 | #N/A | #N/A | #N/A | #N/A | 0 | 0
[6 empty] | 963 | [15 empty] | 0 | 0 | 0 | 0 |  | 0 | 0 |  | TRUE | 0 | 0 | 0 | FALSE | +00 | +00 | TRUE | TRUE | FALSE | FALSE | 0 | 0 | TRUE | TRUE | FALSE | FALSE | 0 | 0 | #N/A | #N/A | #N/A | 0 | 0 | 0 | 0 | 0 | 0 | 0 | 0 | #N/A | 100000 | #N/A | 100000 | #N/A | 0 | #N/A | 0 | #N/A | 0.005307 | #N/A | 0.005307 |  | 963 | #N/A | #N/A | #N/A | #N/A | #N/A | #N/A | 0 | 963 | 0 | #N/A | 0 | N/A | 0 | N/A |  | 963 | 0 | #N/A | #N/A | #N/A | #N/A | 0 | 0
[6 empty] | 964 | [15 empty] | 0 | 0 | 0 | 0 |  | 0 | 0 |  | TRUE | 0 | 0 | 0 | FALSE | +00 | +00 | TRUE | TRUE | FALSE | FALSE | 0 | 0 | TRUE | TRUE | FALSE | FALSE | 0 | 0 | #N/A | #N/A | #N/A | 0 | 0 | 0 | 0 | 0 | 0 | 0 | 0 | #N/A | 100000 | #N/A | 100000 | #N/A | 0 | #N/A | 0 | #N/A | 0.005307 | #N/A | 0.005307 |  | 964 | #N/A | #N/A | #N/A | #N/A | #N/A | #N/A | 0 | 964 | 0 | #N/A | 0 | N/A | 0 | N/A |  | 964 | 0 | #N/A | #N/A | #N/A | #N/A | 0 | 0
[6 empty] | 965 | [15 empty] | 0 | 0 | 0 | 0 |  | 0 | 0 |  | TRUE | 0 | 0 | 0 | FALSE | +00 | +00 | TRUE | TRUE | FALSE | FALSE | 0 | 0 | TRUE | TRUE | FALSE | FALSE | 0 | 0 | #N/A | #N/A | #N/A | 0 | 0 | 0 | 0 | 0 | 0 | 0 | 0 | #N/A | 100000 | #N/A | 100000 | #N/A | 0 | #N/A | 0 | #N/A | 0.005307 | #N/A | 0.005307 |  | 965 | #N/A | #N/A | #N/A | #N/A | #N/A | #N/A | 0 | 965 | 0 | #N/A | 0 | N/A | 0 | N/A |  | 965 | 0 | #N/A | #N/A | #N/A | #N/A | 0 | 0
[6 empty] | 966 | [15 empty] | 0 | 0 | 0 | 0 |  | 0 | 0 |  | TRUE | 0 | 0 | 0 | FALSE | +00 | +00 | TRUE | TRUE | FALSE | FALSE | 0 | 0 | TRUE | TRUE | FALSE | FALSE | 0 | 0 | #N/A | #N/A | #N/A | 0 | 0 | 0 | 0 | 0 | 0 | 0 | 0 | #N/A | 100000 | #N/A | 100000 | #N/A | 0 | #N/A | 0 | #N/A | 0.005307 | #N/A | 0.005307 |  | 966 | #N/A | #N/A | #N/A | #N/A | #N/A | #N/A | 0 | 966 | 0 | #N/A | 0 | N/A | 0 | N/A |  | 966 | 0 | #N/A | #N/A | #N/A | #N/A | 0 | 0
[6 empty] | 967 | [15 empty] | 0 | 0 | 0 | 0 |  | 0 | 0 |  | TRUE | 0 | 0 | 0 | FALSE | +00 | +00 | TRUE | TRUE | FALSE | FALSE | 0 | 0 | TRUE | TRUE | FALSE | FALSE | 0 | 0 | #N/A | #N/A | #N/A | 0 | 0 | 0 | 0 | 0 | 0 | 0 | 0 | #N/A | 100000 | #N/A | 100000 | #N/A | 0 | #N/A | 0 | #N/A | 0.005307 | #N/A | 0.005307 |  | 967 | #N/A | #N/A | #N/A | #N/A | #N/A | #N/A | 0 | 967 | 0 | #N/A | 0 | N/A | 0 | N/A |  | 967 | 0 | #N/A | #N/A | #N/A | #N/A | 0 | 0
[6 empty] | 968 | [15 empty] | 0 | 0 | 0 | 0 |  | 0 | 0 |  | TRUE | 0 | 0 | 0 | FALSE | +00 | +00 | TRUE | TRUE | FALSE | FALSE | 0 | 0 | TRUE | TRUE | FALSE | FALSE | 0 | 0 | #N/A | #N/A | #N/A | 0 | 0 | 0 | 0 | 0 | 0 | 0 | 0 | #N/A | 100000 | #N/A | 100000 | #N/A | 0 | #N/A | 0 | #N/A | 0.005307 | #N/A | 0.005307 |  | 968 | #N/A | #N/A | #N/A | #N/A | #N/A | #N/A | 0 | 968 | 0 | #N/A | 0 | N/A | 0 | N/A |  | 968 | 0 | #N/A | #N/A | #N/A | #N/A | 0 | 0
[6 empty] | 969 | [15 empty] | 0 | 0 | 0 | 0 |  | 0 | 0 |  | TRUE | 0 | 0 | 0 | FALSE | +00 | +00 | TRUE | TRUE | FALSE | FALSE | 0 | 0 | TRUE | TRUE | FALSE | FALSE | 0 | 0 | #N/A | #N/A | #N/A | 0 | 0 | 0 | 0 | 0 | 0 | 0 | 0 | #N/A | 100000 | #N/A | 100000 | #N/A | 0 | #N/A | 0 | #N/A | 0.005307 | #N/A | 0.005307 |  | 969 | #N/A | #N/A | #N/A | #N/A | #N/A | #N/A | 0 | 969 | 0 | #N/A | 0 | N/A | 0 | N/A |  | 969 | 0 | #N/A | #N/A | #N/A | #N/A | 0 | 0
[6 empty] | 970 | [15 empty] | 0 | 0 | 0 | 0 |  | 0 | 0 |  | TRUE | 0 | 0 | 0 | FALSE | +00 | +00 | TRUE | TRUE | FALSE | FALSE | 0 | 0 | TRUE | TRUE | FALSE | FALSE | 0 | 0 | #N/A | #N/A | #N/A | 0 | 0 | 0 | 0 | 0 | 0 | 0 | 0 | #N/A | 100000 | #N/A | 100000 | #N/A | 0 | #N/A | 0 | #N/A | 0.005307 | #N/A | 0.005307 |  | 970 | #N/A | #N/A | #N/A | #N/A | #N/A | #N/A | 0 | 970 | 0 | #N/A | 0 | N/A | 0 | N/A |  | 970 | 0 | #N/A | #N/A | #N/A | #N/A | 0 | 0
[6 empty] | 971 | [15 empty] | 0 | 0 | 0 | 0 |  | 0 | 0 |  | TRUE | 0 | 0 | 0 | FALSE | +00 | +00 | TRUE | TRUE | FALSE | FALSE | 0 | 0 | TRUE | TRUE | FALSE | FALSE | 0 | 0 | #N/A | #N/A | #N/A | 0 | 0 | 0 | 0 | 0 | 0 | 0 | 0 | #N/A | 100000 | #N/A | 100000 | #N/A | 0 | #N/A | 0 | #N/A | 0.005307 | #N/A | 0.005307 |  | 971 | #N/A | #N/A | #N/A | #N/A | #N/A | #N/A | 0 | 971 | 0 | #N/A | 0 | N/A | 0 | N/A |  | 971 | 0 | #N/A | #N/A | #N/A | #N/A | 0 | 0
[6 empty] | 972 | [15 empty] | 0 | 0 | 0 | 0 |  | 0 | 0 |  | TRUE | 0 | 0 | 0 | FALSE | +00 | +00 | TRUE | TRUE | FALSE | FALSE | 0 | 0 | TRUE | TRUE | FALSE | FALSE | 0 | 0 | #N/A | #N/A | #N/A | 0 | 0 | 0 | 0 | 0 | 0 | 0 | 0 | #N/A | 100000 | #N/A | 100000 | #N/A | 0 | #N/A | 0 | #N/A | 0.005307 | #N/A | 0.005307 |  | 972 | #N/A | #N/A | #N/A | #N/A | #N/A | #N/A | 0 | 972 | 0 | #N/A | 0 | N/A | 0 | N/A |  | 972 | 0 | #N/A | #N/A | #N/A | #N/A | 0 | 0
[6 empty] | 973 | [15 empty] | 0 | 0 | 0 | 0 |  | 0 | 0 |  | TRUE | 0 | 0 | 0 | FALSE | +00 | +00 | TRUE | TRUE | FALSE | FALSE | 0 | 0 | TRUE | TRUE | FALSE | FALSE | 0 | 0 | #N/A | #N/A | #N/A | 0 | 0 | 0 | 0 | 0 | 0 | 0 | 0 | #N/A | 100000 | #N/A | 100000 | #N/A | 0 | #N/A | 0 | #N/A | 0.005307 | #N/A | 0.005307 |  | 973 | #N/A | #N/A | #N/A | #N/A | #N/A | #N/A | 0 | 973 | 0 | #N/A | 0 | N/A | 0 | N/A |  | 973 | 0 | #N/A | #N/A | #N/A | #N/A | 0 | 0
[6 empty] | 974 | [15 empty] | 0 | 0 | 0 | 0 |  | 0 | 0 |  | TRUE | 0 | 0 | 0 | FALSE | +00 | +00 | TRUE | TRUE | FALSE | FALSE | 0 | 0 | TRUE | TRUE | FALSE | FALSE | 0 | 0 | #N/A | #N/A | #N/A | 0 | 0 | 0 | 0 | 0 | 0 | 0 | 0 | #N/A | 100000 | #N/A | 100000 | #N/A | 0 | #N/A | 0 | #N/A | 0.005307 | #N/A | 0.005307 |  | 974 | #N/A | #N/A | #N/A | #N/A | #N/A | #N/A | 0 | 974 | 0 | #N/A | 0 | N/A | 0 | N/A |  | 974 | 0 | #N/A | #N/A | #N/A | #N/A | 0 | 0
[6 empty] | 975 | [15 empty] | 0 | 0 | 0 | 0 |  | 0 | 0 |  | TRUE | 0 | 0 | 0 | FALSE | +00 | +00 | TRUE | TRUE | FALSE | FALSE | 0 | 0 | TRUE | TRUE | FALSE | FALSE | 0 | 0 | #N/A | #N/A | #N/A | 0 | 0 | 0 | 0 | 0 | 0 | 0 | 0 | #N/A | 100000 | #N/A | 100000 | #N/A | 0 | #N/A | 0 | #N/A | 0.005307 | #N/A | 0.005307 |  | 975 | #N/A | #N/A | #N/A | #N/A | #N/A | #N/A | 0 | 975 | 0 | #N/A | 0 | N/A | 0 | N/A |  | 975 | 0 | #N/A | #N/A | #N/A | #N/A | 0 | 0
[6 empty] | 976 | [15 empty] | 0 | 0 | 0 | 0 |  | 0 | 0 |  | TRUE | 0 | 0 | 0 | FALSE | +00 | +00 | TRUE | TRUE | FALSE | FALSE | 0 | 0 | TRUE | TRUE | FALSE | FALSE | 0 | 0 | #N/A | #N/A | #N/A | 0 | 0 | 0 | 0 | 0 | 0 | 0 | 0 | #N/A | 100000 | #N/A | 100000 | #N/A | 0 | #N/A | 0 | #N/A | 0.005307 | #N/A | 0.005307 |  | 976 | #N/A | #N/A | #N/A | #N/A | #N/A | #N/A | 0 | 976 | 0 | #N/A | 0 | N/A | 0 | N/A |  | 976 | 0 | #N/A | #N/A | #N/A | #N/A | 0 | 0
[6 empty] | 977 | [15 empty] | 0 | 0 | 0 | 0 |  | 0 | 0 |  | TRUE | 0 | 0 | 0 | FALSE | +00 | +00 | TRUE | TRUE | FALSE | FALSE | 0 | 0 | TRUE | TRUE | FALSE | FALSE | 0 | 0 | #N/A | #N/A | #N/A | 0 | 0 | 0 | 0 | 0 | 0 | 0 | 0 | #N/A | 100000 | #N/A | 100000 | #N/A | 0 | #N/A | 0 | #N/A | 0.005307 | #N/A | 0.005307 |  | 977 | #N/A | #N/A | #N/A | #N/A | #N/A | #N/A | 0 | 977 | 0 | #N/A | 0 | N/A | 0 | N/A |  | 977 | 0 | #N/A | #N/A | #N/A | #N/A | 0 | 0
[6 empty] | 978 | [15 empty] | 0 | 0 | 0 | 0 |  | 0 | 0 |  | TRUE | 0 | 0 | 0 | FALSE | +00 | +00 | TRUE | TRUE | FALSE | FALSE | 0 | 0 | TRUE | TRUE | FALSE | FALSE | 0 | 0 | #N/A | #N/A | #N/A | 0 | 0 | 0 | 0 | 0 | 0 | 0 | 0 | #N/A | 100000 | #N/A | 100000 | #N/A | 0 | #N/A | 0 | #N/A | 0.005307 | #N/A | 0.005307 |  | 978 | #N/A | #N/A | #N/A | #N/A | #N/A | #N/A | 0 | 978 | 0 | #N/A | 0 | N/A | 0 | N/A |  | 978 | 0 | #N/A | #N/A | #N/A | #N/A | 0 | 0
[6 empty] | 979 | [15 empty] | 0 | 0 | 0 | 0 |  | 0 | 0 |  | TRUE | 0 | 0 | 0 | FALSE | +00 | +00 | TRUE | TRUE | FALSE | FALSE | 0 | 0 | TRUE | TRUE | FALSE | FALSE | 0 | 0 | #N/A | #N/A | #N/A | 0 | 0 | 0 | 0 | 0 | 0 | 0 | 0 | #N/A | 100000 | #N/A | 100000 | #N/A | 0 | #N/A | 0 | #N/A | 0.005307 | #N/A | 0.005307 |  | 979 | #N/A | #N/A | #N/A | #N/A | #N/A | #N/A | 0 | 979 | 0 | #N/A | 0 | N/A | 0 | N/A |  | 979 | 0 | #N/A | #N/A | #N/A | #N/A | 0 | 0
[6 empty] | 980 | [15 empty] | 0 | 0 | 0 | 0 |  | 0 | 0 |  | TRUE | 0 | 0 | 0 | FALSE | +00 | +00 | TRUE | TRUE | FALSE | FALSE | 0 | 0 | TRUE | TRUE | FALSE | FALSE | 0 | 0 | #N/A | #N/A | #N/A | 0 | 0 | 0 | 0 | 0 | 0 | 0 | 0 | #N/A | 100000 | #N/A | 100000 | #N/A | 0 | #N/A | 0 | #N/A | 0.005307 | #N/A | 0.005307 |  | 980 | #N/A | #N/A | #N/A | #N/A | #N/A | #N/A | 0 | 980 | 0 | #N/A | 0 | N/A | 0 | N/A |  | 980 | 0 | #N/A | #N/A | #N/A | #N/A | 0 | 0
[6 empty] | 981 | [15 empty] | 0 | 0 | 0 | 0 |  | 0 | 0 |  | TRUE | 0 | 0 | 0 | FALSE | +00 | +00 | TRUE | TRUE | FALSE | FALSE | 0 | 0 | TRUE | TRUE | FALSE | FALSE | 0 | 0 | #N/A | #N/A | #N/A | 0 | 0 | 0 | 0 | 0 | 0 | 0 | 0 | #N/A | 100000 | #N/A | 100000 | #N/A | 0 | #N/A | 0 | #N/A | 0.005307 | #N/A | 0.005307 |  | 981 | #N/A | #N/A | #N/A | #N/A | #N/A | #N/A | 0 | 981 | 0 | #N/A | 0 | N/A | 0 | N/A |  | 981 | 0 | #N/A | #N/A | #N/A | #N/A | 0 | 0
[6 empty] | 982 | [15 empty] | 0 | 0 | 0 | 0 |  | 0 | 0 |  | TRUE | 0 | 0 | 0 | FALSE | +00 | +00 | TRUE | TRUE | FALSE | FALSE | 0 | 0 | TRUE | TRUE | FALSE | FALSE | 0 | 0 | #N/A | #N/A | #N/A | 0 | 0 | 0 | 0 | 0 | 0 | 0 | 0 | #N/A | 100000 | #N/A | 100000 | #N/A | 0 | #N/A | 0 | #N/A | 0.005307 | #N/A | 0.005307 |  | 982 | #N/A | #N/A | #N/A | #N/A | #N/A | #N/A | 0 | 982 | 0 | #N/A | 0 | N/A | 0 | N/A |  | 982 | 0 | #N/A | #N/A | #N/A | #N/A | 0 | 0
[6 empty] | 983 | [15 empty] | 0 | 0 | 0 | 0 |  | 0 | 0 |  | TRUE | 0 | 0 | 0 | FALSE | +00 | +00 | TRUE | TRUE | FALSE | FALSE | 0 | 0 | TRUE | TRUE | FALSE | FALSE | 0 | 0 | #N/A | #N/A | #N/A | 0 | 0 | 0 | 0 | 0 | 0 | 0 | 0 | #N/A | 100000 | #N/A | 100000 | #N/A | 0 | #N/A | 0 | #N/A | 0.005307 | #N/A | 0.005307 |  | 983 | #N/A | #N/A | #N/A | #N/A | #N/A | #N/A | 0 | 983 | 0 | #N/A | 0 | N/A | 0 | N/A |  | 983 | 0 | #N/A | #N/A | #N/A | #N/A | 0 | 0
[6 empty] | 984 | [15 empty] | 0 | 0 | 0 | 0 |  | 0 | 0 |  | TRUE | 0 | 0 | 0 | FALSE | +00 | +00 | TRUE | TRUE | FALSE | FALSE | 0 | 0 | TRUE | TRUE | FALSE | FALSE | 0 | 0 | #N/A | #N/A | #N/A | 0 | 0 | 0 | 0 | 0 | 0 | 0 | 0 | #N/A | 100000 | #N/A | 100000 | #N/A | 0 | #N/A | 0 | #N/A | 0.005307 | #N/A | 0.005307 |  | 984 | #N/A | #N/A | #N/A | #N/A | #N/A | #N/A | 0 | 984 | 0 | #N/A | 0 | N/A | 0 | N/A |  | 984 | 0 | #N/A | #N/A | #N/A | #N/A | 0 | 0
[6 empty] | 985 | [15 empty] | 0 | 0 | 0 | 0 |  | 0 | 0 |  | TRUE | 0 | 0 | 0 | FALSE | +00 | +00 | TRUE | TRUE | FALSE | FALSE | 0 | 0 | TRUE | TRUE | FALSE | FALSE | 0 | 0 | #N/A | #N/A | #N/A | 0 | 0 | 0 | 0 | 0 | 0 | 0 | 0 | #N/A | 100000 | #N/A | 100000 | #N/A | 0 | #N/A | 0 | #N/A | 0.005307 | #N/A | 0.005307 |  | 985 | #N/A | #N/A | #N/A | #N/A | #N/A | #N/A | 0 | 985 | 0 | #N/A | 0 | N/A | 0 | N/A |  | 985 | 0 | #N/A | #N/A | #N/A | #N/A | 0 | 0
| asdf |  |  |  |  | 986 | [15 empty] | 0 | 0 | 0 | 0 |  | 0 | 0 |  | TRUE | 0 | 0 | 0 | FALSE | +00 | +00 | TRUE | TRUE | FALSE | FALSE | 0 | 0 | TRUE | TRUE | FALSE | FALSE | 0 | 0 | #N/A | #N/A | #N/A | 0 | 0 | 0 | 0 | 0 | 0 | 0 | 0 | #N/A | 100000 | #N/A | 100000 | #N/A | 0 | #N/A | 0 | #N/A | 0.005307 | #N/A | 0.005307 |  | 986 | #N/A | #N/A | #N/A | #N/A | #N/A | #N/A | 0 | 986 | 0 | #N/A | 0 | N/A | 0 | N/A |  | 986 | 0 | #N/A | #N/A | #N/A | #N/A | 0 | 0
[6 empty] | 987 | [15 empty] | 0 | 0 | 0 | 0 |  | 0 | 0 |  | TRUE | 0 | 0 | 0 | FALSE | +00 | +00 | TRUE | TRUE | FALSE | FALSE | 0 | 0 | TRUE | TRUE | FALSE | FALSE | 0 | 0 | #N/A | #N/A | #N/A | 0 | 0 | 0 | 0 | 0 | 0 | 0 | 0 | #N/A | 100000 | #N/A | 100000 | #N/A | 0 | #N/A | 0 | #N/A | 0.005307 | #N/A | 0.005307 |  | 987 | #N/A | #N/A | #N/A | #N/A | #N/A | #N/A | 0 | 987 | 0 | #N/A | 0 | N/A | 0 | N/A |  | 987 | 0 | #N/A | #N/A | #N/A | #N/A | 0 | 0
[6 empty] | 988 | [15 empty] | 0 | 0 | 0 | 0 |  | 0 | 0 |  | TRUE | 0 | 0 | 0 | FALSE | +00 | +00 | TRUE | TRUE | FALSE | FALSE | 0 | 0 | TRUE | TRUE | FALSE | FALSE | 0 | 0 | #N/A | #N/A | #N/A | 0 | 0 | 0 | 0 | 0 | 0 | 0 | 0 | #N/A | 100000 | #N/A | 100000 | #N/A | 0 | #N/A | 0 | #N/A | 0.005307 | #N/A | 0.005307 |  | 988 | #N/A | #N/A | #N/A | #N/A | #N/A | #N/A | 0 | 988 | 0 | #N/A | 0 | N/A | 0 | N/A |  | 988 | 0 | #N/A | #N/A | #N/A | #N/A | 0 | 0
[6 empty] | 989 | [15 empty] | 0 | 0 | 0 | 0 |  | 0 | 0 |  | TRUE | 0 | 0 | 0 | FALSE | +00 | +00 | TRUE | TRUE | FALSE | FALSE | 0 | 0 | TRUE | TRUE | FALSE | FALSE | 0 | 0 | #N/A | #N/A | #N/A | 0 | 0 | 0 | 0 | 0 | 0 | 0 | 0 | #N/A | 100000 | #N/A | 100000 | #N/A | 0 | #N/A | 0 | #N/A | 0.005307 | #N/A | 0.005307 |  | 989 | #N/A | #N/A | #N/A | #N/A | #N/A | #N/A | 0 | 989 | 0 | #N/A | 0 | N/A | 0 | N/A |  | 989 | 0 | #N/A | #N/A | #N/A | #N/A | 0 | 0
[6 empty] | 990 | [15 empty] | 0 | 0 | 0 | 0 |  | 0 | 0 |  | TRUE | 0 | 0 | 0 | FALSE | +00 | +00 | TRUE | TRUE | FALSE | FALSE | 0 | 0 | TRUE | TRUE | FALSE | FALSE | 0 | 0 | #N/A | #N/A | #N/A | 0 | 0 | 0 | 0 | 0 | 0 | 0 | 0 | #N/A | 100000 | #N/A | 100000 | #N/A | 0 | #N/A | 0 | #N/A | 0.005307 | #N/A | 0.005307 |  | 990 | #N/A | #N/A | #N/A | #N/A | #N/A | #N/A | 0 | 990 | 0 | #N/A | 0 | N/A | 0 | N/A |  | 990 | 0 | #N/A | #N/A | #N/A | #N/A | 0 | 0
[6 empty] | 991 | [15 empty] | 0 | 0 | 0 | 0 |  | 0 | 0 |  | TRUE | 0 | 0 | 0 | FALSE | +00 | +00 | TRUE | TRUE | FALSE | FALSE | 0 | 0 | TRUE | TRUE | FALSE | FALSE | 0 | 0 | #N/A | #N/A | #N/A | 0 | 0 | 0 | 0 | 0 | 0 | 0 | 0 | #N/A | 100000 | #N/A | 100000 | #N/A | 0 | #N/A | 0 | #N/A | 0.005307 | #N/A | 0.005307 |  | 991 | #N/A | #N/A | #N/A | #N/A | #N/A | #N/A | 0 | 991 | 0 | #N/A | 0 | N/A | 0 | N/A |  | 991 | 0 | #N/A | #N/A | #N/A | #N/A | 0 | 0
[6 empty] | 992 | [15 empty] | 0 | 0 | 0 | 0 |  | 0 | 0 |  | TRUE | 0 | 0 | 0 | FALSE | +00 | +00 | TRUE | TRUE | FALSE | FALSE | 0 | 0 | TRUE | TRUE | FALSE | FALSE | 0 | 0 | #N/A | #N/A | #N/A | 0 | 0 | 0 | 0 | 0 | 0 | 0 | 0 | #N/A | 100000 | #N/A | 100000 | #N/A | 0 | #N/A | 0 | #N/A | 0.005307 | #N/A | 0.005307 |  | 992 | #N/A | #N/A | #N/A | #N/A | #N/A | #N/A | 0 | 992 | 0 | #N/A | 0 | N/A | 0 | N/A |  | 992 | 0 | #N/A | #N/A | #N/A | #N/A | 0 | 0
[6 empty] | 993 | [15 empty] | 0 | 0 | 0 | 0 |  | 0 | 0 |  | TRUE | 0 | 0 | 0 | FALSE | +00 | +00 | TRUE | TRUE | FALSE | FALSE | 0 | 0 | TRUE | TRUE | FALSE | FALSE | 0 | 0 | #N/A | #N/A | #N/A | 0 | 0 | 0 | 0 | 0 | 0 | 0 | 0 | #N/A | 100000 | #N/A | 100000 | #N/A | 0 | #N/A | 0 | #N/A | 0.005307 | #N/A | 0.005307 |  | 993 | #N/A | #N/A | #N/A | #N/A | #N/A | #N/A | 0 | 993 | 0 | #N/A | 0 | N/A | 0 | N/A |  | 993 | 0 | #N/A | #N/A | #N/A | #N/A | 0 | 0
[6 empty] | 994 | [15 empty] | 0 | 0 | 0 | 0 |  | 0 | 0 |  | TRUE | 0 | 0 | 0 | FALSE | +00 | +00 | TRUE | TRUE | FALSE | FALSE | 0 | 0 | TRUE | TRUE | FALSE | FALSE | 0 | 0 | #N/A | #N/A | #N/A | 0 | 0 | 0 | 0 | 0 | 0 | 0 | 0 | #N/A | 100000 | #N/A | 100000 | #N/A | 0 | #N/A | 0 | #N/A | 0.005307 | #N/A | 0.005307 |  | 994 | #N/A | #N/A | #N/A | #N/A | #N/A | #N/A | 0 | 994 | 0 | #N/A | 0 | N/A | 0 | N/A |  | 994 | 0 | #N/A | #N/A | #N/A | #N/A | 0 | 0
[6 empty] | 995 | [15 empty] | 0 | 0 | 0 | 0 |  | 0 | 0 |  | TRUE | 0 | 0 | 0 | FALSE | +00 | +00 | TRUE | TRUE | FALSE | FALSE | 0 | 0 | TRUE | TRUE | FALSE | FALSE | 0 | 0 | #N/A | #N/A | #N/A | 0 | 0 | 0 | 0 | 0 | 0 | 0 | 0 | #N/A | 100000 | #N/A | 100000 | #N/A | 0 | #N/A | 0 | #N/A | 0.005307 | #N/A | 0.005307 |  | 995 | #N/A | #N/A | #N/A | #N/A | #N/A | #N/A | 0 | 995 | 0 | #N/A | 0 | N/A | 0 | N/A |  | 995 | 0 | #N/A | #N/A | #N/A | #N/A | 0 | 0
[6 empty] | 996 | [15 empty] | 0 | 0 | 0 | 0 |  | 0 | 0 |  | TRUE | 0 | 0 | 0 | FALSE | +00 | +00 | TRUE | TRUE | FALSE | FALSE | 0 | 0 | TRUE | TRUE | FALSE | FALSE | 0 | 0 | #N/A | #N/A | #N/A | 0 | 0 | 0 | 0 | 0 | 0 | 0 | 0 | #N/A | 100000 | #N/A | 100000 | #N/A | 0 | #N/A | 0 | #N/A | 0.005307 | #N/A | 0.005307 |  | 996 | #N/A | #N/A | #N/A | #N/A | #N/A | #N/A | 0 | 996 | 0 | #N/A | 0 | N/A | 0 | N/A |  | 996 | 0 | #N/A | #N/A | #N/A | #N/A | 0 | 0
[6 empty] | 997 | [15 empty] | 0 | 0 | 0 | 0 |  | 0 | 0 |  | TRUE | 0 | 0 | 0 | FALSE | +00 | +00 | TRUE | TRUE | FALSE | FALSE | 0 | 0 | TRUE | TRUE | FALSE | FALSE | 0 | 0 | #N/A | #N/A | #N/A | 0 | 0 | 0 | 0 | 0 | 0 | 0 | 0 | #N/A | 100000 | #N/A | 100000 | #N/A | 0 | #N/A | 0 | #N/A | 0.005307 | #N/A | 0.005307 |  | 997 | #N/A | #N/A | #N/A | #N/A | #N/A | #N/A | 0 | 997 | 0 | #N/A | 0 | N/A | 0 | N/A |  | 997 | 0 | #N/A | #N/A | #N/A | #N/A | 0 | 0
[6 empty] | 998 | [15 empty] | 0 | 0 | 0 | 0 |  | 0 | 0 |  | TRUE | 0 | 0 | 0 | FALSE | +00 | +00 | TRUE | TRUE | FALSE | FALSE | 0 | 0 | TRUE | TRUE | FALSE | FALSE | 0 | 0 | #N/A | #N/A | #N/A | 0 | 0 | 0 | 0 | 0 | 0 | 0 | 0 | #N/A | 100000 | #N/A | 100000 | #N/A | 0 | #N/A | 0 | #N/A | 0.005307 | #N/A | 0.005307 |  | 998 | #N/A | #N/A | #N/A | #N/A | #N/A | #N/A | 0 | 998 | 0 | #N/A | 0 | N/A | 0 | N/A |  | 998 | 0 | #N/A | #N/A | #N/A | #N/A | 0 | 0
[6 empty] | 999 | [15 empty] | 0 | 0 | 0 | 0 |  | 0 | 0 |  | TRUE | 0 | 0 | 0 | FALSE | +00 | +00 | TRUE | TRUE | FALSE | FALSE | 0 | 0 | TRUE | TRUE | FALSE | FALSE | 0 | 0 | #N/A | #N/A | #N/A | 0 | 0 | 0 | 0 | 0 | 0 | 0 | 0 | #N/A | 100000 | #N/A | 100000 | #N/A | 0 | #N/A | 0 | #N/A | 0.005307 | #N/A | 0.005307 |  | 999 | #N/A | #N/A | #N/A | #N/A | #N/A | #N/A | 0 | 999 | 0 | #N/A | 0 | N/A | 0 | N/A |  | 999 | 0 | #N/A | #N/A | #N/A | #N/A | 0 | 0
[6 empty] | 1000 | [15 empty] | 0 | 0 | 0 | 0 |  | 0 | 0 |  | TRUE | 0 | 0 | 0 | FALSE | +00 | +00 | TRUE | TRUE | FALSE | FALSE | 0 | 0 | TRUE | TRUE | FALSE | FALSE | 0 | 0 | #N/A | #N/A | #N/A | 0 | 0 | 0 | 0 | 0 | 0 | 0 | 0 | #N/A | 100000 | #N/A | 100000 | #N/A | 0 | #N/A | 0 | #N/A | 0.005307 | #N/A | 0.005307 |  | 1000 | #N/A | #N/A | #N/A | #N/A | #N/A | #N/A | 0 | 1000 | 0 | #N/A | 0 | N/A | 0 | N/A |  | 1000 | 0 | #N/A | #N/A | #N/A | #N/A | 0 | 0

## Time series tables
There are no user inputs on this sheet. Use "Protect Sheet" to prevent accidental changes.
This sheet performs background calculations and is expected to remain hidden; however, advanced users can view the time series kWh and Therm savings by measure index here.
These time series are fed into the formulas (in Fuel Sub Calcs tab, Section 2) for Lifecycle Savings - Primary Energy and Emissions.
Key | Impact | Description
| yrs1BL | In a given year, represents what fraction of the year the measure is active and considered part of the "first baseline".
| yrs2BL | In a given year, represents what fraction of the year the measure is active and considered part of the "second baseline" (for AR measures only).
| kWh | In a given year, represents kWh savings at the meter.
| Therm | In a given year, represents Therms savings at the meter.
[6 empty] | Savings | [5 empty] | Year | 2019 | 2020 | 2021 | 2022 | 2023 | 2024 | 2025 | 2026 | 2027 | 2028 | 2029 | 2030 | 2031 | 2032 | 2033 | 2034 | 2035 | 2036 | 2037 | 2038 | 2039 | 2040 | 2041 | 2042 | 2043 | 2044 | 2045 | 2046 | 2047 | 2048 | 2049
Index | Impact | Quantity (number of units) | Install Type | 1st Baseline Life | EUL | 1BL | 2BL | Install Year | End 1st BL | End EUL | Lifetime total
1 | yrs1BL |  | NR | 15 | 15 |  |  | 2020 | 2035 | 2035 | 15 |  | 0 | 1 | 1 | 1 | 1 | 1 | 1 | 1 | 1 | 1 | 1 | 1 | 1 | 1 | 1 | 1 | 0 | 0 | 0 | 0 | 0 | 0 | 0 | 0 | 0 | 0 | 0 | 0 | 0 | 0 | 0
2 | yrs1BL |  | NR | 15 | 15 |  |  | 2020 | 2035 | 2035 | 15 |  | 0 | 1 | 1 | 1 | 1 | 1 | 1 | 1 | 1 | 1 | 1 | 1 | 1 | 1 | 1 | 1 | 0 | 0 | 0 | 0 | 0 | 0 | 0 | 0 | 0 | 0 | 0 | 0 | 0 | 0 | 0
3 | yrs1BL |  | NR | 10 | 10 |  |  | 2020 | 2030 | 2030 | 10 |  | 0 | 1 | 1 | 1 | 1 | 1 | 1 | 1 | 1 | 1 | 1 | 0 | 0 | 0 | 0 | 0 | 0 | 0 | 0 | 0 | 0 | 0 | 0 | 0 | 0 | 0 | 0 | 0 | 0 | 0 | 0
4 | yrs1BL |  | NR | 12 | 12 |  |  | 2020 | 2032 | 2032 | 12 |  | 0 | 1 | 1 | 1 | 1 | 1 | 1 | 1 | 1 | 1 | 1 | 1 | 1 | 0 | 0 | 0 | 0 | 0 | 0 | 0 | 0 | 0 | 0 | 0 | 0 | 0 | 0 | 0 | 0 | 0 | 0
5 | yrs1BL |  | 0 | 0 | 0 |  |  | 0 | 0 | 0 | 0 |  | 0 | 0 | 0 | 0 | 0 | 0 | 0 | 0 | 0 | 0 | 0 | 0 | 0 | 0 | 0 | 0 | 0 | 0 | 0 | 0 | 0 | 0 | 0 | 0 | 0 | 0 | 0 | 0 | 0 | 0 | 0
1 | yrs2BL |  | NR | 15 | 15 |  |  | 2020 | 2035 | 2035 | 0 |  | 0 | 0 | 0 | 0 | 0 | 0 | 0 | 0 | 0 | 0 | 0 | 0 | 0 | 0 | 0 | 0 | 0 | 0 | 0 | 0 | 0 | 0 | 0 | 0 | 0 | 0 | 0 | 0 | 0 | 0 | 0
2 | yrs2BL |  | NR | 15 | 15 |  |  | 2020 | 2035 | 2035 | 0 |  | 0 | 0 | 0 | 0 | 0 | 0 | 0 | 0 | 0 | 0 | 0 | 0 | 0 | 0 | 0 | 0 | 0 | 0 | 0 | 0 | 0 | 0 | 0 | 0 | 0 | 0 | 0 | 0 | 0 | 0 | 0
3 | yrs2BL |  | NR | 10 | 10 |  |  | 2020 | 2030 | 2030 | 0 |  | 0 | 0 | 0 | 0 | 0 | 0 | 0 | 0 | 0 | 0 | 0 | 0 | 0 | 0 | 0 | 0 | 0 | 0 | 0 | 0 | 0 | 0 | 0 | 0 | 0 | 0 | 0 | 0 | 0 | 0 | 0
4 | yrs2BL |  | NR | 12 | 12 |  |  | 2020 | 2032 | 2032 | 0 |  | 0 | 0 | 0 | 0 | 0 | 0 | 0 | 0 | 0 | 0 | 0 | 0 | 0 | 0 | 0 | 0 | 0 | 0 | 0 | 0 | 0 | 0 | 0 | 0 | 0 | 0 | 0 | 0 | 0 | 0 | 0
5 | yrs2BL |  | 0 | 0 | 0 |  |  | 0 | 0 | 0 | 0 |  | 0 | 0 | 0 | 0 | 0 | 0 | 0 | 0 | 0 | 0 | 0 | 0 | 0 | 0 | 0 | 0 | 0 | 0 | 0 | 0 | 0 | 0 | 0 | 0 | 0 | 0 | 0 | 0 | 0 | 0 | 0
1 | kWh | 1 | NR | 15 | 15 | -19.1 | 0 | 2020 | 2035 | 2035 | -286.5 |  | 0 | -19.1 | -19.1 | -19.1 | -19.1 | -19.1 | -19.1 | -19.1 | -19.1 | -19.1 | -19.1 | -19.1 | -19.1 | -19.1 | -19.1 | -19.1 | 0 | 0 | 0 | 0 | 0 | 0 | 0 | 0 | 0 | 0 | 0 | 0 | 0 | 0 | 0
2 | kWh | 1 | NR | 15 | 15 | -364.62 | 0 | 2020 | 2035 | 2035 | -5469.3 |  | 0 | -364.62 | -364.62 | -364.62 | -364.62 | -364.62 | -364.62 | -364.62 | -364.62 | -364.62 | -364.62 | -364.62 | -364.62 | -364.62 | -364.62 | -364.62 | 0 | 0 | 0 | 0 | 0 | 0 | 0 | 0 | 0 | 0 | 0 | 0 | 0 | 0 | 0
3 | kWh | 1 | NR | 10 | 10 | -1497.11 | 0 | 2020 | 2030 | 2030 | -14971.1 |  | 0 | -1497.11 | -1497.11 | -1497.11 | -1497.11 | -1497.11 | -1497.11 | -1497.11 | -1497.11 | -1497.11 | -1497.11 | 0 | 0 | 0 | 0 | 0 | 0 | 0 | 0 | 0 | 0 | 0 | 0 | 0 | 0 | 0 | 0 | 0 | 0 | 0 | 0
4 | kWh | 1 | NR | 12 | 12 | -2245.6 | 0 | 2020 | 2032 | 2032 | -26947.2 |  | 0 | -2245.6 | -2245.6 | -2245.6 | -2245.6 | -2245.6 | -2245.6 | -2245.6 | -2245.6 | -2245.6 | -2245.6 | -2245.6 | -2245.6 | 0 | 0 | 0 | 0 | 0 | 0 | 0 | 0 | 0 | 0 | 0 | 0 | 0 | 0 | 0 | 0 | 0 | 0
5 | kWh | 0 | 0 | 0 | 0 | 0 | 0 | 0 | 0 | 0 | 0 |  | 0 | 0 | 0 | 0 | 0 | 0 | 0 | 0 | 0 | 0 | 0 | 0 | 0 | 0 | 0 | 0 | 0 | 0 | 0 | 0 | 0 | 0 | 0 | 0 | 0 | 0 | 0 | 0 | 0 | 0 | 0
1 | Therm | 1 | NR | 15 | 15 | 8.08 | 0 | 2020 | 2035 | 2035 | 121.2 |  | 0 | 8.08 | 8.08 | 8.08 | 8.08 | 8.08 | 8.08 | 8.08 | 8.08 | 8.08 | 8.08 | 8.08 | 8.08 | 8.08 | 8.08 | 8.08 | 0 | 0 | 0 | 0 | 0 | 0 | 0 | 0 | 0 | 0 | 0 | 0 | 0 | 0 | 0
2 | Therm | 1 | NR | 15 | 15 | 59.98 | 0 | 2020 | 2035 | 2035 | 899.7 |  | 0 | 59.98 | 59.98 | 59.98 | 59.98 | 59.98 | 59.98 | 59.98 | 59.98 | 59.98 | 59.98 | 59.98 | 59.98 | 59.98 | 59.98 | 59.98 | 0 | 0 | 0 | 0 | 0 | 0 | 0 | 0 | 0 | 0 | 0 | 0 | 0 | 0 | 0
3 | Therm | 1 | NR | 10 | 10 | 180.4865 | 0 | 2020 | 2030 | 2030 | 1804.8645 |  | 0 | 180.4865 | 180.4865 | 180.4865 | 180.4865 | 180.4865 | 180.4865 | 180.4865 | 180.4865 | 180.4865 | 180.4865 | 0 | 0 | 0 | 0 | 0 | 0 | 0 | 0 | 0 | 0 | 0 | 0 | 0 | 0 | 0 | 0 | 0 | 0 | 0 | 0
4 | Therm | 1 | NR | 12 | 12 | 2759.4 | 0 | 2020 | 2032 | 2032 | 33112.8 |  | 0 | 2759.4 | 2759.4 | 2759.4 | 2759.4 | 2759.4 | 2759.4 | 2759.4 | 2759.4 | 2759.4 | 2759.4 | 2759.4 | 2759.4 | 0 | 0 | 0 | 0 | 0 | 0 | 0 | 0 | 0 | 0 | 0 | 0 | 0 | 0 | 0 | 0 | 0 | 0
5 | Therm | 0 | 0 | 0 | 0 | 0 | 0 | 0 | 0 | 0 | 0 |  | 0 | 0 | 0 | 0 | 0 | 0 | 0 | 0 | 0 | 0 | 0 | 0 | 0 | 0 | 0 | 0 | 0 | 0 | 0 | 0 | 0 | 0 | 0 | 0 | 0 | 0 | 0 | 0 | 0 | 0 | 0

## AFLookup (hidden)
Averages over specified period
Start year | Final year | Duration | IndexA | IndexB | Source Energy (Btu/kWh) | Emissions Intensity (metric tonnes/MWh)
2019 | 2019 | 1 | 2019-2019 | 2019+01 | 3675.4621 | 0.19506
2019 | 2020 | 2 | 2019-2020 | 2019+02 | 3609.3139 | 0.19155
2019 | 2021 | 3 | 2019-2021 | 2019+03 | 3543.1658 | 0.18804
2019 | 2022 | 4 | 2019-2022 | 2019+04 | 3477.0176 | 0.18453
2019 | 2023 | 5 | 2019-2023 | 2019+05 | 3462.7144 | 0.18377
2019 | 2024 | 6 | 2019-2024 | 2019+06 | 3474.3336 | 0.18438
2019 | 2025 | 7 | 2019-2025 | 2019+07 | 3500.7657 | 0.18579
2019 | 2026 | 8 | 2019-2026 | 2019+08 | 3536.4558 | 0.18768
2019 | 2027 | 9 | 2019-2027 | 2019+09 | 3546.8827 | 0.18823
2019 | 2028 | 10 | 2019-2028 | 2019+10 | 3539.6255 | 0.18785
2019 | 2029 | 11 | 2019-2029 | 2019+11 | 3519.5069 | 0.18678
2019 | 2030 | 12 | 2019-2030 | 2019+12 | 3489.7425 | 0.1852
2019 | 2031 | 13 | 2019-2031 | 2019+13 | 3450.8712 | 0.18314
2019 | 2032 | 14 | 2019-2032 | 2019+14 | 3404.8446 | 0.1807
2019 | 2033 | 15 | 2019-2033 | 2019+15 | 3353.0938 | 0.17795
2019 | 2034 | 16 | 2019-2034 | 2019+16 | 3296.692 | 0.17496
2019 | 2035 | 17 | 2019-2035 | 2019+17 | 3236.4599 | 0.17176
2019 | 2036 | 18 | 2019-2036 | 2019+18 | 3173.036 | 0.16839
2019 | 2037 | 19 | 2019-2037 | 2019+19 | 3106.9243 | 0.16489
2019 | 2038 | 20 | 2019-2038 | 2019+20 | 3038.5278 | 0.16126
2019 | 2039 | 21 | 2019-2039 | 2019+21 | 2968.1731 | 0.15752
2019 | 2040 | 22 | 2019-2040 | 2019+22 | 2896.1271 | 0.1537
2019 | 2041 | 23 | 2019-2041 | 2019+23 | 2822.6104 | 0.1498
2019 | 2042 | 24 | 2019-2042 | 2019+24 | 2747.8069 | 0.14583
2019 | 2043 | 25 | 2019-2043 | 2019+25 | 2671.871 | 0.1418
2019 | 2044 | 26 | 2019-2044 | 2019+26 | 2594.9334 | 0.13771
2019 | 2045 | 27 | 2019-2045 | 2019+27 | 2517.1053 | 0.13358
2019 | 2046 | 28 | 2019-2046 | 2019+28 | 2444.8363 | 0.12975
2019 | 2047 | 29 | 2019-2047 | 2019+29 | 2377.5515 | 0.12618
2019 | 2048 | 30 | 2019-2048 | 2019+30 | 2314.7522 | 0.12284
2019 | 2049 | 31 | 2019-2049 | 2019+31 | 2256.0046 | 0.11973
2020 | 2020 | 1 | 2020-2020 | 2020+01 | 3543.1658 | 0.18804
2020 | 2021 | 2 | 2020-2021 | 2020+02 | 3477.0176 | 0.18453
2020 | 2022 | 3 | 2020-2022 | 2020+03 | 3410.8694 | 0.18102
2020 | 2023 | 4 | 2020-2023 | 2020+04 | 3409.5274 | 0.18094
2020 | 2024 | 5 | 2020-2024 | 2020+05 | 3434.1079 | 0.18225
2020 | 2025 | 6 | 2020-2025 | 2020+06 | 3471.6496 | 0.18424
2020 | 2026 | 7 | 2020-2026 | 2020+07 | 3516.5977 | 0.18663
2020 | 2027 | 8 | 2020-2027 | 2020+08 | 3530.8103 | 0.18738
2020 | 2028 | 9 | 2020-2028 | 2020+09 | 3524.5325 | 0.18705
2020 | 2029 | 10 | 2020-2029 | 2020+10 | 3503.9114 | 0.18595
2020 | 2030 | 11 | 2020-2030 | 2020+11 | 3472.8589 | 0.18431
2020 | 2031 | 12 | 2020-2031 | 2020+12 | 3432.1553 | 0.18215
2020 | 2032 | 13 | 2020-2032 | 2020+13 | 3384.0279 | 0.17959
2020 | 2033 | 14 | 2020-2033 | 2020+14 | 3330.0675 | 0.17673
2020 | 2034 | 15 | 2020-2034 | 2020+15 | 3271.4406 | 0.17362
2020 | 2035 | 16 | 2020-2035 | 2020+16 | 3209.0223 | 0.1703
2020 | 2036 | 17 | 2020-2036 | 2020+17 | 3143.4815 | 0.16683
2020 | 2037 | 18 | 2020-2037 | 2020+18 | 3075.3388 | 0.16321
2020 | 2038 | 19 | 2020-2038 | 2020+19 | 3005.005 | 0.15948
2020 | 2039 | 20 | 2020-2039 | 2020+20 | 2932.8086 | 0.15565
2020 | 2040 | 21 | 2020-2040 | 2020+21 | 2859.0159 | 0.15173
2020 | 2041 | 22 | 2020-2041 | 2020+22 | 2783.8444 | 0.14774
2020 | 2042 | 23 | 2020-2042 | 2020+23 | 2707.4741 | 0.14369
2020 | 2043 | 24 | 2020-2043 | 2020+24 | 2630.0547 | 0.13958
2020 | 2044 | 25 | 2020-2044 | 2020+25 | 2551.7122 | 0.13542
2020 | 2045 | 26 | 2020-2045 | 2020+26 | 2472.5531 | 0.13122
2020 | 2046 | 27 | 2020-2046 | 2020+27 | 2399.2576 | 0.12733
2020 | 2047 | 28 | 2020-2047 | 2020+28 | 2331.1975 | 0.12372
2020 | 2048 | 29 | 2020-2048 | 2020+29 | 2267.8312 | 0.12035
2020 | 2049 | 30 | 2020-2049 | 2020+30 | 2208.6893 | 0.11722
2021 | 2021 | 1 | 2021-2021 | 2021+01 | 3410.8694 | 0.18102
2021 | 2022 | 2 | 2021-2022 | 2021+02 | 3344.7213 | 0.17751
2021 | 2023 | 3 | 2021-2023 | 2021+03 | 3364.9813 | 0.17858
2021 | 2024 | 4 | 2021-2024 | 2021+04 | 3406.8434 | 0.1808
2021 | 2025 | 5 | 2021-2025 | 2021+05 | 3457.3464 | 0.18348
2021 | 2026 | 6 | 2021-2026 | 2021+06 | 3512.1697 | 0.18639
2021 | 2027 | 7 | 2021-2027 | 2021+07 | 3529.0452 | 0.18729
2021 | 2028 | 8 | 2021-2028 | 2021+08 | 3522.2033 | 0.18692
2021 | 2029 | 9 | 2021-2029 | 2021+09 | 3499.5498 | 0.18572
2021 | 2030 | 10 | 2021-2030 | 2021+10 | 3465.8282 | 0.18393
2021 | 2031 | 11 | 2021-2031 | 2021+11 | 3422.0635 | 0.18161
2021 | 2032 | 12 | 2021-2032 | 2021+12 | 3370.7664 | 0.17889
2021 | 2033 | 13 | 2021-2033 | 2021+13 | 3313.6753 | 0.17586
2021 | 2034 | 14 | 2021-2034 | 2021+14 | 3252.0317 | 0.17259
2021 | 2035 | 15 | 2021-2035 | 2021+15 | 3186.746 | 0.16912
2021 | 2036 | 16 | 2021-2036 | 2021+16 | 3118.5013 | 0.1655
2021 | 2037 | 17 | 2021-2037 | 2021+17 | 3047.8196 | 0.16175
2021 | 2038 | 18 | 2021-2038 | 2021+18 | 2975.1072 | 0.15789
2021 | 2039 | 19 | 2021-2039 | 2021+19 | 2900.6846 | 0.15394
2021 | 2040 | 20 | 2021-2040 | 2021+20 | 2824.8084 | 0.14991
2021 | 2041 | 21 | 2021-2041 | 2021+21 | 2747.6863 | 0.14582
2021 | 2042 | 22 | 2021-2042 | 2021+22 | 2669.4881 | 0.14167
2021 | 2043 | 23 | 2021-2043 | 2021+23 | 2590.3542 | 0.13747
2021 | 2044 | 24 | 2021-2044 | 2021+24 | 2510.4017 | 0.13323
2021 | 2045 | 25 | 2021-2045 | 2021+25 | 2429.7286 | 0.12895
2021 | 2046 | 26 | 2021-2046 | 2021+26 | 2355.2611 | 0.12499
2021 | 2047 | 27 | 2021-2047 | 2021+27 | 2286.3098 | 0.12134
2021 | 2048 | 28 | 2021-2048 | 2021+28 | 2222.2835 | 0.11794
2021 | 2049 | 29 | 2021-2049 | 2021+29 | 2162.6729 | 0.11477
2022 | 2022 | 1 | 2022-2022 | 2022+01 | 3278.5731 | 0.174
2022 | 2023 | 2 | 2022-2023 | 2022+02 | 3342.0373 | 0.17736
2022 | 2024 | 3 | 2022-2024 | 2022+03 | 3405.5015 | 0.18073
2022 | 2025 | 4 | 2022-2025 | 2022+04 | 3468.9656 | 0.1841
2022 | 2026 | 5 | 2022-2026 | 2022+05 | 3532.4298 | 0.18747
2022 | 2027 | 6 | 2022-2027 | 2022+06 | 3548.7412 | 0.18833
2022 | 2028 | 7 | 2022-2028 | 2022+07 | 3538.1082 | 0.18777
2022 | 2029 | 8 | 2022-2029 | 2022+08 | 3510.6349 | 0.18631
2022 | 2030 | 9 | 2022-2030 | 2022+09 | 3471.9347 | 0.18426
2022 | 2031 | 10 | 2022-2031 | 2022+10 | 3423.1829 | 0.18167
2022 | 2032 | 11 | 2022-2032 | 2022+11 | 3367.1207 | 0.17869
2022 | 2033 | 12 | 2022-2033 | 2022+12 | 3305.5758 | 0.17543
2022 | 2034 | 13 | 2022-2034 | 2022+13 | 3239.8134 | 0.17194
2022 | 2035 | 14 | 2022-2035 | 2022+14 | 3170.7372 | 0.16827
2022 | 2036 | 15 | 2022-2036 | 2022+15 | 3099.0101 | 0.16447
2022 | 2037 | 16 | 2022-2037 | 2022+16 | 3025.129 | 0.16054
2022 | 2038 | 17 | 2022-2038 | 2022+17 | 2949.4741 | 0.15653
2022 | 2039 | 18 | 2022-2039 | 2022+18 | 2872.341 | 0.15244
2022 | 2040 | 19 | 2022-2040 | 2022+19 | 2793.9631 | 0.14828
2022 | 2041 | 20 | 2022-2041 | 2022+20 | 2714.5271 | 0.14406
2022 | 2042 | 21 | 2022-2042 | 2022+21 | 2634.1842 | 0.1398
2022 | 2043 | 22 | 2022-2043 | 2022+22 | 2553.0581 | 0.13549
2022 | 2044 | 23 | 2022-2044 | 2022+23 | 2471.2509 | 0.13115
2022 | 2045 | 24 | 2022-2045 | 2022+24 | 2388.8477 | 0.12678
2022 | 2046 | 25 | 2022-2046 | 2022+25 | 2313.0368 | 0.12275
2022 | 2047 | 26 | 2022-2047 | 2022+26 | 2243.0575 | 0.11904
2022 | 2048 | 27 | 2022-2048 | 2022+27 | 2178.2618 | 0.1156
2022 | 2049 | 28 | 2022-2049 | 2022+28 | 2118.0944 | 0.11241
2023 | 2023 | 1 | 2023-2023 | 2023+01 | 3405.5015 | 0.18073
2023 | 2024 | 2 | 2023-2024 | 2023+02 | 3468.9656 | 0.1841
2023 | 2025 | 3 | 2023-2025 | 2023+03 | 3532.4298 | 0.18747
2023 | 2026 | 4 | 2023-2026 | 2023+04 | 3595.894 | 0.19084
2023 | 2027 | 5 | 2023-2027 | 2023+05 | 3602.7748 | 0.1912
2023 | 2028 | 6 | 2023-2028 | 2023+06 | 3581.364 | 0.19006
2023 | 2029 | 7 | 2023-2029 | 2023+07 | 3543.7866 | 0.18807
2023 | 2030 | 8 | 2023-2030 | 2023+08 | 3496.1049 | 0.18554
2023 | 2031 | 9 | 2023-2031 | 2023+09 | 3439.2506 | 0.18252
2023 | 2032 | 10 | 2023-2032 | 2023+10 | 3375.9755 | 0.17916
2023 | 2033 | 11 | 2023-2033 | 2023+11 | 3308.0306 | 0.17556
2023 | 2034 | 12 | 2023-2034 | 2023+12 | 3236.5834 | 0.17177
2023 | 2035 | 13 | 2023-2035 | 2023+13 | 3162.4422 | 0.16783
2023 | 2036 | 14 | 2023-2036 | 2023+14 | 3086.1841 | 0.16378
2023 | 2037 | 15 | 2023-2037 | 2023+15 | 3008.2327 | 0.15965
2023 | 2038 | 16 | 2023-2038 | 2023+16 | 2928.9054 | 0.15544
2023 | 2039 | 17 | 2023-2039 | 2023+17 | 2848.445 | 0.15117
2023 | 2040 | 18 | 2023-2040 | 2023+18 | 2767.0403 | 0.14685
2023 | 2041 | 19 | 2023-2041 | 2023+19 | 2684.8405 | 0.14249
2023 | 2042 | 20 | 2023-2042 | 2023+20 | 2601.9648 | 0.13809
2023 | 2043 | 21 | 2023-2043 | 2023+21 | 2518.5098 | 0.13366
2023 | 2044 | 22 | 2023-2044 | 2023+22 | 2434.5544 | 0.1292
2023 | 2045 | 23 | 2023-2045 | 2023+23 | 2350.164 | 0.12472
2023 | 2046 | 24 | 2023-2046 | 2023+24 | 2272.8061 | 0.12062
2023 | 2047 | 25 | 2023-2047 | 2023+25 | 2201.6369 | 0.11684
2023 | 2048 | 26 | 2023-2048 | 2023+26 | 2135.9422 | 0.11336
2023 | 2049 | 27 | 2023-2049 | 2023+27 | 2075.1137 | 0.11013
2024 | 2024 | 1 | 2024-2024 | 2024+01 | 3532.4298 | 0.18747
2024 | 2025 | 2 | 2024-2025 | 2024+02 | 3595.894 | 0.19084
2024 | 2026 | 3 | 2024-2026 | 2024+03 | 3659.3582 | 0.1942
2024 | 2027 | 4 | 2024-2027 | 2024+04 | 3652.0932 | 0.19382
2024 | 2028 | 5 | 2024-2028 | 2024+05 | 3616.5365 | 0.19193
2024 | 2029 | 6 | 2024-2029 | 2024+06 | 3566.8341 | 0.18929
2024 | 2030 | 7 | 2024-2030 | 2024+07 | 3509.0483 | 0.18623
2024 | 2031 | 8 | 2024-2031 | 2024+08 | 3443.4693 | 0.18275
2024 | 2032 | 9 | 2024-2032 | 2024+09 | 3372.6948 | 0.17899
2024 | 2033 | 10 | 2024-2033 | 2024+10 | 3298.2835 | 0.17504
2024 | 2034 | 11 | 2024-2034 | 2024+11 | 3221.2272 | 0.17095
2024 | 2035 | 12 | 2024-2035 | 2024+12 | 3142.1872 | 0.16676
2024 | 2036 | 13 | 2024-2036 | 2024+13 | 3061.6213 | 0.16248
2024 | 2037 | 14 | 2024-2037 | 2024+14 | 2979.8564 | 0.15814
2024 | 2038 | 15 | 2024-2038 | 2024+15 | 2897.1323 | 0.15375
2024 | 2039 | 16 | 2024-2039 | 2024+16 | 2813.6289 | 0.14932
2024 | 2040 | 17 | 2024-2040 | 2024+17 | 2729.4838 | 0.14485
2024 | 2041 | 18 | 2024-2041 | 2024+18 | 2644.8038 | 0.14036
2024 | 2042 | 19 | 2024-2042 | 2024+19 | 2559.6734 | 0.13584
2024 | 2043 | 20 | 2024-2043 | 2024+20 | 2474.1602 | 0.1313
2024 | 2044 | 21 | 2024-2044 | 2024+21 | 2388.3188 | 0.12675
2024 | 2045 | 22 | 2024-2045 | 2024+22 | 2302.1941 | 0.12218
2024 | 2046 | 23 | 2024-2046 | 2024+23 | 2223.5585 | 0.11801
2024 | 2047 | 24 | 2024-2047 | 2024+24 | 2151.4758 | 0.11418
2024 | 2048 | 25 | 2024-2048 | 2024+25 | 2085.1598 | 0.11066
2024 | 2049 | 26 | 2024-2049 | 2024+26 | 2023.945 | 0.10741
2025 | 2025 | 1 | 2025-2025 | 2025+01 | 3659.3582 | 0.1942
2025 | 2026 | 2 | 2025-2026 | 2025+02 | 3722.8223 | 0.19757
2025 | 2027 | 3 | 2025-2027 | 2025+03 | 3691.981 | 0.19593
2025 | 2028 | 4 | 2025-2028 | 2025+04 | 3637.5632 | 0.19305
2025 | 2029 | 5 | 2025-2029 | 2025+05 | 3573.7149 | 0.18966
2025 | 2030 | 6 | 2025-2030 | 2025+06 | 3505.1514 | 0.18602
2025 | 2031 | 7 | 2025-2031 | 2025+07 | 3430.7606 | 0.18207
2025 | 2032 | 8 | 2025-2032 | 2025+08 | 3352.7279 | 0.17793
2025 | 2033 | 9 | 2025-2033 | 2025+09 | 3272.2672 | 0.17366
2025 | 2034 | 10 | 2025-2034 | 2025+10 | 3190.107 | 0.1693
2025 | 2035 | 11 | 2025-2035 | 2025+11 | 3106.7106 | 0.16487
2025 | 2036 | 12 | 2025-2036 | 2025+12 | 3022.3872 | 0.1604
2025 | 2037 | 13 | 2025-2037 | 2025+13 | 2937.3507 | 0.15589
2025 | 2038 | 14 | 2025-2038 | 2025+14 | 2851.7539 | 0.15134
2025 | 2039 | 15 | 2025-2039 | 2025+15 | 2765.7089 | 0.14678
2025 | 2040 | 16 | 2025-2040 | 2025+16 | 2679.2996 | 0.14219
2025 | 2041 | 17 | 2025-2041 | 2025+17 | 2592.5905 | 0.13759
2025 | 2042 | 18 | 2025-2042 | 2025+18 | 2505.6314 | 0.13297
2025 | 2043 | 19 | 2025-2043 | 2025+19 | 2418.4618 | 0.12835
2025 | 2044 | 20 | 2025-2044 | 2025+20 | 2331.1133 | 0.12371
2025 | 2045 | 21 | 2025-2045 | 2025+21 | 2243.6115 | 0.11907
2025 | 2046 | 22 | 2025-2046 | 2025+22 | 2164.0643 | 0.11485
2025 | 2047 | 23 | 2025-2047 | 2025+23 | 2091.4344 | 0.11099
2025 | 2048 | 24 | 2025-2048 | 2025+24 | 2024.8569 | 0.10746
2025 | 2049 | 25 | 2025-2049 | 2025+25 | 1963.6056 | 0.10421
2026 | 2026 | 1 | 2026-2026 | 2026+01 | 3786.2865 | 0.20094
2026 | 2027 | 2 | 2026-2027 | 2026+02 | 3708.2924 | 0.1968
2026 | 2028 | 3 | 2026-2028 | 2026+03 | 3630.2983 | 0.19266
2026 | 2029 | 4 | 2026-2029 | 2026+04 | 3552.3041 | 0.18852
2026 | 2030 | 5 | 2026-2030 | 2026+05 | 3474.31 | 0.18438
2026 | 2031 | 6 | 2026-2031 | 2026+06 | 3392.661 | 0.18005
2026 | 2032 | 7 | 2026-2032 | 2026+07 | 3308.9236 | 0.17561
2026 | 2033 | 8 | 2026-2033 | 2026+08 | 3223.8809 | 0.17109
2026 | 2034 | 9 | 2026-2034 | 2026+09 | 3137.9679 | 0.16653
2026 | 2035 | 10 | 2026-2035 | 2026+10 | 3051.4459 | 0.16194
2026 | 2036 | 11 | 2026-2036 | 2026+11 | 2964.4808 | 0.15733
2026 | 2037 | 12 | 2026-2037 | 2026+12 | 2877.1834 | 0.15269
2026 | 2038 | 13 | 2026-2038 | 2026+13 | 2789.6305 | 0.14805
2026 | 2039 | 14 | 2026-2039 | 2026+14 | 2701.8768 | 0.14339
2026 | 2040 | 15 | 2026-2040 | 2026+15 | 2613.9624 | 0.13872
2026 | 2041 | 16 | 2026-2041 | 2026+16 | 2525.9175 | 0.13405
2026 | 2042 | 17 | 2026-2042 | 2026+17 | 2437.7651 | 0.12937
2026 | 2043 | 18 | 2026-2043 | 2026+18 | 2349.5231 | 0.12469
2026 | 2044 | 19 | 2026-2044 | 2026+19 | 2261.2057 | 0.12
2026 | 2045 | 20 | 2026-2045 | 2026+20 | 2172.8241 | 0.11531
2026 | 2046 | 21 | 2026-2046 | 2026+21 | 2092.8599 | 0.11107
2026 | 2047 | 22 | 2026-2047 | 2026+22 | 2020.1651 | 0.10721
2026 | 2048 | 23 | 2026-2048 | 2026+23 | 1953.7916 | 0.10369
2026 | 2049 | 24 | 2026-2049 | 2026+24 | 1892.9492 | 0.10046
2027 | 2027 | 1 | 2027-2027 | 2027+01 | 3630.2983 | 0.19266
2027 | 2028 | 2 | 2027-2028 | 2027+02 | 3552.3041 | 0.18852
2027 | 2029 | 3 | 2027-2029 | 2027+03 | 3474.31 | 0.18438
2027 | 2030 | 4 | 2027-2030 | 2027+04 | 3396.3159 | 0.18024
2027 | 2031 | 5 | 2027-2031 | 2027+05 | 3313.9359 | 0.17587
2027 | 2032 | 6 | 2027-2032 | 2027+06 | 3229.3631 | 0.17138
2027 | 2033 | 7 | 2027-2033 | 2027+07 | 3143.5372 | 0.16683
2027 | 2034 | 8 | 2027-2034 | 2027+08 | 3056.9281 | 0.16223
2027 | 2035 | 9 | 2027-2035 | 2027+09 | 2969.7969 | 0.15761
2027 | 2036 | 10 | 2027-2036 | 2027+10 | 2882.3002 | 0.15296
2027 | 2037 | 11 | 2027-2037 | 2027+11 | 2794.5377 | 0.14831
2027 | 2038 | 12 | 2027-2038 | 2027+12 | 2706.5759 | 0.14364
2027 | 2039 | 13 | 2027-2039 | 2027+13 | 2618.4607 | 0.13896
2027 | 2040 | 14 | 2027-2040 | 2027+14 | 2530.225 | 0.13428
2027 | 2041 | 15 | 2027-2041 | 2027+15 | 2441.8929 | 0.12959
2027 | 2042 | 16 | 2027-2042 | 2027+16 | 2353.4825 | 0.1249
2027 | 2043 | 17 | 2027-2043 | 2027+17 | 2265.0076 | 0.1202
2027 | 2044 | 18 | 2027-2044 | 2027+18 | 2176.479 | 0.11551
2027 | 2045 | 19 | 2027-2045 | 2027+19 | 2087.9051 | 0.11081
2027 | 2046 | 20 | 2027-2046 | 2027+20 | 2008.1885 | 0.10658
2027 | 2047 | 21 | 2027-2047 | 2027+21 | 1936.0641 | 0.10275
2027 | 2048 | 22 | 2027-2048 | 2027+22 | 1870.4964 | 0.099268
2027 | 2049 | 23 | 2027-2049 | 2027+23 | 1810.6302 | 0.096091
2028 | 2028 | 1 | 2028-2028 | 2028+01 | 3474.31 | 0.18438
2028 | 2029 | 2 | 2028-2029 | 2028+02 | 3396.3159 | 0.18024
2028 | 2030 | 3 | 2028-2030 | 2028+03 | 3318.3217 | 0.1761
2028 | 2031 | 4 | 2028-2031 | 2028+04 | 3234.8453 | 0.17167
2028 | 2032 | 5 | 2028-2032 | 2028+05 | 3149.1761 | 0.16713
2028 | 2033 | 6 | 2028-2033 | 2028+06 | 3062.4104 | 0.16252
2028 | 2034 | 7 | 2028-2034 | 2028+07 | 2975.0181 | 0.15789
2028 | 2035 | 8 | 2028-2035 | 2028+08 | 2887.2342 | 0.15323
2028 | 2036 | 9 | 2028-2036 | 2028+09 | 2799.1893 | 0.14855
2028 | 2037 | 10 | 2028-2037 | 2028+10 | 2710.9617 | 0.14387
2028 | 2038 | 11 | 2028-2038 | 2028+11 | 2622.6011 | 0.13918
2028 | 2039 | 12 | 2028-2039 | 2028+12 | 2534.1409 | 0.13449
2028 | 2040 | 13 | 2028-2040 | 2028+13 | 2445.604 | 0.12979
2028 | 2041 | 14 | 2028-2041 | 2028+14 | 2357.0068 | 0.12509
2028 | 2042 | 15 | 2028-2042 | 2028+15 | 2268.3614 | 0.12038
2028 | 2043 | 16 | 2028-2043 | 2028+16 | 2179.6769 | 0.11568
2028 | 2044 | 17 | 2028-2044 | 2028+17 | 2090.9602 | 0.11097
2028 | 2045 | 18 | 2028-2045 | 2028+18 | 2002.2165 | 0.10626
2028 | 2046 | 19 | 2028-2046 | 2028+19 | 1922.8143 | 0.10204
2028 | 2047 | 20 | 2028-2047 | 2028+20 | 1851.3524 | 0.098252
2028 | 2048 | 21 | 2028-2048 | 2028+21 | 1786.6963 | 0.094821
2028 | 2049 | 22 | 2028-2049 | 2028+22 | 1727.918 | 0.091701
2029 | 2029 | 1 | 2029-2029 | 2029+01 | 3318.3217 | 0.1761
2029 | 2030 | 2 | 2029-2030 | 2029+02 | 3240.3276 | 0.17197
2029 | 2031 | 3 | 2029-2031 | 2029+03 | 3155.0238 | 0.16744
2029 | 2032 | 4 | 2029-2032 | 2029+04 | 3067.8926 | 0.16281
2029 | 2033 | 5 | 2029-2033 | 2029+05 | 2980.0304 | 0.15815
2029 | 2034 | 6 | 2029-2034 | 2029+06 | 2891.8028 | 0.15347
2029 | 2035 | 7 | 2029-2035 | 2029+07 | 2803.3663 | 0.14878
2029 | 2036 | 8 | 2029-2036 | 2029+08 | 2714.7992 | 0.14408
2029 | 2037 | 9 | 2029-2037 | 2029+09 | 2626.1452 | 0.13937
2029 | 2038 | 10 | 2029-2038 | 2029+10 | 2537.4302 | 0.13466
2029 | 2039 | 11 | 2029-2039 | 2029+11 | 2448.6709 | 0.12995
2029 | 2040 | 12 | 2029-2040 | 2029+12 | 2359.8784 | 0.12524
2029 | 2041 | 13 | 2029-2041 | 2029+13 | 2271.0604 | 0.12053
2029 | 2042 | 14 | 2029-2042 | 2029+14 | 2182.2223 | 0.11581
2029 | 2043 | 15 | 2029-2043 | 2029+15 | 2093.3681 | 0.1111
2029 | 2044 | 16 | 2029-2044 | 2029+16 | 2004.5008 | 0.10638
2029 | 2045 | 17 | 2029-2045 | 2029+17 | 1915.6228 | 0.10166
2029 | 2046 | 18 | 2029-2046 | 2029+18 | 1836.6201 | 0.09747
2029 | 2047 | 19 | 2029-2047 | 2029+19 | 1765.9335 | 0.093719
2029 | 2048 | 20 | 2029-2048 | 2029+20 | 1702.3156 | 0.090343
2029 | 2049 | 21 | 2029-2049 | 2029+21 | 1644.7565 | 0.087288
2030 | 2030 | 1 | 2030-2030 | 2030+01 | 3162.3335 | 0.16783
2030 | 2031 | 2 | 2030-2031 | 2030+02 | 3073.3748 | 0.16311
2030 | 2032 | 3 | 2030-2032 | 2030+03 | 2984.4162 | 0.15838
2030 | 2033 | 4 | 2030-2033 | 2030+04 | 2895.4576 | 0.15366
2030 | 2034 | 5 | 2030-2034 | 2030+05 | 2806.499 | 0.14894
2030 | 2035 | 6 | 2030-2035 | 2030+06 | 2717.5404 | 0.14422
2030 | 2036 | 7 | 2030-2036 | 2030+07 | 2628.5817 | 0.1395
2030 | 2037 | 8 | 2030-2037 | 2030+08 | 2539.6231 | 0.13478
2030 | 2038 | 9 | 2030-2038 | 2030+09 | 2450.6645 | 0.13006
2030 | 2039 | 10 | 2030-2039 | 2030+10 | 2361.7059 | 0.12534
2030 | 2040 | 11 | 2030-2040 | 2030+11 | 2272.7472 | 0.12062
2030 | 2041 | 12 | 2030-2041 | 2030+12 | 2183.7886 | 0.11589
2030 | 2042 | 13 | 2030-2042 | 2030+13 | 2094.83 | 0.11117
2030 | 2043 | 14 | 2030-2043 | 2030+14 | 2005.8714 | 0.10645
2030 | 2044 | 15 | 2030-2044 | 2030+15 | 1916.9128 | 0.10173
2030 | 2045 | 16 | 2030-2045 | 2030+16 | 1827.9541 | 0.09701
2030 | 2046 | 17 | 2030-2046 | 2030+17 | 1749.4612 | 0.092845
2030 | 2047 | 18 | 2030-2047 | 2030+18 | 1679.6898 | 0.089142
2030 | 2048 | 19 | 2030-2048 | 2030+19 | 1617.2627 | 0.085829
2030 | 2049 | 20 | 2030-2049 | 2030+20 | 1561.0783 | 0.082847
2031 | 2031 | 1 | 2031-2031 | 2031+01 | 2984.4162 | 0.15838
2031 | 2032 | 2 | 2031-2032 | 2031+02 | 2895.4576 | 0.15366
2031 | 2033 | 3 | 2031-2033 | 2031+03 | 2806.499 | 0.14894
2031 | 2034 | 4 | 2031-2034 | 2031+04 | 2717.5404 | 0.14422
2031 | 2035 | 5 | 2031-2035 | 2031+05 | 2628.5817 | 0.1395
2031 | 2036 | 6 | 2031-2036 | 2031+06 | 2539.6231 | 0.13478
2031 | 2037 | 7 | 2031-2037 | 2031+07 | 2450.6645 | 0.13006
2031 | 2038 | 8 | 2031-2038 | 2031+08 | 2361.7059 | 0.12534
2031 | 2039 | 9 | 2031-2039 | 2031+09 | 2272.7472 | 0.12062
2031 | 2040 | 10 | 2031-2040 | 2031+10 | 2183.7886 | 0.11589
2031 | 2041 | 11 | 2031-2041 | 2031+11 | 2094.83 | 0.11117
2031 | 2042 | 12 | 2031-2042 | 2031+12 | 2005.8714 | 0.10645
2031 | 2043 | 13 | 2031-2043 | 2031+13 | 1916.9128 | 0.10173
2031 | 2044 | 14 | 2031-2044 | 2031+14 | 1827.9541 | 0.09701
2031 | 2045 | 15 | 2031-2045 | 2031+15 | 1738.9955 | 0.092289
2031 | 2046 | 16 | 2031-2046 | 2031+16 | 1661.1567 | 0.088158
2031 | 2047 | 17 | 2031-2047 | 2031+17 | 1592.4754 | 0.084513
2031 | 2048 | 18 | 2031-2048 | 2031+18 | 1531.4254 | 0.081273
2031 | 2049 | 19 | 2031-2049 | 2031+19 | 1476.8017 | 0.078374
2032 | 2032 | 1 | 2032-2032 | 2032+01 | 2806.499 | 0.14894
2032 | 2033 | 2 | 2032-2033 | 2032+02 | 2717.5404 | 0.14422
2032 | 2034 | 3 | 2032-2034 | 2032+03 | 2628.5817 | 0.1395
2032 | 2035 | 4 | 2032-2035 | 2032+04 | 2539.6231 | 0.13478
2032 | 2036 | 5 | 2032-2036 | 2032+05 | 2450.6645 | 0.13006
2032 | 2037 | 6 | 2032-2037 | 2032+06 | 2361.7059 | 0.12534
2032 | 2038 | 7 | 2032-2038 | 2032+07 | 2272.7472 | 0.12062
2032 | 2039 | 8 | 2032-2039 | 2032+08 | 2183.7886 | 0.11589
2032 | 2040 | 9 | 2032-2040 | 2032+09 | 2094.83 | 0.11117
2032 | 2041 | 10 | 2032-2041 | 2032+10 | 2005.8714 | 0.10645
2032 | 2042 | 11 | 2032-2042 | 2032+11 | 1916.9128 | 0.10173
2032 | 2043 | 12 | 2032-2043 | 2032+12 | 1827.9541 | 0.09701
2032 | 2044 | 13 | 2032-2044 | 2032+13 | 1738.9955 | 0.092289
2032 | 2045 | 14 | 2032-2045 | 2032+14 | 1650.0369 | 0.087568
2032 | 2046 | 15 | 2032-2046 | 2032+15 | 1572.9394 | 0.083476
2032 | 2047 | 16 | 2032-2047 | 2032+16 | 1505.4791 | 0.079896
2032 | 2048 | 17 | 2032-2048 | 2032+17 | 1445.9553 | 0.076737
2032 | 2049 | 18 | 2032-2049 | 2032+18 | 1393.0453 | 0.073929
2033 | 2033 | 1 | 2033-2033 | 2033+01 | 2628.5817 | 0.1395
2033 | 2034 | 2 | 2033-2034 | 2033+02 | 2539.6231 | 0.13478
2033 | 2035 | 3 | 2033-2035 | 2033+03 | 2450.6645 | 0.13006
2033 | 2036 | 4 | 2033-2036 | 2033+04 | 2361.7059 | 0.12534
2033 | 2037 | 5 | 2033-2037 | 2033+05 | 2272.7472 | 0.12062
2033 | 2038 | 6 | 2033-2038 | 2033+06 | 2183.7886 | 0.11589
2033 | 2039 | 7 | 2033-2039 | 2033+07 | 2094.83 | 0.11117
2033 | 2040 | 8 | 2033-2040 | 2033+08 | 2005.8714 | 0.10645
2033 | 2041 | 9 | 2033-2041 | 2033+09 | 1916.9128 | 0.10173
2033 | 2042 | 10 | 2033-2042 | 2033+10 | 1827.9541 | 0.09701
2033 | 2043 | 11 | 2033-2043 | 2033+11 | 1738.9955 | 0.092289
2033 | 2044 | 12 | 2033-2044 | 2033+12 | 1650.0369 | 0.087568
2033 | 2045 | 13 | 2033-2045 | 2033+13 | 1561.0783 | 0.082847
2033 | 2046 | 14 | 2033-2046 | 2033+14 | 1484.828 | 0.0788
2033 | 2047 | 15 | 2033-2047 | 2033+15 | 1418.7445 | 0.075293
2033 | 2048 | 16 | 2033-2048 | 2033+16 | 1360.9214 | 0.072225
2033 | 2049 | 17 | 2033-2049 | 2033+17 | 1309.901 | 0.069517
2034 | 2034 | 1 | 2034-2034 | 2034+01 | 2450.6645 | 0.13006
2034 | 2035 | 2 | 2034-2035 | 2034+02 | 2361.7059 | 0.12534
2034 | 2036 | 3 | 2034-2036 | 2034+03 | 2272.7472 | 0.12062
2034 | 2037 | 4 | 2034-2037 | 2034+04 | 2183.7886 | 0.11589
2034 | 2038 | 5 | 2034-2038 | 2034+05 | 2094.83 | 0.11117
2034 | 2039 | 6 | 2034-2039 | 2034+06 | 2005.8714 | 0.10645
2034 | 2040 | 7 | 2034-2040 | 2034+07 | 1916.9128 | 0.10173
2034 | 2041 | 8 | 2034-2041 | 2034+08 | 1827.9541 | 0.09701
2034 | 2042 | 9 | 2034-2042 | 2034+09 | 1738.9955 | 0.092289
2034 | 2043 | 10 | 2034-2043 | 2034+10 | 1650.0369 | 0.087568
2034 | 2044 | 11 | 2034-2044 | 2034+11 | 1561.0783 | 0.082847
2034 | 2045 | 12 | 2034-2045 | 2034+12 | 1472.1196 | 0.078126
2034 | 2046 | 13 | 2034-2046 | 2034+13 | 1396.847 | 0.074131
2034 | 2047 | 14 | 2034-2047 | 2034+14 | 1332.3275 | 0.070707
2034 | 2048 | 15 | 2034-2048 | 2034+15 | 1276.4107 | 0.06774
2034 | 2049 | 16 | 2034-2049 | 2034+16 | 1227.4834 | 0.065143
2035 | 2035 | 1 | 2035-2035 | 2035+01 | 2272.7472 | 0.12062
2035 | 2036 | 2 | 2035-2036 | 2035+02 | 2183.7886 | 0.11589
2035 | 2037 | 3 | 2035-2037 | 2035+03 | 2094.83 | 0.11117
2035 | 2038 | 4 | 2035-2038 | 2035+04 | 2005.8714 | 0.10645
2035 | 2039 | 5 | 2035-2039 | 2035+05 | 1916.9128 | 0.10173
2035 | 2040 | 6 | 2035-2040 | 2035+06 | 1827.9541 | 0.09701
2035 | 2041 | 7 | 2035-2041 | 2035+07 | 1738.9955 | 0.092289
2035 | 2042 | 8 | 2035-2042 | 2035+08 | 1650.0369 | 0.087568
2035 | 2043 | 9 | 2035-2043 | 2035+09 | 1561.0783 | 0.082847
2035 | 2044 | 10 | 2035-2044 | 2035+10 | 1472.1196 | 0.078126
2035 | 2045 | 11 | 2035-2045 | 2035+11 | 1383.161 | 0.073405
2035 | 2046 | 12 | 2035-2046 | 2035+12 | 1309.0288 | 0.069471
2035 | 2047 | 13 | 2035-2047 | 2035+13 | 1246.3016 | 0.066142
2035 | 2048 | 14 | 2035-2048 | 2035+14 | 1192.5354 | 0.063288
2035 | 2049 | 15 | 2035-2049 | 2035+15 | 1145.938 | 0.060815
2036 | 2036 | 1 | 2036-2036 | 2036+01 | 2094.83 | 0.11117
2036 | 2037 | 2 | 2036-2037 | 2036+02 | 2005.8714 | 0.10645
2036 | 2038 | 3 | 2036-2038 | 2036+03 | 1916.9128 | 0.10173
2036 | 2039 | 4 | 2036-2039 | 2036+04 | 1827.9541 | 0.09701
2036 | 2040 | 5 | 2036-2040 | 2036+05 | 1738.9955 | 0.092289
2036 | 2041 | 6 | 2036-2041 | 2036+06 | 1650.0369 | 0.087568
2036 | 2042 | 7 | 2036-2042 | 2036+07 | 1561.0783 | 0.082847
2036 | 2043 | 8 | 2036-2043 | 2036+08 | 1472.1196 | 0.078126
2036 | 2044 | 9 | 2036-2044 | 2036+09 | 1383.161 | 0.073405
2036 | 2045 | 10 | 2036-2045 | 2036+10 | 1294.2024 | 0.068684
2036 | 2046 | 11 | 2036-2046 | 2036+11 | 1221.4181 | 0.064821
2036 | 2047 | 12 | 2036-2047 | 2036+12 | 1160.7645 | 0.061602
2036 | 2048 | 13 | 2036-2048 | 2036+13 | 1109.4422 | 0.058879
2036 | 2049 | 14 | 2036-2049 | 2036+14 | 1065.4517 | 0.056544
2037 | 2037 | 1 | 2037-2037 | 2037+01 | 1916.9128 | 0.10173
2037 | 2038 | 2 | 2037-2038 | 2037+02 | 1827.9541 | 0.09701
2037 | 2039 | 3 | 2037-2039 | 2037+03 | 1738.9955 | 0.092289
2037 | 2040 | 4 | 2037-2040 | 2037+04 | 1650.0369 | 0.087568
2037 | 2041 | 5 | 2037-2041 | 2037+05 | 1561.0783 | 0.082847
2037 | 2042 | 6 | 2037-2042 | 2037+06 | 1472.1196 | 0.078126
2037 | 2043 | 7 | 2037-2043 | 2037+07 | 1383.161 | 0.073405
2037 | 2044 | 8 | 2037-2044 | 2037+08 | 1294.2024 | 0.068684
2037 | 2045 | 9 | 2037-2045 | 2037+09 | 1205.2438 | 0.063963
2037 | 2046 | 10 | 2037-2046 | 2037+10 | 1134.0769 | 0.060186
2037 | 2047 | 11 | 2037-2047 | 2037+11 | 1075.8494 | 0.057096
2037 | 2048 | 12 | 2037-2048 | 2037+12 | 1027.3265 | 0.054521
2037 | 2049 | 13 | 2037-2049 | 2037+13 | 986.2687 | 0.052342
2038 | 2038 | 1 | 2038-2038 | 2038+01 | 1738.9955 | 0.092289
2038 | 2039 | 2 | 2038-2039 | 2038+02 | 1650.0369 | 0.087568
2038 | 2040 | 3 | 2038-2040 | 2038+03 | 1561.0783 | 0.082847
2038 | 2041 | 4 | 2038-2041 | 2038+04 | 1472.1196 | 0.078126
2038 | 2042 | 5 | 2038-2042 | 2038+05 | 1383.161 | 0.073405
2038 | 2043 | 6 | 2038-2043 | 2038+06 | 1294.2024 | 0.068684
2038 | 2044 | 7 | 2038-2044 | 2038+07 | 1205.2438 | 0.063963
2038 | 2045 | 8 | 2038-2045 | 2038+08 | 1116.2852 | 0.059242
2038 | 2046 | 9 | 2038-2046 | 2038+09 | 1047.0951 | 0.05557
2038 | 2047 | 10 | 2038-2047 | 2038+10 | 991.7431 | 0.052632
2038 | 2048 | 11 | 2038-2048 | 2038+11 | 946.4551 | 0.050229
2038 | 2049 | 12 | 2038-2049 | 2038+12 | 908.715 | 0.048226
2039 | 2039 | 1 | 2039-2039 | 2039+01 | 1561.0783 | 0.082847
2039 | 2040 | 2 | 2039-2040 | 2039+02 | 1472.1196 | 0.078126
2039 | 2041 | 3 | 2039-2041 | 2039+03 | 1383.161 | 0.073405
2039 | 2042 | 4 | 2039-2042 | 2039+04 | 1294.2024 | 0.068684
2039 | 2043 | 5 | 2039-2043 | 2039+05 | 1205.2438 | 0.063963
2039 | 2044 | 6 | 2039-2044 | 2039+06 | 1116.2852 | 0.059242
2039 | 2045 | 7 | 2039-2045 | 2039+07 | 1027.3265 | 0.054521
2039 | 2046 | 8 | 2039-2046 | 2039+08 | 960.6076 | 0.05098
2039 | 2047 | 9 | 2039-2047 | 2039+09 | 908.715 | 0.048226
2039 | 2048 | 10 | 2039-2048 | 2039+10 | 867.201 | 0.046023
2039 | 2049 | 11 | 2039-2049 | 2039+11 | 833.235 | 0.04422
2040 | 2040 | 1 | 2040-2040 | 2040+01 | 1383.161 | 0.073405
2040 | 2041 | 2 | 2040-2041 | 2040+02 | 1294.2024 | 0.068684
2040 | 2042 | 3 | 2040-2042 | 2040+03 | 1205.2438 | 0.063963
2040 | 2043 | 4 | 2040-2043 | 2040+04 | 1116.2852 | 0.059242
2040 | 2044 | 5 | 2040-2044 | 2040+05 | 1027.3265 | 0.054521
2040 | 2045 | 6 | 2040-2045 | 2040+06 | 938.3679 | 0.0498
2040 | 2046 | 7 | 2040-2046 | 2040+07 | 874.826 | 0.046427
2040 | 2047 | 8 | 2040-2047 | 2040+08 | 827.1696 | 0.043898
2040 | 2048 | 9 | 2040-2048 | 2040+09 | 790.1035 | 0.041931
2040 | 2049 | 10 | 2040-2049 | 2040+10 | 760.4507 | 0.040357
2041 | 2041 | 1 | 2041-2041 | 2041+01 | 1205.2438 | 0.063963
2041 | 2042 | 2 | 2041-2042 | 2041+02 | 1116.2852 | 0.059242
2041 | 2043 | 3 | 2041-2043 | 2041+03 | 1027.3265 | 0.054521
2041 | 2044 | 4 | 2041-2044 | 2041+04 | 938.3679 | 0.0498
2041 | 2045 | 5 | 2041-2045 | 2041+05 | 849.4093 | 0.045078
2041 | 2046 | 6 | 2041-2046 | 2041+06 | 790.1035 | 0.041931
2041 | 2047 | 7 | 2041-2047 | 2041+07 | 747.7423 | 0.039683
2041 | 2048 | 8 | 2041-2048 | 2041+08 | 715.9714 | 0.037997
2041 | 2049 | 9 | 2041-2049 | 2041+09 | 691.2606 | 0.036685
2042 | 2042 | 1 | 2042-2042 | 2042+01 | 1027.3265 | 0.054521
2042 | 2043 | 2 | 2042-2043 | 2042+02 | 938.3679 | 0.0498
2042 | 2044 | 3 | 2042-2044 | 2042+03 | 849.4093 | 0.045078
2042 | 2045 | 4 | 2042-2045 | 2042+04 | 760.4507 | 0.040357
2042 | 2046 | 5 | 2042-2046 | 2042+05 | 707.0755 | 0.037525
2042 | 2047 | 6 | 2042-2047 | 2042+06 | 671.492 | 0.035636
2042 | 2048 | 7 | 2042-2048 | 2042+07 | 646.0753 | 0.034287
2042 | 2049 | 8 | 2042-2049 | 2042+08 | 627.0127 | 0.033276
2043 | 2043 | 1 | 2043-2043 | 2043+01 | 849.4093 | 0.045078
2043 | 2044 | 2 | 2043-2044 | 2043+02 | 760.4507 | 0.040357
2043 | 2045 | 3 | 2043-2045 | 2043+03 | 671.492 | 0.035636
2043 | 2046 | 4 | 2043-2046 | 2043+04 | 627.0127 | 0.033276
2043 | 2047 | 5 | 2043-2047 | 2043+05 | 600.3251 | 0.031859
2043 | 2048 | 6 | 2043-2048 | 2043+06 | 582.5334 | 0.030915
2043 | 2049 | 7 | 2043-2049 | 2043+07 | 569.825 | 0.030241
2044 | 2044 | 1 | 2044-2044 | 2044+01 | 671.492 | 0.035636
2044 | 2045 | 2 | 2044-2045 | 2044+02 | 582.5334 | 0.030915
2044 | 2046 | 3 | 2044-2046 | 2044+03 | 552.8805 | 0.029342
2044 | 2047 | 4 | 2044-2047 | 2044+04 | 538.0541 | 0.028555
2044 | 2048 | 5 | 2044-2048 | 2044+05 | 529.1583 | 0.028083
2044 | 2049 | 6 | 2044-2049 | 2044+06 | 523.2277 | 0.027768
2045 | 2045 | 1 | 2045-2045 | 2045+01 | 493.5748 | 0.026194
2045 | 2046 | 2 | 2045-2046 | 2045+02 | 493.5748 | 0.026194
2045 | 2047 | 3 | 2045-2047 | 2045+03 | 493.5748 | 0.026194
2045 | 2048 | 4 | 2045-2048 | 2045+04 | 493.5748 | 0.026194
2045 | 2049 | 5 | 2045-2049 | 2045+05 | 493.5748 | 0.026194
2046 | 2046 | 1 | 2046-2046 | 2046+01 | 493.5748 | 0.026194
2046 | 2047 | 2 | 2046-2047 | 2046+02 | 493.5748 | 0.026194
2046 | 2048 | 3 | 2046-2048 | 2046+03 | 493.5748 | 0.026194
2046 | 2049 | 4 | 2046-2049 | 2046+04 | 493.5748 | 0.026194
2047 | 2047 | 1 | 2047-2047 | 2047+01 | 493.5748 | 0.026194
2047 | 2048 | 2 | 2047-2048 | 2047+02 | 493.5748 | 0.026194
2047 | 2049 | 3 | 2047-2049 | 2047+03 | 493.5748 | 0.026194
2048 | 2048 | 1 | 2048-2048 | 2048+01 | 493.5748 | 0.026194
2048 | 2049 | 2 | 2048-2049 | 2048+02 | 493.5748 | 0.026194
2049 | 2049 | 1 | 2049-2049 | 2049+01 | 493.5748 | 0.026194
​

## Dropdown
dropdown_MAT | dropdown_Fuel | lookup_fuel_units
NR | natural gas | therms
AR | electricity | kWh
natural gas + electricity

## E3 Cover (hidden)
Fuel Substitution: Annual Factors
FuelSub_Annual Factors
Prepared by:
Energy and Environmental Economics, Inc.
44 Montgomery Street, Suite 1500
San Francisco, CA 94104
Phone: 415-391-5100
2019-09-20

## Annual Factors
Long Run System Characteristics
Year | Emissions Intensity (short tons/MWh) | Source Energy (Btu/kWh) | Emissions Intensity (metric tonnes/MWh)
2019 | 0.21501 | 3675.4621 | 0.19506
2020 | 0.20728 | 3543.1658 | 0.18804
2021 | 0.19954 | 3410.8694 | 0.18102
2022 | 0.1918 | 3278.5731 | 0.174
2023 | 0.19922 | 3405.5015 | 0.18073
2024 | 0.20665 | 3532.4298 | 0.18747
2025 | 0.21407 | 3659.3582 | 0.1942
2026 | 0.2215 | 3786.2865 | 0.20094
2027 | 0.21237 | 3630.2983 | 0.19266
2028 | 0.20325 | 3474.31 | 0.18438
2029 | 0.19412 | 3318.3217 | 0.1761
2030 | 0.185 | 3162.3335 | 0.16783
2031 | 0.17459 | 2984.4162 | 0.15838
2032 | 0.16418 | 2806.499 | 0.14894
2033 | 0.15377 | 2628.5817 | 0.1395
2034 | 0.14336 | 2450.6645 | 0.13006
2035 | 0.13296 | 2272.7472 | 0.12062
2036 | 0.12255 | 2094.83 | 0.11117
2037 | 0.11214 | 1916.9128 | 0.10173
2038 | 0.10173 | 1738.9955 | 0.092289
2039 | 0.091323 | 1561.0783 | 0.082847
2040 | 0.080915 | 1383.161 | 0.073405
2041 | 0.070507 | 1205.2438 | 0.063963
2042 | 0.060099 | 1027.3265 | 0.054521
2043 | 0.04969 | 849.4093 | 0.045078
2044 | 0.039282 | 671.492 | 0.035636
2045 | 0.028874 | 493.5748 | 0.026194
2046 | 0.028874 | 493.5748 | 0.026194
2047 | 0.028874 | 493.5748 | 0.026194
2048 | 0.028874 | 493.5748 | 0.026194
2049 | 0.028874 | 493.5748 | 0.026194

## Long-run Emissions Inputs
2017/2018 IRP Reference System Plan |  | 2018 | 2022 | 2026 | 2030
Load | GWh | 239106.9674 | 245583.2802 | 251286.1338 | 255038.0986
Total Retail Sales | GWh | 209330.5911 | 207691.65 | 205654.0187 | 202709.5843
Total CAISO Emissions | MMtCO2 | 42.3013 | 36.1373 | 41.324 | 34.02
Total CAISO Emissions | Million Short Tons CO2 | 46.6292 | 39.8345 | 45.5519 | 37.5006
2045 Supply Assumption
Share of Fossil Generation | % | 7.247%
Intensity of fossil generation | tonnes/MWh | 0.39842
Emissions Intensity in 2045 | tonnes/MWh | 0.028874
CO2 emissions of NG combustion | short tons/MMBtu | 0.0585
|  | 2018 | 2019 | 2020 | 2021 | 2022 | 2023 | 2024 | 2025 | 2026 | 2027 | 2028 | 2029 | 2030 | 2031 | 2032 | 2033 | 2034 | 2035 | 2036 | 2037 | 2038 | 2039 | 2040 | 2041 | 2042 | 2043 | 2044 | 2045 | 2046 | 2047 | 2048 | 2049
Total Retail Sales | GWh | 0.0585 2018: 209330.5911; 0.0585 2019: 208920.8559; 0.0585 2020: 208511.1206; 0.0585 2021: 208101.3853; 0.0585 2022: 207691.65; 0.0585 2023: 207182.2422; 0.0585 2024: 206672.8344; 0.0585 2025: 206163.4266; 0.0585 2026: 205654.0187; 0.0585 2027: 204917.9101; 0.0585 2028: 204181.8015; 0.0585 2029: 203445.6929; 0.0585 2030: 202709.5843
Total CAISO Emissions | Million Short Tons CO2 | 0.0585 2018: 46.6292; 0.0585 2019: 44.9305; 0.0585 2020: 43.2319; 0.0585 2021: 41.5332; 0.0585 2022: 39.8345; 0.0585 2023: 41.2639; 0.0585 2024: 42.6932; 0.0585 2025: 44.1226; 0.0585 2026: 45.5519; 0.0585 2027: 43.5391; 0.0585 2028: 41.5262; 0.0585 2029: 39.5134; 0.0585 2030: 37.5006
Emissions Intensity | short tons/MWh | 0.22275 | 0.21501 | 0.20728 | 0.19954 | 0.1918 | 0.19922 | 0.20665 | 0.21407 | 0.2215 | 0.21237 | 0.20325 | 0.19412 | 0.185 | 0.17459 | 0.16418 | 0.15377 | 0.14336 | 0.13296 | 0.12255 | 0.11214 | 0.10173 | 0.091323 | 0.080915 | 0.070507 | 0.060099 | 0.04969 | 0.039282 | 0.028874 | 0.028874 | 0.028874 | 0.028874 | 0.028874
Source Energy | Btu/kWh | 3807.7585 | 3675.4621 | 3543.1658 | 3410.8694 | 3278.5731 | 3405.5015 | 3532.4298 | 3659.3582 | 3786.2865 | 3630.2983 | 3474.31 | 3318.3217 | 3162.3335 | 2984.4162 | 2806.499 | 2628.5817 | 2450.6645 | 2272.7472 | 2094.83 | 1916.9128 | 1738.9955 | 1561.0783 | 1383.161 | 1205.2438 | 1027.3265 | 849.4093 | 671.492 | 493.5748 | 493.5748 | 493.5748 | 493.5748 | 493.5748

## Reference
Name | Value | Units
Ton to Tonne | 1.1023 | short tons/metric tonne
MMBtu to Therms | 0.1 | MMBtu/therm
Btu to Therm | 100000 | Btu/therm
Btu to kWh | 3413 | Btu/kWh
Natural Gas Carbon Content | 0.0585 | short tons/MMBtu
Natural Gas Carbon Content | 0.005307 | metric tons/therm
CCGT Characteristics
Heat Rate | 7000 | Btu/kWh
Natural Gas Emissions (at generator) | 0.37149 | tonnes/MWh generated
Natural Gas Emissions (delivered) | 0.39842 | tonnes/MWh delivered
Loss Factors from ACC_2019_v1b
| PG&E | SCE | SDG&E
Weighted Average Loss Factor | 1.0706 | 1.0744 | 1.0724
Statewide Average | 7.247% | << Used to estimate the percentage of generation that would be permitted under SB 100
TOU Period | PG&E | SCE | SDG&E
Summer Peak | 1.1086 | 1.0845 | 1.0809
Summer Shoulder | 1.0725 | 1.08 | 1.0772
Summer Off-Peak | 1.057 | 1.0735 | 1.0677
Winter Peak | - | - | 1.0833
Winter Shoulder | 1.0903 | 1.0773 | 1.0762
Winter Off-Peak | 1.0612 | 1.0705 | 1.0675
Number of hours by TOU Period
Summer Peak | 774 | 504 | 742
Summer Shoulder | 903 | 756 | 954
Summer Off-Peak | 2739 | 1668 | 1976
Winter Peak | 0 | 0 | 441
Winter Shoulder | 1612 | 2197 | 1911
Winter Off-Peak | 2732 | 3635 | 2736
Total Hours | 8760 | 8760 | 8760