## UPLOAD_2023_Res_InLtg
Version | VersionSource | LastMod | PA | BldgType | BldgVint | BldgLoc | BldgHVAC | IE_kWh | IE_kW | IE_therm | EFLH | CDF | LightingType | LastModComment | LastModBy | Created | CreatedComment | CreatedBy | StartDate | ExpiryDate
DEER2023 | D23 v0 |  | Any | DMo | Ex | CZ01 | rWtd |  |  |  |  | 0.0802 | Res-Indoor-Screw
DEER2023 | D23 v0 |  | Any | DMo | Ex | CZ02 | rWtd |  |  |  |  | 0.0678 | Res-Indoor-Screw
DEER2023 | D23 v0 |  | Any | DMo | Ex | CZ03 | rWtd |  |  |  |  | 0.0678 | Res-Indoor-Screw
DEER2023 | D23 v0 |  | Any | DMo | Ex | CZ04 | rWtd |  |  |  |  | 0.0802 | Res-Indoor-Screw
DEER2023 | D23 v0 |  | Any | DMo | Ex | CZ05 | rWtd |  |  |  |  | 0.0802 | Res-Indoor-Screw
DEER2023 | D23 v0 |  | Any | DMo | Ex | CZ06 | rWtd |  |  |  |  | 0.0802 | Res-Indoor-Screw
DEER2023 | D23 v0 |  | Any | DMo | Ex | CZ07 | rWtd |  |  |  |  | 0.0802 | Res-Indoor-Screw
DEER2023 | D23 v0 |  | Any | DMo | Ex | CZ08 | rWtd |  |  |  |  | 0.0802 | Res-Indoor-Screw
DEER2023 | D23 v0 |  | Any | DMo | Ex | CZ09 | rWtd |  |  |  |  | 0.0802 | Res-Indoor-Screw
DEER2023 | D23 v0 |  | Any | DMo | Ex | CZ10 | rWtd |  |  |  |  | 0.0802 | Res-Indoor-Screw
DEER2023 | D23 v0 |  | Any | DMo | Ex | CZ11 | rWtd |  |  |  |  | 0.0678 | Res-Indoor-Screw
DEER2023 | D23 v0 |  | Any | DMo | Ex | CZ12 | rWtd |  |  |  |  | 0.0678 | Res-Indoor-Screw
DEER2023 | D23 v0 |  | Any | DMo | Ex | CZ13 | rWtd |  |  |  |  | 0.0678 | Res-Indoor-Screw
DEER2023 | D23 v0 |  | Any | DMo | Ex | CZ14 | rWtd |  |  |  |  | 0.0728 | Res-Indoor-Screw
DEER2023 | D23 v0 |  | Any | DMo | Ex | CZ15 | rWtd |  |  |  |  | 0.0728 | Res-Indoor-Screw
DEER2023 | D23 v0 |  | Any | DMo | Ex | CZ16 | rWtd |  |  |  |  | 0.0678 | Res-Indoor-Screw
DEER2023 | D23 v0 |  | Any | DMo | New | CZ01 | rWtd |  |  |  |  | 0.0802 | Res-Indoor-Screw
DEER2023 | D23 v0 |  | Any | DMo | New | CZ02 | rWtd |  |  |  |  | 0.0678 | Res-Indoor-Screw
DEER2023 | D23 v0 |  | Any | DMo | New | CZ03 | rWtd |  |  |  |  | 0.0678 | Res-Indoor-Screw
DEER2023 | D23 v0 |  | Any | DMo | New | CZ04 | rWtd |  |  |  |  | 0.0802 | Res-Indoor-Screw
DEER2023 | D23 v0 |  | Any | DMo | New | CZ05 | rWtd |  |  |  |  | 0.0802 | Res-Indoor-Screw
DEER2023 | D23 v0 |  | Any | DMo | New | CZ06 | rWtd |  |  |  |  | 0.0802 | Res-Indoor-Screw
DEER2023 | D23 v0 |  | Any | DMo | New | CZ07 | rWtd |  |  |  |  | 0.0802 | Res-Indoor-Screw
DEER2023 | D23 v0 |  | Any | DMo | New | CZ08 | rWtd |  |  |  |  | 0.0802 | Res-Indoor-Screw
DEER2023 | D23 v0 |  | Any | DMo | New | CZ09 | rWtd |  |  |  |  | 0.0802 | Res-Indoor-Screw
DEER2023 | D23 v0 |  | Any | DMo | New | CZ10 | rWtd |  |  |  |  | 0.0802 | Res-Indoor-Screw
DEER2023 | D23 v0 |  | Any | DMo | New | CZ11 | rWtd |  |  |  |  | 0.0678 | Res-Indoor-Screw
DEER2023 | D23 v0 |  | Any | DMo | New | CZ12 | rWtd |  |  |  |  | 0.0678 | Res-Indoor-Screw
DEER2023 | D23 v0 |  | Any | DMo | New | CZ13 | rWtd |  |  |  |  | 0.0678 | Res-Indoor-Screw
DEER2023 | D23 v0 |  | Any | DMo | New | CZ14 | rWtd |  |  |  |  | 0.0728 | Res-Indoor-Screw
DEER2023 | D23 v0 |  | Any | DMo | New | CZ15 | rWtd |  |  |  |  | 0.0728 | Res-Indoor-Screw
DEER2023 | D23 v0 |  | Any | DMo | New | CZ16 | rWtd |  |  |  |  | 0.0678 | Res-Indoor-Screw
DEER2023 | D23 v0 |  | Any | DMo | Old | CZ01 | rWtd |  |  |  |  | 0.0802 | Res-Indoor-Screw
DEER2023 | D23 v0 |  | Any | DMo | Old | CZ02 | rWtd |  |  |  |  | 0.0678 | Res-Indoor-Screw
DEER2023 | D23 v0 |  | Any | DMo | Old | CZ03 | rWtd |  |  |  |  | 0.0678 | Res-Indoor-Screw
DEER2023 | D23 v0 |  | Any | DMo | Old | CZ04 | rWtd |  |  |  |  | 0.0802 | Res-Indoor-Screw
DEER2023 | D23 v0 |  | Any | DMo | Old | CZ05 | rWtd |  |  |  |  | 0.0802 | Res-Indoor-Screw
DEER2023 | D23 v0 |  | Any | DMo | Old | CZ06 | rWtd |  |  |  |  | 0.0802 | Res-Indoor-Screw
DEER2023 | D23 v0 |  | Any | DMo | Old | CZ07 | rWtd |  |  |  |  | 0.0802 | Res-Indoor-Screw
DEER2023 | D23 v0 |  | Any | DMo | Old | CZ08 | rWtd |  |  |  |  | 0.0802 | Res-Indoor-Screw
DEER2023 | D23 v0 |  | Any | DMo | Old | CZ09 | rWtd |  |  |  |  | 0.0802 | Res-Indoor-Screw
DEER2023 | D23 v0 |  | Any | DMo | Old | CZ10 | rWtd |  |  |  |  | 0.0802 | Res-Indoor-Screw
DEER2023 | D23 v0 |  | Any | DMo | Old | CZ11 | rWtd |  |  |  |  | 0.0678 | Res-Indoor-Screw
DEER2023 | D23 v0 |  | Any | DMo | Old | CZ12 | rWtd |  |  |  |  | 0.0678 | Res-Indoor-Screw
DEER2023 | D23 v0 |  | Any | DMo | Old | CZ13 | rWtd |  |  |  |  | 0.0678 | Res-Indoor-Screw
DEER2023 | D23 v0 |  | Any | DMo | Old | CZ14 | rWtd |  |  |  |  | 0.0728 | Res-Indoor-Screw
DEER2023 | D23 v0 |  | Any | DMo | Old | CZ15 | rWtd |  |  |  |  | 0.0728 | Res-Indoor-Screw
DEER2023 | D23 v0 |  | Any | DMo | Old | CZ16 | rWtd |  |  |  |  | 0.0678 | Res-Indoor-Screw
DEER2023 | D23 v0 |  | Any | DMo | Rec | CZ01 | rWtd |  |  |  |  | 0.0802 | Res-Indoor-Screw
DEER2023 | D23 v0 |  | Any | DMo | Rec | CZ02 | rWtd |  |  |  |  | 0.0678 | Res-Indoor-Screw
DEER2023 | D23 v0 |  | Any | DMo | Rec | CZ03 | rWtd |  |  |  |  | 0.0678 | Res-Indoor-Screw
DEER2023 | D23 v0 |  | Any | DMo | Rec | CZ04 | rWtd |  |  |  |  | 0.0802 | Res-Indoor-Screw
DEER2023 | D23 v0 |  | Any | DMo | Rec | CZ05 | rWtd |  |  |  |  | 0.0802 | Res-Indoor-Screw
DEER2023 | D23 v0 |  | Any | DMo | Rec | CZ06 | rWtd |  |  |  |  | 0.0802 | Res-Indoor-Screw
DEER2023 | D23 v0 |  | Any | DMo | Rec | CZ07 | rWtd |  |  |  |  | 0.0802 | Res-Indoor-Screw
DEER2023 | D23 v0 |  | Any | DMo | Rec | CZ08 | rWtd |  |  |  |  | 0.0802 | Res-Indoor-Screw
DEER2023 | D23 v0 |  | Any | DMo | Rec | CZ09 | rWtd |  |  |  |  | 0.0802 | Res-Indoor-Screw
DEER2023 | D23 v0 |  | Any | DMo | Rec | CZ10 | rWtd |  |  |  |  | 0.0802 | Res-Indoor-Screw
DEER2023 | D23 v0 |  | Any | DMo | Rec | CZ11 | rWtd |  |  |  |  | 0.0678 | Res-Indoor-Screw
DEER2023 | D23 v0 |  | Any | DMo | Rec | CZ12 | rWtd |  |  |  |  | 0.0678 | Res-Indoor-Screw
DEER2023 | D23 v0 |  | Any | DMo | Rec | CZ13 | rWtd |  |  |  |  | 0.0678 | Res-Indoor-Screw
DEER2023 | D23 v0 |  | Any | DMo | Rec | CZ14 | rWtd |  |  |  |  | 0.0728 | Res-Indoor-Screw
DEER2023 | D23 v0 |  | Any | DMo | Rec | CZ15 | rWtd |  |  |  |  | 0.0728 | Res-Indoor-Screw
DEER2023 | D23 v0 |  | Any | DMo | Rec | CZ16 | rWtd |  |  |  |  | 0.0678 | Res-Indoor-Screw
DEER2023 | D23 v0 |  | Any | MFm | Ex | CZ01 | rWtd |  |  |  |  | 0.0802 | Res-Indoor-Screw
DEER2023 | D23 v0 |  | Any | MFm | Ex | CZ02 | rWtd |  |  |  |  | 0.0678 | Res-Indoor-Screw
DEER2023 | D23 v0 |  | Any | MFm | Ex | CZ03 | rWtd |  |  |  |  | 0.0678 | Res-Indoor-Screw
DEER2023 | D23 v0 |  | Any | MFm | Ex | CZ04 | rWtd |  |  |  |  | 0.0802 | Res-Indoor-Screw
DEER2023 | D23 v0 |  | Any | MFm | Ex | CZ05 | rWtd |  |  |  |  | 0.0802 | Res-Indoor-Screw
DEER2023 | D23 v0 |  | Any | MFm | Ex | CZ06 | rWtd |  |  |  |  | 0.0802 | Res-Indoor-Screw
DEER2023 | D23 v0 |  | Any | MFm | Ex | CZ07 | rWtd |  |  |  |  | 0.0802 | Res-Indoor-Screw
DEER2023 | D23 v0 |  | Any | MFm | Ex | CZ08 | rWtd |  |  |  |  | 0.0802 | Res-Indoor-Screw
DEER2023 | D23 v0 |  | Any | MFm | Ex | CZ09 | rWtd |  |  |  |  | 0.0802 | Res-Indoor-Screw
DEER2023 | D23 v0 |  | Any | MFm | Ex | CZ10 | rWtd |  |  |  |  | 0.0802 | Res-Indoor-Screw
DEER2023 | D23 v0 |  | Any | MFm | Ex | CZ11 | rWtd |  |  |  |  | 0.0678 | Res-Indoor-Screw
DEER2023 | D23 v0 |  | Any | MFm | Ex | CZ12 | rWtd |  |  |  |  | 0.0678 | Res-Indoor-Screw
DEER2023 | D23 v0 |  | Any | MFm | Ex | CZ13 | rWtd |  |  |  |  | 0.0678 | Res-Indoor-Screw
DEER2023 | D23 v0 |  | Any | MFm | Ex | CZ14 | rWtd |  |  |  |  | 0.0728 | Res-Indoor-Screw
DEER2023 | D23 v0 |  | Any | MFm | Ex | CZ15 | rWtd |  |  |  |  | 0.0728 | Res-Indoor-Screw
DEER2023 | D23 v0 |  | Any | MFm | Ex | CZ16 | rWtd |  |  |  |  | 0.0678 | Res-Indoor-Screw
DEER2023 | D23 v0 |  | Any | MFm | New | CZ01 | rWtd |  |  |  |  | 0.0802 | Res-Indoor-Screw
DEER2023 | D23 v0 |  | Any | MFm | New | CZ02 | rWtd |  |  |  |  | 0.0678 | Res-Indoor-Screw
DEER2023 | D23 v0 |  | Any | MFm | New | CZ03 | rWtd |  |  |  |  | 0.0678 | Res-Indoor-Screw
DEER2023 | D23 v0 |  | Any | MFm | New | CZ04 | rWtd |  |  |  |  | 0.0802 | Res-Indoor-Screw
DEER2023 | D23 v0 |  | Any | MFm | New | CZ05 | rWtd |  |  |  |  | 0.0802 | Res-Indoor-Screw
DEER2023 | D23 v0 |  | Any | MFm | New | CZ06 | rWtd |  |  |  |  | 0.0802 | Res-Indoor-Screw
DEER2023 | D23 v0 |  | Any | MFm | New | CZ07 | rWtd |  |  |  |  | 0.0802 | Res-Indoor-Screw
DEER2023 | D23 v0 |  | Any | MFm | New | CZ08 | rWtd |  |  |  |  | 0.0802 | Res-Indoor-Screw
DEER2023 | D23 v0 |  | Any | MFm | New | CZ09 | rWtd |  |  |  |  | 0.0802 | Res-Indoor-Screw
DEER2023 | D23 v0 |  | Any | MFm | New | CZ10 | rWtd |  |  |  |  | 0.0802 | Res-Indoor-Screw
DEER2023 | D23 v0 |  | Any | MFm | New | CZ11 | rWtd |  |  |  |  | 0.0678 | Res-Indoor-Screw
DEER2023 | D23 v0 |  | Any | MFm | New | CZ12 | rWtd |  |  |  |  | 0.0678 | Res-Indoor-Screw
DEER2023 | D23 v0 |  | Any | MFm | New | CZ13 | rWtd |  |  |  |  | 0.0678 | Res-Indoor-Screw
DEER2023 | D23 v0 |  | Any | MFm | New | CZ14 | rWtd |  |  |  |  | 0.0728 | Res-Indoor-Screw
DEER2023 | D23 v0 |  | Any | MFm | New | CZ15 | rWtd |  |  |  |  | 0.0728 | Res-Indoor-Screw
DEER2023 | D23 v0 |  | Any | MFm | New | CZ16 | rWtd |  |  |  |  | 0.0678 | Res-Indoor-Screw
DEER2023 | D23 v0 |  | Any | MFm | Old | CZ01 | rWtd |  |  |  |  | 0.0802 | Res-Indoor-Screw
DEER2023 | D23 v0 |  | Any | MFm | Old | CZ02 | rWtd |  |  |  |  | 0.0678 | Res-Indoor-Screw
DEER2023 | D23 v0 |  | Any | MFm | Old | CZ03 | rWtd |  |  |  |  | 0.0678 | Res-Indoor-Screw
DEER2023 | D23 v0 |  | Any | MFm | Old | CZ04 | rWtd |  |  |  |  | 0.0802 | Res-Indoor-Screw
DEER2023 | D23 v0 |  | Any | MFm | Old | CZ05 | rWtd |  |  |  |  | 0.0802 | Res-Indoor-Screw
DEER2023 | D23 v0 |  | Any | MFm | Old | CZ06 | rWtd |  |  |  |  | 0.0802 | Res-Indoor-Screw
DEER2023 | D23 v0 |  | Any | MFm | Old | CZ07 | rWtd |  |  |  |  | 0.0802 | Res-Indoor-Screw
DEER2023 | D23 v0 |  | Any | MFm | Old | CZ08 | rWtd |  |  |  |  | 0.0802 | Res-Indoor-Screw
DEER2023 | D23 v0 |  | Any | MFm | Old | CZ09 | rWtd |  |  |  |  | 0.0802 | Res-Indoor-Screw
DEER2023 | D23 v0 |  | Any | MFm | Old | CZ10 | rWtd |  |  |  |  | 0.0802 | Res-Indoor-Screw
DEER2023 | D23 v0 |  | Any | MFm | Old | CZ11 | rWtd |  |  |  |  | 0.0678 | Res-Indoor-Screw
DEER2023 | D23 v0 |  | Any | MFm | Old | CZ12 | rWtd |  |  |  |  | 0.0678 | Res-Indoor-Screw
DEER2023 | D23 v0 |  | Any | MFm | Old | CZ13 | rWtd |  |  |  |  | 0.0678 | Res-Indoor-Screw
DEER2023 | D23 v0 |  | Any | MFm | Old | CZ14 | rWtd |  |  |  |  | 0.0728 | Res-Indoor-Screw
DEER2023 | D23 v0 |  | Any | MFm | Old | CZ15 | rWtd |  |  |  |  | 0.0728 | Res-Indoor-Screw
DEER2023 | D23 v0 |  | Any | MFm | Old | CZ16 | rWtd |  |  |  |  | 0.0678 | Res-Indoor-Screw
DEER2023 | D23 v0 |  | Any | MFm | Rec | CZ01 | rWtd |  |  |  |  | 0.0802 | Res-Indoor-Screw
DEER2023 | D23 v0 |  | Any | MFm | Rec | CZ02 | rWtd |  |  |  |  | 0.0678 | Res-Indoor-Screw
DEER2023 | D23 v0 |  | Any | MFm | Rec | CZ03 | rWtd |  |  |  |  | 0.0678 | Res-Indoor-Screw
DEER2023 | D23 v0 |  | Any | MFm | Rec | CZ04 | rWtd |  |  |  |  | 0.0802 | Res-Indoor-Screw
DEER2023 | D23 v0 |  | Any | MFm | Rec | CZ05 | rWtd |  |  |  |  | 0.0802 | Res-Indoor-Screw
DEER2023 | D23 v0 |  | Any | MFm | Rec | CZ06 | rWtd |  |  |  |  | 0.0802 | Res-Indoor-Screw
DEER2023 | D23 v0 |  | Any | MFm | Rec | CZ07 | rWtd |  |  |  |  | 0.0802 | Res-Indoor-Screw
DEER2023 | D23 v0 |  | Any | MFm | Rec | CZ08 | rWtd |  |  |  |  | 0.0802 | Res-Indoor-Screw
DEER2023 | D23 v0 |  | Any | MFm | Rec | CZ09 | rWtd |  |  |  |  | 0.0802 | Res-Indoor-Screw
DEER2023 | D23 v0 |  | Any | MFm | Rec | CZ10 | rWtd |  |  |  |  | 0.0802 | Res-Indoor-Screw
DEER2023 | D23 v0 |  | Any | MFm | Rec | CZ11 | rWtd |  |  |  |  | 0.0678 | Res-Indoor-Screw
DEER2023 | D23 v0 |  | Any | MFm | Rec | CZ12 | rWtd |  |  |  |  | 0.0678 | Res-Indoor-Screw
DEER2023 | D23 v0 |  | Any | MFm | Rec | CZ13 | rWtd |  |  |  |  | 0.0678 | Res-Indoor-Screw
DEER2023 | D23 v0 |  | Any | MFm | Rec | CZ14 | rWtd |  |  |  |  | 0.0728 | Res-Indoor-Screw
DEER2023 | D23 v0 |  | Any | MFm | Rec | CZ15 | rWtd |  |  |  |  | 0.0728 | Res-Indoor-Screw
DEER2023 | D23 v0 |  | Any | MFm | Rec | CZ16 | rWtd |  |  |  |  | 0.0678 | Res-Indoor-Screw
DEER2023 | D23 v0 |  | Any | Res | Ex | CZ01 | rWtd |  |  |  |  | 0.0802 | Res-Indoor-Screw
DEER2023 | D23 v0 |  | Any | Res | Ex | CZ02 | rWtd |  |  |  |  | 0.0678 | Res-Indoor-Screw
DEER2023 | D23 v0 |  | Any | Res | Ex | CZ03 | rWtd |  |  |  |  | 0.0678 | Res-Indoor-Screw
DEER2023 | D23 v0 |  | Any | Res | Ex | CZ04 | rWtd |  |  |  |  | 0.0802 | Res-Indoor-Screw
DEER2023 | D23 v0 |  | Any | Res | Ex | CZ05 | rWtd |  |  |  |  | 0.0802 | Res-Indoor-Screw
DEER2023 | D23 v0 |  | Any | Res | Ex | CZ06 | rWtd |  |  |  |  | 0.0802 | Res-Indoor-Screw
DEER2023 | D23 v0 |  | Any | Res | Ex | CZ07 | rWtd |  |  |  |  | 0.0802 | Res-Indoor-Screw
DEER2023 | D23 v0 |  | Any | Res | Ex | CZ08 | rWtd |  |  |  |  | 0.0802 | Res-Indoor-Screw
DEER2023 | D23 v0 |  | Any | Res | Ex | CZ09 | rWtd |  |  |  |  | 0.0802 | Res-Indoor-Screw
DEER2023 | D23 v0 |  | Any | Res | Ex | CZ10 | rWtd |  |  |  |  | 0.0802 | Res-Indoor-Screw
DEER2023 | D23 v0 |  | Any | Res | Ex | CZ11 | rWtd |  |  |  |  | 0.0678 | Res-Indoor-Screw
DEER2023 | D23 v0 |  | Any | Res | Ex | CZ12 | rWtd |  |  |  |  | 0.0678 | Res-Indoor-Screw
DEER2023 | D23 v0 |  | Any | Res | Ex | CZ13 | rWtd |  |  |  |  | 0.0678 | Res-Indoor-Screw
DEER2023 | D23 v0 |  | Any | Res | Ex | CZ14 | rWtd |  |  |  |  | 0.0728 | Res-Indoor-Screw
DEER2023 | D23 v0 |  | Any | Res | Ex | CZ15 | rWtd |  |  |  |  | 0.0728 | Res-Indoor-Screw
DEER2023 | D23 v0 |  | Any | Res | Ex | CZ16 | rWtd |  |  |  |  | 0.0678 | Res-Indoor-Screw
DEER2023 | D23 v0 |  | Any | Res | New | CZ01 | rWtd |  |  |  |  | 0.0802 | Res-Indoor-Screw
DEER2023 | D23 v0 |  | Any | Res | New | CZ02 | rWtd |  |  |  |  | 0.0678 | Res-Indoor-Screw
DEER2023 | D23 v0 |  | Any | Res | New | CZ03 | rWtd |  |  |  |  | 0.0678 | Res-Indoor-Screw
DEER2023 | D23 v0 |  | Any | Res | New | CZ04 | rWtd |  |  |  |  | 0.0802 | Res-Indoor-Screw
DEER2023 | D23 v0 |  | Any | Res | New | CZ05 | rWtd |  |  |  |  | 0.0802 | Res-Indoor-Screw
DEER2023 | D23 v0 |  | Any | Res | New | CZ06 | rWtd |  |  |  |  | 0.0802 | Res-Indoor-Screw
DEER2023 | D23 v0 |  | Any | Res | New | CZ07 | rWtd |  |  |  |  | 0.0802 | Res-Indoor-Screw
DEER2023 | D23 v0 |  | Any | Res | New | CZ08 | rWtd |  |  |  |  | 0.0802 | Res-Indoor-Screw
DEER2023 | D23 v0 |  | Any | Res | New | CZ09 | rWtd |  |  |  |  | 0.0802 | Res-Indoor-Screw
DEER2023 | D23 v0 |  | Any | Res | New | CZ10 | rWtd |  |  |  |  | 0.0802 | Res-Indoor-Screw
DEER2023 | D23 v0 |  | Any | Res | New | CZ11 | rWtd |  |  |  |  | 0.0678 | Res-Indoor-Screw
DEER2023 | D23 v0 |  | Any | Res | New | CZ12 | rWtd |  |  |  |  | 0.0678 | Res-Indoor-Screw
DEER2023 | D23 v0 |  | Any | Res | New | CZ13 | rWtd |  |  |  |  | 0.0678 | Res-Indoor-Screw
DEER2023 | D23 v0 |  | Any | Res | New | CZ14 | rWtd |  |  |  |  | 0.0728 | Res-Indoor-Screw
DEER2023 | D23 v0 |  | Any | Res | New | CZ15 | rWtd |  |  |  |  | 0.0728 | Res-Indoor-Screw
DEER2023 | D23 v0 |  | Any | Res | New | CZ16 | rWtd |  |  |  |  | 0.0678 | Res-Indoor-Screw
DEER2023 | D23 v0 |  | Any | Res | Old | CZ01 | rWtd |  |  |  |  | 0.0802 | Res-Indoor-Screw
DEER2023 | D23 v0 |  | Any | Res | Old | CZ02 | rWtd |  |  |  |  | 0.0678 | Res-Indoor-Screw
DEER2023 | D23 v0 |  | Any | Res | Old | CZ03 | rWtd |  |  |  |  | 0.0678 | Res-Indoor-Screw
DEER2023 | D23 v0 |  | Any | Res | Old | CZ04 | rWtd |  |  |  |  | 0.0802 | Res-Indoor-Screw
DEER2023 | D23 v0 |  | Any | Res | Old | CZ05 | rWtd |  |  |  |  | 0.0802 | Res-Indoor-Screw
DEER2023 | D23 v0 |  | Any | Res | Old | CZ06 | rWtd |  |  |  |  | 0.0802 | Res-Indoor-Screw
DEER2023 | D23 v0 |  | Any | Res | Old | CZ07 | rWtd |  |  |  |  | 0.0802 | Res-Indoor-Screw
DEER2023 | D23 v0 |  | Any | Res | Old | CZ08 | rWtd |  |  |  |  | 0.0802 | Res-Indoor-Screw
DEER2023 | D23 v0 |  | Any | Res | Old | CZ09 | rWtd |  |  |  |  | 0.0802 | Res-Indoor-Screw
DEER2023 | D23 v0 |  | Any | Res | Old | CZ10 | rWtd |  |  |  |  | 0.0802 | Res-Indoor-Screw
DEER2023 | D23 v0 |  | Any | Res | Old | CZ11 | rWtd |  |  |  |  | 0.0678 | Res-Indoor-Screw
DEER2023 | D23 v0 |  | Any | Res | Old | CZ12 | rWtd |  |  |  |  | 0.0678 | Res-Indoor-Screw
DEER2023 | D23 v0 |  | Any | Res | Old | CZ13 | rWtd |  |  |  |  | 0.0678 | Res-Indoor-Screw
DEER2023 | D23 v0 |  | Any | Res | Old | CZ14 | rWtd |  |  |  |  | 0.0728 | Res-Indoor-Screw
DEER2023 | D23 v0 |  | Any | Res | Old | CZ15 | rWtd |  |  |  |  | 0.0728 | Res-Indoor-Screw
DEER2023 | D23 v0 |  | Any | Res | Old | CZ16 | rWtd |  |  |  |  | 0.0678 | Res-Indoor-Screw
DEER2023 | D23 v0 |  | Any | Res | Rec | CZ01 | rWtd |  |  |  |  | 0.0802 | Res-Indoor-Screw
DEER2023 | D23 v0 |  | Any | Res | Rec | CZ02 | rWtd |  |  |  |  | 0.0678 | Res-Indoor-Screw
DEER2023 | D23 v0 |  | Any | Res | Rec | CZ03 | rWtd |  |  |  |  | 0.0678 | Res-Indoor-Screw
DEER2023 | D23 v0 |  | Any | Res | Rec | CZ04 | rWtd |  |  |  |  | 0.0802 | Res-Indoor-Screw
DEER2023 | D23 v0 |  | Any | Res | Rec | CZ05 | rWtd |  |  |  |  | 0.0802 | Res-Indoor-Screw
DEER2023 | D23 v0 |  | Any | Res | Rec | CZ06 | rWtd |  |  |  |  | 0.0802 | Res-Indoor-Screw
DEER2023 | D23 v0 |  | Any | Res | Rec | CZ07 | rWtd |  |  |  |  | 0.0802 | Res-Indoor-Screw
DEER2023 | D23 v0 |  | Any | Res | Rec | CZ08 | rWtd |  |  |  |  | 0.0802 | Res-Indoor-Screw
DEER2023 | D23 v0 |  | Any | Res | Rec | CZ09 | rWtd |  |  |  |  | 0.0802 | Res-Indoor-Screw
DEER2023 | D23 v0 |  | Any | Res | Rec | CZ10 | rWtd |  |  |  |  | 0.0802 | Res-Indoor-Screw
DEER2023 | D23 v0 |  | Any | Res | Rec | CZ11 | rWtd |  |  |  |  | 0.0678 | Res-Indoor-Screw
DEER2023 | D23 v0 |  | Any | Res | Rec | CZ12 | rWtd |  |  |  |  | 0.0678 | Res-Indoor-Screw
DEER2023 | D23 v0 |  | Any | Res | Rec | CZ13 | rWtd |  |  |  |  | 0.0678 | Res-Indoor-Screw
DEER2023 | D23 v0 |  | Any | Res | Rec | CZ14 | rWtd |  |  |  |  | 0.0728 | Res-Indoor-Screw
DEER2023 | D23 v0 |  | Any | Res | Rec | CZ15 | rWtd |  |  |  |  | 0.0728 | Res-Indoor-Screw
DEER2023 | D23 v0 |  | Any | Res | Rec | CZ16 | rWtd |  |  |  |  | 0.0678 | Res-Indoor-Screw
DEER2023 | D23 v0 |  | Any | SFm | Ex | CZ01 | rWtd |  |  |  |  | 0.0802 | Res-Indoor-Screw
DEER2023 | D23 v0 |  | Any | SFm | Ex | CZ02 | rWtd |  |  |  |  | 0.0678 | Res-Indoor-Screw
DEER2023 | D23 v0 |  | Any | SFm | Ex | CZ03 | rWtd |  |  |  |  | 0.0678 | Res-Indoor-Screw
DEER2023 | D23 v0 |  | Any | SFm | Ex | CZ04 | rWtd |  |  |  |  | 0.0802 | Res-Indoor-Screw
DEER2023 | D23 v0 |  | Any | SFm | Ex | CZ05 | rWtd |  |  |  |  | 0.0802 | Res-Indoor-Screw
DEER2023 | D23 v0 |  | Any | SFm | Ex | CZ06 | rWtd |  |  |  |  | 0.0802 | Res-Indoor-Screw
DEER2023 | D23 v0 |  | Any | SFm | Ex | CZ07 | rWtd |  |  |  |  | 0.0802 | Res-Indoor-Screw
DEER2023 | D23 v0 |  | Any | SFm | Ex | CZ08 | rWtd |  |  |  |  | 0.0802 | Res-Indoor-Screw
DEER2023 | D23 v0 |  | Any | SFm | Ex | CZ09 | rWtd |  |  |  |  | 0.0802 | Res-Indoor-Screw
DEER2023 | D23 v0 |  | Any | SFm | Ex | CZ10 | rWtd |  |  |  |  | 0.0802 | Res-Indoor-Screw
DEER2023 | D23 v0 |  | Any | SFm | Ex | CZ11 | rWtd |  |  |  |  | 0.0678 | Res-Indoor-Screw
DEER2023 | D23 v0 |  | Any | SFm | Ex | CZ12 | rWtd |  |  |  |  | 0.0678 | Res-Indoor-Screw
DEER2023 | D23 v0 |  | Any | SFm | Ex | CZ13 | rWtd |  |  |  |  | 0.0678 | Res-Indoor-Screw
DEER2023 | D23 v0 |  | Any | SFm | Ex | CZ14 | rWtd |  |  |  |  | 0.0728 | Res-Indoor-Screw
DEER2023 | D23 v0 |  | Any | SFm | Ex | CZ15 | rWtd |  |  |  |  | 0.0728 | Res-Indoor-Screw
DEER2023 | D23 v0 |  | Any | SFm | Ex | CZ16 | rWtd |  |  |  |  | 0.0678 | Res-Indoor-Screw
DEER2023 | D23 v0 |  | Any | SFm | New | CZ01 | rWtd |  |  |  |  | 0.0802 | Res-Indoor-Screw
DEER2023 | D23 v0 |  | Any | SFm | New | CZ02 | rWtd |  |  |  |  | 0.0678 | Res-Indoor-Screw
DEER2023 | D23 v0 |  | Any | SFm | New | CZ03 | rWtd |  |  |  |  | 0.0678 | Res-Indoor-Screw
DEER2023 | D23 v0 |  | Any | SFm | New | CZ04 | rWtd |  |  |  |  | 0.0802 | Res-Indoor-Screw
DEER2023 | D23 v0 |  | Any | SFm | New | CZ05 | rWtd |  |  |  |  | 0.0802 | Res-Indoor-Screw
DEER2023 | D23 v0 |  | Any | SFm | New | CZ06 | rWtd |  |  |  |  | 0.0802 | Res-Indoor-Screw
DEER2023 | D23 v0 |  | Any | SFm | New | CZ07 | rWtd |  |  |  |  | 0.0802 | Res-Indoor-Screw
DEER2023 | D23 v0 |  | Any | SFm | New | CZ08 | rWtd |  |  |  |  | 0.0802 | Res-Indoor-Screw
DEER2023 | D23 v0 |  | Any | SFm | New | CZ09 | rWtd |  |  |  |  | 0.0802 | Res-Indoor-Screw
DEER2023 | D23 v0 |  | Any | SFm | New | CZ10 | rWtd |  |  |  |  | 0.0802 | Res-Indoor-Screw
DEER2023 | D23 v0 |  | Any | SFm | New | CZ11 | rWtd |  |  |  |  | 0.0678 | Res-Indoor-Screw
DEER2023 | D23 v0 |  | Any | SFm | New | CZ12 | rWtd |  |  |  |  | 0.0678 | Res-Indoor-Screw
DEER2023 | D23 v0 |  | Any | SFm | New | CZ13 | rWtd |  |  |  |  | 0.0678 | Res-Indoor-Screw
DEER2023 | D23 v0 |  | Any | SFm | New | CZ14 | rWtd |  |  |  |  | 0.0728 | Res-Indoor-Screw
DEER2023 | D23 v0 |  | Any | SFm | New | CZ15 | rWtd |  |  |  |  | 0.0728 | Res-Indoor-Screw
DEER2023 | D23 v0 |  | Any | SFm | New | CZ16 | rWtd |  |  |  |  | 0.0678 | Res-Indoor-Screw
DEER2023 | D23 v0 |  | Any | SFm | Old | CZ01 | rWtd |  |  |  |  | 0.0802 | Res-Indoor-Screw
DEER2023 | D23 v0 |  | Any | SFm | Old | CZ02 | rWtd |  |  |  |  | 0.0678 | Res-Indoor-Screw
DEER2023 | D23 v0 |  | Any | SFm | Old | CZ03 | rWtd |  |  |  |  | 0.0678 | Res-Indoor-Screw
DEER2023 | D23 v0 |  | Any | SFm | Old | CZ04 | rWtd |  |  |  |  | 0.0802 | Res-Indoor-Screw
DEER2023 | D23 v0 |  | Any | SFm | Old | CZ05 | rWtd |  |  |  |  | 0.0802 | Res-Indoor-Screw
DEER2023 | D23 v0 |  | Any | SFm | Old | CZ06 | rWtd |  |  |  |  | 0.0802 | Res-Indoor-Screw
DEER2023 | D23 v0 |  | Any | SFm | Old | CZ07 | rWtd |  |  |  |  | 0.0802 | Res-Indoor-Screw
DEER2023 | D23 v0 |  | Any | SFm | Old | CZ08 | rWtd |  |  |  |  | 0.0802 | Res-Indoor-Screw
DEER2023 | D23 v0 |  | Any | SFm | Old | CZ09 | rWtd |  |  |  |  | 0.0802 | Res-Indoor-Screw
DEER2023 | D23 v0 |  | Any | SFm | Old | CZ10 | rWtd |  |  |  |  | 0.0802 | Res-Indoor-Screw
DEER2023 | D23 v0 |  | Any | SFm | Old | CZ11 | rWtd |  |  |  |  | 0.0678 | Res-Indoor-Screw
DEER2023 | D23 v0 |  | Any | SFm | Old | CZ12 | rWtd |  |  |  |  | 0.0678 | Res-Indoor-Screw
DEER2023 | D23 v0 |  | Any | SFm | Old | CZ13 | rWtd |  |  |  |  | 0.0678 | Res-Indoor-Screw
DEER2023 | D23 v0 |  | Any | SFm | Old | CZ14 | rWtd |  |  |  |  | 0.0728 | Res-Indoor-Screw
DEER2023 | D23 v0 |  | Any | SFm | Old | CZ15 | rWtd |  |  |  |  | 0.0728 | Res-Indoor-Screw
DEER2023 | D23 v0 |  | Any | SFm | Old | CZ16 | rWtd |  |  |  |  | 0.0678 | Res-Indoor-Screw
DEER2023 | D23 v0 |  | Any | SFm | Rec | CZ01 | rWtd |  |  |  |  | 0.0802 | Res-Indoor-Screw
DEER2023 | D23 v0 |  | Any | SFm | Rec | CZ02 | rWtd |  |  |  |  | 0.0678 | Res-Indoor-Screw
DEER2023 | D23 v0 |  | Any | SFm | Rec | CZ03 | rWtd |  |  |  |  | 0.0678 | Res-Indoor-Screw
DEER2023 | D23 v0 |  | Any | SFm | Rec | CZ04 | rWtd |  |  |  |  | 0.0802 | Res-Indoor-Screw
DEER2023 | D23 v0 |  | Any | SFm | Rec | CZ05 | rWtd |  |  |  |  | 0.0802 | Res-Indoor-Screw
DEER2023 | D23 v0 |  | Any | SFm | Rec | CZ06 | rWtd |  |  |  |  | 0.0802 | Res-Indoor-Screw
DEER2023 | D23 v0 |  | Any | SFm | Rec | CZ07 | rWtd |  |  |  |  | 0.0802 | Res-Indoor-Screw
DEER2023 | D23 v0 |  | Any | SFm | Rec | CZ08 | rWtd |  |  |  |  | 0.0802 | Res-Indoor-Screw
DEER2023 | D23 v0 |  | Any | SFm | Rec | CZ09 | rWtd |  |  |  |  | 0.0802 | Res-Indoor-Screw
DEER2023 | D23 v0 |  | Any | SFm | Rec | CZ10 | rWtd |  |  |  |  | 0.0802 | Res-Indoor-Screw
DEER2023 | D23 v0 |  | Any | SFm | Rec | CZ11 | rWtd |  |  |  |  | 0.0678 | Res-Indoor-Screw
DEER2023 | D23 v0 |  | Any | SFm | Rec | CZ12 | rWtd |  |  |  |  | 0.0678 | Res-Indoor-Screw
DEER2023 | D23 v0 |  | Any | SFm | Rec | CZ13 | rWtd |  |  |  |  | 0.0678 | Res-Indoor-Screw
DEER2023 | D23 v0 |  | Any | SFm | Rec | CZ14 | rWtd |  |  |  |  | 0.0728 | Res-Indoor-Screw
DEER2023 | D23 v0 |  | Any | SFm | Rec | CZ15 | rWtd |  |  |  |  | 0.0728 | Res-Indoor-Screw
DEER2023 | D23 v0 |  | Any | SFm | Rec | CZ16 | rWtd |  |  |  |  | 0.0678 | Res-Indoor-Screw

## DOWNLOAD_2020_Res_InLtg
Version | VersionSource | LastMod | PA | BldgType | BldgVint | BldgLoc | BldgHVAC | IE_kWh | IE_kW | IE_therm | EFLH | CDF | LightingType | LastModComment | LastModBy | Created | CreatedComment | CreatedBy | StartDate | ExpiryDate
DEER2020 | D20 v0 | 2019-11-07 | Any | DMo | Ex | CZ01 | rWtd | 0.96 | 1.01 | -0.0245 | 541 | 0.0802 | Res-Indoor-Screw
DEER2020 | D20 v0 | 2019-11-07 | Any | DMo | Ex | CZ02 | rWtd | 1.05 | 1.66 | -0.0198 | 541 | 0.0678 | Res-Indoor-Screw
DEER2020 | D20 v0 | 2019-11-07 | Any | DMo | Ex | CZ03 | rWtd | 0.96 | 1.19 | -0.0227 | 541 | 0.0678 | Res-Indoor-Screw
DEER2020 | D20 v0 | 2019-11-07 | Any | DMo | Ex | CZ04 | rWtd | 1.03 | 1.37 | -0.0205 | 541 | 0.0802 | Res-Indoor-Screw
DEER2020 | D20 v0 | 2019-11-07 | Any | DMo | Ex | CZ05 | rWtd | 0.93 | 1.05 | -0.0246 | 541 | 0.0802 | Res-Indoor-Screw
DEER2020 | D20 v0 | 2019-11-07 | Any | DMo | Ex | CZ06 | rWtd | 0.99 | 1.09 | -0.0168 | 541 | 0.0802 | Res-Indoor-Screw
DEER2020 | D20 v0 | 2019-11-07 | Any | DMo | Ex | CZ07 | rWtd | 1.02 | 1.12 | -0.0126 | 541 | 0.0802 | Res-Indoor-Screw
DEER2020 | D20 v0 | 2019-11-07 | Any | DMo | Ex | CZ08 | rWtd | 1.12 | 1.35 | -0.0131 | 541 | 0.0802 | Res-Indoor-Screw
DEER2020 | D20 v0 | 2019-11-07 | Any | DMo | Ex | CZ09 | rWtd | 1.11 | 1.41 | -0.0148 | 541 | 0.0802 | Res-Indoor-Screw
DEER2020 | D20 v0 | 2019-11-07 | Any | DMo | Ex | CZ10 | rWtd | 1.15 | 1.5 | -0.0152 | 541 | 0.0802 | Res-Indoor-Screw
DEER2020 | D20 v0 | 2019-11-07 | Any | DMo | Ex | CZ11 | rWtd | 1.13 | 1.48 | -0.019 | 541 | 0.0678 | Res-Indoor-Screw
DEER2020 | D20 v0 | 2019-11-07 | Any | DMo | Ex | CZ12 | rWtd | 1.11 | 1.53 | -0.0184 | 541 | 0.0678 | Res-Indoor-Screw
DEER2020 | D20 v0 | 2019-11-07 | Any | DMo | Ex | CZ13 | rWtd | 1.09 | 1.38 | -0.0177 | 541 | 0.0678 | Res-Indoor-Screw
DEER2020 | D20 v0 | 2019-11-07 | Any | DMo | Ex | CZ14 | rWtd | 1.11 | 1.43 | -0.0185 | 541 | 0.0728 | Res-Indoor-Screw
DEER2020 | D20 v0 | 2019-11-07 | Any | DMo | Ex | CZ15 | rWtd | 1.24 | 1.54 | -0.00694 | 541 | 0.0728 | Res-Indoor-Screw
DEER2020 | D20 v0 | 2019-11-07 | Any | DMo | Ex | CZ16 | rWtd | 1.05 | 1.46 | -0.0201 | 541 | 0.0678 | Res-Indoor-Screw
DEER2020 | D20 v0 | 2019-11-07 | Any | DMo | New | CZ01 | rWtd | 0.96 | 1.03 | -0.0246 | 541 | 0.0802 | Res-Indoor-Screw
DEER2020 | D20 v0 | 2019-11-07 | Any | DMo | New | CZ02 | rWtd | 1.06 | 1.48 | -0.0219 | 541 | 0.0678 | Res-Indoor-Screw
DEER2020 | D20 v0 | 2019-11-07 | Any | DMo | New | CZ03 | rWtd | 0.95 | 1 | -0.0214 | 541 | 0.0678 | Res-Indoor-Screw
DEER2020 | D20 v0 | 2019-11-07 | Any | DMo | New | CZ04 | rWtd | 1.04 | 1.28 | -0.019 | 541 | 0.0802 | Res-Indoor-Screw
DEER2020 | D20 v0 | 2019-11-07 | Any | DMo | New | CZ05 | rWtd | 0.94 | 1 | -0.0246 | 541 | 0.0802 | Res-Indoor-Screw
DEER2020 | D20 v0 | 2019-11-07 | Any | DMo | New | CZ06 | rWtd | 0.97 | 1.01 | -0.0157 | 541 | 0.0802 | Res-Indoor-Screw
DEER2020 | D20 v0 | 2019-11-07 | Any | DMo | New | CZ07 | rWtd | 1.07 | 1.19 | -0.00781 | 541 | 0.0802 | Res-Indoor-Screw
DEER2020 | D20 v0 | 2019-11-07 | Any | DMo | New | CZ08 | rWtd | 1.14 | 1.31 | -0.0108 | 541 | 0.0802 | Res-Indoor-Screw
DEER2020 | D20 v0 | 2019-11-07 | Any | DMo | New | CZ09 | rWtd | 1.11 | 1.33 | -0.0136 | 541 | 0.0802 | Res-Indoor-Screw
DEER2020 | D20 v0 | 2019-11-07 | Any | DMo | New | CZ10 | rWtd | 1.14 | 1.43 | -0.0152 | 541 | 0.0802 | Res-Indoor-Screw
DEER2020 | D20 v0 | 2019-11-07 | Any | DMo | New | CZ11 | rWtd | 1.13 | 1.42 | -0.0163 | 541 | 0.0678 | Res-Indoor-Screw
DEER2020 | D20 v0 | 2019-11-07 | Any | DMo | New | CZ12 | rWtd | 1.09 | 1.42 | -0.019 | 541 | 0.0678 | Res-Indoor-Screw
DEER2020 | D20 v0 | 2019-11-07 | Any | DMo | New | CZ13 | rWtd | 0.96 | 1 | -0.0168 | 541 | 0.0678 | Res-Indoor-Screw
DEER2020 | D20 v0 | 2019-11-07 | Any | DMo | New | CZ14 | rWtd | 1.06 | 1.26 | -0.0185 | 541 | 0.0728 | Res-Indoor-Screw
DEER2020 | D20 v0 | 2019-11-07 | Any | DMo | New | CZ15 | rWtd | 1.22 | 1.46 | -0.007 | 541 | 0.0728 | Res-Indoor-Screw
DEER2020 | D20 v0 | 2019-11-07 | Any | DMo | New | CZ16 | rWtd | 1.03 | 1.44 | -0.0193 | 541 | 0.0678 | Res-Indoor-Screw
DEER2020 | D20 v0 | 2019-11-07 | Any | DMo | Old | CZ01 | rWtd | 0.95 | 1.01 | -0.0233 | 541 | 0.0802 | Res-Indoor-Screw
DEER2020 | D20 v0 | 2019-11-07 | Any | DMo | Old | CZ02 | rWtd | 1.03 | 1.64 | -0.0207 | 541 | 0.0678 | Res-Indoor-Screw
DEER2020 | D20 v0 | 2019-11-07 | Any | DMo | Old | CZ03 | rWtd | 0.98 | 1.25 | -0.0213 | 541 | 0.0678 | Res-Indoor-Screw
DEER2020 | D20 v0 | 2019-11-07 | Any | DMo | Old | CZ04 | rWtd | 1.06 | 1.37 | -0.0162 | 541 | 0.0802 | Res-Indoor-Screw
DEER2020 | D20 v0 | 2019-11-07 | Any | DMo | Old | CZ05 | rWtd | 0.95 | 1.06 | -0.0237 | 541 | 0.0802 | Res-Indoor-Screw
DEER2020 | D20 v0 | 2019-11-07 | Any | DMo | Old | CZ06 | rWtd | 1.01 | 1.11 | -0.0126 | 541 | 0.0802 | Res-Indoor-Screw
DEER2020 | D20 v0 | 2019-11-07 | Any | DMo | Old | CZ07 | rWtd | 1.01 | 1.08 | -0.012 | 541 | 0.0802 | Res-Indoor-Screw
DEER2020 | D20 v0 | 2019-11-07 | Any | DMo | Old | CZ08 | rWtd | 1.11 | 1.33 | -0.0114 | 541 | 0.0802 | Res-Indoor-Screw
DEER2020 | D20 v0 | 2019-11-07 | Any | DMo | Old | CZ09 | rWtd | 1.12 | 1.39 | -0.0128 | 541 | 0.0802 | Res-Indoor-Screw
DEER2020 | D20 v0 | 2019-11-07 | Any | DMo | Old | CZ10 | rWtd | 1.14 | 1.45 | -0.0127 | 541 | 0.0802 | Res-Indoor-Screw
DEER2020 | D20 v0 | 2019-11-07 | Any | DMo | Old | CZ11 | rWtd | 1.12 | 1.48 | -0.0171 | 541 | 0.0678 | Res-Indoor-Screw
DEER2020 | D20 v0 | 2019-11-07 | Any | DMo | Old | CZ12 | rWtd | 1.1 | 1.58 | -0.0177 | 541 | 0.0678 | Res-Indoor-Screw
DEER2020 | D20 v0 | 2019-11-07 | Any | DMo | Old | CZ13 | rWtd | 1.14 | 1.48 | -0.0166 | 541 | 0.0678 | Res-Indoor-Screw
DEER2020 | D20 v0 | 2019-11-07 | Any | DMo | Old | CZ14 | rWtd | 1.13 | 1.46 | -0.0168 | 541 | 0.0728 | Res-Indoor-Screw
DEER2020 | D20 v0 | 2019-11-07 | Any | DMo | Old | CZ15 | rWtd | 1.23 | 1.51 | -0.0065 | 541 | 0.0728 | Res-Indoor-Screw
DEER2020 | D20 v0 | 2019-11-07 | Any | DMo | Old | CZ16 | rWtd | 1.05 | 1.38 | -0.023 | 541 | 0.0678 | Res-Indoor-Screw
DEER2020 | D20 v0 | 2019-11-07 | Any | DMo | Rec | CZ01 | rWtd | 0.96 | 1.03 | -0.0246 | 541 | 0.0802 | Res-Indoor-Screw
DEER2020 | D20 v0 | 2019-11-07 | Any | DMo | Rec | CZ02 | rWtd | 1.06 | 1.48 | -0.0219 | 541 | 0.0678 | Res-Indoor-Screw
DEER2020 | D20 v0 | 2019-11-07 | Any | DMo | Rec | CZ03 | rWtd | 0.95 | 1 | -0.0214 | 541 | 0.0678 | Res-Indoor-Screw
DEER2020 | D20 v0 | 2019-11-07 | Any | DMo | Rec | CZ04 | rWtd | 1.04 | 1.28 | -0.019 | 541 | 0.0802 | Res-Indoor-Screw
DEER2020 | D20 v0 | 2019-11-07 | Any | DMo | Rec | CZ05 | rWtd | 0.94 | 1 | -0.0246 | 541 | 0.0802 | Res-Indoor-Screw
DEER2020 | D20 v0 | 2019-11-07 | Any | DMo | Rec | CZ06 | rWtd | 0.97 | 1.01 | -0.0157 | 541 | 0.0802 | Res-Indoor-Screw
DEER2020 | D20 v0 | 2019-11-07 | Any | DMo | Rec | CZ07 | rWtd | 1.07 | 1.19 | -0.00781 | 541 | 0.0802 | Res-Indoor-Screw
DEER2020 | D20 v0 | 2019-11-07 | Any | DMo | Rec | CZ08 | rWtd | 1.14 | 1.31 | -0.0108 | 541 | 0.0802 | Res-Indoor-Screw
DEER2020 | D20 v0 | 2019-11-07 | Any | DMo | Rec | CZ09 | rWtd | 1.11 | 1.33 | -0.0136 | 541 | 0.0802 | Res-Indoor-Screw
DEER2020 | D20 v0 | 2019-11-07 | Any | DMo | Rec | CZ10 | rWtd | 1.14 | 1.43 | -0.0152 | 541 | 0.0802 | Res-Indoor-Screw
DEER2020 | D20 v0 | 2019-11-07 | Any | DMo | Rec | CZ11 | rWtd | 1.13 | 1.42 | -0.0163 | 541 | 0.0678 | Res-Indoor-Screw
DEER2020 | D20 v0 | 2019-11-07 | Any | DMo | Rec | CZ12 | rWtd | 1.09 | 1.42 | -0.019 | 541 | 0.0678 | Res-Indoor-Screw
DEER2020 | D20 v0 | 2019-11-07 | Any | DMo | Rec | CZ13 | rWtd | 0.96 | 1 | -0.0168 | 541 | 0.0678 | Res-Indoor-Screw
DEER2020 | D20 v0 | 2019-11-07 | Any | DMo | Rec | CZ14 | rWtd | 1.06 | 1.26 | -0.0185 | 541 | 0.0728 | Res-Indoor-Screw
DEER2020 | D20 v0 | 2019-11-07 | Any | DMo | Rec | CZ15 | rWtd | 1.22 | 1.46 | -0.007 | 541 | 0.0728 | Res-Indoor-Screw
DEER2020 | D20 v0 | 2019-11-07 | Any | DMo | Rec | CZ16 | rWtd | 1.03 | 1.44 | -0.0193 | 541 | 0.0678 | Res-Indoor-Screw
DEER2020 | D20 v0 | 2019-11-07 | Any | MFm | Ex | CZ01 | rWtd | 0.9 | 1.02 | -0.0264 | 541 | 0.0802 | Res-Indoor-Screw
DEER2020 | D20 v0 | 2019-11-07 | Any | MFm | Ex | CZ02 | rWtd | 0.97 | 1.18 | -0.0166 | 541 | 0.0678 | Res-Indoor-Screw
DEER2020 | D20 v0 | 2019-11-07 | Any | MFm | Ex | CZ03 | rWtd | 0.94 | 1.04 | -0.0198 | 541 | 0.0678 | Res-Indoor-Screw
DEER2020 | D20 v0 | 2019-11-07 | Any | MFm | Ex | CZ04 | rWtd | 1.03 | 1.27 | -0.0138 | 541 | 0.0802 | Res-Indoor-Screw
DEER2020 | D20 v0 | 2019-11-07 | Any | MFm | Ex | CZ05 | rWtd | 0.96 | 1.11 | -0.0193 | 541 | 0.0802 | Res-Indoor-Screw
DEER2020 | D20 v0 | 2019-11-07 | Any | MFm | Ex | CZ06 | rWtd | 1.03 | 1.3 | -0.0147 | 541 | 0.0802 | Res-Indoor-Screw
DEER2020 | D20 v0 | 2019-11-07 | Any | MFm | Ex | CZ07 | rWtd | 1.05 | 1.2 | -0.0134 | 541 | 0.0802 | Res-Indoor-Screw
DEER2020 | D20 v0 | 2019-11-07 | Any | MFm | Ex | CZ08 | rWtd | 1.07 | 1.23 | -0.0116 | 541 | 0.0802 | Res-Indoor-Screw
DEER2020 | D20 v0 | 2019-11-07 | Any | MFm | Ex | CZ09 | rWtd | 1.08 | 1.28 | -0.0126 | 541 | 0.0802 | Res-Indoor-Screw
DEER2020 | D20 v0 | 2019-11-07 | Any | MFm | Ex | CZ10 | rWtd | 1.08 | 1.38 | -0.011 | 541 | 0.0802 | Res-Indoor-Screw
DEER2020 | D20 v0 | 2019-11-07 | Any | MFm | Ex | CZ11 | rWtd | 1.09 | 1.32 | -0.0163 | 541 | 0.0678 | Res-Indoor-Screw
DEER2020 | D20 v0 | 2019-11-07 | Any | MFm | Ex | CZ12 | rWtd | 1.08 | 1.35 | -0.0149 | 541 | 0.0678 | Res-Indoor-Screw
DEER2020 | D20 v0 | 2019-11-07 | Any | MFm | Ex | CZ13 | rWtd | 1.1 | 1.37 | -0.0151 | 541 | 0.0678 | Res-Indoor-Screw
DEER2020 | D20 v0 | 2019-11-07 | Any | MFm | Ex | CZ14 | rWtd | 1.09 | 1.25 | -0.0167 | 541 | 0.0728 | Res-Indoor-Screw
DEER2020 | D20 v0 | 2019-11-07 | Any | MFm | Ex | CZ15 | rWtd | 1.15 | 1.3 | -0.00701 | 541 | 0.0728 | Res-Indoor-Screw
DEER2020 | D20 v0 | 2019-11-07 | Any | MFm | Ex | CZ16 | rWtd | 1.03 | 1.25 | -0.0207 | 541 | 0.0678 | Res-Indoor-Screw
DEER2020 | D20 v0 | 2019-11-07 | Any | MFm | New | CZ01 | rWtd | 0.92 | 1.03 | -0.0243 | 541 | 0.0802 | Res-Indoor-Screw
DEER2020 | D20 v0 | 2019-11-07 | Any | MFm | New | CZ02 | rWtd | 0.97 | 1.14 | -0.0162 | 541 | 0.0678 | Res-Indoor-Screw
DEER2020 | D20 v0 | 2019-11-07 | Any | MFm | New | CZ03 | rWtd | 0.95 | 1.06 | -0.0175 | 541 | 0.0678 | Res-Indoor-Screw
DEER2020 | D20 v0 | 2019-11-07 | Any | MFm | New | CZ04 | rWtd | 1.06 | 1.29 | -0.0118 | 541 | 0.0802 | Res-Indoor-Screw
DEER2020 | D20 v0 | 2019-11-07 | Any | MFm | New | CZ05 | rWtd | 0.99 | 1.13 | -0.0147 | 541 | 0.0802 | Res-Indoor-Screw
DEER2020 | D20 v0 | 2019-11-07 | Any | MFm | New | CZ06 | rWtd | 1.04 | 1.33 | -0.015 | 541 | 0.0802 | Res-Indoor-Screw
DEER2020 | D20 v0 | 2019-11-07 | Any | MFm | New | CZ07 | rWtd | 1.08 | 1.23 | -0.0128 | 541 | 0.0802 | Res-Indoor-Screw
DEER2020 | D20 v0 | 2019-11-07 | Any | MFm | New | CZ08 | rWtd | 1.1 | 1.22 | -0.00996 | 541 | 0.0802 | Res-Indoor-Screw
DEER2020 | D20 v0 | 2019-11-07 | Any | MFm | New | CZ09 | rWtd | 1.09 | 1.27 | -0.0115 | 541 | 0.0802 | Res-Indoor-Screw
DEER2020 | D20 v0 | 2019-11-07 | Any | MFm | New | CZ10 | rWtd | 1.1 | 1.33 | -0.00949 | 541 | 0.0802 | Res-Indoor-Screw
DEER2020 | D20 v0 | 2019-11-07 | Any | MFm | New | CZ11 | rWtd | 1.09 | 1.32 | -0.0156 | 541 | 0.0678 | Res-Indoor-Screw
DEER2020 | D20 v0 | 2019-11-07 | Any | MFm | New | CZ12 | rWtd | 1.08 | 1.33 | -0.0139 | 541 | 0.0678 | Res-Indoor-Screw
DEER2020 | D20 v0 | 2019-11-07 | Any | MFm | New | CZ13 | rWtd | 1.1 | 1.32 | -0.0138 | 541 | 0.0678 | Res-Indoor-Screw
DEER2020 | D20 v0 | 2019-11-07 | Any | MFm | New | CZ14 | rWtd | 1.08 | 1.25 | -0.0169 | 541 | 0.0728 | Res-Indoor-Screw
DEER2020 | D20 v0 | 2019-11-07 | Any | MFm | New | CZ15 | rWtd | 1.14 | 1.29 | -0.00661 | 541 | 0.0728 | Res-Indoor-Screw
DEER2020 | D20 v0 | 2019-11-07 | Any | MFm | New | CZ16 | rWtd | 1.04 | 1.21 | -0.019 | 541 | 0.0678 | Res-Indoor-Screw
DEER2020 | D20 v0 | 2019-11-07 | Any | MFm | Old | CZ01 | rWtd | 0.89 | 1.01 | -0.0269 | 541 | 0.0802 | Res-Indoor-Screw
DEER2020 | D20 v0 | 2019-11-07 | Any | MFm | Old | CZ02 | rWtd | 0.97 | 1.22 | -0.019 | 541 | 0.0678 | Res-Indoor-Screw
DEER2020 | D20 v0 | 2019-11-07 | Any | MFm | Old | CZ03 | rWtd | 0.93 | 1.04 | -0.021 | 541 | 0.0678 | Res-Indoor-Screw
DEER2020 | D20 v0 | 2019-11-07 | Any | MFm | Old | CZ04 | rWtd | 0.98 | 1.23 | -0.017 | 541 | 0.0802 | Res-Indoor-Screw
DEER2020 | D20 v0 | 2019-11-07 | Any | MFm | Old | CZ05 | rWtd | 0.93 | 1.05 | -0.0249 | 541 | 0.0802 | Res-Indoor-Screw
DEER2020 | D20 v0 | 2019-11-07 | Any | MFm | Old | CZ06 | rWtd | 0.99 | 1.13 | -0.0159 | 541 | 0.0802 | Res-Indoor-Screw
DEER2020 | D20 v0 | 2019-11-07 | Any | MFm | Old | CZ07 | rWtd | 0.99 | 1.1 | -0.014 | 541 | 0.0802 | Res-Indoor-Screw
DEER2020 | D20 v0 | 2019-11-07 | Any | MFm | Old | CZ08 | rWtd | 1.03 | 1.2 | -0.013 | 541 | 0.0802 | Res-Indoor-Screw
DEER2020 | D20 v0 | 2019-11-07 | Any | MFm | Old | CZ09 | rWtd | 1.08 | 1.27 | -0.014 | 541 | 0.0802 | Res-Indoor-Screw
DEER2020 | D20 v0 | 2019-11-07 | Any | MFm | Old | CZ10 | rWtd | 1.08 | 1.4 | -0.015 | 541 | 0.0802 | Res-Indoor-Screw
DEER2020 | D20 v0 | 2019-11-07 | Any | MFm | Old | CZ11 | rWtd | 1.08 | 1.53 | -0.0176 | 541 | 0.0678 | Res-Indoor-Screw
DEER2020 | D20 v0 | 2019-11-07 | Any | MFm | Old | CZ12 | rWtd | 1.04 | 1.49 | -0.018 | 541 | 0.0678 | Res-Indoor-Screw
DEER2020 | D20 v0 | 2019-11-07 | Any | MFm | Old | CZ13 | rWtd | 1.09 | 1.47 | -0.0174 | 541 | 0.0678 | Res-Indoor-Screw
DEER2020 | D20 v0 | 2019-11-07 | Any | MFm | Old | CZ14 | rWtd | 1.1 | 1.4 | -0.0164 | 541 | 0.0728 | Res-Indoor-Screw
DEER2020 | D20 v0 | 2019-11-07 | Any | MFm | Old | CZ15 | rWtd | 1.18 | 1.41 | -0.00746 | 541 | 0.0728 | Res-Indoor-Screw
DEER2020 | D20 v0 | 2019-11-07 | Any | MFm | Old | CZ16 | rWtd | 1.01 | 1.28 | -0.0202 | 541 | 0.0678 | Res-Indoor-Screw
DEER2020 | D20 v0 | 2019-11-07 | Any | MFm | Rec | CZ01 | rWtd | 0.92 | 1.03 | -0.0243 | 541 | 0.0802 | Res-Indoor-Screw
DEER2020 | D20 v0 | 2019-11-07 | Any | MFm | Rec | CZ02 | rWtd | 0.97 | 1.14 | -0.0162 | 541 | 0.0678 | Res-Indoor-Screw
DEER2020 | D20 v0 | 2019-11-07 | Any | MFm | Rec | CZ03 | rWtd | 0.95 | 1.06 | -0.0175 | 541 | 0.0678 | Res-Indoor-Screw
DEER2020 | D20 v0 | 2019-11-07 | Any | MFm | Rec | CZ04 | rWtd | 1.06 | 1.29 | -0.0119 | 541 | 0.0802 | Res-Indoor-Screw
DEER2020 | D20 v0 | 2019-11-07 | Any | MFm | Rec | CZ05 | rWtd | 0.99 | 1.13 | -0.0147 | 541 | 0.0802 | Res-Indoor-Screw
DEER2020 | D20 v0 | 2019-11-07 | Any | MFm | Rec | CZ06 | rWtd | 1.04 | 1.33 | -0.015 | 541 | 0.0802 | Res-Indoor-Screw
DEER2020 | D20 v0 | 2019-11-07 | Any | MFm | Rec | CZ07 | rWtd | 1.08 | 1.23 | -0.0128 | 541 | 0.0802 | Res-Indoor-Screw
DEER2020 | D20 v0 | 2019-11-07 | Any | MFm | Rec | CZ08 | rWtd | 1.1 | 1.22 | -0.01 | 541 | 0.0802 | Res-Indoor-Screw
DEER2020 | D20 v0 | 2019-11-07 | Any | MFm | Rec | CZ09 | rWtd | 1.09 | 1.28 | -0.0116 | 541 | 0.0802 | Res-Indoor-Screw
DEER2020 | D20 v0 | 2019-11-07 | Any | MFm | Rec | CZ10 | rWtd | 1.1 | 1.33 | -0.00952 | 541 | 0.0802 | Res-Indoor-Screw
DEER2020 | D20 v0 | 2019-11-07 | Any | MFm | Rec | CZ11 | rWtd | 1.09 | 1.32 | -0.0157 | 541 | 0.0678 | Res-Indoor-Screw
DEER2020 | D20 v0 | 2019-11-07 | Any | MFm | Rec | CZ12 | rWtd | 1.08 | 1.34 | -0.014 | 541 | 0.0678 | Res-Indoor-Screw
DEER2020 | D20 v0 | 2019-11-07 | Any | MFm | Rec | CZ13 | rWtd | 1.1 | 1.32 | -0.0139 | 541 | 0.0678 | Res-Indoor-Screw
DEER2020 | D20 v0 | 2019-11-07 | Any | MFm | Rec | CZ14 | rWtd | 1.08 | 1.25 | -0.0169 | 541 | 0.0728 | Res-Indoor-Screw
DEER2020 | D20 v0 | 2019-11-07 | Any | MFm | Rec | CZ15 | rWtd | 1.14 | 1.29 | -0.00663 | 541 | 0.0728 | Res-Indoor-Screw
DEER2020 | D20 v0 | 2019-11-07 | Any | MFm | Rec | CZ16 | rWtd | 1.03 | 1.22 | -0.02 | 541 | 0.0678 | Res-Indoor-Screw
DEER2020 | D20 v0 | 2019-11-07 | Any | Res | Ex | CZ01 | rWtd | 0.94 | 1.01 | -0.0273 | 541 | 0.0802 | Res-Indoor-Screw
DEER2020 | D20 v0 | 2019-11-07 | Any | Res | Ex | CZ02 | rWtd | 0.99 | 1.27 | -0.0207 | 541 | 0.0678 | Res-Indoor-Screw
DEER2020 | D20 v0 | 2019-11-07 | Any | Res | Ex | CZ03 | rWtd | 0.95 | 1.07 | -0.0228 | 541 | 0.0678 | Res-Indoor-Screw
DEER2020 | D20 v0 | 2019-11-07 | Any | Res | Ex | CZ04 | rWtd | 1.03 | 1.31 | -0.0191 | 541 | 0.0802 | Res-Indoor-Screw
DEER2020 | D20 v0 | 2019-11-07 | Any | Res | Ex | CZ05 | rWtd | 0.95 | 1.07 | -0.0291 | 541 | 0.0802 | Res-Indoor-Screw
DEER2020 | D20 v0 | 2019-11-07 | Any | Res | Ex | CZ06 | rWtd | 1.02 | 1.22 | -0.0176 | 541 | 0.0802 | Res-Indoor-Screw
DEER2020 | D20 v0 | 2019-11-07 | Any | Res | Ex | CZ07 | rWtd | 1.03 | 1.16 | -0.0165 | 541 | 0.0802 | Res-Indoor-Screw
DEER2020 | D20 v0 | 2019-11-07 | Any | Res | Ex | CZ08 | rWtd | 1.08 | 1.23 | -0.0136 | 541 | 0.0802 | Res-Indoor-Screw
DEER2020 | D20 v0 | 2019-11-07 | Any | Res | Ex | CZ09 | rWtd | 1.08 | 1.29 | -0.0153 | 541 | 0.0802 | Res-Indoor-Screw
DEER2020 | D20 v0 | 2019-11-07 | Any | Res | Ex | CZ10 | rWtd | 1.11 | 1.35 | -0.0209 | 541 | 0.0802 | Res-Indoor-Screw
DEER2020 | D20 v0 | 2019-11-07 | Any | Res | Ex | CZ11 | rWtd | 1.1 | 1.41 | -0.0218 | 541 | 0.0678 | Res-Indoor-Screw
DEER2020 | D20 v0 | 2019-11-07 | Any | Res | Ex | CZ12 | rWtd | 1.07 | 1.42 | -0.0208 | 541 | 0.0678 | Res-Indoor-Screw
DEER2020 | D20 v0 | 2019-11-07 | Any | Res | Ex | CZ13 | rWtd | 1.11 | 1.42 | -0.0207 | 541 | 0.0678 | Res-Indoor-Screw
DEER2020 | D20 v0 | 2019-11-07 | Any | Res | Ex | CZ14 | rWtd | 1.12 | 1.37 | -0.0231 | 541 | 0.0728 | Res-Indoor-Screw
DEER2020 | D20 v0 | 2019-11-07 | Any | Res | Ex | CZ15 | rWtd | 1.2 | 1.48 | -0.00929 | 541 | 0.0728 | Res-Indoor-Screw
DEER2020 | D20 v0 | 2019-11-07 | Any | Res | Ex | CZ16 | rWtd | 1 | 1.24 | -0.0213 | 541 | 0.0678 | Res-Indoor-Screw
DEER2020 | D20 v0 | 2019-11-07 | Any | Res | New | CZ01 | rWtd | 0.94 | 1.01 | -0.0246 | 541 | 0.0802 | Res-Indoor-Screw
DEER2020 | D20 v0 | 2019-11-07 | Any | Res | New | CZ02 | rWtd | 1 | 1.28 | -0.0199 | 541 | 0.0678 | Res-Indoor-Screw
DEER2020 | D20 v0 | 2019-11-07 | Any | Res | New | CZ03 | rWtd | 0.96 | 1.07 | -0.0192 | 541 | 0.0678 | Res-Indoor-Screw
DEER2020 | D20 v0 | 2019-11-07 | Any | Res | New | CZ04 | rWtd | 1.05 | 1.32 | -0.017 | 541 | 0.0802 | Res-Indoor-Screw
DEER2020 | D20 v0 | 2019-11-07 | Any | Res | New | CZ05 | rWtd | 0.96 | 1.02 | -0.0269 | 541 | 0.0802 | Res-Indoor-Screw
DEER2020 | D20 v0 | 2019-11-07 | Any | Res | New | CZ06 | rWtd | 1.01 | 1.2 | -0.0172 | 541 | 0.0802 | Res-Indoor-Screw
DEER2020 | D20 v0 | 2019-11-07 | Any | Res | New | CZ07 | rWtd | 1.06 | 1.18 | -0.0135 | 541 | 0.0802 | Res-Indoor-Screw
DEER2020 | D20 v0 | 2019-11-07 | Any | Res | New | CZ08 | rWtd | 1.09 | 1.24 | -0.0113 | 541 | 0.0802 | Res-Indoor-Screw
DEER2020 | D20 v0 | 2019-11-07 | Any | Res | New | CZ09 | rWtd | 1.09 | 1.28 | -0.0136 | 541 | 0.0802 | Res-Indoor-Screw
DEER2020 | D20 v0 | 2019-11-07 | Any | Res | New | CZ10 | rWtd | 1.09 | 1.32 | -0.0206 | 541 | 0.0802 | Res-Indoor-Screw
DEER2020 | D20 v0 | 2019-11-07 | Any | Res | New | CZ11 | rWtd | 1.09 | 1.42 | -0.0197 | 541 | 0.0678 | Res-Indoor-Screw
DEER2020 | D20 v0 | 2019-11-07 | Any | Res | New | CZ12 | rWtd | 1.06 | 1.38 | -0.0188 | 541 | 0.0678 | Res-Indoor-Screw
DEER2020 | D20 v0 | 2019-11-07 | Any | Res | New | CZ13 | rWtd | 1.07 | 1.34 | -0.0191 | 541 | 0.0678 | Res-Indoor-Screw
DEER2020 | D20 v0 | 2019-11-07 | Any | Res | New | CZ14 | rWtd | 1.09 | 1.31 | -0.0229 | 541 | 0.0728 | Res-Indoor-Screw
DEER2020 | D20 v0 | 2019-11-07 | Any | Res | New | CZ15 | rWtd | 1.2 | 1.44 | -0.008 | 541 | 0.0728 | Res-Indoor-Screw
DEER2020 | D20 v0 | 2019-11-07 | Any | Res | New | CZ16 | rWtd | 1 | 1.16 | -0.0184 | 541 | 0.0678 | Res-Indoor-Screw
DEER2020 | D20 v0 | 2019-11-07 | Any | Res | Old | CZ01 | rWtd | 0.94 | 1.01 | -0.0283 | 541 | 0.0802 | Res-Indoor-Screw
DEER2020 | D20 v0 | 2019-11-07 | Any | Res | Old | CZ02 | rWtd | 0.98 | 1.26 | -0.0266 | 541 | 0.0678 | Res-Indoor-Screw
DEER2020 | D20 v0 | 2019-11-07 | Any | Res | Old | CZ03 | rWtd | 0.95 | 1.06 | -0.0257 | 541 | 0.0678 | Res-Indoor-Screw
DEER2020 | D20 v0 | 2019-11-07 | Any | Res | Old | CZ04 | rWtd | 1 | 1.28 | -0.0208 | 541 | 0.0802 | Res-Indoor-Screw
DEER2020 | D20 v0 | 2019-11-07 | Any | Res | Old | CZ05 | rWtd | 0.95 | 1.07 | -0.0283 | 541 | 0.0802 | Res-Indoor-Screw
DEER2020 | D20 v0 | 2019-11-07 | Any | Res | Old | CZ06 | rWtd | 1 | 1.16 | -0.0179 | 541 | 0.0802 | Res-Indoor-Screw
DEER2020 | D20 v0 | 2019-11-07 | Any | Res | Old | CZ07 | rWtd | 1 | 1.13 | -0.0176 | 541 | 0.0802 | Res-Indoor-Screw
DEER2020 | D20 v0 | 2019-11-07 | Any | Res | Old | CZ08 | rWtd | 1.04 | 1.21 | -0.0158 | 541 | 0.0802 | Res-Indoor-Screw
DEER2020 | D20 v0 | 2019-11-07 | Any | Res | Old | CZ09 | rWtd | 1.08 | 1.32 | -0.0175 | 541 | 0.0802 | Res-Indoor-Screw
DEER2020 | D20 v0 | 2019-11-07 | Any | Res | Old | CZ10 | rWtd | 1.1 | 1.47 | -0.0201 | 541 | 0.0802 | Res-Indoor-Screw
DEER2020 | D20 v0 | 2019-11-07 | Any | Res | Old | CZ11 | rWtd | 1.1 | 1.55 | -0.0218 | 541 | 0.0678 | Res-Indoor-Screw
DEER2020 | D20 v0 | 2019-11-07 | Any | Res | Old | CZ12 | rWtd | 1.06 | 1.58 | -0.0225 | 541 | 0.0678 | Res-Indoor-Screw
DEER2020 | D20 v0 | 2019-11-07 | Any | Res | Old | CZ13 | rWtd | 1.11 | 1.54 | -0.0222 | 541 | 0.0678 | Res-Indoor-Screw
DEER2020 | D20 v0 | 2019-11-07 | Any | Res | Old | CZ14 | rWtd | 1.12 | 1.46 | -0.0235 | 541 | 0.0728 | Res-Indoor-Screw
DEER2020 | D20 v0 | 2019-11-07 | Any | Res | Old | CZ15 | rWtd | 1.19 | 1.47 | -0.00915 | 541 | 0.0728 | Res-Indoor-Screw
DEER2020 | D20 v0 | 2019-11-07 | Any | Res | Old | CZ16 | rWtd | 1.03 | 1.36 | -0.0255 | 541 | 0.0678 | Res-Indoor-Screw
DEER2020 | D20 v0 | 2019-11-07 | Any | Res | Rec | CZ01 | rWtd | 0.94 | 1.01 | -0.0247 | 541 | 0.0802 | Res-Indoor-Screw
DEER2020 | D20 v0 | 2019-11-07 | Any | Res | Rec | CZ02 | rWtd | 0.99 | 1.24 | -0.0196 | 541 | 0.0678 | Res-Indoor-Screw
DEER2020 | D20 v0 | 2019-11-07 | Any | Res | Rec | CZ03 | rWtd | 0.96 | 1.07 | -0.0192 | 541 | 0.0678 | Res-Indoor-Screw
DEER2020 | D20 v0 | 2019-11-07 | Any | Res | Rec | CZ04 | rWtd | 1.05 | 1.32 | -0.0168 | 541 | 0.0802 | Res-Indoor-Screw
DEER2020 | D20 v0 | 2019-11-07 | Any | Res | Rec | CZ05 | rWtd | 0.96 | 1.03 | -0.0284 | 541 | 0.0802 | Res-Indoor-Screw
DEER2020 | D20 v0 | 2019-11-07 | Any | Res | Rec | CZ06 | rWtd | 1.02 | 1.27 | -0.0178 | 541 | 0.0802 | Res-Indoor-Screw
DEER2020 | D20 v0 | 2019-11-07 | Any | Res | Rec | CZ07 | rWtd | 1.05 | 1.18 | -0.0143 | 541 | 0.0802 | Res-Indoor-Screw
DEER2020 | D20 v0 | 2019-11-07 | Any | Res | Rec | CZ08 | rWtd | 1.09 | 1.23 | -0.0115 | 541 | 0.0802 | Res-Indoor-Screw
DEER2020 | D20 v0 | 2019-11-07 | Any | Res | Rec | CZ09 | rWtd | 1.09 | 1.28 | -0.0136 | 541 | 0.0802 | Res-Indoor-Screw
DEER2020 | D20 v0 | 2019-11-07 | Any | Res | Rec | CZ10 | rWtd | 1.09 | 1.32 | -0.0209 | 541 | 0.0802 | Res-Indoor-Screw
DEER2020 | D20 v0 | 2019-11-07 | Any | Res | Rec | CZ11 | rWtd | 1.08 | 1.43 | -0.0207 | 541 | 0.0678 | Res-Indoor-Screw
DEER2020 | D20 v0 | 2019-11-07 | Any | Res | Rec | CZ12 | rWtd | 1.06 | 1.38 | -0.0189 | 541 | 0.0678 | Res-Indoor-Screw
DEER2020 | D20 v0 | 2019-11-07 | Any | Res | Rec | CZ13 | rWtd | 1.09 | 1.38 | -0.0193 | 541 | 0.0678 | Res-Indoor-Screw
DEER2020 | D20 v0 | 2019-11-07 | Any | Res | Rec | CZ14 | rWtd | 1.1 | 1.32 | -0.0234 | 541 | 0.0728 | Res-Indoor-Screw
DEER2020 | D20 v0 | 2019-11-07 | Any | Res | Rec | CZ15 | rWtd | 1.19 | 1.42 | -0.00912 | 541 | 0.0728 | Res-Indoor-Screw
DEER2020 | D20 v0 | 2019-11-07 | Any | Res | Rec | CZ16 | rWtd | 0.98 | 1.09 | -0.0217 | 541 | 0.0678 | Res-Indoor-Screw
DEER2020 | D20 v0 | 2019-11-07 | Any | SFm | Ex | CZ01 | rWtd | 0.96 | 1 | -0.0279 | 541 | 0.0802 | Res-Indoor-Screw
DEER2020 | D20 v0 | 2019-11-07 | Any | SFm | Ex | CZ02 | rWtd | 1 | 1.31 | -0.0271 | 541 | 0.0678 | Res-Indoor-Screw
DEER2020 | D20 v0 | 2019-11-07 | Any | SFm | Ex | CZ03 | rWtd | 0.97 | 1.1 | -0.0275 | 541 | 0.0678 | Res-Indoor-Screw
DEER2020 | D20 v0 | 2019-11-07 | Any | SFm | Ex | CZ04 | rWtd | 1.03 | 1.33 | -0.0237 | 541 | 0.0802 | Res-Indoor-Screw
DEER2020 | D20 v0 | 2019-11-07 | Any | SFm | Ex | CZ05 | rWtd | 0.96 | 1.07 | -0.0299 | 541 | 0.0802 | Res-Indoor-Screw
DEER2020 | D20 v0 | 2019-11-07 | Any | SFm | Ex | CZ06 | rWtd | 1.03 | 1.2 | -0.02 | 541 | 0.0802 | Res-Indoor-Screw
DEER2020 | D20 v0 | 2019-11-07 | Any | SFm | Ex | CZ07 | rWtd | 1.02 | 1.14 | -0.0182 | 541 | 0.0802 | Res-Indoor-Screw
DEER2020 | D20 v0 | 2019-11-07 | Any | SFm | Ex | CZ08 | rWtd | 1.08 | 1.22 | -0.0159 | 541 | 0.0802 | Res-Indoor-Screw
DEER2020 | D20 v0 | 2019-11-07 | Any | SFm | Ex | CZ09 | rWtd | 1.08 | 1.27 | -0.0179 | 541 | 0.0802 | Res-Indoor-Screw
DEER2020 | D20 v0 | 2019-11-07 | Any | SFm | Ex | CZ10 | rWtd | 1.1 | 1.34 | -0.0211 | 541 | 0.0802 | Res-Indoor-Screw
DEER2020 | D20 v0 | 2019-11-07 | Any | SFm | Ex | CZ11 | rWtd | 1.1 | 1.4 | -0.0223 | 541 | 0.0678 | Res-Indoor-Screw
DEER2020 | D20 v0 | 2019-11-07 | Any | SFm | Ex | CZ12 | rWtd | 1.06 | 1.44 | -0.0228 | 541 | 0.0678 | Res-Indoor-Screw
DEER2020 | D20 v0 | 2019-11-07 | Any | SFm | Ex | CZ13 | rWtd | 1.11 | 1.43 | -0.0214 | 541 | 0.0678 | Res-Indoor-Screw
DEER2020 | D20 v0 | 2019-11-07 | Any | SFm | Ex | CZ14 | rWtd | 1.12 | 1.37 | -0.0234 | 541 | 0.0728 | Res-Indoor-Screw
DEER2020 | D20 v0 | 2019-11-07 | Any | SFm | Ex | CZ15 | rWtd | 1.18 | 1.44 | -0.0107 | 541 | 0.0728 | Res-Indoor-Screw
DEER2020 | D20 v0 | 2019-11-07 | Any | SFm | Ex | CZ16 | rWtd | 1 | 1.22 | -0.0214 | 541 | 0.0678 | Res-Indoor-Screw
DEER2020 | D20 v0 | 2019-11-07 | Any | SFm | New | CZ01 | rWtd | 0.97 | 1 | -0.0249 | 541 | 0.0802 | Res-Indoor-Screw
DEER2020 | D20 v0 | 2019-11-07 | Any | SFm | New | CZ02 | rWtd | 1.03 | 1.47 | -0.0279 | 541 | 0.0678 | Res-Indoor-Screw
DEER2020 | D20 v0 | 2019-11-07 | Any | SFm | New | CZ03 | rWtd | 0.98 | 1.11 | -0.0238 | 541 | 0.0678 | Res-Indoor-Screw
DEER2020 | D20 v0 | 2019-11-07 | Any | SFm | New | CZ04 | rWtd | 1.05 | 1.4 | -0.0244 | 541 | 0.0802 | Res-Indoor-Screw
DEER2020 | D20 v0 | 2019-11-07 | Any | SFm | New | CZ05 | rWtd | 0.97 | 1.04 | -0.0289 | 541 | 0.0802 | Res-Indoor-Screw
DEER2020 | D20 v0 | 2019-11-07 | Any | SFm | New | CZ06 | rWtd | 1.03 | 1.26 | -0.0219 | 541 | 0.0802 | Res-Indoor-Screw
DEER2020 | D20 v0 | 2019-11-07 | Any | SFm | New | CZ07 | rWtd | 1.03 | 1.13 | -0.0154 | 541 | 0.0802 | Res-Indoor-Screw
DEER2020 | D20 v0 | 2019-11-07 | Any | SFm | New | CZ08 | rWtd | 1.07 | 1.24 | -0.0143 | 541 | 0.0802 | Res-Indoor-Screw
DEER2020 | D20 v0 | 2019-11-07 | Any | SFm | New | CZ09 | rWtd | 1.07 | 1.27 | -0.017 | 541 | 0.0802 | Res-Indoor-Screw
DEER2020 | D20 v0 | 2019-11-07 | Any | SFm | New | CZ10 | rWtd | 1.08 | 1.32 | -0.0211 | 541 | 0.0802 | Res-Indoor-Screw
DEER2020 | D20 v0 | 2019-11-07 | Any | SFm | New | CZ11 | rWtd | 1.08 | 1.43 | -0.0214 | 541 | 0.0678 | Res-Indoor-Screw
DEER2020 | D20 v0 | 2019-11-07 | Any | SFm | New | CZ12 | rWtd | 1.05 | 1.41 | -0.0217 | 541 | 0.0678 | Res-Indoor-Screw
DEER2020 | D20 v0 | 2019-11-07 | Any | SFm | New | CZ13 | rWtd | 1.09 | 1.4 | -0.0204 | 541 | 0.0678 | Res-Indoor-Screw
DEER2020 | D20 v0 | 2019-11-07 | Any | SFm | New | CZ14 | rWtd | 1.1 | 1.32 | -0.0238 | 541 | 0.0728 | Res-Indoor-Screw
DEER2020 | D20 v0 | 2019-11-07 | Any | SFm | New | CZ15 | rWtd | 1.16 | 1.39 | -0.0104 | 541 | 0.0728 | Res-Indoor-Screw
DEER2020 | D20 v0 | 2019-11-07 | Any | SFm | New | CZ16 | rWtd | 0.99 | 1.06 | -0.018 | 541 | 0.0678 | Res-Indoor-Screw
DEER2020 | D20 v0 | 2019-11-07 | Any | SFm | Old | CZ01 | rWtd | 0.95 | 1 | -0.029 | 541 | 0.0802 | Res-Indoor-Screw
DEER2020 | D20 v0 | 2019-11-07 | Any | SFm | Old | CZ02 | rWtd | 0.98 | 1.23 | -0.0292 | 541 | 0.0678 | Res-Indoor-Screw
DEER2020 | D20 v0 | 2019-11-07 | Any | SFm | Old | CZ03 | rWtd | 0.96 | 1.08 | -0.0296 | 541 | 0.0678 | Res-Indoor-Screw
DEER2020 | D20 v0 | 2019-11-07 | Any | SFm | Old | CZ04 | rWtd | 1.01 | 1.31 | -0.0231 | 541 | 0.0802 | Res-Indoor-Screw
DEER2020 | D20 v0 | 2019-11-07 | Any | SFm | Old | CZ05 | rWtd | 0.96 | 1.08 | -0.03 | 541 | 0.0802 | Res-Indoor-Screw
DEER2020 | D20 v0 | 2019-11-07 | Any | SFm | Old | CZ06 | rWtd | 1.01 | 1.18 | -0.0201 | 541 | 0.0802 | Res-Indoor-Screw
DEER2020 | D20 v0 | 2019-11-07 | Any | SFm | Old | CZ07 | rWtd | 1 | 1.15 | -0.02 | 541 | 0.0802 | Res-Indoor-Screw
DEER2020 | D20 v0 | 2019-11-07 | Any | SFm | Old | CZ08 | rWtd | 1.04 | 1.21 | -0.0175 | 541 | 0.0802 | Res-Indoor-Screw
DEER2020 | D20 v0 | 2019-11-07 | Any | SFm | Old | CZ09 | rWtd | 1.09 | 1.34 | -0.0192 | 541 | 0.0802 | Res-Indoor-Screw
DEER2020 | D20 v0 | 2019-11-07 | Any | SFm | Old | CZ10 | rWtd | 1.1 | 1.48 | -0.0218 | 541 | 0.0802 | Res-Indoor-Screw
DEER2020 | D20 v0 | 2019-11-07 | Any | SFm | Old | CZ11 | rWtd | 1.1 | 1.57 | -0.024 | 541 | 0.0678 | Res-Indoor-Screw
DEER2020 | D20 v0 | 2019-11-07 | Any | SFm | Old | CZ12 | rWtd | 1.06 | 1.62 | -0.0243 | 541 | 0.0678 | Res-Indoor-Screw
DEER2020 | D20 v0 | 2019-11-07 | Any | SFm | Old | CZ13 | rWtd | 1.12 | 1.57 | -0.0245 | 541 | 0.0678 | Res-Indoor-Screw
DEER2020 | D20 v0 | 2019-11-07 | Any | SFm | Old | CZ14 | rWtd | 1.12 | 1.46 | -0.0248 | 541 | 0.0728 | Res-Indoor-Screw
DEER2020 | D20 v0 | 2019-11-07 | Any | SFm | Old | CZ15 | rWtd | 1.2 | 1.52 | -0.011 | 541 | 0.0728 | Res-Indoor-Screw
DEER2020 | D20 v0 | 2019-11-07 | Any | SFm | Old | CZ16 | rWtd | 1.03 | 1.37 | -0.0267 | 541 | 0.0678 | Res-Indoor-Screw
DEER2020 | D20 v0 | 2019-11-07 | Any | SFm | Rec | CZ01 | rWtd | 0.97 | 1 | -0.0252 | 541 | 0.0802 | Res-Indoor-Screw
DEER2020 | D20 v0 | 2019-11-07 | Any | SFm | Rec | CZ02 | rWtd | 1.02 | 1.47 | -0.028 | 541 | 0.0678 | Res-Indoor-Screw
DEER2020 | D20 v0 | 2019-11-07 | Any | SFm | Rec | CZ03 | rWtd | 0.98 | 1.11 | -0.0239 | 541 | 0.0678 | Res-Indoor-Screw
DEER2020 | D20 v0 | 2019-11-07 | Any | SFm | Rec | CZ04 | rWtd | 1.05 | 1.38 | -0.0244 | 541 | 0.0802 | Res-Indoor-Screw
DEER2020 | D20 v0 | 2019-11-07 | Any | SFm | Rec | CZ05 | rWtd | 0.97 | 1.04 | -0.0291 | 541 | 0.0802 | Res-Indoor-Screw
DEER2020 | D20 v0 | 2019-11-07 | Any | SFm | Rec | CZ06 | rWtd | 1.03 | 1.26 | -0.022 | 541 | 0.0802 | Res-Indoor-Screw
DEER2020 | D20 v0 | 2019-11-07 | Any | SFm | Rec | CZ07 | rWtd | 1.03 | 1.13 | -0.0159 | 541 | 0.0802 | Res-Indoor-Screw
DEER2020 | D20 v0 | 2019-11-07 | Any | SFm | Rec | CZ08 | rWtd | 1.07 | 1.25 | -0.0145 | 541 | 0.0802 | Res-Indoor-Screw
DEER2020 | D20 v0 | 2019-11-07 | Any | SFm | Rec | CZ09 | rWtd | 1.07 | 1.27 | -0.017 | 541 | 0.0802 | Res-Indoor-Screw
DEER2020 | D20 v0 | 2019-11-07 | Any | SFm | Rec | CZ10 | rWtd | 1.09 | 1.32 | -0.0212 | 541 | 0.0802 | Res-Indoor-Screw
DEER2020 | D20 v0 | 2019-11-07 | Any | SFm | Rec | CZ11 | rWtd | 1.08 | 1.43 | -0.0214 | 541 | 0.0678 | Res-Indoor-Screw
DEER2020 | D20 v0 | 2019-11-07 | Any | SFm | Rec | CZ12 | rWtd | 1.05 | 1.4 | -0.0218 | 541 | 0.0678 | Res-Indoor-Screw
DEER2020 | D20 v0 | 2019-11-07 | Any | SFm | Rec | CZ13 | rWtd | 1.09 | 1.4 | -0.0204 | 541 | 0.0678 | Res-Indoor-Screw
DEER2020 | D20 v0 | 2019-11-07 | Any | SFm | Rec | CZ14 | rWtd | 1.1 | 1.32 | -0.0237 | 541 | 0.0728 | Res-Indoor-Screw
DEER2020 | D20 v0 | 2019-11-07 | Any | SFm | Rec | CZ15 | rWtd | 1.17 | 1.4 | -0.0104 | 541 | 0.0728 | Res-Indoor-Screw
DEER2020 | D20 v0 | 2019-11-07 | Any | SFm | Rec | CZ16 | rWtd | 0.98 | 1.06 | -0.0219 | 541 | 0.0678 | Res-Indoor-Screw
DEER2020 | D20 v0 | 2018-08-20 | PGE | DMo | Ex | CZ01 | rWtd | 0.96 | 1.01 | -0.0245 | 541 | 0.0802 | Res-Indoor-Screw
DEER2020 | D20 v0 | 2018-08-20 | PGE | DMo | Ex | CZ02 | rWtd | 1.05 | 1.66 | -0.0198 | 541 | 0.0678 | Res-Indoor-Screw
DEER2020 | D20 v0 | 2018-08-20 | PGE | DMo | Ex | CZ03 | rWtd | 0.96 | 1.19 | -0.0227 | 541 | 0.0678 | Res-Indoor-Screw
DEER2020 | D20 v0 | 2018-08-20 | PGE | DMo | Ex | CZ04 | rWtd | 1.03 | 1.37 | -0.0205 | 541 | 0.0802 | Res-Indoor-Screw
DEER2020 | D20 v0 | 2018-08-20 | PGE | DMo | Ex | CZ05 | rWtd | 0.93 | 1.05 | -0.0246 | 541 | 0.0802 | Res-Indoor-Screw
DEER2020 | D20 v0 | 2018-08-20 | PGE | DMo | Ex | CZ11 | rWtd | 1.13 | 1.48 | -0.019 | 541 | 0.0678 | Res-Indoor-Screw
DEER2020 | D20 v0 | 2018-08-20 | PGE | DMo | Ex | CZ12 | rWtd | 1.11 | 1.53 | -0.0184 | 541 | 0.0678 | Res-Indoor-Screw
DEER2020 | D20 v0 | 2018-08-20 | PGE | DMo | Ex | CZ13 | rWtd | 1.09 | 1.38 | -0.0177 | 541 | 0.0678 | Res-Indoor-Screw
DEER2020 | D20 v0 | 2018-08-20 | PGE | DMo | Ex | CZ16 | rWtd | 1.02 | 1.29 | -0.0201 | 541 | 0.0678 | Res-Indoor-Screw
DEER2020 | D20 v0 | 2018-08-20 | PGE | DMo | Ex | IOU | rWtd | 1.07 | 1.44 | -0.0197 | 541 | 0.0713 | Res-Indoor-Screw
DEER2020 | D20 v0 | 2018-08-20 | PGE | DMo | New | CZ01 | rWtd | 0.96 | 1.03 | -0.0246 | 541 | 0.0802 | Res-Indoor-Screw
DEER2020 | D20 v0 | 2018-08-20 | PGE | DMo | New | CZ02 | rWtd | 1.06 | 1.48 | -0.0219 | 541 | 0.0678 | Res-Indoor-Screw
DEER2020 | D20 v0 | 2018-08-20 | PGE | DMo | New | CZ03 | rWtd | 0.95 | 1 | -0.0214 | 541 | 0.0678 | Res-Indoor-Screw
DEER2020 | D20 v0 | 2018-08-20 | PGE | DMo | New | CZ04 | rWtd | 1.04 | 1.28 | -0.019 | 541 | 0.0802 | Res-Indoor-Screw
DEER2020 | D20 v0 | 2018-08-20 | PGE | DMo | New | CZ05 | rWtd | 0.94 | 1 | -0.0246 | 541 | 0.0802 | Res-Indoor-Screw
DEER2020 | D20 v0 | 2018-08-20 | PGE | DMo | New | CZ11 | rWtd | 1.13 | 1.42 | -0.0163 | 541 | 0.0678 | Res-Indoor-Screw
DEER2020 | D20 v0 | 2018-08-20 | PGE | DMo | New | CZ12 | rWtd | 1.09 | 1.42 | -0.019 | 541 | 0.0678 | Res-Indoor-Screw
DEER2020 | D20 v0 | 2018-08-20 | PGE | DMo | New | CZ13 | rWtd | 0.96 | 1 | -0.0168 | 541 | 0.0678 | Res-Indoor-Screw
DEER2020 | D20 v0 | 2018-08-20 | PGE | DMo | New | CZ16 | rWtd | 1.01 | 1.31 | -0.0192 | 541 | 0.0678 | Res-Indoor-Screw
DEER2020 | D20 v0 | 2018-08-20 | PGE | DMo | New | IOU | rWtd | 1.05 | 1.31 | -0.0189 | 541 | 0.0713 | Res-Indoor-Screw
DEER2020 | D20 v0 | 2018-08-20 | PGE | DMo | Old | CZ01 | rWtd | 0.95 | 1.01 | -0.0233 | 541 | 0.0802 | Res-Indoor-Screw
DEER2020 | D20 v0 | 2018-08-20 | PGE | DMo | Old | CZ02 | rWtd | 1.03 | 1.64 | -0.0207 | 541 | 0.0678 | Res-Indoor-Screw
DEER2020 | D20 v0 | 2018-08-20 | PGE | DMo | Old | CZ03 | rWtd | 0.98 | 1.25 | -0.0213 | 541 | 0.0678 | Res-Indoor-Screw
DEER2020 | D20 v0 | 2018-08-20 | PGE | DMo | Old | CZ04 | rWtd | 1.06 | 1.37 | -0.0162 | 541 | 0.0802 | Res-Indoor-Screw
DEER2020 | D20 v0 | 2018-08-20 | PGE | DMo | Old | CZ05 | rWtd | 0.95 | 1.06 | -0.0237 | 541 | 0.0802 | Res-Indoor-Screw
DEER2020 | D20 v0 | 2018-08-20 | PGE | DMo | Old | CZ11 | rWtd | 1.12 | 1.48 | -0.0171 | 541 | 0.0678 | Res-Indoor-Screw
DEER2020 | D20 v0 | 2018-08-20 | PGE | DMo | Old | CZ12 | rWtd | 1.1 | 1.58 | -0.0177 | 541 | 0.0678 | Res-Indoor-Screw
DEER2020 | D20 v0 | 2018-08-20 | PGE | DMo | Old | CZ13 | rWtd | 1.14 | 1.48 | -0.0166 | 541 | 0.0678 | Res-Indoor-Screw
DEER2020 | D20 v0 | 2018-08-20 | PGE | DMo | Old | CZ16 | rWtd | 1 | 1.22 | -0.0231 | 541 | 0.0678 | Res-Indoor-Screw
DEER2020 | D20 v0 | 2018-08-20 | PGE | DMo | Old | IOU | rWtd | 1.08 | 1.44 | -0.0186 | 541 | 0.0693 | Res-Indoor-Screw
DEER2020 | D20 v0 | 2018-08-20 | PGE | DMo | Rec | CZ01 | rWtd | 0.96 | 1.03 | -0.0246 | 541 | 0.0802 | Res-Indoor-Screw
DEER2020 | D20 v0 | 2018-08-20 | PGE | DMo | Rec | CZ02 | rWtd | 1.06 | 1.48 | -0.0219 | 541 | 0.0678 | Res-Indoor-Screw
DEER2020 | D20 v0 | 2018-08-20 | PGE | DMo | Rec | CZ03 | rWtd | 0.95 | 1 | -0.0214 | 541 | 0.0678 | Res-Indoor-Screw
DEER2020 | D20 v0 | 2018-08-20 | PGE | DMo | Rec | CZ04 | rWtd | 1.04 | 1.28 | -0.019 | 541 | 0.0802 | Res-Indoor-Screw
DEER2020 | D20 v0 | 2018-08-20 | PGE | DMo | Rec | CZ05 | rWtd | 0.94 | 1 | -0.0246 | 541 | 0.0802 | Res-Indoor-Screw
DEER2020 | D20 v0 | 2018-08-20 | PGE | DMo | Rec | CZ11 | rWtd | 1.13 | 1.42 | -0.0163 | 541 | 0.0678 | Res-Indoor-Screw
DEER2020 | D20 v0 | 2018-08-20 | PGE | DMo | Rec | CZ12 | rWtd | 1.09 | 1.42 | -0.019 | 541 | 0.0678 | Res-Indoor-Screw
DEER2020 | D20 v0 | 2018-08-20 | PGE | DMo | Rec | CZ13 | rWtd | 0.96 | 1 | -0.0168 | 541 | 0.0678 | Res-Indoor-Screw
DEER2020 | D20 v0 | 2018-08-20 | PGE | DMo | Rec | CZ16 | rWtd | 1.01 | 1.31 | -0.0192 | 541 | 0.0678 | Res-Indoor-Screw
DEER2020 | D20 v0 | 2018-08-20 | PGE | DMo | Rec | IOU | rWtd | 1.05 | 1.31 | -0.0189 | 541 | 0.0713 | Res-Indoor-Screw
DEER2020 | D20 v0 | 2018-08-20 | PGE | MFm | Ex | CZ01 | rWtd | 0.9 | 1.02 | -0.0264 | 541 | 0.0802 | Res-Indoor-Screw
DEER2020 | D20 v0 | 2018-08-20 | PGE | MFm | Ex | CZ02 | rWtd | 0.97 | 1.18 | -0.0166 | 541 | 0.0678 | Res-Indoor-Screw
DEER2020 | D20 v0 | 2018-08-20 | PGE | MFm | Ex | CZ03 | rWtd | 0.94 | 1.04 | -0.0198 | 541 | 0.0678 | Res-Indoor-Screw
DEER2020 | D20 v0 | 2018-08-20 | PGE | MFm | Ex | CZ04 | rWtd | 1.03 | 1.27 | -0.0138 | 541 | 0.0802 | Res-Indoor-Screw
DEER2020 | D20 v0 | 2018-08-20 | PGE | MFm | Ex | CZ05 | rWtd | 0.96 | 1.11 | -0.0193 | 541 | 0.0802 | Res-Indoor-Screw
DEER2020 | D20 v0 | 2018-08-20 | PGE | MFm | Ex | CZ11 | rWtd | 1.09 | 1.32 | -0.0163 | 541 | 0.0678 | Res-Indoor-Screw
DEER2020 | D20 v0 | 2018-08-20 | PGE | MFm | Ex | CZ12 | rWtd | 1.08 | 1.35 | -0.0149 | 541 | 0.0678 | Res-Indoor-Screw
DEER2020 | D20 v0 | 2018-08-20 | PGE | MFm | Ex | CZ13 | rWtd | 1.1 | 1.37 | -0.0151 | 541 | 0.0678 | Res-Indoor-Screw
DEER2020 | D20 v0 | 2018-08-20 | PGE | MFm | Ex | CZ16 | rWtd | 0.99 | 1.17 | -0.0208 | 541 | 0.0678 | Res-Indoor-Screw
DEER2020 | D20 v0 | 2018-08-20 | PGE | MFm | Ex | IOU | rWtd | 1 | 1.19 | -0.0173 | 541 | 0.0709 | Res-Indoor-Screw
DEER2020 | D20 v0 | 2018-08-20 | PGE | MFm | New | CZ01 | rWtd | 0.92 | 1.03 | -0.0243 | 541 | 0.0802 | Res-Indoor-Screw
DEER2020 | D20 v0 | 2018-08-20 | PGE | MFm | New | CZ02 | rWtd | 0.97 | 1.14 | -0.0162 | 541 | 0.0678 | Res-Indoor-Screw
DEER2020 | D20 v0 | 2018-08-20 | PGE | MFm | New | CZ03 | rWtd | 0.95 | 1.06 | -0.0175 | 541 | 0.0678 | Res-Indoor-Screw
DEER2020 | D20 v0 | 2018-08-20 | PGE | MFm | New | CZ04 | rWtd | 1.06 | 1.29 | -0.0118 | 541 | 0.0802 | Res-Indoor-Screw
DEER2020 | D20 v0 | 2018-08-20 | PGE | MFm | New | CZ05 | rWtd | 0.99 | 1.13 | -0.0147 | 541 | 0.0802 | Res-Indoor-Screw
DEER2020 | D20 v0 | 2018-08-20 | PGE | MFm | New | CZ11 | rWtd | 1.09 | 1.32 | -0.0156 | 541 | 0.0678 | Res-Indoor-Screw
DEER2020 | D20 v0 | 2018-08-20 | PGE | MFm | New | CZ12 | rWtd | 1.08 | 1.33 | -0.0139 | 541 | 0.0678 | Res-Indoor-Screw
DEER2020 | D20 v0 | 2018-08-20 | PGE | MFm | New | CZ13 | rWtd | 1.1 | 1.32 | -0.0138 | 541 | 0.0678 | Res-Indoor-Screw
DEER2020 | D20 v0 | 2018-08-20 | PGE | MFm | New | CZ16 | rWtd | 1 | 1.13 | -0.0191 | 541 | 0.0678 | Res-Indoor-Screw
DEER2020 | D20 v0 | 2018-08-20 | PGE | MFm | New | IOU | rWtd | 1.01 | 1.18 | -0.0157 | 541 | 0.0709 | Res-Indoor-Screw
DEER2020 | D20 v0 | 2018-08-20 | PGE | MFm | Old | CZ01 | rWtd | 0.89 | 1.01 | -0.0269 | 541 | 0.0802 | Res-Indoor-Screw
DEER2020 | D20 v0 | 2018-08-20 | PGE | MFm | Old | CZ02 | rWtd | 0.97 | 1.22 | -0.019 | 541 | 0.0678 | Res-Indoor-Screw
DEER2020 | D20 v0 | 2018-08-20 | PGE | MFm | Old | CZ03 | rWtd | 0.93 | 1.04 | -0.021 | 541 | 0.0678 | Res-Indoor-Screw
DEER2020 | D20 v0 | 2018-08-20 | PGE | MFm | Old | CZ04 | rWtd | 0.98 | 1.23 | -0.017 | 541 | 0.0802 | Res-Indoor-Screw
DEER2020 | D20 v0 | 2018-08-20 | PGE | MFm | Old | CZ05 | rWtd | 0.93 | 1.05 | -0.0249 | 541 | 0.0802 | Res-Indoor-Screw
DEER2020 | D20 v0 | 2018-08-20 | PGE | MFm | Old | CZ11 | rWtd | 1.08 | 1.53 | -0.0176 | 541 | 0.0678 | Res-Indoor-Screw
DEER2020 | D20 v0 | 2018-08-20 | PGE | MFm | Old | CZ12 | rWtd | 1.04 | 1.49 | -0.018 | 541 | 0.0678 | Res-Indoor-Screw
DEER2020 | D20 v0 | 2018-08-20 | PGE | MFm | Old | CZ13 | rWtd | 1.09 | 1.47 | -0.0174 | 541 | 0.0678 | Res-Indoor-Screw
DEER2020 | D20 v0 | 2018-08-20 | PGE | MFm | Old | CZ16 | rWtd | 1.01 | 1.26 | -0.0202 | 541 | 0.0678 | Res-Indoor-Screw
DEER2020 | D20 v0 | 2018-08-20 | PGE | MFm | Old | IOU | rWtd | 0.98 | 1.22 | -0.0194 | 541 | 0.0703 | Res-Indoor-Screw
DEER2020 | D20 v0 | 2018-08-20 | PGE | MFm | Rec | CZ01 | rWtd | 0.92 | 1.03 | -0.0243 | 541 | 0.0802 | Res-Indoor-Screw
DEER2020 | D20 v0 | 2018-08-20 | PGE | MFm | Rec | CZ02 | rWtd | 0.97 | 1.14 | -0.0162 | 541 | 0.0678 | Res-Indoor-Screw
DEER2020 | D20 v0 | 2018-08-20 | PGE | MFm | Rec | CZ03 | rWtd | 0.95 | 1.06 | -0.0175 | 541 | 0.0678 | Res-Indoor-Screw
DEER2020 | D20 v0 | 2018-08-20 | PGE | MFm | Rec | CZ04 | rWtd | 1.06 | 1.29 | -0.0119 | 541 | 0.0802 | Res-Indoor-Screw
DEER2020 | D20 v0 | 2018-08-20 | PGE | MFm | Rec | CZ05 | rWtd | 0.99 | 1.13 | -0.0147 | 541 | 0.0802 | Res-Indoor-Screw
DEER2020 | D20 v0 | 2018-08-20 | PGE | MFm | Rec | CZ11 | rWtd | 1.09 | 1.32 | -0.0157 | 541 | 0.0678 | Res-Indoor-Screw
DEER2020 | D20 v0 | 2018-08-20 | PGE | MFm | Rec | CZ12 | rWtd | 1.08 | 1.34 | -0.014 | 541 | 0.0678 | Res-Indoor-Screw
DEER2020 | D20 v0 | 2018-08-20 | PGE | MFm | Rec | CZ13 | rWtd | 1.1 | 1.32 | -0.0139 | 541 | 0.0678 | Res-Indoor-Screw
DEER2020 | D20 v0 | 2018-08-20 | PGE | MFm | Rec | CZ16 | rWtd | 0.99 | 1.13 | -0.0201 | 541 | 0.0678 | Res-Indoor-Screw
DEER2020 | D20 v0 | 2018-08-20 | PGE | MFm | Rec | IOU | rWtd | 1.01 | 1.19 | -0.0157 | 541 | 0.0709 | Res-Indoor-Screw
DEER2020 | D20 v0 | 2018-08-20 | PGE | Res | Ex | CZ01 | rWtd | 0.94 | 1.01 | -0.0273 | 541 | 0.0802 | Res-Indoor-Screw
DEER2020 | D20 v0 | 2018-08-20 | PGE | Res | Ex | CZ02 | rWtd | 0.99 | 1.27 | -0.0207 | 541 | 0.0678 | Res-Indoor-Screw
DEER2020 | D20 v0 | 2018-08-20 | PGE | Res | Ex | CZ03 | rWtd | 0.95 | 1.07 | -0.0228 | 541 | 0.0678 | Res-Indoor-Screw
DEER2020 | D20 v0 | 2018-08-20 | PGE | Res | Ex | CZ04 | rWtd | 1.03 | 1.31 | -0.0191 | 541 | 0.0802 | Res-Indoor-Screw
DEER2020 | D20 v0 | 2018-08-20 | PGE | Res | Ex | CZ05 | rWtd | 0.95 | 1.07 | -0.0291 | 541 | 0.0802 | Res-Indoor-Screw
DEER2020 | D20 v0 | 2018-08-20 | PGE | Res | Ex | CZ11 | rWtd | 1.1 | 1.41 | -0.0218 | 541 | 0.0678 | Res-Indoor-Screw
DEER2020 | D20 v0 | 2018-08-20 | PGE | Res | Ex | CZ12 | rWtd | 1.07 | 1.42 | -0.0208 | 541 | 0.0678 | Res-Indoor-Screw
DEER2020 | D20 v0 | 2018-08-20 | PGE | Res | Ex | CZ13 | rWtd | 1.11 | 1.42 | -0.0207 | 541 | 0.0678 | Res-Indoor-Screw
DEER2020 | D20 v0 | 2018-08-20 | PGE | Res | Ex | CZ16 | rWtd | 1.01 | 1.27 | -0.021 | 541 | 0.0678 | Res-Indoor-Screw
DEER2020 | D20 v0 | 2018-08-20 | PGE | Res | Ex | IOU | rWtd | 1.03 | 1.3 | -0.0214 | 541 | 0.0702 | Res-Indoor-Screw
DEER2020 | D20 v0 | 2018-08-20 | PGE | Res | New | CZ01 | rWtd | 0.94 | 1.01 | -0.0246 | 541 | 0.0802 | Res-Indoor-Screw
DEER2020 | D20 v0 | 2018-08-20 | PGE | Res | New | CZ02 | rWtd | 1 | 1.28 | -0.0199 | 541 | 0.0678 | Res-Indoor-Screw
DEER2020 | D20 v0 | 2018-08-20 | PGE | Res | New | CZ03 | rWtd | 0.96 | 1.07 | -0.0192 | 541 | 0.0678 | Res-Indoor-Screw
DEER2020 | D20 v0 | 2018-08-20 | PGE | Res | New | CZ04 | rWtd | 1.05 | 1.32 | -0.017 | 541 | 0.0802 | Res-Indoor-Screw
DEER2020 | D20 v0 | 2018-08-20 | PGE | Res | New | CZ05 | rWtd | 0.96 | 1.02 | -0.0269 | 541 | 0.0802 | Res-Indoor-Screw
DEER2020 | D20 v0 | 2018-08-20 | PGE | Res | New | CZ11 | rWtd | 1.09 | 1.42 | -0.0197 | 541 | 0.0678 | Res-Indoor-Screw
DEER2020 | D20 v0 | 2018-08-20 | PGE | Res | New | CZ12 | rWtd | 1.06 | 1.38 | -0.0188 | 541 | 0.0678 | Res-Indoor-Screw
DEER2020 | D20 v0 | 2018-08-20 | PGE | Res | New | CZ13 | rWtd | 1.07 | 1.34 | -0.0191 | 541 | 0.0678 | Res-Indoor-Screw
DEER2020 | D20 v0 | 2018-08-20 | PGE | Res | New | CZ16 | rWtd | 1.01 | 1.28 | -0.0188 | 541 | 0.0678 | Res-Indoor-Screw
DEER2020 | D20 v0 | 2018-08-20 | PGE | Res | New | IOU | rWtd | 1.03 | 1.28 | -0.0192 | 541 | 0.0704 | Res-Indoor-Screw
DEER2020 | D20 v0 | 2018-08-20 | PGE | Res | Old | CZ01 | rWtd | 0.94 | 1.01 | -0.0283 | 541 | 0.0802 | Res-Indoor-Screw
DEER2020 | D20 v0 | 2018-08-20 | PGE | Res | Old | CZ02 | rWtd | 0.98 | 1.26 | -0.0266 | 541 | 0.0678 | Res-Indoor-Screw
DEER2020 | D20 v0 | 2018-08-20 | PGE | Res | Old | CZ03 | rWtd | 0.95 | 1.06 | -0.0257 | 541 | 0.0678 | Res-Indoor-Screw
DEER2020 | D20 v0 | 2018-08-20 | PGE | Res | Old | CZ04 | rWtd | 1 | 1.28 | -0.0208 | 541 | 0.0802 | Res-Indoor-Screw
DEER2020 | D20 v0 | 2018-08-20 | PGE | Res | Old | CZ05 | rWtd | 0.95 | 1.07 | -0.0283 | 541 | 0.0802 | Res-Indoor-Screw
DEER2020 | D20 v0 | 2018-08-20 | PGE | Res | Old | CZ11 | rWtd | 1.1 | 1.55 | -0.0218 | 541 | 0.0678 | Res-Indoor-Screw
DEER2020 | D20 v0 | 2018-08-20 | PGE | Res | Old | CZ12 | rWtd | 1.06 | 1.58 | -0.0225 | 541 | 0.0678 | Res-Indoor-Screw
DEER2020 | D20 v0 | 2018-08-20 | PGE | Res | Old | CZ13 | rWtd | 1.11 | 1.54 | -0.0222 | 541 | 0.0678 | Res-Indoor-Screw
DEER2020 | D20 v0 | 2018-08-20 | PGE | Res | Old | CZ16 | rWtd | 1.01 | 1.29 | -0.0262 | 541 | 0.0678 | Res-Indoor-Screw
DEER2020 | D20 v0 | 2018-08-20 | PGE | Res | Old | IOU | rWtd | 1.02 | 1.32 | -0.0237 | 541 | 0.0701 | Res-Indoor-Screw
DEER2020 | D20 v0 | 2018-08-20 | PGE | Res | Rec | CZ01 | rWtd | 0.94 | 1.01 | -0.0247 | 541 | 0.0802 | Res-Indoor-Screw
DEER2020 | D20 v0 | 2018-08-20 | PGE | Res | Rec | CZ02 | rWtd | 0.99 | 1.24 | -0.0196 | 541 | 0.0678 | Res-Indoor-Screw
DEER2020 | D20 v0 | 2018-08-20 | PGE | Res | Rec | CZ03 | rWtd | 0.96 | 1.07 | -0.0192 | 541 | 0.0678 | Res-Indoor-Screw
DEER2020 | D20 v0 | 2018-08-20 | PGE | Res | Rec | CZ04 | rWtd | 1.05 | 1.32 | -0.0168 | 541 | 0.0802 | Res-Indoor-Screw
DEER2020 | D20 v0 | 2018-08-20 | PGE | Res | Rec | CZ05 | rWtd | 0.96 | 1.03 | -0.0284 | 541 | 0.0802 | Res-Indoor-Screw
DEER2020 | D20 v0 | 2018-08-20 | PGE | Res | Rec | CZ11 | rWtd | 1.08 | 1.43 | -0.0207 | 541 | 0.0678 | Res-Indoor-Screw
DEER2020 | D20 v0 | 2018-08-20 | PGE | Res | Rec | CZ12 | rWtd | 1.06 | 1.38 | -0.0189 | 541 | 0.0678 | Res-Indoor-Screw
DEER2020 | D20 v0 | 2018-08-20 | PGE | Res | Rec | CZ13 | rWtd | 1.09 | 1.38 | -0.0193 | 541 | 0.0678 | Res-Indoor-Screw
DEER2020 | D20 v0 | 2018-08-20 | PGE | Res | Rec | CZ16 | rWtd | 1 | 1.24 | -0.0209 | 541 | 0.0678 | Res-Indoor-Screw
DEER2020 | D20 v0 | 2018-08-20 | PGE | Res | Rec | IOU | rWtd | 1.03 | 1.27 | -0.0193 | 541 | 0.0704 | Res-Indoor-Screw
DEER2020 | D20 v0 | 2018-08-20 | PGE | SFm | Ex | CZ01 | rWtd | 0.96 | 1 | -0.0279 | 541 | 0.0802 | Res-Indoor-Screw
DEER2020 | D20 v0 | 2018-08-20 | PGE | SFm | Ex | CZ02 | rWtd | 1 | 1.31 | -0.0271 | 541 | 0.0678 | Res-Indoor-Screw
DEER2020 | D20 v0 | 2018-08-20 | PGE | SFm | Ex | CZ03 | rWtd | 0.97 | 1.1 | -0.0275 | 541 | 0.0678 | Res-Indoor-Screw
DEER2020 | D20 v0 | 2018-08-20 | PGE | SFm | Ex | CZ04 | rWtd | 1.03 | 1.33 | -0.0237 | 541 | 0.0802 | Res-Indoor-Screw
DEER2020 | D20 v0 | 2018-08-20 | PGE | SFm | Ex | CZ05 | rWtd | 0.96 | 1.07 | -0.0299 | 541 | 0.0802 | Res-Indoor-Screw
DEER2020 | D20 v0 | 2018-08-20 | PGE | SFm | Ex | CZ11 | rWtd | 1.1 | 1.4 | -0.0223 | 541 | 0.0678 | Res-Indoor-Screw
DEER2020 | D20 v0 | 2018-08-20 | PGE | SFm | Ex | CZ12 | rWtd | 1.06 | 1.44 | -0.0228 | 541 | 0.0678 | Res-Indoor-Screw
DEER2020 | D20 v0 | 2018-08-20 | PGE | SFm | Ex | CZ13 | rWtd | 1.11 | 1.43 | -0.0214 | 541 | 0.0678 | Res-Indoor-Screw
DEER2020 | D20 v0 | 2018-08-20 | PGE | SFm | Ex | CZ16 | rWtd | 1 | 1.26 | -0.0214 | 541 | 0.0678 | Res-Indoor-Screw
DEER2020 | D20 v0 | 2018-08-20 | PGE | SFm | Ex | IOU | rWtd | 1.05 | 1.35 | -0.0237 | 541 | 0.0698 | Res-Indoor-Screw
DEER2020 | D20 v0 | 2018-08-20 | PGE | SFm | New | CZ01 | rWtd | 0.97 | 1 | -0.0249 | 541 | 0.0802 | Res-Indoor-Screw
DEER2020 | D20 v0 | 2018-08-20 | PGE | SFm | New | CZ02 | rWtd | 1.03 | 1.47 | -0.0279 | 541 | 0.0678 | Res-Indoor-Screw
DEER2020 | D20 v0 | 2018-08-20 | PGE | SFm | New | CZ03 | rWtd | 0.98 | 1.11 | -0.0238 | 541 | 0.0678 | Res-Indoor-Screw
DEER2020 | D20 v0 | 2018-08-20 | PGE | SFm | New | CZ04 | rWtd | 1.05 | 1.4 | -0.0244 | 541 | 0.0802 | Res-Indoor-Screw
DEER2020 | D20 v0 | 2018-08-20 | PGE | SFm | New | CZ05 | rWtd | 0.97 | 1.04 | -0.0289 | 541 | 0.0802 | Res-Indoor-Screw
DEER2020 | D20 v0 | 2018-08-20 | PGE | SFm | New | CZ11 | rWtd | 1.08 | 1.43 | -0.0214 | 541 | 0.0678 | Res-Indoor-Screw
DEER2020 | D20 v0 | 2018-08-20 | PGE | SFm | New | CZ12 | rWtd | 1.05 | 1.41 | -0.0217 | 541 | 0.0678 | Res-Indoor-Screw
DEER2020 | D20 v0 | 2018-08-20 | PGE | SFm | New | CZ13 | rWtd | 1.09 | 1.4 | -0.0204 | 541 | 0.0678 | Res-Indoor-Screw
DEER2020 | D20 v0 | 2018-08-20 | PGE | SFm | New | CZ16 | rWtd | 1.01 | 1.21 | -0.0181 | 541 | 0.0678 | Res-Indoor-Screw
DEER2020 | D20 v0 | 2018-08-20 | PGE | SFm | New | IOU | rWtd | 1.04 | 1.35 | -0.0225 | 541 | 0.0698 | Res-Indoor-Screw
DEER2020 | D20 v0 | 2018-08-20 | PGE | SFm | Old | CZ01 | rWtd | 0.95 | 1 | -0.029 | 541 | 0.0802 | Res-Indoor-Screw
DEER2020 | D20 v0 | 2018-08-20 | PGE | SFm | Old | CZ02 | rWtd | 0.98 | 1.23 | -0.0292 | 541 | 0.0678 | Res-Indoor-Screw
DEER2020 | D20 v0 | 2018-08-20 | PGE | SFm | Old | CZ03 | rWtd | 0.96 | 1.08 | -0.0296 | 541 | 0.0678 | Res-Indoor-Screw
DEER2020 | D20 v0 | 2018-08-20 | PGE | SFm | Old | CZ04 | rWtd | 1.01 | 1.31 | -0.0231 | 541 | 0.0802 | Res-Indoor-Screw
DEER2020 | D20 v0 | 2018-08-20 | PGE | SFm | Old | CZ05 | rWtd | 0.96 | 1.08 | -0.03 | 541 | 0.0802 | Res-Indoor-Screw
DEER2020 | D20 v0 | 2018-08-20 | PGE | SFm | Old | CZ11 | rWtd | 1.1 | 1.57 | -0.024 | 541 | 0.0678 | Res-Indoor-Screw
DEER2020 | D20 v0 | 2018-08-20 | PGE | SFm | Old | CZ12 | rWtd | 1.06 | 1.62 | -0.0243 | 541 | 0.0678 | Res-Indoor-Screw
DEER2020 | D20 v0 | 2018-08-20 | PGE | SFm | Old | CZ13 | rWtd | 1.12 | 1.57 | -0.0245 | 541 | 0.0678 | Res-Indoor-Screw
DEER2020 | D20 v0 | 2018-08-20 | PGE | SFm | Old | CZ16 | rWtd | 1.01 | 1.31 | -0.0269 | 541 | 0.0678 | Res-Indoor-Screw
DEER2020 | D20 v0 | 2018-08-20 | PGE | SFm | Old | IOU | rWtd | 1.03 | 1.36 | -0.0262 | 541 | 0.0701 | Res-Indoor-Screw
DEER2020 | D20 v0 | 2018-08-20 | PGE | SFm | Rec | CZ01 | rWtd | 0.97 | 1 | -0.0252 | 541 | 0.0802 | Res-Indoor-Screw
DEER2020 | D20 v0 | 2018-08-20 | PGE | SFm | Rec | CZ02 | rWtd | 1.02 | 1.47 | -0.028 | 541 | 0.0678 | Res-Indoor-Screw
DEER2020 | D20 v0 | 2018-08-20 | PGE | SFm | Rec | CZ03 | rWtd | 0.98 | 1.11 | -0.0239 | 541 | 0.0678 | Res-Indoor-Screw
DEER2020 | D20 v0 | 2018-08-20 | PGE | SFm | Rec | CZ04 | rWtd | 1.05 | 1.38 | -0.0244 | 541 | 0.0802 | Res-Indoor-Screw
DEER2020 | D20 v0 | 2018-08-20 | PGE | SFm | Rec | CZ05 | rWtd | 0.97 | 1.04 | -0.0291 | 541 | 0.0802 | Res-Indoor-Screw
DEER2020 | D20 v0 | 2018-08-20 | PGE | SFm | Rec | CZ11 | rWtd | 1.08 | 1.43 | -0.0214 | 541 | 0.0678 | Res-Indoor-Screw
DEER2020 | D20 v0 | 2018-08-20 | PGE | SFm | Rec | CZ12 | rWtd | 1.05 | 1.4 | -0.0218 | 541 | 0.0678 | Res-Indoor-Screw
DEER2020 | D20 v0 | 2018-08-20 | PGE | SFm | Rec | CZ13 | rWtd | 1.09 | 1.4 | -0.0204 | 541 | 0.0678 | Res-Indoor-Screw
DEER2020 | D20 v0 | 2018-08-20 | PGE | SFm | Rec | CZ16 | rWtd | 0.99 | 1.19 | -0.0219 | 541 | 0.0678 | Res-Indoor-Screw
DEER2020 | D20 v0 | 2018-08-20 | PGE | SFm | Rec | IOU | rWtd | 1.04 | 1.35 | -0.0226 | 541 | 0.0698 | Res-Indoor-Screw
DEER2020 | D20 v0 | 2018-08-20 | SCE | DMo | Ex | CZ05 | rWtd | 0.97 | 1.38 | -0.0246 | 541 | 0.0802 | Res-Indoor-Screw
DEER2020 | D20 v0 | 2018-08-20 | SCE | DMo | Ex | CZ06 | rWtd | 0.99 | 1.09 | -0.0168 | 541 | 0.0802 | Res-Indoor-Screw
DEER2020 | D20 v0 | 2018-08-20 | SCE | DMo | Ex | CZ08 | rWtd | 1.12 | 1.35 | -0.0131 | 541 | 0.0802 | Res-Indoor-Screw
DEER2020 | D20 v0 | 2018-08-20 | SCE | DMo | Ex | CZ09 | rWtd | 1.11 | 1.41 | -0.0148 | 541 | 0.0802 | Res-Indoor-Screw
DEER2020 | D20 v0 | 2018-08-20 | SCE | DMo | Ex | CZ10 | rWtd | 1.15 | 1.5 | -0.0152 | 541 | 0.0802 | Res-Indoor-Screw
DEER2020 | D20 v0 | 2018-08-20 | SCE | DMo | Ex | CZ13 | rWtd | 1.11 | 1.42 | -0.0174 | 541 | 0.0678 | Res-Indoor-Screw
DEER2020 | D20 v0 | 2018-08-20 | SCE | DMo | Ex | CZ14 | rWtd | 1.11 | 1.43 | -0.0185 | 541 | 0.0728 | Res-Indoor-Screw
DEER2020 | D20 v0 | 2018-08-20 | SCE | DMo | Ex | CZ15 | rWtd | 1.24 | 1.54 | -0.00694 | 541 | 0.0728 | Res-Indoor-Screw
DEER2020 | D20 v0 | 2018-08-20 | SCE | DMo | Ex | CZ16 | rWtd | 1.05 | 1.46 | -0.0201 | 541 | 0.0678 | Res-Indoor-Screw
DEER2020 | D20 v0 | 2018-08-20 | SCE | DMo | Ex | IOU | rWtd | 1.07 | 1.28 | -0.0152 | 541 | 0.0792 | Res-Indoor-Screw
DEER2020 | D20 v0 | 2018-08-20 | SCE | DMo | New | CZ05 | rWtd | 0.97 | 1.31 | -0.0246 | 541 | 0.0802 | Res-Indoor-Screw
DEER2020 | D20 v0 | 2018-08-20 | SCE | DMo | New | CZ06 | rWtd | 0.97 | 1.01 | -0.0157 | 541 | 0.0802 | Res-Indoor-Screw
DEER2020 | D20 v0 | 2018-08-20 | SCE | DMo | New | CZ08 | rWtd | 1.14 | 1.31 | -0.0108 | 541 | 0.0802 | Res-Indoor-Screw
DEER2020 | D20 v0 | 2018-08-20 | SCE | DMo | New | CZ09 | rWtd | 1.11 | 1.33 | -0.0136 | 541 | 0.0802 | Res-Indoor-Screw
DEER2020 | D20 v0 | 2018-08-20 | SCE | DMo | New | CZ10 | rWtd | 1.14 | 1.43 | -0.0152 | 541 | 0.0802 | Res-Indoor-Screw
DEER2020 | D20 v0 | 2018-08-20 | SCE | DMo | New | CZ13 | rWtd | 1.06 | 1.25 | -0.0169 | 541 | 0.0678 | Res-Indoor-Screw
DEER2020 | D20 v0 | 2018-08-20 | SCE | DMo | New | CZ14 | rWtd | 1.06 | 1.26 | -0.0185 | 541 | 0.0728 | Res-Indoor-Screw
DEER2020 | D20 v0 | 2018-08-20 | SCE | DMo | New | CZ15 | rWtd | 1.22 | 1.46 | -0.007 | 541 | 0.0728 | Res-Indoor-Screw
DEER2020 | D20 v0 | 2018-08-20 | SCE | DMo | New | CZ16 | rWtd | 1.03 | 1.44 | -0.0193 | 541 | 0.0678 | Res-Indoor-Screw
DEER2020 | D20 v0 | 2018-08-20 | SCE | DMo | New | IOU | rWtd | 1.06 | 1.2 | -0.0141 | 541 | 0.0792 | Res-Indoor-Screw
DEER2020 | D20 v0 | 2018-08-20 | SCE | DMo | Old | CZ05 | rWtd | 0.99 | 1.37 | -0.0239 | 541 | 0.0802 | Res-Indoor-Screw
DEER2020 | D20 v0 | 2018-08-20 | SCE | DMo | Old | CZ06 | rWtd | 1.01 | 1.11 | -0.0126 | 541 | 0.0802 | Res-Indoor-Screw
DEER2020 | D20 v0 | 2018-08-20 | SCE | DMo | Old | CZ08 | rWtd | 1.11 | 1.33 | -0.0114 | 541 | 0.0802 | Res-Indoor-Screw
DEER2020 | D20 v0 | 2018-08-20 | SCE | DMo | Old | CZ09 | rWtd | 1.12 | 1.39 | -0.0128 | 541 | 0.0802 | Res-Indoor-Screw
DEER2020 | D20 v0 | 2018-08-20 | SCE | DMo | Old | CZ10 | rWtd | 1.14 | 1.45 | -0.0127 | 541 | 0.0802 | Res-Indoor-Screw
DEER2020 | D20 v0 | 2018-08-20 | SCE | DMo | Old | CZ13 | rWtd | 1.15 | 1.52 | -0.0166 | 541 | 0.0678 | Res-Indoor-Screw
DEER2020 | D20 v0 | 2018-08-20 | SCE | DMo | Old | CZ14 | rWtd | 1.13 | 1.46 | -0.0168 | 541 | 0.0728 | Res-Indoor-Screw
DEER2020 | D20 v0 | 2018-08-20 | SCE | DMo | Old | CZ15 | rWtd | 1.23 | 1.51 | -0.0065 | 541 | 0.0728 | Res-Indoor-Screw
DEER2020 | D20 v0 | 2018-08-20 | SCE | DMo | Old | CZ16 | rWtd | 1.05 | 1.38 | -0.023 | 541 | 0.0678 | Res-Indoor-Screw
DEER2020 | D20 v0 | 2018-08-20 | SCE | DMo | Old | IOU | rWtd | 1.11 | 1.38 | -0.0139 | 541 | 0.0776 | Res-Indoor-Screw
DEER2020 | D20 v0 | 2018-08-20 | SCE | DMo | Rec | CZ05 | rWtd | 0.97 | 1.31 | -0.0246 | 541 | 0.0802 | Res-Indoor-Screw
DEER2020 | D20 v0 | 2018-08-20 | SCE | DMo | Rec | CZ06 | rWtd | 0.97 | 1.01 | -0.0157 | 541 | 0.0802 | Res-Indoor-Screw
DEER2020 | D20 v0 | 2018-08-20 | SCE | DMo | Rec | CZ08 | rWtd | 1.14 | 1.31 | -0.0108 | 541 | 0.0802 | Res-Indoor-Screw
DEER2020 | D20 v0 | 2018-08-20 | SCE | DMo | Rec | CZ09 | rWtd | 1.11 | 1.33 | -0.0136 | 541 | 0.0802 | Res-Indoor-Screw
DEER2020 | D20 v0 | 2018-08-20 | SCE | DMo | Rec | CZ10 | rWtd | 1.14 | 1.43 | -0.0152 | 541 | 0.0802 | Res-Indoor-Screw
DEER2020 | D20 v0 | 2018-08-20 | SCE | DMo | Rec | CZ13 | rWtd | 1.06 | 1.25 | -0.0169 | 541 | 0.0678 | Res-Indoor-Screw
DEER2020 | D20 v0 | 2018-08-20 | SCE | DMo | Rec | CZ14 | rWtd | 1.06 | 1.26 | -0.0185 | 541 | 0.0728 | Res-Indoor-Screw
DEER2020 | D20 v0 | 2018-08-20 | SCE | DMo | Rec | CZ15 | rWtd | 1.22 | 1.46 | -0.007 | 541 | 0.0728 | Res-Indoor-Screw
DEER2020 | D20 v0 | 2018-08-20 | SCE | DMo | Rec | CZ16 | rWtd | 1.03 | 1.44 | -0.0193 | 541 | 0.0678 | Res-Indoor-Screw
DEER2020 | D20 v0 | 2018-08-20 | SCE | DMo | Rec | IOU | rWtd | 1.06 | 1.2 | -0.0141 | 541 | 0.0792 | Res-Indoor-Screw
DEER2020 | D20 v0 | 2018-08-20 | SCE | MFm | Ex | CZ05 | rWtd | 0.99 | 1.15 | -0.02 | 541 | 0.0802 | Res-Indoor-Screw
DEER2020 | D20 v0 | 2018-08-20 | SCE | MFm | Ex | CZ06 | rWtd | 1.03 | 1.3 | -0.0147 | 541 | 0.0802 | Res-Indoor-Screw
DEER2020 | D20 v0 | 2018-08-20 | SCE | MFm | Ex | CZ08 | rWtd | 1.07 | 1.23 | -0.0116 | 541 | 0.0802 | Res-Indoor-Screw
DEER2020 | D20 v0 | 2018-08-20 | SCE | MFm | Ex | CZ09 | rWtd | 1.08 | 1.28 | -0.0126 | 541 | 0.0802 | Res-Indoor-Screw
DEER2020 | D20 v0 | 2018-08-20 | SCE | MFm | Ex | CZ10 | rWtd | 1.08 | 1.38 | -0.011 | 541 | 0.0802 | Res-Indoor-Screw
DEER2020 | D20 v0 | 2018-08-20 | SCE | MFm | Ex | CZ13 | rWtd | 1.1 | 1.36 | -0.0151 | 541 | 0.0678 | Res-Indoor-Screw
DEER2020 | D20 v0 | 2018-08-20 | SCE | MFm | Ex | CZ14 | rWtd | 1.09 | 1.25 | -0.0167 | 541 | 0.0728 | Res-Indoor-Screw
DEER2020 | D20 v0 | 2018-08-20 | SCE | MFm | Ex | CZ15 | rWtd | 1.15 | 1.3 | -0.00701 | 541 | 0.0728 | Res-Indoor-Screw
DEER2020 | D20 v0 | 2018-08-20 | SCE | MFm | Ex | CZ16 | rWtd | 1.03 | 1.25 | -0.0207 | 541 | 0.0678 | Res-Indoor-Screw
DEER2020 | D20 v0 | 2018-08-20 | SCE | MFm | Ex | IOU | rWtd | 1.06 | 1.27 | -0.0129 | 541 | 0.0801 | Res-Indoor-Screw
DEER2020 | D20 v0 | 2018-08-20 | SCE | MFm | New | CZ05 | rWtd | 1.01 | 1.21 | -0.0147 | 541 | 0.0802 | Res-Indoor-Screw
DEER2020 | D20 v0 | 2018-08-20 | SCE | MFm | New | CZ06 | rWtd | 1.04 | 1.33 | -0.015 | 541 | 0.0802 | Res-Indoor-Screw
DEER2020 | D20 v0 | 2018-08-20 | SCE | MFm | New | CZ08 | rWtd | 1.1 | 1.22 | -0.00996 | 541 | 0.0802 | Res-Indoor-Screw
DEER2020 | D20 v0 | 2018-08-20 | SCE | MFm | New | CZ09 | rWtd | 1.09 | 1.27 | -0.0115 | 541 | 0.0802 | Res-Indoor-Screw
DEER2020 | D20 v0 | 2018-08-20 | SCE | MFm | New | CZ10 | rWtd | 1.1 | 1.33 | -0.00949 | 541 | 0.0802 | Res-Indoor-Screw
DEER2020 | D20 v0 | 2018-08-20 | SCE | MFm | New | CZ13 | rWtd | 1.1 | 1.32 | -0.0138 | 541 | 0.0678 | Res-Indoor-Screw
DEER2020 | D20 v0 | 2018-08-20 | SCE | MFm | New | CZ14 | rWtd | 1.08 | 1.25 | -0.0169 | 541 | 0.0728 | Res-Indoor-Screw
DEER2020 | D20 v0 | 2018-08-20 | SCE | MFm | New | CZ15 | rWtd | 1.14 | 1.29 | -0.00661 | 541 | 0.0728 | Res-Indoor-Screw
DEER2020 | D20 v0 | 2018-08-20 | SCE | MFm | New | CZ16 | rWtd | 1.04 | 1.21 | -0.019 | 541 | 0.0678 | Res-Indoor-Screw
DEER2020 | D20 v0 | 2018-08-20 | SCE | MFm | New | IOU | rWtd | 1.08 | 1.27 | -0.012 | 541 | 0.0801 | Res-Indoor-Screw
DEER2020 | D20 v0 | 2018-08-20 | SCE | MFm | Old | CZ05 | rWtd | 0.98 | 1.01 | -0.029 | 541 | 0.0802 | Res-Indoor-Screw
DEER2020 | D20 v0 | 2018-08-20 | SCE | MFm | Old | CZ06 | rWtd | 0.99 | 1.13 | -0.0159 | 541 | 0.0802 | Res-Indoor-Screw
DEER2020 | D20 v0 | 2018-08-20 | SCE | MFm | Old | CZ08 | rWtd | 1.03 | 1.2 | -0.013 | 541 | 0.0802 | Res-Indoor-Screw
DEER2020 | D20 v0 | 2018-08-20 | SCE | MFm | Old | CZ09 | rWtd | 1.08 | 1.27 | -0.014 | 541 | 0.0802 | Res-Indoor-Screw
DEER2020 | D20 v0 | 2018-08-20 | SCE | MFm | Old | CZ10 | rWtd | 1.08 | 1.4 | -0.015 | 541 | 0.0802 | Res-Indoor-Screw
DEER2020 | D20 v0 | 2018-08-20 | SCE | MFm | Old | CZ13 | rWtd | 1.08 | 1.44 | -0.0173 | 541 | 0.0678 | Res-Indoor-Screw
DEER2020 | D20 v0 | 2018-08-20 | SCE | MFm | Old | CZ14 | rWtd | 1.1 | 1.4 | -0.0164 | 541 | 0.0728 | Res-Indoor-Screw
DEER2020 | D20 v0 | 2018-08-20 | SCE | MFm | Old | CZ15 | rWtd | 1.18 | 1.41 | -0.00746 | 541 | 0.0728 | Res-Indoor-Screw
DEER2020 | D20 v0 | 2018-08-20 | SCE | MFm | Old | CZ16 | rWtd | 1.01 | 1.28 | -0.0202 | 541 | 0.0678 | Res-Indoor-Screw
DEER2020 | D20 v0 | 2018-08-20 | SCE | MFm | Old | IOU | rWtd | 1.04 | 1.23 | -0.0144 | 541 | 0.0794 | Res-Indoor-Screw
DEER2020 | D20 v0 | 2018-08-20 | SCE | MFm | Rec | CZ05 | rWtd | 1.01 | 1.21 | -0.0147 | 541 | 0.0802 | Res-Indoor-Screw
DEER2020 | D20 v0 | 2018-08-20 | SCE | MFm | Rec | CZ06 | rWtd | 1.04 | 1.33 | -0.015 | 541 | 0.0802 | Res-Indoor-Screw
DEER2020 | D20 v0 | 2018-08-20 | SCE | MFm | Rec | CZ08 | rWtd | 1.1 | 1.22 | -0.01 | 541 | 0.0802 | Res-Indoor-Screw
DEER2020 | D20 v0 | 2018-08-20 | SCE | MFm | Rec | CZ09 | rWtd | 1.09 | 1.28 | -0.0116 | 541 | 0.0802 | Res-Indoor-Screw
DEER2020 | D20 v0 | 2018-08-20 | SCE | MFm | Rec | CZ10 | rWtd | 1.1 | 1.33 | -0.00952 | 541 | 0.0802 | Res-Indoor-Screw
DEER2020 | D20 v0 | 2018-08-20 | SCE | MFm | Rec | CZ13 | rWtd | 1.1 | 1.32 | -0.0139 | 541 | 0.0678 | Res-Indoor-Screw
DEER2020 | D20 v0 | 2018-08-20 | SCE | MFm | Rec | CZ14 | rWtd | 1.08 | 1.25 | -0.0169 | 541 | 0.0728 | Res-Indoor-Screw
DEER2020 | D20 v0 | 2018-08-20 | SCE | MFm | Rec | CZ15 | rWtd | 1.14 | 1.29 | -0.00663 | 541 | 0.0728 | Res-Indoor-Screw
DEER2020 | D20 v0 | 2018-08-20 | SCE | MFm | Rec | CZ16 | rWtd | 1.03 | 1.22 | -0.02 | 541 | 0.0678 | Res-Indoor-Screw
DEER2020 | D20 v0 | 2018-08-20 | SCE | MFm | Rec | IOU | rWtd | 1.08 | 1.27 | -0.0121 | 541 | 0.0801 | Res-Indoor-Screw
DEER2020 | D20 v0 | 2018-08-20 | SCE | Res | Ex | CZ05 | rWtd | 0.98 | 1.23 | -0.0297 | 541 | 0.0802 | Res-Indoor-Screw
DEER2020 | D20 v0 | 2018-08-20 | SCE | Res | Ex | CZ06 | rWtd | 1.02 | 1.22 | -0.0176 | 541 | 0.0802 | Res-Indoor-Screw
DEER2020 | D20 v0 | 2018-08-20 | SCE | Res | Ex | CZ08 | rWtd | 1.08 | 1.23 | -0.0136 | 541 | 0.0802 | Res-Indoor-Screw
DEER2020 | D20 v0 | 2018-08-20 | SCE | Res | Ex | CZ09 | rWtd | 1.08 | 1.29 | -0.0153 | 541 | 0.0802 | Res-Indoor-Screw
DEER2020 | D20 v0 | 2018-08-20 | SCE | Res | Ex | CZ10 | rWtd | 1.11 | 1.35 | -0.0209 | 541 | 0.0802 | Res-Indoor-Screw
DEER2020 | D20 v0 | 2018-08-20 | SCE | Res | Ex | CZ13 | rWtd | 1.11 | 1.43 | -0.0212 | 541 | 0.0678 | Res-Indoor-Screw
DEER2020 | D20 v0 | 2018-08-20 | SCE | Res | Ex | CZ14 | rWtd | 1.12 | 1.37 | -0.0231 | 541 | 0.0728 | Res-Indoor-Screw
DEER2020 | D20 v0 | 2018-08-20 | SCE | Res | Ex | CZ15 | rWtd | 1.2 | 1.48 | -0.00929 | 541 | 0.0728 | Res-Indoor-Screw
DEER2020 | D20 v0 | 2018-08-20 | SCE | Res | Ex | CZ16 | rWtd | 1 | 1.24 | -0.0213 | 541 | 0.0678 | Res-Indoor-Screw
DEER2020 | D20 v0 | 2018-08-20 | SCE | Res | Ex | IOU | rWtd | 1.08 | 1.29 | -0.0178 | 541 | 0.0791 | Res-Indoor-Screw
DEER2020 | D20 v0 | 2018-08-20 | SCE | Res | New | CZ05 | rWtd | 1 | 1.27 | -0.0274 | 541 | 0.0802 | Res-Indoor-Screw
DEER2020 | D20 v0 | 2018-08-20 | SCE | Res | New | CZ06 | rWtd | 1.01 | 1.2 | -0.0172 | 541 | 0.0802 | Res-Indoor-Screw
DEER2020 | D20 v0 | 2018-08-20 | SCE | Res | New | CZ08 | rWtd | 1.09 | 1.24 | -0.0113 | 541 | 0.0802 | Res-Indoor-Screw
DEER2020 | D20 v0 | 2018-08-20 | SCE | Res | New | CZ09 | rWtd | 1.09 | 1.28 | -0.0136 | 541 | 0.0802 | Res-Indoor-Screw
DEER2020 | D20 v0 | 2018-08-20 | SCE | Res | New | CZ10 | rWtd | 1.09 | 1.32 | -0.0206 | 541 | 0.0802 | Res-Indoor-Screw
DEER2020 | D20 v0 | 2018-08-20 | SCE | Res | New | CZ13 | rWtd | 1.09 | 1.4 | -0.02 | 541 | 0.0678 | Res-Indoor-Screw
DEER2020 | D20 v0 | 2018-08-20 | SCE | Res | New | CZ14 | rWtd | 1.09 | 1.31 | -0.0229 | 541 | 0.0728 | Res-Indoor-Screw
DEER2020 | D20 v0 | 2018-08-20 | SCE | Res | New | CZ15 | rWtd | 1.2 | 1.44 | -0.008 | 541 | 0.0728 | Res-Indoor-Screw
DEER2020 | D20 v0 | 2018-08-20 | SCE | Res | New | CZ16 | rWtd | 1 | 1.16 | -0.0184 | 541 | 0.0678 | Res-Indoor-Screw
DEER2020 | D20 v0 | 2018-08-20 | SCE | Res | New | IOU | rWtd | 1.07 | 1.27 | -0.0161 | 541 | 0.0792 | Res-Indoor-Screw
DEER2020 | D20 v0 | 2018-08-20 | SCE | Res | Old | CZ05 | rWtd | 0.97 | 1.11 | -0.0297 | 541 | 0.0802 | Res-Indoor-Screw
DEER2020 | D20 v0 | 2018-08-20 | SCE | Res | Old | CZ06 | rWtd | 1 | 1.16 | -0.0179 | 541 | 0.0802 | Res-Indoor-Screw
DEER2020 | D20 v0 | 2018-08-20 | SCE | Res | Old | CZ08 | rWtd | 1.04 | 1.21 | -0.0158 | 541 | 0.0802 | Res-Indoor-Screw
DEER2020 | D20 v0 | 2018-08-20 | SCE | Res | Old | CZ09 | rWtd | 1.08 | 1.32 | -0.0175 | 541 | 0.0802 | Res-Indoor-Screw
DEER2020 | D20 v0 | 2018-08-20 | SCE | Res | Old | CZ10 | rWtd | 1.1 | 1.47 | -0.0201 | 541 | 0.0802 | Res-Indoor-Screw
DEER2020 | D20 v0 | 2018-08-20 | SCE | Res | Old | CZ13 | rWtd | 1.12 | 1.57 | -0.0233 | 541 | 0.0678 | Res-Indoor-Screw
DEER2020 | D20 v0 | 2018-08-20 | SCE | Res | Old | CZ14 | rWtd | 1.12 | 1.46 | -0.0235 | 541 | 0.0728 | Res-Indoor-Screw
DEER2020 | D20 v0 | 2018-08-20 | SCE | Res | Old | CZ15 | rWtd | 1.19 | 1.47 | -0.00915 | 541 | 0.0728 | Res-Indoor-Screw
DEER2020 | D20 v0 | 2018-08-20 | SCE | Res | Old | CZ16 | rWtd | 1.03 | 1.36 | -0.0255 | 541 | 0.0678 | Res-Indoor-Screw
DEER2020 | D20 v0 | 2018-08-20 | SCE | Res | Old | IOU | rWtd | 1.06 | 1.31 | -0.0183 | 541 | 0.0786 | Res-Indoor-Screw
DEER2020 | D20 v0 | 2018-08-20 | SCE | Res | Rec | CZ05 | rWtd | 0.99 | 1.27 | -0.0284 | 541 | 0.0802 | Res-Indoor-Screw
DEER2020 | D20 v0 | 2018-08-20 | SCE | Res | Rec | CZ06 | rWtd | 1.02 | 1.27 | -0.0178 | 541 | 0.0802 | Res-Indoor-Screw
DEER2020 | D20 v0 | 2018-08-20 | SCE | Res | Rec | CZ08 | rWtd | 1.09 | 1.23 | -0.0115 | 541 | 0.0802 | Res-Indoor-Screw
DEER2020 | D20 v0 | 2018-08-20 | SCE | Res | Rec | CZ09 | rWtd | 1.09 | 1.28 | -0.0136 | 541 | 0.0802 | Res-Indoor-Screw
DEER2020 | D20 v0 | 2018-08-20 | SCE | Res | Rec | CZ10 | rWtd | 1.09 | 1.32 | -0.0209 | 541 | 0.0802 | Res-Indoor-Screw
DEER2020 | D20 v0 | 2018-08-20 | SCE | Res | Rec | CZ13 | rWtd | 1.09 | 1.4 | -0.02 | 541 | 0.0678 | Res-Indoor-Screw
DEER2020 | D20 v0 | 2018-08-20 | SCE | Res | Rec | CZ14 | rWtd | 1.1 | 1.32 | -0.0234 | 541 | 0.0728 | Res-Indoor-Screw
DEER2020 | D20 v0 | 2018-08-20 | SCE | Res | Rec | CZ15 | rWtd | 1.19 | 1.42 | -0.00912 | 541 | 0.0728 | Res-Indoor-Screw
DEER2020 | D20 v0 | 2018-08-20 | SCE | Res | Rec | CZ16 | rWtd | 0.98 | 1.09 | -0.0217 | 541 | 0.0678 | Res-Indoor-Screw
DEER2020 | D20 v0 | 2018-08-20 | SCE | Res | Rec | IOU | rWtd | 1.07 | 1.28 | -0.0167 | 541 | 0.0793 | Res-Indoor-Screw
DEER2020 | D20 v0 | 2018-08-20 | SCE | SFm | Ex | CZ05 | rWtd | 0.98 | 1.23 | -0.03 | 541 | 0.0802 | Res-Indoor-Screw
DEER2020 | D20 v0 | 2018-08-20 | SCE | SFm | Ex | CZ06 | rWtd | 1.03 | 1.2 | -0.02 | 541 | 0.0802 | Res-Indoor-Screw
DEER2020 | D20 v0 | 2018-08-20 | SCE | SFm | Ex | CZ08 | rWtd | 1.08 | 1.22 | -0.0159 | 541 | 0.0802 | Res-Indoor-Screw
DEER2020 | D20 v0 | 2018-08-20 | SCE | SFm | Ex | CZ09 | rWtd | 1.08 | 1.27 | -0.0179 | 541 | 0.0802 | Res-Indoor-Screw
DEER2020 | D20 v0 | 2018-08-20 | SCE | SFm | Ex | CZ10 | rWtd | 1.1 | 1.34 | -0.0211 | 541 | 0.0802 | Res-Indoor-Screw
DEER2020 | D20 v0 | 2018-08-20 | SCE | SFm | Ex | CZ13 | rWtd | 1.11 | 1.43 | -0.0214 | 541 | 0.0678 | Res-Indoor-Screw
DEER2020 | D20 v0 | 2018-08-20 | SCE | SFm | Ex | CZ14 | rWtd | 1.12 | 1.37 | -0.0234 | 541 | 0.0728 | Res-Indoor-Screw
DEER2020 | D20 v0 | 2018-08-20 | SCE | SFm | Ex | CZ15 | rWtd | 1.18 | 1.44 | -0.0107 | 541 | 0.0728 | Res-Indoor-Screw
DEER2020 | D20 v0 | 2018-08-20 | SCE | SFm | Ex | CZ16 | rWtd | 1 | 1.22 | -0.0214 | 541 | 0.0678 | Res-Indoor-Screw
DEER2020 | D20 v0 | 2018-08-20 | SCE | SFm | Ex | IOU | rWtd | 1.09 | 1.3 | -0.0199 | 541 | 0.0787 | Res-Indoor-Screw
DEER2020 | D20 v0 | 2018-08-20 | SCE | SFm | New | CZ05 | rWtd | 1 | 1.27 | -0.029 | 541 | 0.0802 | Res-Indoor-Screw
DEER2020 | D20 v0 | 2018-08-20 | SCE | SFm | New | CZ06 | rWtd | 1.03 | 1.26 | -0.0219 | 541 | 0.0802 | Res-Indoor-Screw
DEER2020 | D20 v0 | 2018-08-20 | SCE | SFm | New | CZ08 | rWtd | 1.07 | 1.24 | -0.0143 | 541 | 0.0802 | Res-Indoor-Screw
DEER2020 | D20 v0 | 2018-08-20 | SCE | SFm | New | CZ09 | rWtd | 1.07 | 1.27 | -0.017 | 541 | 0.0802 | Res-Indoor-Screw
DEER2020 | D20 v0 | 2018-08-20 | SCE | SFm | New | CZ10 | rWtd | 1.08 | 1.32 | -0.0211 | 541 | 0.0802 | Res-Indoor-Screw
DEER2020 | D20 v0 | 2018-08-20 | SCE | SFm | New | CZ13 | rWtd | 1.09 | 1.4 | -0.0204 | 541 | 0.0678 | Res-Indoor-Screw
DEER2020 | D20 v0 | 2018-08-20 | SCE | SFm | New | CZ14 | rWtd | 1.1 | 1.32 | -0.0238 | 541 | 0.0728 | Res-Indoor-Screw
DEER2020 | D20 v0 | 2018-08-20 | SCE | SFm | New | CZ15 | rWtd | 1.16 | 1.39 | -0.0104 | 541 | 0.0728 | Res-Indoor-Screw
DEER2020 | D20 v0 | 2018-08-20 | SCE | SFm | New | CZ16 | rWtd | 0.99 | 1.06 | -0.018 | 541 | 0.0678 | Res-Indoor-Screw
DEER2020 | D20 v0 | 2018-08-20 | SCE | SFm | New | IOU | rWtd | 1.07 | 1.29 | -0.0199 | 541 | 0.0787 | Res-Indoor-Screw
DEER2020 | D20 v0 | 2018-08-20 | SCE | SFm | Old | CZ05 | rWtd | 0.96 | 1.15 | -0.03 | 541 | 0.0802 | Res-Indoor-Screw
DEER2020 | D20 v0 | 2018-08-20 | SCE | SFm | Old | CZ06 | rWtd | 1.01 | 1.18 | -0.0201 | 541 | 0.0802 | Res-Indoor-Screw
DEER2020 | D20 v0 | 2018-08-20 | SCE | SFm | Old | CZ08 | rWtd | 1.04 | 1.21 | -0.0175 | 541 | 0.0802 | Res-Indoor-Screw
DEER2020 | D20 v0 | 2018-08-20 | SCE | SFm | Old | CZ09 | rWtd | 1.09 | 1.34 | -0.0192 | 541 | 0.0802 | Res-Indoor-Screw
DEER2020 | D20 v0 | 2018-08-20 | SCE | SFm | Old | CZ10 | rWtd | 1.1 | 1.48 | -0.0218 | 541 | 0.0802 | Res-Indoor-Screw
DEER2020 | D20 v0 | 2018-08-20 | SCE | SFm | Old | CZ13 | rWtd | 1.12 | 1.58 | -0.0244 | 541 | 0.0678 | Res-Indoor-Screw
DEER2020 | D20 v0 | 2018-08-20 | SCE | SFm | Old | CZ14 | rWtd | 1.12 | 1.46 | -0.0248 | 541 | 0.0728 | Res-Indoor-Screw
DEER2020 | D20 v0 | 2018-08-20 | SCE | SFm | Old | CZ15 | rWtd | 1.2 | 1.52 | -0.011 | 541 | 0.0728 | Res-Indoor-Screw
DEER2020 | D20 v0 | 2018-08-20 | SCE | SFm | Old | CZ16 | rWtd | 1.03 | 1.37 | -0.0267 | 541 | 0.0678 | Res-Indoor-Screw
DEER2020 | D20 v0 | 2018-08-20 | SCE | SFm | Old | IOU | rWtd | 1.07 | 1.34 | -0.0203 | 541 | 0.0784 | Res-Indoor-Screw
DEER2020 | D20 v0 | 2018-08-20 | SCE | SFm | Rec | CZ05 | rWtd | 0.99 | 1.27 | -0.0292 | 541 | 0.0802 | Res-Indoor-Screw
DEER2020 | D20 v0 | 2018-08-20 | SCE | SFm | Rec | CZ06 | rWtd | 1.03 | 1.26 | -0.022 | 541 | 0.0802 | Res-Indoor-Screw
DEER2020 | D20 v0 | 2018-08-20 | SCE | SFm | Rec | CZ08 | rWtd | 1.07 | 1.25 | -0.0145 | 541 | 0.0802 | Res-Indoor-Screw
DEER2020 | D20 v0 | 2018-08-20 | SCE | SFm | Rec | CZ09 | rWtd | 1.07 | 1.27 | -0.017 | 541 | 0.0802 | Res-Indoor-Screw
DEER2020 | D20 v0 | 2018-08-20 | SCE | SFm | Rec | CZ10 | rWtd | 1.09 | 1.32 | -0.0212 | 541 | 0.0802 | Res-Indoor-Screw
DEER2020 | D20 v0 | 2018-08-20 | SCE | SFm | Rec | CZ13 | rWtd | 1.09 | 1.4 | -0.0204 | 541 | 0.0678 | Res-Indoor-Screw
DEER2020 | D20 v0 | 2018-08-20 | SCE | SFm | Rec | CZ14 | rWtd | 1.1 | 1.32 | -0.0237 | 541 | 0.0728 | Res-Indoor-Screw
DEER2020 | D20 v0 | 2018-08-20 | SCE | SFm | Rec | CZ15 | rWtd | 1.17 | 1.4 | -0.0104 | 541 | 0.0728 | Res-Indoor-Screw
DEER2020 | D20 v0 | 2018-08-20 | SCE | SFm | Rec | CZ16 | rWtd | 0.98 | 1.06 | -0.0219 | 541 | 0.0678 | Res-Indoor-Screw
DEER2020 | D20 v0 | 2018-08-20 | SCE | SFm | Rec | IOU | rWtd | 1.07 | 1.29 | -0.02 | 541 | 0.0787 | Res-Indoor-Screw
DEER2020 | D20 v0 | 2018-08-20 | SDG | DMo | Ex | CZ06 | rWtd | 0.54 | 0.65 | -0.00788 | 541 | 0.0802 | Res-Indoor-Screw
DEER2020 | D20 v0 | 2018-08-20 | SDG | DMo | Ex | CZ07 | rWtd | 1.02 | 1.12 | -0.0126 | 541 | 0.0802 | Res-Indoor-Screw
DEER2020 | D20 v0 | 2018-08-20 | SDG | DMo | Ex | CZ08 | rWtd | 1.11 | 1.31 | -0.0124 | 541 | 0.0802 | Res-Indoor-Screw
DEER2020 | D20 v0 | 2018-08-20 | SDG | DMo | Ex | CZ10 | rWtd | 1.14 | 1.46 | -0.0152 | 541 | 0.0802 | Res-Indoor-Screw
DEER2020 | D20 v0 | 2018-08-20 | SDG | DMo | Ex | CZ14 | rWtd | 1.05 | 1.26 | -0.0185 | 541 | 0.0728 | Res-Indoor-Screw
DEER2020 | D20 v0 | 2018-08-20 | SDG | DMo | Ex | CZ15 | rWtd | 1.16 | 1.36 | -0.00694 | 541 | 0.0728 | Res-Indoor-Screw
DEER2020 | D20 v0 | 2018-08-20 | SDG | DMo | Ex | IOU | rWtd | 1.1 | 1.34 | -0.0143 | 541 | 0.0802 | Res-Indoor-Screw
DEER2020 | D20 v0 | 2018-08-20 | SDG | DMo | New | CZ06 | rWtd | 1.06 | 1.26 | -0.0158 | 541 | 0.0802 | Res-Indoor-Screw
DEER2020 | D20 v0 | 2018-08-20 | SDG | DMo | New | CZ07 | rWtd | 1.07 | 1.19 | -0.00781 | 541 | 0.0802 | Res-Indoor-Screw
DEER2020 | D20 v0 | 2018-08-20 | SDG | DMo | New | CZ08 | rWtd | 1.14 | 1.31 | -0.0108 | 541 | 0.0802 | Res-Indoor-Screw
DEER2020 | D20 v0 | 2018-08-20 | SDG | DMo | New | CZ10 | rWtd | 1.14 | 1.43 | -0.0152 | 541 | 0.0802 | Res-Indoor-Screw
DEER2020 | D20 v0 | 2018-08-20 | SDG | DMo | New | CZ14 | rWtd | 1.1 | 1.38 | -0.0186 | 541 | 0.0728 | Res-Indoor-Screw
DEER2020 | D20 v0 | 2018-08-20 | SDG | DMo | New | CZ15 | rWtd | 1.18 | 1.39 | -0.00699 | 541 | 0.0728 | Res-Indoor-Screw
DEER2020 | D20 v0 | 2018-08-20 | SDG | DMo | New | IOU | rWtd | 1.12 | 1.34 | -0.0126 | 541 | 0.0802 | Res-Indoor-Screw
DEER2020 | D20 v0 | 2018-08-20 | SDG | DMo | Old | CZ06 | rWtd | 0 | 0 | 0 | 541 | 0.0802 | Res-Indoor-Screw
DEER2020 | D20 v0 | 2018-08-20 | SDG | DMo | Old | CZ07 | rWtd | 1.01 | 1.08 | -0.012 | 541 | 0.0802 | Res-Indoor-Screw
DEER2020 | D20 v0 | 2018-08-20 | SDG | DMo | Old | CZ08 | rWtd | 1.09 | 1.26 | -0.0107 | 541 | 0.0802 | Res-Indoor-Screw
DEER2020 | D20 v0 | 2018-08-20 | SDG | DMo | Old | CZ10 | rWtd | 1.13 | 1.4 | -0.0121 | 541 | 0.0802 | Res-Indoor-Screw
DEER2020 | D20 v0 | 2018-08-20 | SDG | DMo | Old | CZ14 | rWtd | 0.99 | 1.09 | -0.0162 | 541 | 0.0728 | Res-Indoor-Screw
DEER2020 | D20 v0 | 2018-08-20 | SDG | DMo | Old | CZ15 | rWtd | 1.11 | 1.27 | -0.00648 | 541 | 0.0728 | Res-Indoor-Screw
DEER2020 | D20 v0 | 2018-08-20 | SDG | DMo | Old | IOU | rWtd | 1.06 | 1.23 | -0.0121 | 541 | 0.08 | Res-Indoor-Screw
DEER2020 | D20 v0 | 2018-08-20 | SDG | DMo | Rec | CZ06 | rWtd | 1.06 | 1.26 | -0.0158 | 541 | 0.0802 | Res-Indoor-Screw
DEER2020 | D20 v0 | 2018-08-20 | SDG | DMo | Rec | CZ07 | rWtd | 1.07 | 1.19 | -0.00781 | 541 | 0.0802 | Res-Indoor-Screw
DEER2020 | D20 v0 | 2018-08-20 | SDG | DMo | Rec | CZ08 | rWtd | 1.14 | 1.31 | -0.0108 | 541 | 0.0802 | Res-Indoor-Screw
DEER2020 | D20 v0 | 2018-08-20 | SDG | DMo | Rec | CZ10 | rWtd | 1.14 | 1.43 | -0.0152 | 541 | 0.0802 | Res-Indoor-Screw
DEER2020 | D20 v0 | 2018-08-20 | SDG | DMo | Rec | CZ14 | rWtd | 1.1 | 1.38 | -0.0186 | 541 | 0.0728 | Res-Indoor-Screw
DEER2020 | D20 v0 | 2018-08-20 | SDG | DMo | Rec | CZ15 | rWtd | 1.18 | 1.39 | -0.00699 | 541 | 0.0728 | Res-Indoor-Screw
DEER2020 | D20 v0 | 2018-08-20 | SDG | DMo | Rec | IOU | rWtd | 1.12 | 1.34 | -0.0126 | 541 | 0.0802 | Res-Indoor-Screw
DEER2020 | D20 v0 | 2018-08-20 | SDG | MFm | Ex | CZ06 | rWtd | 1.03 | 1.34 | -0.0147 | 541 | 0.0802 | Res-Indoor-Screw
DEER2020 | D20 v0 | 2018-08-20 | SDG | MFm | Ex | CZ07 | rWtd | 1.05 | 1.2 | -0.0134 | 541 | 0.0802 | Res-Indoor-Screw
DEER2020 | D20 v0 | 2018-08-20 | SDG | MFm | Ex | CZ08 | rWtd | 1.09 | 1.26 | -0.0116 | 541 | 0.0802 | Res-Indoor-Screw
DEER2020 | D20 v0 | 2018-08-20 | SDG | MFm | Ex | CZ10 | rWtd | 1.02 | 1.21 | -0.0112 | 541 | 0.0802 | Res-Indoor-Screw
DEER2020 | D20 v0 | 2018-08-20 | SDG | MFm | Ex | CZ14 | rWtd | 1.08 | 1.23 | -0.0168 | 541 | 0.0728 | Res-Indoor-Screw
DEER2020 | D20 v0 | 2018-08-20 | SDG | MFm | Ex | CZ15 | rWtd | 1.13 | 1.27 | -0.00705 | 541 | 0.0728 | Res-Indoor-Screw
DEER2020 | D20 v0 | 2018-08-20 | SDG | MFm | Ex | IOU | rWtd | 1.05 | 1.22 | -0.0127 | 541 | 0.0802 | Res-Indoor-Screw
DEER2020 | D20 v0 | 2018-08-20 | SDG | MFm | New | CZ06 | rWtd | 1.05 | 1.37 | -0.015 | 541 | 0.0802 | Res-Indoor-Screw
DEER2020 | D20 v0 | 2018-08-20 | SDG | MFm | New | CZ07 | rWtd | 1.08 | 1.23 | -0.0128 | 541 | 0.0802 | Res-Indoor-Screw
DEER2020 | D20 v0 | 2018-08-20 | SDG | MFm | New | CZ08 | rWtd | 1.11 | 1.23 | -0.00993 | 541 | 0.0802 | Res-Indoor-Screw
DEER2020 | D20 v0 | 2018-08-20 | SDG | MFm | New | CZ10 | rWtd | 1.01 | 1.11 | -0.00974 | 541 | 0.0802 | Res-Indoor-Screw
DEER2020 | D20 v0 | 2018-08-20 | SDG | MFm | New | CZ14 | rWtd | 1.06 | 1.21 | -0.0169 | 541 | 0.0728 | Res-Indoor-Screw
DEER2020 | D20 v0 | 2018-08-20 | SDG | MFm | New | CZ15 | rWtd | 1.12 | 1.25 | -0.00666 | 541 | 0.0728 | Res-Indoor-Screw
DEER2020 | D20 v0 | 2018-08-20 | SDG | MFm | New | IOU | rWtd | 1.07 | 1.21 | -0.0117 | 541 | 0.0802 | Res-Indoor-Screw
DEER2020 | D20 v0 | 2018-08-20 | SDG | MFm | Old | CZ06 | rWtd | 1 | 1.15 | -0.0162 | 541 | 0.0802 | Res-Indoor-Screw
DEER2020 | D20 v0 | 2018-08-20 | SDG | MFm | Old | CZ07 | rWtd | 0.99 | 1.1 | -0.014 | 541 | 0.0802 | Res-Indoor-Screw
DEER2020 | D20 v0 | 2018-08-20 | SDG | MFm | Old | CZ08 | rWtd | 1.06 | 1.25 | -0.0125 | 541 | 0.0802 | Res-Indoor-Screw
DEER2020 | D20 v0 | 2018-08-20 | SDG | MFm | Old | CZ10 | rWtd | 1.06 | 1.37 | -0.0151 | 541 | 0.0802 | Res-Indoor-Screw
DEER2020 | D20 v0 | 2018-08-20 | SDG | MFm | Old | CZ14 | rWtd | 1.1 | 1.38 | -0.0172 | 541 | 0.0728 | Res-Indoor-Screw
DEER2020 | D20 v0 | 2018-08-20 | SDG | MFm | Old | CZ15 | rWtd | 1.19 | 1.41 | -0.00717 | 541 | 0.0728 | Res-Indoor-Screw
DEER2020 | D20 v0 | 2018-08-20 | SDG | MFm | Old | IOU | rWtd | 1 | 1.17 | -0.0143 | 541 | 0.0802 | Res-Indoor-Screw
DEER2020 | D20 v0 | 2018-08-20 | SDG | MFm | Rec | CZ06 | rWtd | 1.05 | 1.37 | -0.015 | 541 | 0.0802 | Res-Indoor-Screw
DEER2020 | D20 v0 | 2018-08-20 | SDG | MFm | Rec | CZ07 | rWtd | 1.08 | 1.23 | -0.0128 | 541 | 0.0802 | Res-Indoor-Screw
DEER2020 | D20 v0 | 2018-08-20 | SDG | MFm | Rec | CZ08 | rWtd | 1.11 | 1.23 | -0.01 | 541 | 0.0802 | Res-Indoor-Screw
DEER2020 | D20 v0 | 2018-08-20 | SDG | MFm | Rec | CZ10 | rWtd | 1.01 | 1.11 | -0.00977 | 541 | 0.0802 | Res-Indoor-Screw
DEER2020 | D20 v0 | 2018-08-20 | SDG | MFm | Rec | CZ14 | rWtd | 1.06 | 1.22 | -0.017 | 541 | 0.0728 | Res-Indoor-Screw
DEER2020 | D20 v0 | 2018-08-20 | SDG | MFm | Rec | CZ15 | rWtd | 1.12 | 1.25 | -0.00669 | 541 | 0.0728 | Res-Indoor-Screw
DEER2020 | D20 v0 | 2018-08-20 | SDG | MFm | Rec | IOU | rWtd | 1.07 | 1.21 | -0.0118 | 541 | 0.0802 | Res-Indoor-Screw
DEER2020 | D20 v0 | 2018-08-20 | SDG | Res | Ex | CZ06 | rWtd | 1.03 | 1.21 | -0.0196 | 541 | 0.0802 | Res-Indoor-Screw
DEER2020 | D20 v0 | 2018-08-20 | SDG | Res | Ex | CZ07 | rWtd | 1.03 | 1.16 | -0.0165 | 541 | 0.0802 | Res-Indoor-Screw
DEER2020 | D20 v0 | 2018-08-20 | SDG | Res | Ex | CZ08 | rWtd | 1.09 | 1.27 | -0.0121 | 541 | 0.0802 | Res-Indoor-Screw
DEER2020 | D20 v0 | 2018-08-20 | SDG | Res | Ex | CZ10 | rWtd | 1.08 | 1.3 | -0.0186 | 541 | 0.0802 | Res-Indoor-Screw
DEER2020 | D20 v0 | 2018-08-20 | SDG | Res | Ex | CZ14 | rWtd | 1.06 | 1.21 | -0.0234 | 541 | 0.0728 | Res-Indoor-Screw
DEER2020 | D20 v0 | 2018-08-20 | SDG | Res | Ex | CZ15 | rWtd | 1.14 | 1.3 | -0.00844 | 541 | 0.0728 | Res-Indoor-Screw
DEER2020 | D20 v0 | 2018-08-20 | SDG | Res | Ex | IOU | rWtd | 1.05 | 1.21 | -0.0173 | 541 | 0.0801 | Res-Indoor-Screw
DEER2020 | D20 v0 | 2018-08-20 | SDG | Res | New | CZ06 | rWtd | 1.02 | 1.22 | -0.021 | 541 | 0.0802 | Res-Indoor-Screw
DEER2020 | D20 v0 | 2018-08-20 | SDG | Res | New | CZ07 | rWtd | 1.06 | 1.18 | -0.0135 | 541 | 0.0802 | Res-Indoor-Screw
DEER2020 | D20 v0 | 2018-08-20 | SDG | Res | New | CZ08 | rWtd | 1.1 | 1.24 | -0.0103 | 541 | 0.0802 | Res-Indoor-Screw
DEER2020 | D20 v0 | 2018-08-20 | SDG | Res | New | CZ10 | rWtd | 1.09 | 1.3 | -0.0168 | 541 | 0.0802 | Res-Indoor-Screw
DEER2020 | D20 v0 | 2018-08-20 | SDG | Res | New | CZ14 | rWtd | 1.04 | 1.12 | -0.0235 | 541 | 0.0728 | Res-Indoor-Screw
DEER2020 | D20 v0 | 2018-08-20 | SDG | Res | New | CZ15 | rWtd | 1.13 | 1.3 | -0.00805 | 541 | 0.0728 | Res-Indoor-Screw
DEER2020 | D20 v0 | 2018-08-20 | SDG | Res | New | IOU | rWtd | 1.06 | 1.23 | -0.0152 | 541 | 0.0802 | Res-Indoor-Screw
DEER2020 | D20 v0 | 2018-08-20 | SDG | Res | Old | CZ06 | rWtd | 1.02 | 1.22 | -0.0211 | 541 | 0.0802 | Res-Indoor-Screw
DEER2020 | D20 v0 | 2018-08-20 | SDG | Res | Old | CZ07 | rWtd | 1 | 1.13 | -0.0176 | 541 | 0.0802 | Res-Indoor-Screw
DEER2020 | D20 v0 | 2018-08-20 | SDG | Res | Old | CZ08 | rWtd | 1.07 | 1.29 | -0.0141 | 541 | 0.0802 | Res-Indoor-Screw
DEER2020 | D20 v0 | 2018-08-20 | SDG | Res | Old | CZ10 | rWtd | 1.07 | 1.37 | -0.0192 | 541 | 0.0802 | Res-Indoor-Screw
DEER2020 | D20 v0 | 2018-08-20 | SDG | Res | Old | CZ14 | rWtd | 1.07 | 1.32 | -0.0226 | 541 | 0.0728 | Res-Indoor-Screw
DEER2020 | D20 v0 | 2018-08-20 | SDG | Res | Old | CZ15 | rWtd | 1.19 | 1.54 | -0.0105 | 541 | 0.0728 | Res-Indoor-Screw
DEER2020 | D20 v0 | 2018-08-20 | SDG | Res | Old | IOU | rWtd | 1.02 | 1.21 | -0.0182 | 541 | 0.0801 | Res-Indoor-Screw
DEER2020 | D20 v0 | 2018-08-20 | SDG | Res | Rec | CZ06 | rWtd | 1.02 | 1.22 | -0.0211 | 541 | 0.0802 | Res-Indoor-Screw
DEER2020 | D20 v0 | 2018-08-20 | SDG | Res | Rec | CZ07 | rWtd | 1.05 | 1.18 | -0.0143 | 541 | 0.0802 | Res-Indoor-Screw
DEER2020 | D20 v0 | 2018-08-20 | SDG | Res | Rec | CZ08 | rWtd | 1.11 | 1.24 | -0.0104 | 541 | 0.0802 | Res-Indoor-Screw
DEER2020 | D20 v0 | 2018-08-20 | SDG | Res | Rec | CZ10 | rWtd | 1.07 | 1.26 | -0.0173 | 541 | 0.0802 | Res-Indoor-Screw
DEER2020 | D20 v0 | 2018-08-20 | SDG | Res | Rec | CZ14 | rWtd | 1.03 | 1.12 | -0.0236 | 541 | 0.0728 | Res-Indoor-Screw
DEER2020 | D20 v0 | 2018-08-20 | SDG | Res | Rec | CZ15 | rWtd | 1.12 | 1.28 | -0.00826 | 541 | 0.0728 | Res-Indoor-Screw
DEER2020 | D20 v0 | 2018-08-20 | SDG | Res | Rec | IOU | rWtd | 1.06 | 1.21 | -0.0156 | 541 | 0.0801 | Res-Indoor-Screw
DEER2020 | D20 v0 | 2018-08-20 | SDG | SFm | Ex | CZ06 | rWtd | 1.03 | 1.2 | -0.02 | 541 | 0.0802 | Res-Indoor-Screw
DEER2020 | D20 v0 | 2018-08-20 | SDG | SFm | Ex | CZ07 | rWtd | 1.02 | 1.14 | -0.0182 | 541 | 0.0802 | Res-Indoor-Screw
DEER2020 | D20 v0 | 2018-08-20 | SDG | SFm | Ex | CZ08 | rWtd | 1.13 | 1.32 | -0.0158 | 541 | 0.0802 | Res-Indoor-Screw
DEER2020 | D20 v0 | 2018-08-20 | SDG | SFm | Ex | CZ10 | rWtd | 1.09 | 1.29 | -0.0211 | 541 | 0.0802 | Res-Indoor-Screw
DEER2020 | D20 v0 | 2018-08-20 | SDG | SFm | Ex | CZ14 | rWtd | 1.06 | 1.21 | -0.0235 | 541 | 0.0728 | Res-Indoor-Screw
DEER2020 | D20 v0 | 2018-08-20 | SDG | SFm | Ex | CZ15 | rWtd | 1.13 | 1.31 | -0.0106 | 541 | 0.0728 | Res-Indoor-Screw
DEER2020 | D20 v0 | 2018-08-20 | SDG | SFm | Ex | IOU | rWtd | 1.04 | 1.2 | -0.0195 | 541 | 0.0801 | Res-Indoor-Screw
DEER2020 | D20 v0 | 2018-08-20 | SDG | SFm | New | CZ06 | rWtd | 1.01 | 1.2 | -0.0219 | 541 | 0.0802 | Res-Indoor-Screw
DEER2020 | D20 v0 | 2018-08-20 | SDG | SFm | New | CZ07 | rWtd | 1.03 | 1.13 | -0.0154 | 541 | 0.0802 | Res-Indoor-Screw
DEER2020 | D20 v0 | 2018-08-20 | SDG | SFm | New | CZ08 | rWtd | 1.09 | 1.31 | -0.0143 | 541 | 0.0802 | Res-Indoor-Screw
DEER2020 | D20 v0 | 2018-08-20 | SDG | SFm | New | CZ10 | rWtd | 1.08 | 1.31 | -0.0211 | 541 | 0.0802 | Res-Indoor-Screw
DEER2020 | D20 v0 | 2018-08-20 | SDG | SFm | New | CZ14 | rWtd | 1.04 | 1.11 | -0.0238 | 541 | 0.0728 | Res-Indoor-Screw
DEER2020 | D20 v0 | 2018-08-20 | SDG | SFm | New | CZ15 | rWtd | 1.1 | 1.25 | -0.0105 | 541 | 0.0728 | Res-Indoor-Screw
DEER2020 | D20 v0 | 2018-08-20 | SDG | SFm | New | IOU | rWtd | 1.04 | 1.2 | -0.0185 | 541 | 0.0801 | Res-Indoor-Screw
DEER2020 | D20 v0 | 2018-08-20 | SDG | SFm | Old | CZ06 | rWtd | 1.02 | 1.25 | -0.0227 | 541 | 0.0802 | Res-Indoor-Screw
DEER2020 | D20 v0 | 2018-08-20 | SDG | SFm | Old | CZ07 | rWtd | 1 | 1.15 | -0.02 | 541 | 0.0802 | Res-Indoor-Screw
DEER2020 | D20 v0 | 2018-08-20 | SDG | SFm | Old | CZ08 | rWtd | 1.09 | 1.34 | -0.0173 | 541 | 0.0802 | Res-Indoor-Screw
DEER2020 | D20 v0 | 2018-08-20 | SDG | SFm | Old | CZ10 | rWtd | 1.07 | 1.37 | -0.0216 | 541 | 0.0802 | Res-Indoor-Screw
DEER2020 | D20 v0 | 2018-08-20 | SDG | SFm | Old | CZ14 | rWtd | 1.08 | 1.34 | -0.0237 | 541 | 0.0728 | Res-Indoor-Screw
DEER2020 | D20 v0 | 2018-08-20 | SDG | SFm | Old | CZ15 | rWtd | 1.19 | 1.54 | -0.0107 | 541 | 0.0728 | Res-Indoor-Screw
DEER2020 | D20 v0 | 2018-08-20 | SDG | SFm | Old | IOU | rWtd | 1.02 | 1.23 | -0.0206 | 541 | 0.0801 | Res-Indoor-Screw
DEER2020 | D20 v0 | 2018-08-20 | SDG | SFm | Rec | CZ06 | rWtd | 1.01 | 1.2 | -0.022 | 541 | 0.0802 | Res-Indoor-Screw
DEER2020 | D20 v0 | 2018-08-20 | SDG | SFm | Rec | CZ07 | rWtd | 1.03 | 1.13 | -0.0159 | 541 | 0.0802 | Res-Indoor-Screw
DEER2020 | D20 v0 | 2018-08-20 | SDG | SFm | Rec | CZ08 | rWtd | 1.09 | 1.32 | -0.0145 | 541 | 0.0802 | Res-Indoor-Screw
DEER2020 | D20 v0 | 2018-08-20 | SDG | SFm | Rec | CZ10 | rWtd | 1.08 | 1.31 | -0.0212 | 541 | 0.0802 | Res-Indoor-Screw
DEER2020 | D20 v0 | 2018-08-20 | SDG | SFm | Rec | CZ14 | rWtd | 1.03 | 1.11 | -0.0237 | 541 | 0.0728 | Res-Indoor-Screw
DEER2020 | D20 v0 | 2018-08-20 | SDG | SFm | Rec | CZ15 | rWtd | 1.1 | 1.25 | -0.0105 | 541 | 0.0728 | Res-Indoor-Screw
DEER2020 | D20 v0 | 2018-08-20 | SDG | SFm | Rec | IOU | rWtd | 1.04 | 1.2 | -0.0188 | 541 | 0.0801 | Res-Indoor-Screw

## 2023 sim data
Determine IE factors from simulation results | [5 empty] | max | 1.268 | 2 | 2 | 0
[6 empty] | avg | 0.93939 | 1.2971 | 1.1966 | -0.0097349 | 28.52%
[6 empty] | min | 0.25 | 1 | 1 | -0.03413 |  | 10 | 11 | 12 | 13 | 14 | 15 | 16
Output from DEER2023 processing
index | Ltg | IOU | BldgType | BldgVint | BldgLoc | BldgHVAC | IE-kWh | IE-kW25 | IE-kW49 | IE-therm |  | ACustWBkWh | ACustWBkW25 | ACustWBkW49 | ACustWBtherm | ACustEUkWh | ACustEUkW25 | ACustEUkW49 | demand filter | elec heat | min kW | minmax therm | min kWh
CFLDMoMH00CZ01rDXGF | CFL | All | DMo | MH00 | CZ01 | rDXGF | 1 | 1.0488 | 1.0149 | -0.03413 |  | 493 | 0.043 | 0.068 | -17.0753 | 500 | 0.041 | 0.067 | FALSE | FALSE | 1 | -0.03413 | 1 | 1.0488
CFLDMoMH00CZ01rDXHP | CFL | All | DMo | MH00 | CZ01 | rDXHP | 0.742 | 1.0244 | 1.0149 | 0 |  | 371 | 0.042 | 0.068 | 0 | 500 | 0.041 | 0.067 | FALSE | TRUE | 1 | 0 | 0.5 | 1.0244
CFLDMoMH00CZ01rNCEH | CFL | All | DMo | MH00 | CZ01 | rNCEH | 0.548 | 1.0244 | 1.0149 | 0 |  | 274 | 0.042 | 0.068 | 0 | 500 | 0.041 | 0.067 | FALSE | TRUE | 1 | 0 | 0.25 | 1.0244
CFLDMoMH00CZ01rNCGF | CFL | All | DMo | MH00 | CZ01 | rNCGF | 0.99 | 1.0488 | 1.0149 | -0.03413 |  | 495 | 0.043 | 0.068 | -17.0962 | 500 | 0.041 | 0.067 | FALSE | FALSE | 1 | -0.03413 | 0.9 | 1.0488
CFLDMoMH00CZ02rDXGF | CFL | All | DMo | MH00 | CZ02 | rDXGF | 1.074 | 2 | 1.6119 | -0.024514 |  | 537 | 0.092 | 0.108 | -12.2568 | 500 | 0.041 | 0.067 | FALSE | FALSE | 1 | -0.024514 | 1 | 2.2439
CFLDMoMH00CZ02rDXHP | CFL | All | DMo | MH00 | CZ02 | rDXHP | 0.888 | 2 | 1.7164 | 0 |  | 444 | 0.097 | 0.115 | 0 | 500 | 0.041 | 0.067 | FALSE | TRUE | 1 | 0 | 0.5 | 2.3659
CFLDMoMH00CZ02rNCEH | CFL | All | DMo | MH00 | CZ02 | rNCEH | 0.666 | 1.0244 | 1.0149 | 0 |  | 333 | 0.042 | 0.068 | 0 | 500 | 0.041 | 0.067 | FALSE | TRUE | 1 | 0 | 0.25 | 1.0244
CFLDMoMH00CZ02rNCGF | CFL | All | DMo | MH00 | CZ02 | rNCGF | 0.994 | 1.0488 | 1.0149 | -0.02447 |  | 497 | 0.043 | 0.068 | -12.2352 | 500 | 0.041 | 0.067 | FALSE | FALSE | 1 | -0.02447 | 0.9 | 1.0488
CFLDMoMH00CZ03rDXGF | CFL | All | DMo | MH00 | CZ03 | rDXGF | 1.02 | 2 | 1.4328 | -0.026603 |  | 510 | 0.082 | 0.096 | -13.3014 | 500 | 0.041 | 0.067 | FALSE | FALSE | 1 | -0.026603 | 1 | 2
CFLDMoMH00CZ03rDXHP | CFL | All | DMo | MH00 | CZ03 | rDXHP | 0.842 | 2 | 1.6119 | 0 |  | 421 | 0.099 | 0.108 | 0 | 500 | 0.041 | 0.067 | FALSE | TRUE | 1 | 0 | 0.5 | 2.4146
CFLDMoMH00CZ03rNCEH | CFL | All | DMo | MH00 | CZ03 | rNCEH | 0.628 | 1.0244 | 1.0149 | 0 |  | 314 | 0.042 | 0.068 | 0 | 500 | 0.041 | 0.067 | FALSE | TRUE | 1 | 0 | 0.25 | 1.0244
CFLDMoMH00CZ03rNCGF | CFL | All | DMo | MH00 | CZ03 | rNCGF | 0.992 | 1.0488 | 1.0149 | -0.026555 |  | 496 | 0.043 | 0.068 | -13.2773 | 500 | 0.041 | 0.067 | FALSE | FALSE | 1 | -0.026555 | 0.9 | 1.0488
CFLDMoMH00CZ04rDXGF | CFL | All | DMo | MH00 | CZ04 | rDXGF | 1.108 | 1.8537 | 1.4776 | -0.02397 |  | 554 | 0.076 | 0.099 | -11.9851 | 500 | 0.041 | 0.067 | FALSE | FALSE | 1 | -0.02397 | 1 | 1.8537
CFLDMoMH00CZ04rDXHP | CFL | All | DMo | MH00 | CZ04 | rDXHP | 0.958 | 2 | 1.6567 | 0 |  | 479 | 0.088 | 0.111 | 0 | 500 | 0.041 | 0.067 | FALSE | TRUE | 1 | 0 | 0.5 | 2.1463
CFLDMoMH00CZ04rNCEH | CFL | All | DMo | MH00 | CZ04 | rNCEH | 0.668 | 1.0244 | 1.0149 | 0 |  | 334 | 0.042 | 0.068 | 0 | 500 | 0.041 | 0.067 | FALSE | TRUE | 1 | 0 | 0.25 | 1.0244
CFLDMoMH00CZ04rNCGF | CFL | All | DMo | MH00 | CZ04 | rNCGF | 0.994 | 1.0244 | 1.0149 | -0.023849 |  | 497 | 0.042 | 0.068 | -11.9247 | 500 | 0.041 | 0.067 | FALSE | FALSE | 1 | -0.023849 | 0.9 | 1.0244
CFLDMoMH00CZ05rDXGF | CFL | All | DMo | MH00 | CZ05 | rDXGF | 1.022 | 1.6364 | 1.2703 | -0.033435 |  | 511 | 0.072 | 0.094 | -16.7175 | 500 | 0.044 | 0.074 | FALSE | FALSE | 1 | -0.033435 | 1 | 1.6364
CFLDMoMH00CZ05rDXHP | CFL | All | DMo | MH00 | CZ05 | rDXHP | 0.782 | 1.8864 | 1.3649 | 0 |  | 391 | 0.083 | 0.101 | 0 | 500 | 0.044 | 0.074 | FALSE | TRUE | 1 | 0 | 0.5 | 1.8864
CFLDMoMH00CZ05rNCEH | CFL | All | DMo | MH00 | CZ05 | rNCEH | 0.542 | 1.0227 | 1.0135 | 0 |  | 271 | 0.045 | 0.075 | 0 | 500 | 0.044 | 0.074 | FALSE | TRUE | 1 | 0 | 0.25 | 1.0227
CFLDMoMH00CZ05rNCGF | CFL | All | DMo | MH00 | CZ05 | rNCGF | 0.988 | 1 | 1.0135 | -0.033269 |  | 494 | 0.044 | 0.075 | -16.6345 | 500 | 0.044 | 0.074 | FALSE | FALSE | 1 | -0.033269 | 0.9 | 1
CFLDMoMH00CZ06rDXGF | CFL | All | DMo | MH00 | CZ06 | rDXGF | 1.158 | 1.6136 | 1.3919 | -0.016582 |  | 579 | 0.071 | 0.103 | -8.2912 | 500 | 0.044 | 0.074 | FALSE | FALSE | 1 | -0.016582 | 1 | 1.6136
CFLDMoMH00CZ06rDXHP | CFL | All | DMo | MH00 | CZ06 | rDXHP | 1.068 | 1.8636 | 1.5676 | 0 |  | 534 | 0.082 | 0.116 | 0 | 500 | 0.044 | 0.074 | FALSE | TRUE | 1 | 0 | 0.5 | 1.8636
CFLDMoMH00CZ06rNCEH | CFL | All | DMo | MH00 | CZ06 | rNCEH | 0.762 | 1 | 1 | 0 |  | 381 | 0.044 | 0.074 | 0 | 500 | 0.044 | 0.074 | FALSE | TRUE | 1 | 0 | 0.25 | 1
CFLDMoMH00CZ06rNCGF | CFL | All | DMo | MH00 | CZ06 | rNCGF | 1 | 1 | 1 | -0.016569 |  | 500 | 0.044 | 0.074 | -8.2845 | 500 | 0.044 | 0.074 | FALSE | FALSE | 1 | -0.016569 | 0.9 | 1
CFLDMoMH00CZ07rDXGF | CFL | All | DMo | MH00 | CZ07 | rDXGF | 1.122 | 1.6591 | 1.3243 | -0.016925 |  | 561 | 0.073 | 0.098 | -8.4624 | 500 | 0.044 | 0.074 | FALSE | FALSE | 1 | -0.016925 | 1 | 1.6591
CFLDMoMH00CZ07rDXHP | CFL | All | DMo | MH00 | CZ07 | rDXHP | 1.034 | 2 | 1.4595 | 0 |  | 517 | 0.088 | 0.108 | 0 | 500 | 0.044 | 0.074 | FALSE | TRUE | 1 | 0 | 0.5 | 2
CFLDMoMH00CZ07rNCEH | CFL | All | DMo | MH00 | CZ07 | rNCEH | 0.758 | 1.0227 | 1 | 0 |  | 379 | 0.045 | 0.074 | 0 | 500 | 0.044 | 0.074 | FALSE | TRUE | 1 | 0 | 0.25 | 1.0227
CFLDMoMH00CZ07rNCGF | CFL | All | DMo | MH00 | CZ07 | rNCGF | 1 | 1.0227 | 1.0135 | -0.017009 |  | 500 | 0.045 | 0.075 | -8.5045 | 500 | 0.044 | 0.074 | FALSE | FALSE | 1 | -0.017009 | 0.9 | 1.0227
CFLDMoMH00CZ08rDXGF | CFL | All | DMo | MH00 | CZ08 | rDXGF | 1.196 | 1.6364 | 1.4054 | -0.015365 |  | 598 | 0.072 | 0.104 | -7.6824 | 500 | 0.044 | 0.074 | FALSE | FALSE | 1 | -0.015365 | 1 | 1.6364
CFLDMoMH00CZ08rDXHP | CFL | All | DMo | MH00 | CZ08 | rDXHP | 1.142 | 1.8636 | 1.5405 | 0 |  | 571 | 0.082 | 0.114 | 0 | 500 | 0.044 | 0.074 | FALSE | TRUE | 1 | 0 | 0.5 | 1.8636
CFLDMoMH00CZ08rNCEH | CFL | All | DMo | MH00 | CZ08 | rNCEH | 0.79 | 1.0227 | 1.0135 | 0 |  | 395 | 0.045 | 0.075 | 0 | 500 | 0.044 | 0.074 | FALSE | TRUE | 1 | 0 | 0.25 | 1.0227
CFLDMoMH00CZ08rNCGF | CFL | All | DMo | MH00 | CZ08 | rNCGF | 1.002 | 1.0227 | 1.0135 | -0.015209 |  | 501 | 0.045 | 0.075 | -7.6046 | 500 | 0.044 | 0.074 | FALSE | FALSE | 1 | -0.015209 | 0.9 | 1.0227
CFLDMoMH00CZ09rDXGF | CFL | All | DMo | MH00 | CZ09 | rDXGF | 1.162 | 1.75 | 1.4865 | -0.016607 |  | 581 | 0.077 | 0.11 | -8.3035 | 500 | 0.044 | 0.074 | FALSE | FALSE | 1 | -0.016607 | 1 | 1.75
CFLDMoMH00CZ09rDXHP | CFL | All | DMo | MH00 | CZ09 | rDXHP | 1.082 | 1.9773 | 1.6486 | 0 |  | 541 | 0.087 | 0.122 | 0 | 500 | 0.044 | 0.074 | FALSE | TRUE | 1 | 0 | 0.5 | 1.9773
CFLDMoMH00CZ09rNCEH | CFL | All | DMo | MH00 | CZ09 | rNCEH | 0.77 | 1.0227 | 1.0135 | 0 |  | 385 | 0.045 | 0.075 | 0 | 500 | 0.044 | 0.074 | FALSE | TRUE | 1 | 0 | 0.25 | 1.0227
CFLDMoMH00CZ09rNCGF | CFL | All | DMo | MH00 | CZ09 | rNCGF | 1 | 1 | 1 | -0.01647 |  | 500 | 0.044 | 0.074 | -8.2351 | 500 | 0.044 | 0.074 | FALSE | FALSE | 1 | -0.01647 | 0.9 | 1
CFLDMoMH00CZ10rDXGF | CFL | All | DMo | MH00 | CZ10 | rDXGF | 1.188 | 1.625 | 1.4754 | -0.016635 |  | 594 | 0.065 | 0.09 | -8.3174 | 500 | 0.04 | 0.061 | FALSE | FALSE | 1 | -0.016635 | 1 | 1.625
CFLDMoMH00CZ10rDXHP | CFL | All | DMo | MH00 | CZ10 | rDXHP | 1.102 | 1.925 | 1.6557 | 0 |  | 551 | 0.077 | 0.101 | 0 | 500 | 0.04 | 0.061 | FALSE | TRUE | 1 | 0 | 0.5 | 1.925
CFLDMoMH00CZ10rNCEH | CFL | All | DMo | MH00 | CZ10 | rNCEH | 0.774 | 1.025 | 1.0164 | 0 |  | 387 | 0.041 | 0.062 | 0 | 500 | 0.04 | 0.061 | FALSE | TRUE | 1 | 0 | 0.25 | 1.025
CFLDMoMH00CZ10rNCGF | CFL | All | DMo | MH00 | CZ10 | rNCGF | 1 | 1.025 | 1.0164 | -0.016475 |  | 500 | 0.041 | 0.062 | -8.2375 | 500 | 0.04 | 0.061 | FALSE | FALSE | 1 | -0.016475 | 0.9 | 1.025
CFLDMoMH00CZ11rDXGF | CFL | All | DMo | MH00 | CZ11 | rDXGF | 1.17 | 1.7 | 1.541 | -0.025179 |  | 585 | 0.068 | 0.094 | -12.5896 | 500 | 0.04 | 0.061 | FALSE | FALSE | 1 | -0.025179 | 1 | 1.7
CFLDMoMH00CZ11rDXHP | CFL | All | DMo | MH00 | CZ11 | rDXHP | 1.01 | 1.925 | 1.6885 | 0 |  | 505 | 0.077 | 0.103 | 0 | 500 | 0.04 | 0.061 | FALSE | TRUE | 1 | 0 | 0.5 | 1.925
CFLDMoMH00CZ11rNCEH | CFL | All | DMo | MH00 | CZ11 | rNCEH | 0.662 | 1.025 | 1.0328 | 0 |  | 331 | 0.041 | 0.063 | 0 | 500 | 0.04 | 0.061 | FALSE | TRUE | 1 | 0 | 0.25 | 1.025
CFLDMoMH00CZ11rNCGF | CFL | All | DMo | MH00 | CZ11 | rNCGF | 0.994 | 1 | 1.0328 | -0.025057 |  | 497 | 0.04 | 0.063 | -12.5284 | 500 | 0.04 | 0.061 | FALSE | FALSE | 1 | -0.025057 | 0.9 | 1
CFLDMoMH00CZ12rDXGF | CFL | All | DMo | MH00 | CZ12 | rDXGF | 1.136 | 1.75 | 1.5082 | -0.020659 |  | 568 | 0.07 | 0.092 | -10.3293 | 500 | 0.04 | 0.061 | FALSE | FALSE | 1 | -0.020659 | 1 | 1.75
CFLDMoMH00CZ12rDXHP | CFL | All | DMo | MH00 | CZ12 | rDXHP | 1 | 2 | 1.6557 | 0 |  | 500 | 0.082 | 0.101 | 0 | 500 | 0.04 | 0.061 | FALSE | TRUE | 1 | 0 | 0.5 | 2.05
CFLDMoMH00CZ12rNCEH | CFL | All | DMo | MH00 | CZ12 | rNCEH | 0.72 | 1.025 | 1.0164 | 0 |  | 360 | 0.041 | 0.062 | 0 | 500 | 0.04 | 0.061 | FALSE | TRUE | 1 | 0 | 0.25 | 1.025
CFLDMoMH00CZ12rNCGF | CFL | All | DMo | MH00 | CZ12 | rNCGF | 0.998 | 1 | 1.0328 | -0.020599 |  | 499 | 0.04 | 0.063 | -10.2993 | 500 | 0.04 | 0.061 | FALSE | FALSE | 1 | -0.020599 | 0.9 | 1
CFLDMoMH00CZ13rDXGF | CFL | All | DMo | MH00 | CZ13 | rDXGF | 1.188 | 1.675 | 1.5246 | -0.01859 |  | 594 | 0.067 | 0.093 | -9.2949 | 500 | 0.04 | 0.061 | FALSE | FALSE | 1 | -0.01859 | 1 | 1.675
CFLDMoMH00CZ13rDXHP | CFL | All | DMo | MH00 | CZ13 | rDXHP | 1.09 | 1.85 | 1.6885 | 0 |  | 545 | 0.074 | 0.103 | 0 | 500 | 0.04 | 0.061 | FALSE | TRUE | 1 | 0 | 0.5 | 1.85
CFLDMoMH00CZ13rNCEH | CFL | All | DMo | MH00 | CZ13 | rNCEH | 0.746 | 1.025 | 1.0328 | 0 |  | 373 | 0.041 | 0.063 | 0 | 500 | 0.04 | 0.061 | FALSE | TRUE | 1 | 0 | 0.25 | 1.025
CFLDMoMH00CZ13rNCGF | CFL | All | DMo | MH00 | CZ13 | rNCGF | 0.998 | 1.025 | 1.0328 | -0.018535 |  | 499 | 0.041 | 0.063 | -9.2677 | 500 | 0.04 | 0.061 | FALSE | FALSE | 1 | -0.018535 | 0.9 | 1.025
CFLDMoMH00CZ14rDXGF | CFL | All | DMo | MH00 | CZ14 | rDXGF | 1.162 | 1.725 | 1.4918 | -0.021503 |  | 581 | 0.069 | 0.091 | -10.7517 | 500 | 0.04 | 0.061 | FALSE | FALSE | 1 | -0.021503 | 1 | 1.725
CFLDMoMH00CZ14rDXHP | CFL | All | DMo | MH00 | CZ14 | rDXHP | 1.01 | 1.925 | 1.6393 | 0 |  | 505 | 0.077 | 0.1 | 0 | 500 | 0.04 | 0.061 | FALSE | TRUE | 1 | 0 | 0.5 | 1.925
CFLDMoMH00CZ14rNCEH | CFL | All | DMo | MH00 | CZ14 | rNCEH | 0.722 | 1 | 1.0164 | 0 |  | 361 | 0.04 | 0.062 | 0 | 500 | 0.04 | 0.061 | FALSE | TRUE | 1 | 0 | 0.25 | 1
CFLDMoMH00CZ14rNCGF | CFL | All | DMo | MH00 | CZ14 | rNCGF | 0.996 | 1 | 1.0164 | -0.021258 |  | 498 | 0.04 | 0.062 | -10.629 | 500 | 0.04 | 0.061 | FALSE | FALSE | 1 | -0.021258 | 0.9 | 1
CFLDMoMH00CZ15rDXGF | CFL | All | DMo | MH00 | CZ15 | rDXGF | 1.262 | 1.7 | 1.6066 | -0.0078472 |  | 631 | 0.068 | 0.098 | -3.9236 | 500 | 0.04 | 0.061 | FALSE | FALSE | 1 | -0.0078472 | 1 | 1.7
CFLDMoMH00CZ15rDXHP | CFL | All | DMo | MH00 | CZ15 | rDXHP | 1.236 | 1.7 | 1.6393 | 0 |  | 618 | 0.068 | 0.1 | 0 | 500 | 0.04 | 0.061 | FALSE | TRUE | 1 | 0 | 0.5 | 1.7
CFLDMoMH00CZ15rNCEH | CFL | All | DMo | MH00 | CZ15 | rNCEH | 0.896 | 1 | 1.0164 | 0 |  | 448 | 0.04 | 0.062 | 0 | 500 | 0.04 | 0.061 | FALSE | TRUE | 1 | 0 | 0.25 | 1
CFLDMoMH00CZ15rNCGF | CFL | All | DMo | MH00 | CZ15 | rNCGF | 1.004 | 1.025 | 1.0328 | -0.0078298 |  | 502 | 0.041 | 0.063 | -3.9149 | 500 | 0.04 | 0.061 | FALSE | FALSE | 1 | -0.0078298 | 0.9 | 1.025
CFLDMoMH00CZ16rDXGF | CFL | All | DMo | MH00 | CZ16 | rDXGF | 1.08 | 1.4878 | 1.3582 | -0.024013 |  | 540 | 0.061 | 0.091 | -12.0065 | 500 | 0.041 | 0.067 | FALSE | FALSE | 1 | -0.024013 | 1 | 1.4878
CFLDMoMH00CZ16rDXHP | CFL | All | DMo | MH00 | CZ16 | rDXHP | 0.85 | 1.7317 | 1.4925 | 0 |  | 425 | 0.071 | 0.1 | 0 | 500 | 0.041 | 0.067 | FALSE | TRUE | 1 | 0 | 0.5 | 1.7317
CFLDMoMH00CZ16rNCEH | CFL | All | DMo | MH00 | CZ16 | rNCEH | 0.678 | 1.0244 | 1.0149 | 0 |  | 339 | 0.042 | 0.068 | 0 | 500 | 0.041 | 0.067 | FALSE | TRUE | 1 | 0 | 0.25 | 1.0244
CFLDMoMH00CZ16rNCGF | CFL | All | DMo | MH00 | CZ16 | rNCGF | 0.996 | 1.0488 | 1 | -0.023891 |  | 498 | 0.043 | 0.067 | -11.9453 | 500 | 0.041 | 0.067 | FALSE | FALSE | 1 | -0.023891 | 0.9 | 1.0488
CFLDMoMH06CZ01rDXGF | CFL | All | DMo | MH06 | CZ01 | rDXGF | 1 | 1.0488 | 1.0149 | -0.03413 |  | 492 | 0.043 | 0.068 | -18.266 | 500 | 0.041 | 0.067 | FALSE | FALSE | 1 | -0.03413 | 1 | 1.0488
CFLDMoMH06CZ01rDXHP | CFL | All | DMo | MH06 | CZ01 | rDXHP | 0.744 | 1.0244 | 1.0149 | 0 |  | 372 | 0.042 | 0.068 | 0 | 500 | 0.041 | 0.067 | FALSE | TRUE | 1 | 0 | 0.5 | 1.0244
CFLDMoMH06CZ01rNCEH | CFL | All | DMo | MH06 | CZ01 | rNCEH | 0.516 | 1.0244 | 1.0149 | 0 |  | 258 | 0.042 | 0.068 | 0 | 500 | 0.041 | 0.067 | FALSE | TRUE | 1 | 0 | 0.25 | 1.0244
CFLDMoMH06CZ01rNCGF | CFL | All | DMo | MH06 | CZ01 | rNCGF | 0.99 | 1.0488 | 1.0149 | -0.03413 |  | 495 | 0.043 | 0.068 | -18.2854 | 500 | 0.041 | 0.067 | FALSE | FALSE | 1 | -0.03413 | 0.9 | 1.0488
CFLDMoMH06CZ02rDXGF | CFL | All | DMo | MH06 | CZ02 | rDXGF | 1.09 | 1.8049 | 1.4179 | -0.028135 |  | 545 | 0.074 | 0.095 | -14.0675 | 500 | 0.041 | 0.067 | FALSE | FALSE | 1 | -0.028135 | 1 | 1.8049
CFLDMoMH06CZ02rDXHP | CFL | All | DMo | MH06 | CZ02 | rDXHP | 0.88 | 2 | 1.4925 | 0 |  | 440 | 0.085 | 0.1 | 0 | 500 | 0.041 | 0.067 | FALSE | TRUE | 1 | 0 | 0.5 | 2.0732
CFLDMoMH06CZ02rNCEH | CFL | All | DMo | MH06 | CZ02 | rNCEH | 0.62 | 1.0488 | 1.0299 | 0 |  | 310 | 0.043 | 0.069 | 0 | 500 | 0.041 | 0.067 | FALSE | TRUE | 1 | 0 | 0.25 | 1.0488
CFLDMoMH06CZ02rNCGF | CFL | All | DMo | MH06 | CZ02 | rNCGF | 0.992 | 1.0488 | 1.0149 | -0.028067 |  | 496 | 0.043 | 0.068 | -14.0336 | 500 | 0.041 | 0.067 | FALSE | FALSE | 1 | -0.028067 | 0.9 | 1.0488
CFLDMoMH06CZ03rDXGF | CFL | All | DMo | MH06 | CZ03 | rDXGF | 1.04 | 1.6585 | 1.3134 | -0.024431 |  | 520 | 0.068 | 0.088 | -12.2154 | 500 | 0.041 | 0.067 | FALSE | FALSE | 1 | -0.024431 | 1 | 1.6585
CFLDMoMH06CZ03rDXHP | CFL | All | DMo | MH06 | CZ03 | rDXHP | 0.88 | 1.9024 | 1.403 | 0 |  | 440 | 0.078 | 0.094 | 0 | 500 | 0.041 | 0.067 | FALSE | TRUE | 1 | 0 | 0.5 | 1.9024
CFLDMoMH06CZ03rNCEH | CFL | All | DMo | MH06 | CZ03 | rNCEH | 0.66 | 1.0488 | 1.0149 | 0 |  | 330 | 0.043 | 0.068 | 0 | 500 | 0.041 | 0.067 | FALSE | TRUE | 1 | 0 | 0.25 | 1.0488
CFLDMoMH06CZ03rNCGF | CFL | All | DMo | MH06 | CZ03 | rNCGF | 0.994 | 1.0244 | 1 | -0.02442 |  | 497 | 0.042 | 0.067 | -12.2099 | 500 | 0.041 | 0.067 | FALSE | FALSE | 1 | -0.02442 | 0.9 | 1.0244
CFLDMoMH06CZ04rDXGF | CFL | All | DMo | MH06 | CZ04 | rDXGF | 1.12 | 1.7073 | 1.4179 | -0.020546 |  | 560 | 0.07 | 0.095 | -10.2731 | 500 | 0.041 | 0.067 | FALSE | FALSE | 1 | -0.020546 | 1 | 1.7073
CFLDMoMH06CZ04rDXHP | CFL | All | DMo | MH06 | CZ04 | rDXHP | 1 | 1.7805 | 1.4925 | 0 |  | 500 | 0.073 | 0.1 | 0 | 500 | 0.041 | 0.067 | FALSE | TRUE | 1 | 0 | 0.5 | 1.7805
CFLDMoMH06CZ04rNCEH | CFL | All | DMo | MH06 | CZ04 | rNCEH | 0.716 | 1.0488 | 1.0149 | 0 |  | 358 | 0.043 | 0.068 | 0 | 500 | 0.041 | 0.067 | FALSE | TRUE | 1 | 0 | 0.25 | 1.0488
CFLDMoMH06CZ04rNCGF | CFL | All | DMo | MH06 | CZ04 | rNCGF | 0.996 | 1.0488 | 1.0149 | -0.020481 |  | 498 | 0.043 | 0.068 | -10.2406 | 500 | 0.041 | 0.067 | FALSE | FALSE | 1 | -0.020481 | 0.9 | 1.0488
CFLDMoMH06CZ05rDXGF | CFL | All | DMo | MH06 | CZ05 | rDXGF | 1.032 | 1.5455 | 1.2432 | -0.027047 |  | 516 | 0.068 | 0.092 | -13.5234 | 500 | 0.044 | 0.074 | FALSE | FALSE | 1 | -0.027047 | 1 | 1.5455
CFLDMoMH06CZ05rDXHP | CFL | All | DMo | MH06 | CZ05 | rDXHP | 0.844 | 1.5909 | 1.2432 | 0 |  | 422 | 0.07 | 0.092 | 0 | 500 | 0.044 | 0.074 | FALSE | TRUE | 1 | 0 | 0.5 | 1.5909
CFLDMoMH06CZ05rNCEH | CFL | All | DMo | MH06 | CZ05 | rNCEH | 0.624 | 1.0227 | 1.0135 | 0 |  | 312 | 0.045 | 0.075 | 0 | 500 | 0.044 | 0.074 | FALSE | TRUE | 1 | 0 | 0.25 | 1.0227
CFLDMoMH06CZ05rNCGF | CFL | All | DMo | MH06 | CZ05 | rNCGF | 0.994 | 1.0227 | 1.0135 | -0.026993 |  | 497 | 0.045 | 0.075 | -13.4965 | 500 | 0.044 | 0.074 | FALSE | FALSE | 1 | -0.026993 | 0.9 | 1.0227
CFLDMoMH06CZ06rDXGF | CFL | All | DMo | MH06 | CZ06 | rDXGF | 1.136 | 1.5682 | 1.3108 | -0.013508 |  | 568 | 0.069 | 0.097 | -6.7538 | 500 | 0.044 | 0.074 | FALSE | FALSE | 1 | -0.013508 | 1 | 1.5682
CFLDMoMH06CZ06rDXHP | CFL | All | DMo | MH06 | CZ06 | rDXHP | 1.05 | 1.7045 | 1.3784 | 0 |  | 525 | 0.075 | 0.102 | 0 | 500 | 0.044 | 0.074 | FALSE | TRUE | 1 | 0 | 0.5 | 1.7045
CFLDMoMH06CZ06rNCEH | CFL | All | DMo | MH06 | CZ06 | rNCEH | 0.8 | 1.0227 | 1.0135 | 0 |  | 400 | 0.045 | 0.075 | 0 | 500 | 0.044 | 0.074 | FALSE | TRUE | 1 | 0 | 0.25 | 1.0227
CFLDMoMH06CZ06rNCGF | CFL | All | DMo | MH06 | CZ06 | rNCGF | 1.002 | 1.0227 | 1 | -0.013319 |  | 501 | 0.045 | 0.074 | -6.6594 | 500 | 0.044 | 0.074 | FALSE | FALSE | 1 | -0.013319 | 0.9 | 1.0227
CFLDMoMH06CZ07rDXGF | CFL | All | DMo | MH06 | CZ07 | rDXGF | 1.186 | 1.4545 | 1.3514 | -0.0099496 |  | 593 | 0.064 | 0.1 | -4.9748 | 500 | 0.044 | 0.074 | FALSE | FALSE | 1 | -0.0099496 | 1 | 1.4545
CFLDMoMH06CZ07rDXHP | CFL | All | DMo | MH06 | CZ07 | rDXHP | 1.154 | 1.6591 | 1.4459 | 0 |  | 577 | 0.073 | 0.107 | 0 | 500 | 0.044 | 0.074 | FALSE | TRUE | 1 | 0 | 0.5 | 1.6591
CFLDMoMH06CZ07rNCEH | CFL | All | DMo | MH06 | CZ07 | rNCEH | 0.852 | 1.0227 | 1.0135 | 0 |  | 426 | 0.045 | 0.075 | 0 | 500 | 0.044 | 0.074 | FALSE | TRUE | 1 | 0 | 0.25 | 1.0227
CFLDMoMH06CZ07rNCGF | CFL | All | DMo | MH06 | CZ07 | rNCGF | 1.006 | 1 | 1 | -0.0099264 |  | 503 | 0.044 | 0.074 | -4.9632 | 500 | 0.044 | 0.074 | FALSE | FALSE | 1 | -0.0099264 | 0.9 | 1
CFLDMoMH06CZ08rDXGF | CFL | All | DMo | MH06 | CZ08 | rDXGF | 1.21 | 1.5227 | 1.3649 | -0.011161 |  | 605 | 0.067 | 0.101 | -5.5805 | 500 | 0.044 | 0.074 | FALSE | FALSE | 1 | -0.011161 | 1 | 1.5227
CFLDMoMH06CZ08rDXHP | CFL | All | DMo | MH06 | CZ08 | rDXHP | 1.17 | 1.6591 | 1.4459 | 0 |  | 585 | 0.073 | 0.107 | 0 | 500 | 0.044 | 0.074 | FALSE | TRUE | 1 | 0 | 0.5 | 1.6591
CFLDMoMH06CZ08rNCEH | CFL | All | DMo | MH06 | CZ08 | rNCEH | 0.844 | 1.0227 | 1.0135 | 0 |  | 422 | 0.045 | 0.075 | 0 | 500 | 0.044 | 0.074 | FALSE | TRUE | 1 | 0 | 0.25 | 1.0227
CFLDMoMH06CZ08rNCGF | CFL | All | DMo | MH06 | CZ08 | rNCGF | 1.006 | 1.0227 | 1.0135 | -0.011108 |  | 503 | 0.045 | 0.075 | -5.554 | 500 | 0.044 | 0.074 | FALSE | FALSE | 1 | -0.011108 | 0.9 | 1.0227
CFLDMoMH06CZ09rDXGF | CFL | All | DMo | MH06 | CZ09 | rDXGF | 1.154 | 1.6591 | 1.3378 | -0.014257 |  | 577 | 0.073 | 0.099 | -7.1287 | 500 | 0.044 | 0.074 | FALSE | FALSE | 1 | -0.014257 | 1 | 1.6591
CFLDMoMH06CZ09rDXHP | CFL | All | DMo | MH06 | CZ09 | rDXHP | 1.078 | 1.8409 | 1.4189 | 0 |  | 539 | 0.081 | 0.105 | 0 | 500 | 0.044 | 0.074 | FALSE | TRUE | 1 | 0 | 0.5 | 1.8409
CFLDMoMH06CZ09rNCEH | CFL | All | DMo | MH06 | CZ09 | rNCEH | 0.804 | 1.0227 | 1.0135 | 0 |  | 402 | 0.045 | 0.075 | 0 | 500 | 0.044 | 0.074 | FALSE | TRUE | 1 | 0 | 0.25 | 1.0227
CFLDMoMH06CZ09rNCGF | CFL | All | DMo | MH06 | CZ09 | rNCGF | 1.002 | 1.0227 | 1.0135 | -0.014087 |  | 501 | 0.045 | 0.075 | -7.0436 | 500 | 0.044 | 0.074 | FALSE | FALSE | 1 | -0.014087 | 0.9 | 1.0227
CFLDMoMH06CZ10rDXGF | CFL | All | DMo | MH06 | CZ10 | rDXGF | 1.184 | 1.55 | 1.4426 | -0.016413 |  | 592 | 0.062 | 0.088 | -8.2063 | 500 | 0.04 | 0.061 | FALSE | FALSE | 1 | -0.016413 | 1 | 1.55
CFLDMoMH06CZ10rDXHP | CFL | All | DMo | MH06 | CZ10 | rDXHP | 1.084 | 1.7 | 1.5246 | 0 |  | 542 | 0.068 | 0.093 | 0 | 500 | 0.04 | 0.061 | FALSE | TRUE | 1 | 0 | 0.5 | 1.7
CFLDMoMH06CZ10rNCEH | CFL | All | DMo | MH06 | CZ10 | rNCEH | 0.778 | 1.025 | 1.0328 | 0 |  | 389 | 0.041 | 0.063 | 0 | 500 | 0.04 | 0.061 | FALSE | TRUE | 1 | 0 | 0.25 | 1.025
CFLDMoMH06CZ10rNCGF | CFL | All | DMo | MH06 | CZ10 | rNCGF | 1.002 | 1.025 | 1.0164 | -0.016236 |  | 501 | 0.041 | 0.062 | -8.1178 | 500 | 0.04 | 0.061 | FALSE | FALSE | 1 | -0.016236 | 0.9 | 1.025
CFLDMoMH06CZ11rDXGF | CFL | All | DMo | MH06 | CZ11 | rDXGF | 1.162 | 1.6 | 1.459 | -0.019622 |  | 581 | 0.064 | 0.089 | -9.811 | 500 | 0.04 | 0.061 | FALSE | FALSE | 1 | -0.019622 | 1 | 1.6
CFLDMoMH06CZ11rDXHP | CFL | All | DMo | MH06 | CZ11 | rDXHP | 1.038 | 1.675 | 1.4918 | 0 |  | 519 | 0.067 | 0.091 | 0 | 500 | 0.04 | 0.061 | FALSE | TRUE | 1 | 0 | 0.5 | 1.675
CFLDMoMH06CZ11rNCEH | CFL | All | DMo | MH06 | CZ11 | rNCEH | 0.734 | 1 | 1.0164 | 0 |  | 367 | 0.04 | 0.062 | 0 | 500 | 0.04 | 0.061 | FALSE | TRUE | 1 | 0 | 0.25 | 1
CFLDMoMH06CZ11rNCGF | CFL | All | DMo | MH06 | CZ11 | rNCGF | 0.998 | 1.025 | 1.0164 | -0.019578 |  | 499 | 0.041 | 0.062 | -9.7892 | 500 | 0.04 | 0.061 | FALSE | FALSE | 1 | -0.019578 | 0.9 | 1.025
CFLDMoMH06CZ12rDXGF | CFL | All | DMo | MH06 | CZ12 | rDXGF | 1.122 | 1.625 | 1.4426 | -0.022238 |  | 561 | 0.065 | 0.088 | -11.1191 | 500 | 0.04 | 0.061 | FALSE | FALSE | 1 | -0.022238 | 1 | 1.625
CFLDMoMH06CZ12rDXHP | CFL | All | DMo | MH06 | CZ12 | rDXHP | 0.966 | 1.75 | 1.5082 | 0 |  | 483 | 0.07 | 0.092 | 0 | 500 | 0.04 | 0.061 | FALSE | TRUE | 1 | 0 | 0.5 | 1.75
CFLDMoMH06CZ12rNCEH | CFL | All | DMo | MH06 | CZ12 | rNCEH | 0.704 | 1 | 1.0164 | 0 |  | 352 | 0.04 | 0.062 | 0 | 500 | 0.04 | 0.061 | FALSE | TRUE | 1 | 0 | 0.25 | 1
CFLDMoMH06CZ12rNCGF | CFL | All | DMo | MH06 | CZ12 | rNCGF | 0.996 | 1.025 | 1.0164 | -0.02211 |  | 498 | 0.041 | 0.062 | -11.0552 | 500 | 0.04 | 0.061 | FALSE | FALSE | 1 | -0.02211 | 0.9 | 1.025
CFLDMoMH06CZ13rDXGF | CFL | All | DMo | MH06 | CZ13 | rDXGF | 1.172 | 1.55 | 1.4262 | -0.01835 |  | 586 | 0.062 | 0.087 | -9.1752 | 500 | 0.04 | 0.061 | FALSE | FALSE | 1 | -0.01835 | 1 | 1.55
CFLDMoMH06CZ13rDXHP | CFL | All | DMo | MH06 | CZ13 | rDXHP | 1.056 | 1.575 | 1.4754 | 0 |  | 528 | 0.063 | 0.09 | 0 | 500 | 0.04 | 0.061 | FALSE | TRUE | 1 | 0 | 0.5 | 1.575
CFLDMoMH06CZ13rNCEH | CFL | All | DMo | MH06 | CZ13 | rNCEH | 0.756 | 1.025 | 1.0164 | 0 |  | 378 | 0.041 | 0.062 | 0 | 500 | 0.04 | 0.061 | FALSE | TRUE | 1 | 0 | 0.25 | 1.025
CFLDMoMH06CZ13rNCGF | CFL | All | DMo | MH06 | CZ13 | rNCGF | 0.998 | 1 | 1.0164 | -0.018183 |  | 499 | 0.04 | 0.062 | -9.0916 | 500 | 0.04 | 0.061 | FALSE | FALSE | 1 | -0.018183 | 0.9 | 1
CFLDMoMH06CZ14rDXGF | CFL | All | DMo | MH06 | CZ14 | rDXGF | 1.162 | 1.6 | 1.4754 | -0.021252 |  | 581 | 0.064 | 0.09 | -10.6258 | 500 | 0.04 | 0.061 | FALSE | FALSE | 1 | -0.021252 | 1 | 1.6
CFLDMoMH06CZ14rDXHP | CFL | All | DMo | MH06 | CZ14 | rDXHP | 1.004 | 1.6 | 1.541 | 0 |  | 502 | 0.064 | 0.094 | 0 | 500 | 0.04 | 0.061 | FALSE | TRUE | 1 | 0 | 0.5 | 1.6
CFLDMoMH06CZ14rNCEH | CFL | All | DMo | MH06 | CZ14 | rNCEH | 0.722 | 1.025 | 1.0328 | 0 |  | 361 | 0.041 | 0.063 | 0 | 500 | 0.04 | 0.061 | FALSE | TRUE | 1 | 0 | 0.25 | 1.025
CFLDMoMH06CZ14rNCGF | CFL | All | DMo | MH06 | CZ14 | rNCGF | 0.996 | 1 | 1.0164 | -0.020967 |  | 498 | 0.04 | 0.062 | -10.4836 | 500 | 0.04 | 0.061 | FALSE | FALSE | 1 | -0.020967 | 0.9 | 1
CFLDMoMH06CZ15rDXGF | CFL | All | DMo | MH06 | CZ15 | rDXGF | 1.268 | 1.45 | 1.4918 | -0.0080034 |  | 634 | 0.058 | 0.091 | -4.0017 | 500 | 0.04 | 0.061 | FALSE | FALSE | 1 | -0.0080034 | 1 | 1.45
CFLDMoMH06CZ15rDXHP | CFL | All | DMo | MH06 | CZ15 | rDXHP | 1.212 | 1.4 | 1.459 | 0 |  | 606 | 0.056 | 0.089 | 0 | 500 | 0.04 | 0.061 | FALSE | TRUE | 1 | 0 | 0.5 | 1.4
CFLDMoMH06CZ15rNCEH | CFL | All | DMo | MH06 | CZ15 | rNCEH | 0.896 | 1.025 | 1.0164 | 0 |  | 448 | 0.041 | 0.062 | 0 | 500 | 0.04 | 0.061 | FALSE | TRUE | 1 | 0 | 0.25 | 1.025
CFLDMoMH06CZ15rNCGF | CFL | All | DMo | MH06 | CZ15 | rNCGF | 1.004 | 1.025 | 1.0164 | -0.0078362 |  | 502 | 0.041 | 0.062 | -3.9181 | 500 | 0.04 | 0.061 | FALSE | FALSE | 1 | -0.0078362 | 0.9 | 1.025
CFLDMoMH06CZ16rDXGF | CFL | All | DMo | MH06 | CZ16 | rDXGF | 1.06 | 1.5366 | 1.3433 | -0.023174 |  | 530 | 0.063 | 0.09 | -11.587 | 500 | 0.041 | 0.067 | FALSE | FALSE | 1 | -0.023174 | 1 | 1.5366
CFLDMoMH06CZ16rDXHP | CFL | All | DMo | MH06 | CZ16 | rDXHP | 0.826 | 1.6098 | 1.3881 | 0 |  | 413 | 0.066 | 0.093 | 0 | 500 | 0.041 | 0.067 | FALSE | TRUE | 1 | 0 | 0.5 | 1.6098
CFLDMoMH06CZ16rNCEH | CFL | All | DMo | MH06 | CZ16 | rNCEH | 0.694 | 1.0488 | 1.0149 | 0 |  | 347 | 0.043 | 0.068 | 0 | 500 | 0.041 | 0.067 | FALSE | TRUE | 1 | 0 | 0.25 | 1.0488
CFLDMoMH06CZ16rNCGF | CFL | All | DMo | MH06 | CZ16 | rNCGF | 0.996 | 1.0244 | 1.0149 | -0.023062 |  | 498 | 0.042 | 0.068 | -11.5312 | 500 | 0.041 | 0.067 | FALSE | FALSE | 1 | -0.023062 | 0.9 | 1.0244
CFLDMoMH15CZ01rDXGF | CFL | All | DMo | MH15 | CZ01 | rDXGF | 1 | 1.0488 | 1.0149 | -0.03413 |  | 494 | 0.043 | 0.068 | -18.3457 | 500 | 0.041 | 0.067 | FALSE | FALSE | 1 | -0.03413 | 1 | 1.0488
CFLDMoMH15CZ01rDXHP | CFL | All | DMo | MH15 | CZ01 | rDXHP | 0.758 | 1.0244 | 1.0149 | 0 |  | 379 | 0.042 | 0.068 | 0 | 500 | 0.041 | 0.067 | FALSE | TRUE | 1 | 0 | 0.5 | 1.0244
CFLDMoMH15CZ01rNCEH | CFL | All | DMo | MH15 | CZ01 | rNCEH | 0.516 | 1.0244 | 1.0149 | 0 |  | 258 | 0.042 | 0.068 | 0 | 500 | 0.041 | 0.067 | FALSE | TRUE | 1 | 0 | 0.25 | 1.0244
CFLDMoMH15CZ01rNCGF | CFL | All | DMo | MH15 | CZ01 | rNCGF | 0.99 | 1.0488 | 1.0149 | -0.03413 |  | 495 | 0.043 | 0.068 | -18.2854 | 500 | 0.041 | 0.067 | FALSE | FALSE | 1 | -0.03413 | 0.9 | 1.0488
CFLDMoMH15CZ02rDXGF | CFL | All | DMo | MH15 | CZ02 | rDXGF | 1.08 | 1.7561 | 1.3881 | -0.028275 |  | 540 | 0.072 | 0.093 | -14.1375 | 500 | 0.041 | 0.067 | FALSE | FALSE | 1 | -0.028275 | 1 | 1.7561
CFLDMoMH15CZ02rDXHP | CFL | All | DMo | MH15 | CZ02 | rDXHP | 0.884 | 2 | 1.4627 | 0 |  | 442 | 0.082 | 0.098 | 0 | 500 | 0.041 | 0.067 | FALSE | TRUE | 1 | 0 | 0.5 | 2
CFLDMoMH15CZ02rNCEH | CFL | All | DMo | MH15 | CZ02 | rNCEH | 0.62 | 1.0488 | 1.0299 | 0 |  | 310 | 0.043 | 0.069 | 0 | 500 | 0.041 | 0.067 | FALSE | TRUE | 1 | 0 | 0.25 | 1.0488
CFLDMoMH15CZ02rNCGF | CFL | All | DMo | MH15 | CZ02 | rNCGF | 0.992 | 1.0488 | 1.0149 | -0.028067 |  | 496 | 0.043 | 0.068 | -14.0336 | 500 | 0.041 | 0.067 | FALSE | FALSE | 1 | -0.028067 | 0.9 | 1.0488
CFLDMoMH15CZ03rDXGF | CFL | All | DMo | MH15 | CZ03 | rDXGF | 1.036 | 1.6341 | 1.2985 | -0.024542 |  | 518 | 0.067 | 0.087 | -12.2711 | 500 | 0.041 | 0.067 | FALSE | FALSE | 1 | -0.024542 | 1 | 1.6341
CFLDMoMH15CZ03rDXHP | CFL | All | DMo | MH15 | CZ03 | rDXHP | 0.888 | 1.8293 | 1.3881 | 0 |  | 444 | 0.075 | 0.093 | 0 | 500 | 0.041 | 0.067 | FALSE | TRUE | 1 | 0 | 0.5 | 1.8293
CFLDMoMH15CZ03rNCEH | CFL | All | DMo | MH15 | CZ03 | rNCEH | 0.66 | 1.0488 | 1.0149 | 0 |  | 330 | 0.043 | 0.068 | 0 | 500 | 0.041 | 0.067 | FALSE | TRUE | 1 | 0 | 0.25 | 1.0488
CFLDMoMH15CZ03rNCGF | CFL | All | DMo | MH15 | CZ03 | rNCGF | 0.994 | 1.0244 | 1 | -0.02442 |  | 497 | 0.042 | 0.067 | -12.2099 | 500 | 0.041 | 0.067 | FALSE | FALSE | 1 | -0.02442 | 0.9 | 1.0244
CFLDMoMH15CZ04rDXGF | CFL | All | DMo | MH15 | CZ04 | rDXGF | 1.108 | 1.6585 | 1.3881 | -0.020641 |  | 554 | 0.068 | 0.093 | -10.3206 | 500 | 0.041 | 0.067 | FALSE | FALSE | 1 | -0.020641 | 1 | 1.6585
CFLDMoMH15CZ04rDXHP | CFL | All | DMo | MH15 | CZ04 | rDXHP | 0.998 | 1.7073 | 1.4478 | 0 |  | 499 | 0.07 | 0.097 | 0 | 500 | 0.041 | 0.067 | FALSE | TRUE | 1 | 0 | 0.5 | 1.7073
CFLDMoMH15CZ04rNCEH | CFL | All | DMo | MH15 | CZ04 | rNCEH | 0.716 | 1.0488 | 1.0149 | 0 |  | 358 | 0.043 | 0.068 | 0 | 500 | 0.041 | 0.067 | FALSE | TRUE | 1 | 0 | 0.25 | 1.0488
CFLDMoMH15CZ04rNCGF | CFL | All | DMo | MH15 | CZ04 | rNCGF | 0.996 | 1.0488 | 1.0149 | -0.020481 |  | 498 | 0.043 | 0.068 | -10.2406 | 500 | 0.041 | 0.067 | FALSE | FALSE | 1 | -0.020481 | 0.9 | 1.0488
CFLDMoMH15CZ05rDXGF | CFL | All | DMo | MH15 | CZ05 | rDXGF | 1.028 | 1.5 | 1.2162 | -0.027169 |  | 514 | 0.066 | 0.09 | -13.5844 | 500 | 0.044 | 0.074 | FALSE | FALSE | 1 | -0.027169 | 1 | 1.5
CFLDMoMH15CZ05rDXHP | CFL | All | DMo | MH15 | CZ05 | rDXHP | 0.852 | 1.5455 | 1.2162 | 0 |  | 426 | 0.068 | 0.09 | 0 | 500 | 0.044 | 0.074 | FALSE | TRUE | 1 | 0 | 0.5 | 1.5455
CFLDMoMH15CZ05rNCEH | CFL | All | DMo | MH15 | CZ05 | rNCEH | 0.624 | 1.0227 | 1.0135 | 0 |  | 312 | 0.045 | 0.075 | 0 | 500 | 0.044 | 0.074 | FALSE | TRUE | 1 | 0 | 0.25 | 1.0227
CFLDMoMH15CZ05rNCGF | CFL | All | DMo | MH15 | CZ05 | rNCGF | 0.994 | 1.0227 | 1.0135 | -0.026993 |  | 497 | 0.045 | 0.075 | -13.4965 | 500 | 0.044 | 0.074 | FALSE | FALSE | 1 | -0.026993 | 0.9 | 1.0227
CFLDMoMH15CZ06rDXGF | CFL | All | DMo | MH15 | CZ06 | rDXGF | 1.12 | 1.5 | 1.2838 | -0.013573 |  | 560 | 0.066 | 0.095 | -6.7866 | 500 | 0.044 | 0.074 | FALSE | FALSE | 1 | -0.013573 | 1 | 1.5
CFLDMoMH15CZ06rDXHP | CFL | All | DMo | MH15 | CZ06 | rDXHP | 1.048 | 1.6591 | 1.3514 | 0 |  | 524 | 0.073 | 0.1 | 0 | 500 | 0.044 | 0.074 | FALSE | TRUE | 1 | 0 | 0.5 | 1.6591
CFLDMoMH15CZ06rNCEH | CFL | All | DMo | MH15 | CZ06 | rNCEH | 0.8 | 1.0227 | 1.0135 | 0 |  | 400 | 0.045 | 0.075 | 0 | 500 | 0.044 | 0.074 | FALSE | TRUE | 1 | 0 | 0.25 | 1.0227
CFLDMoMH15CZ06rNCGF | CFL | All | DMo | MH15 | CZ06 | rNCGF | 1.002 | 1.0227 | 1 | -0.013319 |  | 501 | 0.045 | 0.074 | -6.6594 | 500 | 0.044 | 0.074 | FALSE | FALSE | 1 | -0.013319 | 0.9 | 1.0227
CFLDMoMH15CZ07rDXGF | CFL | All | DMo | MH15 | CZ07 | rDXGF | 1.164 | 1.4091 | 1.3108 | -0.0099934 |  | 582 | 0.062 | 0.097 | -4.9967 | 500 | 0.044 | 0.074 | FALSE | FALSE | 1 | -0.0099934 | 1 | 1.4091
CFLDMoMH15CZ07rDXHP | CFL | All | DMo | MH15 | CZ07 | rDXHP | 1.142 | 1.6364 | 1.4054 | 0 |  | 571 | 0.072 | 0.104 | 0 | 500 | 0.044 | 0.074 | FALSE | TRUE | 1 | 0 | 0.5 | 1.6364
CFLDMoMH15CZ07rNCEH | CFL | All | DMo | MH15 | CZ07 | rNCEH | 0.852 | 1.0227 | 1.0135 | 0 |  | 426 | 0.045 | 0.075 | 0 | 500 | 0.044 | 0.074 | FALSE | TRUE | 1 | 0 | 0.25 | 1.0227
CFLDMoMH15CZ07rNCGF | CFL | All | DMo | MH15 | CZ07 | rNCGF | 1.006 | 1 | 1 | -0.0099264 |  | 503 | 0.044 | 0.074 | -4.9632 | 500 | 0.044 | 0.074 | FALSE | FALSE | 1 | -0.0099264 | 0.9 | 1
CFLDMoMH15CZ08rDXGF | CFL | All | DMo | MH15 | CZ08 | rDXGF | 1.188 | 1.5 | 1.3378 | -0.011214 |  | 594 | 0.066 | 0.099 | -5.607 | 500 | 0.044 | 0.074 | FALSE | FALSE | 1 | -0.011214 | 1 | 1.5
CFLDMoMH15CZ08rDXHP | CFL | All | DMo | MH15 | CZ08 | rDXHP | 1.158 | 1.6136 | 1.4189 | 0 |  | 579 | 0.071 | 0.105 | 0 | 500 | 0.044 | 0.074 | FALSE | TRUE | 1 | 0 | 0.5 | 1.6136
CFLDMoMH15CZ08rNCEH | CFL | All | DMo | MH15 | CZ08 | rNCEH | 0.844 | 1.0227 | 1.0135 | 0 |  | 422 | 0.045 | 0.075 | 0 | 500 | 0.044 | 0.074 | FALSE | TRUE | 1 | 0 | 0.25 | 1.0227
CFLDMoMH15CZ08rNCGF | CFL | All | DMo | MH15 | CZ08 | rNCGF | 1.006 | 1.0227 | 1.0135 | -0.011108 |  | 503 | 0.045 | 0.075 | -5.554 | 500 | 0.044 | 0.074 | FALSE | FALSE | 1 | -0.011108 | 0.9 | 1.0227
CFLDMoMH15CZ09rDXGF | CFL | All | DMo | MH15 | CZ09 | rDXGF | 1.14 | 1.5909 | 1.3108 | -0.014327 |  | 570 | 0.07 | 0.097 | -7.1636 | 500 | 0.044 | 0.074 | FALSE | FALSE | 1 | -0.014327 | 1 | 1.5909
CFLDMoMH15CZ09rDXHP | CFL | All | DMo | MH15 | CZ09 | rDXHP | 1.072 | 1.7727 | 1.3784 | 0 |  | 536 | 0.078 | 0.102 | 0 | 500 | 0.044 | 0.074 | FALSE | TRUE | 1 | 0 | 0.5 | 1.7727
CFLDMoMH15CZ09rNCEH | CFL | All | DMo | MH15 | CZ09 | rNCEH | 0.804 | 1.0227 | 1.0135 | 0 |  | 402 | 0.045 | 0.075 | 0 | 500 | 0.044 | 0.074 | FALSE | TRUE | 1 | 0 | 0.25 | 1.0227
CFLDMoMH15CZ09rNCGF | CFL | All | DMo | MH15 | CZ09 | rNCGF | 1.002 | 1.0227 | 1.0135 | -0.014087 |  | 501 | 0.045 | 0.075 | -7.0436 | 500 | 0.044 | 0.074 | FALSE | FALSE | 1 | -0.014087 | 0.9 | 1.0227
CFLDMoMH15CZ10rDXGF | CFL | All | DMo | MH15 | CZ10 | rDXGF | 1.164 | 1.525 | 1.4098 | -0.016494 |  | 582 | 0.061 | 0.086 | -8.2469 | 500 | 0.04 | 0.061 | FALSE | FALSE | 1 | -0.016494 | 1 | 1.525
CFLDMoMH15CZ10rDXHP | CFL | All | DMo | MH15 | CZ10 | rDXHP | 1.076 | 1.65 | 1.4918 | 0 |  | 538 | 0.066 | 0.091 | 0 | 500 | 0.04 | 0.061 | FALSE | TRUE | 1 | 0 | 0.5 | 1.65
CFLDMoMH15CZ10rNCEH | CFL | All | DMo | MH15 | CZ10 | rNCEH | 0.778 | 1.025 | 1.0328 | 0 |  | 389 | 0.041 | 0.063 | 0 | 500 | 0.04 | 0.061 | FALSE | TRUE | 1 | 0 | 0.25 | 1.025
CFLDMoMH15CZ10rNCGF | CFL | All | DMo | MH15 | CZ10 | rNCGF | 1.002 | 1.025 | 1.0164 | -0.016236 |  | 501 | 0.041 | 0.062 | -8.1178 | 500 | 0.04 | 0.061 | FALSE | FALSE | 1 | -0.016236 | 0.9 | 1.025
CFLDMoMH15CZ11rDXGF | CFL | All | DMo | MH15 | CZ11 | rDXGF | 1.146 | 1.55 | 1.4262 | -0.019725 |  | 573 | 0.062 | 0.087 | -9.8627 | 500 | 0.04 | 0.061 | FALSE | FALSE | 1 | -0.019725 | 1 | 1.55
CFLDMoMH15CZ11rDXHP | CFL | All | DMo | MH15 | CZ11 | rDXHP | 1.032 | 1.625 | 1.4754 | 0 |  | 516 | 0.065 | 0.09 | 0 | 500 | 0.04 | 0.061 | FALSE | TRUE | 1 | 0 | 0.5 | 1.625
CFLDMoMH15CZ11rNCEH | CFL | All | DMo | MH15 | CZ11 | rNCEH | 0.734 | 1 | 1.0164 | 0 |  | 367 | 0.04 | 0.062 | 0 | 500 | 0.04 | 0.061 | FALSE | TRUE | 1 | 0 | 0.25 | 1
CFLDMoMH15CZ11rNCGF | CFL | All | DMo | MH15 | CZ11 | rNCGF | 0.998 | 1.025 | 1.0164 | -0.019578 |  | 499 | 0.041 | 0.062 | -9.7892 | 500 | 0.04 | 0.061 | FALSE | FALSE | 1 | -0.019578 | 0.9 | 1.025
CFLDMoMH15CZ12rDXGF | CFL | All | DMo | MH15 | CZ12 | rDXGF | 1.112 | 1.575 | 1.4262 | -0.022347 |  | 556 | 0.063 | 0.087 | -11.1735 | 500 | 0.04 | 0.061 | FALSE | FALSE | 1 | -0.022347 | 1 | 1.575
CFLDMoMH15CZ12rDXHP | CFL | All | DMo | MH15 | CZ12 | rDXHP | 0.966 | 1.675 | 1.459 | 0 |  | 483 | 0.067 | 0.089 | 0 | 500 | 0.04 | 0.061 | FALSE | TRUE | 1 | 0 | 0.5 | 1.675
CFLDMoMH15CZ12rNCEH | CFL | All | DMo | MH15 | CZ12 | rNCEH | 0.704 | 1 | 1.0164 | 0 |  | 352 | 0.04 | 0.062 | 0 | 500 | 0.04 | 0.061 | FALSE | TRUE | 1 | 0 | 0.25 | 1
CFLDMoMH15CZ12rNCGF | CFL | All | DMo | MH15 | CZ12 | rNCGF | 0.996 | 1.025 | 1.0164 | -0.02211 |  | 498 | 0.041 | 0.062 | -11.0552 | 500 | 0.04 | 0.061 | FALSE | FALSE | 1 | -0.02211 | 0.9 | 1.025
CFLDMoMH15CZ13rDXGF | CFL | All | DMo | MH15 | CZ13 | rDXGF | 1.158 | 1.55 | 1.4098 | -0.018444 |  | 579 | 0.062 | 0.086 | -9.2218 | 500 | 0.04 | 0.061 | FALSE | FALSE | 1 | -0.018444 | 1 | 1.55
CFLDMoMH15CZ13rDXHP | CFL | All | DMo | MH15 | CZ13 | rDXHP | 1.05 | 1.55 | 1.4426 | 0 |  | 525 | 0.062 | 0.088 | 0 | 500 | 0.04 | 0.061 | FALSE | TRUE | 1 | 0 | 0.5 | 1.55
CFLDMoMH15CZ13rNCEH | CFL | All | DMo | MH15 | CZ13 | rNCEH | 0.756 | 1.025 | 1.0164 | 0 |  | 378 | 0.041 | 0.062 | 0 | 500 | 0.04 | 0.061 | FALSE | TRUE | 1 | 0 | 0.25 | 1.025
CFLDMoMH15CZ13rNCGF | CFL | All | DMo | MH15 | CZ13 | rNCGF | 0.998 | 1 | 1.0164 | -0.018183 |  | 499 | 0.04 | 0.062 | -9.0916 | 500 | 0.04 | 0.061 | FALSE | FALSE | 1 | -0.018183 | 0.9 | 1
CFLDMoMH15CZ14rDXGF | CFL | All | DMo | MH15 | CZ14 | rDXGF | 1.144 | 1.575 | 1.459 | -0.021374 |  | 572 | 0.063 | 0.089 | -10.6871 | 500 | 0.04 | 0.061 | FALSE | FALSE | 1 | -0.021374 | 1 | 1.575
CFLDMoMH15CZ14rDXHP | CFL | All | DMo | MH15 | CZ14 | rDXHP | 1 | 1.6 | 1.5082 | 0 |  | 500 | 0.064 | 0.092 | 0 | 500 | 0.04 | 0.061 | FALSE | TRUE | 1 | 0 | 0.5 | 1.6
CFLDMoMH15CZ14rNCEH | CFL | All | DMo | MH15 | CZ14 | rNCEH | 0.722 | 1.025 | 1.0328 | 0 |  | 361 | 0.041 | 0.063 | 0 | 500 | 0.04 | 0.061 | FALSE | TRUE | 1 | 0 | 0.25 | 1.025
CFLDMoMH15CZ14rNCGF | CFL | All | DMo | MH15 | CZ14 | rNCGF | 0.996 | 1 | 1.0164 | -0.020967 |  | 498 | 0.04 | 0.062 | -10.4836 | 500 | 0.04 | 0.061 | FALSE | FALSE | 1 | -0.020967 | 0.9 | 1
CFLDMoMH15CZ15rDXGF | CFL | All | DMo | MH15 | CZ15 | rDXGF | 1.244 | 1.425 | 1.4754 | -0.0080476 |  | 622 | 0.057 | 0.09 | -4.0238 | 500 | 0.04 | 0.061 | FALSE | FALSE | 1 | -0.0080476 | 1 | 1.425
CFLDMoMH15CZ15rDXHP | CFL | All | DMo | MH15 | CZ15 | rDXHP | 1.196 | 1.375 | 1.4262 | 0 |  | 598 | 0.055 | 0.087 | 0 | 500 | 0.04 | 0.061 | FALSE | TRUE | 1 | 0 | 0.5 | 1.375
CFLDMoMH15CZ15rNCEH | CFL | All | DMo | MH15 | CZ15 | rNCEH | 0.896 | 1.025 | 1.0164 | 0 |  | 448 | 0.041 | 0.062 | 0 | 500 | 0.04 | 0.061 | FALSE | TRUE | 1 | 0 | 0.25 | 1.025
CFLDMoMH15CZ15rNCGF | CFL | All | DMo | MH15 | CZ15 | rNCGF | 1.004 | 1.025 | 1.0164 | -0.0078362 |  | 502 | 0.041 | 0.062 | -3.9181 | 500 | 0.04 | 0.061 | FALSE | FALSE | 1 | -0.0078362 | 0.9 | 1.025
CFLDMoMH15CZ16rDXGF | CFL | All | DMo | MH15 | CZ16 | rDXGF | 1.054 | 1.4878 | 1.3134 | -0.02329 |  | 527 | 0.061 | 0.088 | -11.645 | 500 | 0.041 | 0.067 | FALSE | FALSE | 1 | -0.02329 | 1 | 1.4878
CFLDMoMH15CZ16rDXHP | CFL | All | DMo | MH15 | CZ16 | rDXHP | 0.832 | 1.561 | 1.3582 | 0 |  | 416 | 0.064 | 0.091 | 0 | 500 | 0.041 | 0.067 | FALSE | TRUE | 1 | 0 | 0.5 | 1.561
CFLDMoMH15CZ16rNCEH | CFL | All | DMo | MH15 | CZ16 | rNCEH | 0.694 | 1.0488 | 1.0149 | 0 |  | 347 | 0.043 | 0.068 | 0 | 500 | 0.041 | 0.067 | FALSE | TRUE | 1 | 0 | 0.25 | 1.0488
CFLDMoMH15CZ16rNCGF | CFL | All | DMo | MH15 | CZ16 | rNCGF | 0.996 | 1.0244 | 1.0149 | -0.023062 |  | 498 | 0.042 | 0.068 | -11.5312 | 500 | 0.041 | 0.067 | FALSE | FALSE | 1 | -0.023062 | 0.9 | 1.0244
CFLDMoMH72CZ01rDXGF | CFL | All | DMo | MH72 | CZ01 | rDXGF | 1 | 1.0488 | 1.0149 | -0.032317 |  | 493 | 0.043 | 0.068 | -16.1583 | 500 | 0.041 | 0.067 | FALSE | FALSE | 1 | -0.032317 | 1 | 1.0488
CFLDMoMH72CZ01rDXHP | CFL | All | DMo | MH72 | CZ01 | rDXHP | 0.756 | 1.0488 | 1.0149 | 0 |  | 378 | 0.043 | 0.068 | 0 | 500 | 0.041 | 0.067 | FALSE | TRUE | 1 | 0 | 0.5 | 1.0488
CFLDMoMH72CZ01rNCEH | CFL | All | DMo | MH72 | CZ01 | rNCEH | 0.566 | 1.0488 | 1 | 0 |  | 283 | 0.043 | 0.067 | 0 | 500 | 0.041 | 0.067 | FALSE | TRUE | 1 | 0 | 0.25 | 1.0488
CFLDMoMH72CZ01rNCGF | CFL | All | DMo | MH72 | CZ01 | rNCGF | 0.99 | 1.0488 | 1.0149 | -0.032344 |  | 495 | 0.043 | 0.068 | -16.1718 | 500 | 0.041 | 0.067 | FALSE | FALSE | 1 | -0.032344 | 0.9 | 1.0488
CFLDMoMH72CZ02rDXGF | CFL | All | DMo | MH72 | CZ02 | rDXGF | 1.072 | 2 | 1.5075 | -0.025518 |  | 536 | 0.086 | 0.101 | -12.7592 | 500 | 0.041 | 0.067 | FALSE | FALSE | 1 | -0.025518 | 1 | 2.0976
CFLDMoMH72CZ02rDXHP | CFL | All | DMo | MH72 | CZ02 | rDXHP | 0.88 | 2 | 1.6567 | 0 |  | 440 | 0.096 | 0.111 | 0 | 500 | 0.041 | 0.067 | FALSE | TRUE | 1 | 0 | 0.5 | 2.3415
CFLDMoMH72CZ02rNCEH | CFL | All | DMo | MH72 | CZ02 | rNCEH | 0.642 | 1.0488 | 1.0149 | 0 |  | 321 | 0.043 | 0.068 | 0 | 500 | 0.041 | 0.067 | FALSE | TRUE | 1 | 0 | 0.25 | 1.0488
CFLDMoMH72CZ02rNCGF | CFL | All | DMo | MH72 | CZ02 | rNCGF | 0.992 | 1.0488 | 1.0149 | -0.02529 |  | 496 | 0.043 | 0.068 | -12.645 | 500 | 0.041 | 0.067 | FALSE | FALSE | 1 | -0.02529 | 0.9 | 1.0488
CFLDMoMH72CZ03rDXGF | CFL | All | DMo | MH72 | CZ03 | rDXGF | 1.038 | 1.8293 | 1.403 | -0.022121 |  | 519 | 0.075 | 0.094 | -11.0604 | 500 | 0.041 | 0.067 | FALSE | FALSE | 1 | -0.022121 | 1 | 1.8293
CFLDMoMH72CZ03rDXHP | CFL | All | DMo | MH72 | CZ03 | rDXHP | 0.892 | 2 | 1.5224 | 0 |  | 446 | 0.084 | 0.102 | 0 | 500 | 0.041 | 0.067 | FALSE | TRUE | 1 | 0 | 0.5 | 2.0488
CFLDMoMH72CZ03rNCEH | CFL | All | DMo | MH72 | CZ03 | rNCEH | 0.684 | 1.0244 | 1.0149 | 0 |  | 342 | 0.042 | 0.068 | 0 | 500 | 0.041 | 0.067 | FALSE | TRUE | 1 | 0 | 0.25 | 1.0244
CFLDMoMH72CZ03rNCGF | CFL | All | DMo | MH72 | CZ03 | rNCGF | 0.994 | 1.0244 | 1.0149 | -0.022121 |  | 497 | 0.042 | 0.068 | -11.0603 | 500 | 0.041 | 0.067 | FALSE | FALSE | 1 | -0.022121 | 0.9 | 1.0244
CFLDMoMH72CZ04rDXGF | CFL | All | DMo | MH72 | CZ04 | rDXGF | 1.126 | 1.7805 | 1.4627 | -0.016455 |  | 563 | 0.073 | 0.098 | -8.2274 | 500 | 0.041 | 0.067 | FALSE | FALSE | 1 | -0.016455 | 1 | 1.7805
CFLDMoMH72CZ04rDXHP | CFL | All | DMo | MH72 | CZ04 | rDXHP | 1.036 | 2 | 1.6269 | 0 |  | 518 | 0.091 | 0.109 | 0 | 500 | 0.041 | 0.067 | FALSE | TRUE | 1 | 0 | 0.5 | 2.2195
CFLDMoMH72CZ04rNCEH | CFL | All | DMo | MH72 | CZ04 | rNCEH | 0.766 | 1.0488 | 1.0149 | 0 |  | 383 | 0.043 | 0.068 | 0 | 500 | 0.041 | 0.067 | FALSE | TRUE | 1 | 0 | 0.25 | 1.0488
CFLDMoMH72CZ04rNCGF | CFL | All | DMo | MH72 | CZ04 | rNCGF | 1 | 1.0244 | 1.0149 | -0.016492 |  | 500 | 0.042 | 0.068 | -8.2461 | 500 | 0.041 | 0.067 | FALSE | FALSE | 1 | -0.016492 | 0.9 | 1.0244
CFLDMoMH72CZ05rDXGF | CFL | All | DMo | MH72 | CZ05 | rDXGF | 1.03 | 1.5 | 1.2027 | -0.025266 |  | 515 | 0.066 | 0.089 | -12.633 | 500 | 0.044 | 0.074 | FALSE | FALSE | 1 | -0.025266 | 1 | 1.5
CFLDMoMH72CZ05rDXHP | CFL | All | DMo | MH72 | CZ05 | rDXHP | 0.852 | 1.75 | 1.3108 | 0 |  | 426 | 0.077 | 0.097 | 0 | 500 | 0.044 | 0.074 | FALSE | TRUE | 1 | 0 | 0.5 | 1.75
CFLDMoMH72CZ05rNCEH | CFL | All | DMo | MH72 | CZ05 | rNCEH | 0.65 | 1.0227 | 1 | 0 |  | 325 | 0.045 | 0.074 | 0 | 500 | 0.044 | 0.074 | FALSE | TRUE | 1 | 0 | 0.25 | 1.0227
CFLDMoMH72CZ05rNCGF | CFL | All | DMo | MH72 | CZ05 | rNCGF | 0.994 | 1.0227 | 1.0135 | -0.025031 |  | 497 | 0.045 | 0.075 | -12.5155 | 500 | 0.044 | 0.074 | FALSE | FALSE | 1 | -0.025031 | 0.9 | 1.0227
CFLDMoMH72CZ06rDXGF | CFL | All | DMo | MH72 | CZ06 | rDXGF | 1.162 | 1.5682 | 1.4189 | -0.009758 |  | 581 | 0.069 | 0.105 | -4.879 | 500 | 0.044 | 0.074 | FALSE | FALSE | 1 | -0.009758 | 1 | 1.5682
CFLDMoMH72CZ06rDXHP | CFL | All | DMo | MH72 | CZ06 | rDXHP | 1.116 | 1.75 | 1.5541 | 0 |  | 558 | 0.077 | 0.115 | 0 | 500 | 0.044 | 0.074 | FALSE | TRUE | 1 | 0 | 0.5 | 1.75
CFLDMoMH72CZ06rNCEH | CFL | All | DMo | MH72 | CZ06 | rNCEH | 0.85 | 1 | 1.0135 | 0 |  | 425 | 0.044 | 0.075 | 0 | 500 | 0.044 | 0.074 | FALSE | TRUE | 1 | 0 | 0.25 | 1
CFLDMoMH72CZ06rNCGF | CFL | All | DMo | MH72 | CZ06 | rNCGF | 1.004 | 1.0227 | 1 | -0.0097784 |  | 502 | 0.045 | 0.074 | -4.8892 | 500 | 0.044 | 0.074 | FALSE | FALSE | 1 | -0.0097784 | 0.9 | 1.0227
CFLDMoMH72CZ07rDXGF | CFL | All | DMo | MH72 | CZ07 | rDXGF | 1.152 | 1.5909 | 1.3514 | -0.012779 |  | 576 | 0.07 | 0.1 | -6.3894 | 500 | 0.044 | 0.074 | FALSE | FALSE | 1 | -0.012779 | 1 | 1.5909
CFLDMoMH72CZ07rDXHP | CFL | All | DMo | MH72 | CZ07 | rDXHP | 1.096 | 1.8409 | 1.4865 | 0 |  | 548 | 0.081 | 0.11 | 0 | 500 | 0.044 | 0.074 | FALSE | TRUE | 1 | 0 | 0.5 | 1.8409
CFLDMoMH72CZ07rNCEH | CFL | All | DMo | MH72 | CZ07 | rNCEH | 0.812 | 1 | 1 | 0 |  | 406 | 0.044 | 0.074 | 0 | 500 | 0.044 | 0.074 | FALSE | TRUE | 1 | 0 | 0.25 | 1
CFLDMoMH72CZ07rNCGF | CFL | All | DMo | MH72 | CZ07 | rNCGF | 1.002 | 1.0227 | 1.0135 | -0.01275 |  | 501 | 0.045 | 0.075 | -6.3748 | 500 | 0.044 | 0.074 | FALSE | FALSE | 1 | -0.01275 | 0.9 | 1.0227
CFLDMoMH72CZ08rDXGF | CFL | All | DMo | MH72 | CZ08 | rDXGF | 1.202 | 1.5909 | 1.3784 | -0.010971 |  | 601 | 0.07 | 0.102 | -5.4856 | 500 | 0.044 | 0.074 | FALSE | FALSE | 1 | -0.010971 | 1 | 1.5909
CFLDMoMH72CZ08rDXHP | CFL | All | DMo | MH72 | CZ08 | rDXHP | 1.172 | 1.8636 | 1.527 | 0 |  | 586 | 0.082 | 0.113 | 0 | 500 | 0.044 | 0.074 | FALSE | TRUE | 1 | 0 | 0.5 | 1.8636
CFLDMoMH72CZ08rNCEH | CFL | All | DMo | MH72 | CZ08 | rNCEH | 0.846 | 1.0227 | 1.0135 | 0 |  | 423 | 0.045 | 0.075 | 0 | 500 | 0.044 | 0.074 | FALSE | TRUE | 1 | 0 | 0.25 | 1.0227
CFLDMoMH72CZ08rNCGF | CFL | All | DMo | MH72 | CZ08 | rNCGF | 1.004 | 1.0227 | 1 | -0.010955 |  | 502 | 0.045 | 0.074 | -5.4776 | 500 | 0.044 | 0.074 | FALSE | FALSE | 1 | -0.010955 | 0.9 | 1.0227
CFLDMoMH72CZ09rDXGF | CFL | All | DMo | MH72 | CZ09 | rDXGF | 1.186 | 1.6136 | 1.4324 | -0.012368 |  | 593 | 0.071 | 0.106 | -6.1842 | 500 | 0.044 | 0.074 | FALSE | FALSE | 1 | -0.012368 | 1 | 1.6136
CFLDMoMH72CZ09rDXHP | CFL | All | DMo | MH72 | CZ09 | rDXHP | 1.142 | 1.9091 | 1.6081 | 0 |  | 571 | 0.084 | 0.119 | 0 | 500 | 0.044 | 0.074 | FALSE | TRUE | 1 | 0 | 0.5 | 1.9091
CFLDMoMH72CZ09rNCEH | CFL | All | DMo | MH72 | CZ09 | rNCEH | 0.824 | 1.0227 | 1.0135 | 0 |  | 412 | 0.045 | 0.075 | 0 | 500 | 0.044 | 0.074 | FALSE | TRUE | 1 | 0 | 0.25 | 1.0227
CFLDMoMH72CZ09rNCGF | CFL | All | DMo | MH72 | CZ09 | rNCGF | 1.002 | 1.0227 | 1.0135 | -0.012308 |  | 501 | 0.045 | 0.075 | -6.1541 | 500 | 0.044 | 0.074 | FALSE | FALSE | 1 | -0.012308 | 0.9 | 1.0227
CFLDMoMH72CZ10rDXGF | CFL | All | DMo | MH72 | CZ10 | rDXGF | 1.186 | 1.625 | 1.4032 | -0.011985 |  | 593 | 0.065 | 0.087 | -5.9923 | 500 | 0.04 | 0.062 | FALSE | FALSE | 1 | -0.011985 | 1 | 1.625
CFLDMoMH72CZ10rDXHP | CFL | All | DMo | MH72 | CZ10 | rDXHP | 1.128 | 1.875 | 1.5484 | 0 |  | 564 | 0.075 | 0.096 | 0 | 500 | 0.04 | 0.062 | FALSE | TRUE | 1 | 0 | 0.5 | 1.875
CFLDMoMH72CZ10rNCEH | CFL | All | DMo | MH72 | CZ10 | rNCEH | 0.834 | 1.025 | 1 | 0 |  | 417 | 0.041 | 0.062 | 0 | 500 | 0.04 | 0.062 | FALSE | TRUE | 1 | 0 | 0.25 | 1.025
CFLDMoMH72CZ10rNCGF | CFL | All | DMo | MH72 | CZ10 | rNCGF | 1.004 | 1.025 | 1.0161 | -0.011921 |  | 502 | 0.041 | 0.063 | -5.9606 | 500 | 0.04 | 0.062 | FALSE | FALSE | 1 | -0.011921 | 0.9 | 1.025
CFLDMoMH72CZ11rDXGF | CFL | All | DMo | MH72 | CZ11 | rDXGF | 1.152 | 1.65 | 1.4677 | -0.019283 |  | 576 | 0.066 | 0.091 | -9.6416 | 500 | 0.04 | 0.062 | FALSE | FALSE | 1 | -0.019283 | 1 | 1.65
CFLDMoMH72CZ11rDXHP | CFL | All | DMo | MH72 | CZ11 | rDXHP | 1.038 | 1.875 | 1.629 | 0 |  | 519 | 0.075 | 0.101 | 0 | 500 | 0.04 | 0.062 | FALSE | TRUE | 1 | 0 | 0.5 | 1.875
CFLDMoMH72CZ11rNCEH | CFL | All | DMo | MH72 | CZ11 | rNCEH | 0.736 | 1 | 1 | 0 |  | 368 | 0.04 | 0.062 | 0 | 500 | 0.04 | 0.062 | FALSE | TRUE | 1 | 0 | 0.25 | 1
CFLDMoMH72CZ11rNCGF | CFL | All | DMo | MH72 | CZ11 | rNCGF | 0.998 | 1 | 1.0161 | -0.019251 |  | 499 | 0.04 | 0.063 | -9.6254 | 500 | 0.04 | 0.062 | FALSE | FALSE | 1 | -0.019251 | 0.9 | 1
CFLDMoMH72CZ12rDXGF | CFL | All | DMo | MH72 | CZ12 | rDXGF | 1.132 | 1.675 | 1.4677 | -0.019639 |  | 566 | 0.067 | 0.091 | -9.8193 | 500 | 0.04 | 0.062 | FALSE | FALSE | 1 | -0.019639 | 1 | 1.675
CFLDMoMH72CZ12rDXHP | CFL | All | DMo | MH72 | CZ12 | rDXHP | 1 | 1.875 | 1.5968 | 0 |  | 500 | 0.075 | 0.099 | 0 | 500 | 0.04 | 0.062 | FALSE | TRUE | 1 | 0 | 0.5 | 1.875
CFLDMoMH72CZ12rNCEH | CFL | All | DMo | MH72 | CZ12 | rNCEH | 0.73 | 1 | 1 | 0 |  | 365 | 0.04 | 0.062 | 0 | 500 | 0.04 | 0.062 | FALSE | TRUE | 1 | 0 | 0.25 | 1
CFLDMoMH72CZ12rNCGF | CFL | All | DMo | MH72 | CZ12 | rNCGF | 0.996 | 1.025 | 1 | -0.019576 |  | 498 | 0.041 | 0.062 | -9.7879 | 500 | 0.04 | 0.062 | FALSE | FALSE | 1 | -0.019576 | 0.9 | 1.025
CFLDMoMH72CZ13rDXGF | CFL | All | DMo | MH72 | CZ13 | rDXGF | 1.178 | 1.625 | 1.4516 | -0.016576 |  | 589 | 0.065 | 0.09 | -8.288 | 500 | 0.04 | 0.062 | FALSE | FALSE | 1 | -0.016576 | 1 | 1.625
CFLDMoMH72CZ13rDXHP | CFL | All | DMo | MH72 | CZ13 | rDXHP | 1.096 | 1.8 | 1.5968 | 0 |  | 548 | 0.072 | 0.099 | 0 | 500 | 0.04 | 0.062 | FALSE | TRUE | 1 | 0 | 0.5 | 1.8
CFLDMoMH72CZ13rNCEH | CFL | All | DMo | MH72 | CZ13 | rNCEH | 0.77 | 1 | 1 | 0 |  | 385 | 0.04 | 0.062 | 0 | 500 | 0.04 | 0.062 | FALSE | TRUE | 1 | 0 | 0.25 | 1
CFLDMoMH72CZ13rNCGF | CFL | All | DMo | MH72 | CZ13 | rNCGF | 1 | 1.025 | 1 | -0.01653 |  | 500 | 0.041 | 0.062 | -8.2652 | 500 | 0.04 | 0.062 | FALSE | FALSE | 1 | -0.01653 | 0.9 | 1.025
CFLDMoMH72CZ14rDXGF | CFL | All | DMo | MH72 | CZ14 | rDXGF | 1.166 | 1.65 | 1.4677 | -0.017164 |  | 583 | 0.066 | 0.091 | -8.5821 | 500 | 0.04 | 0.062 | FALSE | FALSE | 1 | -0.017164 | 1 | 1.65
CFLDMoMH72CZ14rDXHP | CFL | All | DMo | MH72 | CZ14 | rDXHP | 1.062 | 1.85 | 1.6129 | 0 |  | 531 | 0.074 | 0.1 | 0 | 500 | 0.04 | 0.062 | FALSE | TRUE | 1 | 0 | 0.5 | 1.85
CFLDMoMH72CZ14rNCEH | CFL | All | DMo | MH72 | CZ14 | rNCEH | 0.768 | 1.025 | 1 | 0 |  | 384 | 0.041 | 0.062 | 0 | 500 | 0.04 | 0.062 | FALSE | TRUE | 1 | 0 | 0.25 | 1.025
CFLDMoMH72CZ14rNCGF | CFL | All | DMo | MH72 | CZ14 | rNCGF | 0.998 | 1 | 1 | -0.017002 |  | 499 | 0.04 | 0.062 | -8.5009 | 500 | 0.04 | 0.062 | FALSE | FALSE | 1 | -0.017002 | 0.9 | 1
CFLDMoMH72CZ15rDXGF | CFL | All | DMo | MH72 | CZ15 | rDXGF | 1.244 | 1.625 | 1.5161 | -0.00612 |  | 622 | 0.065 | 0.094 | -3.06 | 500 | 0.04 | 0.062 | FALSE | FALSE | 1 | -0.00612 | 1 | 1.625
CFLDMoMH72CZ15rDXHP | CFL | All | DMo | MH72 | CZ15 | rDXHP | 1.226 | 1.6 | 1.5323 | 0 |  | 613 | 0.064 | 0.095 | 0 | 500 | 0.04 | 0.062 | FALSE | TRUE | 1 | 0 | 0.5 | 1.6
CFLDMoMH72CZ15rNCEH | CFL | All | DMo | MH72 | CZ15 | rNCEH | 0.918 | 1.025 | 1.0161 | 0 |  | 459 | 0.041 | 0.063 | 0 | 500 | 0.04 | 0.062 | FALSE | TRUE | 1 | 0 | 0.25 | 1.025
CFLDMoMH72CZ15rNCGF | CFL | All | DMo | MH72 | CZ15 | rNCGF | 1.006 | 1 | 1 | -0.0061218 |  | 503 | 0.04 | 0.062 | -3.0609 | 500 | 0.04 | 0.062 | FALSE | FALSE | 1 | -0.0061218 | 0.9 | 1
CFLDMoMH72CZ16rDXGF | CFL | All | DMo | MH72 | CZ16 | rDXGF | 1.09 | 1.4634 | 1.3582 | -0.023742 |  | 545 | 0.06 | 0.091 | -11.871 | 500 | 0.041 | 0.067 | FALSE | FALSE | 1 | -0.023742 | 1 | 1.4634
CFLDMoMH72CZ16rDXHP | CFL | All | DMo | MH72 | CZ16 | rDXHP | 0.864 | 1.6341 | 1.4776 | 0 |  | 432 | 0.067 | 0.099 | 0 | 500 | 0.041 | 0.067 | FALSE | TRUE | 1 | 0 | 0.5 | 1.6341
CFLDMoMH72CZ16rNCEH | CFL | All | DMo | MH72 | CZ16 | rNCEH | 0.68 | 1.0244 | 1.0149 | 0 |  | 340 | 0.042 | 0.068 | 0 | 500 | 0.041 | 0.067 | FALSE | TRUE | 1 | 0 | 0.25 | 1.0244
CFLDMoMH72CZ16rNCGF | CFL | All | DMo | MH72 | CZ16 | rNCGF | 0.994 | 1.0488 | 1.0149 | -0.023619 |  | 497 | 0.043 | 0.068 | -11.8095 | 500 | 0.041 | 0.067 | FALSE | FALSE | 1 | -0.023619 | 0.9 | 1.0488
CFLDMoMH85CZ01rDXGF | CFL | All | DMo | MH85 | CZ01 | rDXGF | 1 | 1.0488 | 1.0299 | -0.03413 |  | 489 | 0.043 | 0.069 | -20.5427 | 500 | 0.041 | 0.067 | FALSE | FALSE | 1 | -0.03413 | 1 | 1.0488
CFLDMoMH85CZ01rDXHP | CFL | All | DMo | MH85 | CZ01 | rDXHP | 0.692 | 1.0244 | 1.0149 | 0 |  | 346 | 0.042 | 0.068 | 0 | 500 | 0.041 | 0.067 | FALSE | TRUE | 1 | 0 | 0.5 | 1.0244
CFLDMoMH85CZ01rNCEH | CFL | All | DMo | MH85 | CZ01 | rNCEH | 0.462 | 1.0244 | 1.0149 | 0 |  | 231 | 0.042 | 0.068 | 0 | 500 | 0.041 | 0.067 | FALSE | TRUE | 1 | 0 | 0.25 | 1.0244
CFLDMoMH85CZ01rNCGF | CFL | All | DMo | MH85 | CZ01 | rNCGF | 0.984 | 1.0488 | 1.0299 | -0.03413 |  | 492 | 0.043 | 0.069 | -20.5844 | 500 | 0.041 | 0.067 | FALSE | FALSE | 1 | -0.03413 | 0.9 | 1.0488
CFLDMoMH85CZ02rDXGF | CFL | All | DMo | MH85 | CZ02 | rDXGF | 1.016 | 2 | 1.8657 | -0.030304 |  | 508 | 0.093 | 0.125 | -15.1519 | 500 | 0.041 | 0.067 | FALSE | FALSE | 1 | -0.030304 | 1 | 2.2683
CFLDMoMH85CZ02rDXHP | CFL | All | DMo | MH85 | CZ02 | rDXHP | 0.774 | 2 | 2 | 0 |  | 387 | 0.1 | 0.136 | 0 | 500 | 0.041 | 0.067 | FALSE | TRUE | 1 | 0 | 0.5 | 2.439
CFLDMoMH85CZ02rNCEH | CFL | All | DMo | MH85 | CZ02 | rNCEH | 0.59 | 1.0244 | 1.0149 | 0 |  | 295 | 0.042 | 0.068 | 0 | 500 | 0.041 | 0.067 | FALSE | TRUE | 1 | 0 | 0.25 | 1.0244
CFLDMoMH85CZ02rNCGF | CFL | All | DMo | MH85 | CZ02 | rNCGF | 0.988 | 1.0488 | 1 | -0.030174 |  | 494 | 0.043 | 0.067 | -15.0868 | 500 | 0.041 | 0.067 | FALSE | FALSE | 1 | -0.030174 | 0.9 | 1.0488
CFLDMoMH85CZ03rDXGF | CFL | All | DMo | MH85 | CZ03 | rDXGF | 1.04 | 1.7805 | 1.4179 | -0.029098 |  | 520 | 0.073 | 0.095 | -14.5491 | 500 | 0.041 | 0.067 | FALSE | FALSE | 1 | -0.029098 | 1 | 1.7805
CFLDMoMH85CZ03rDXHP | CFL | All | DMo | MH85 | CZ03 | rDXHP | 0.85 | 2 | 1.597 | 0 |  | 425 | 0.085 | 0.107 | 0 | 500 | 0.041 | 0.067 | FALSE | TRUE | 1 | 0 | 0.5 | 2.0732
CFLDMoMH85CZ03rNCEH | CFL | All | DMo | MH85 | CZ03 | rNCEH | 0.6 | 1.0244 | 1 | 0 |  | 300 | 0.042 | 0.067 | 0 | 500 | 0.041 | 0.067 | FALSE | TRUE | 1 | 0 | 0.25 | 1.0244
CFLDMoMH85CZ03rNCGF | CFL | All | DMo | MH85 | CZ03 | rNCGF | 0.988 | 1.0488 | 1.0149 | -0.029064 |  | 494 | 0.043 | 0.068 | -14.5321 | 500 | 0.041 | 0.067 | FALSE | FALSE | 1 | -0.029064 | 0.9 | 1.0488
CFLDMoMH85CZ04rDXGF | CFL | All | DMo | MH85 | CZ04 | rDXGF | 1.132 | 1.6341 | 1.4478 | -0.022997 |  | 566 | 0.067 | 0.097 | -11.4986 | 500 | 0.041 | 0.067 | FALSE | FALSE | 1 | -0.022997 | 1 | 1.6341
CFLDMoMH85CZ04rDXHP | CFL | All | DMo | MH85 | CZ04 | rDXHP | 1.002 | 1.9268 | 1.597 | 0 |  | 501 | 0.079 | 0.107 | 0 | 500 | 0.041 | 0.067 | FALSE | TRUE | 1 | 0 | 0.5 | 1.9268
CFLDMoMH85CZ04rNCEH | CFL | All | DMo | MH85 | CZ04 | rNCEH | 0.678 | 1.0244 | 1.0149 | 0 |  | 339 | 0.042 | 0.068 | 0 | 500 | 0.041 | 0.067 | FALSE | TRUE | 1 | 0 | 0.25 | 1.0244
CFLDMoMH85CZ04rNCGF | CFL | All | DMo | MH85 | CZ04 | rNCGF | 0.994 | 1.0244 | 1.0149 | -0.022889 |  | 497 | 0.042 | 0.068 | -11.4443 | 500 | 0.041 | 0.067 | FALSE | FALSE | 1 | -0.022889 | 0.9 | 1.0244
CFLDMoMH85CZ05rDXGF | CFL | All | DMo | MH85 | CZ05 | rDXGF | 1.032 | 1.5455 | 1.2432 | -0.027266 |  | 516 | 0.068 | 0.092 | -13.6329 | 500 | 0.044 | 0.074 | FALSE | FALSE | 1 | -0.027266 | 1 | 1.5455
CFLDMoMH85CZ05rDXHP | CFL | All | DMo | MH85 | CZ05 | rDXHP | 0.84 | 1.75 | 1.3919 | 0 |  | 420 | 0.077 | 0.103 | 0 | 500 | 0.044 | 0.074 | FALSE | TRUE | 1 | 0 | 0.5 | 1.75
CFLDMoMH85CZ05rNCEH | CFL | All | DMo | MH85 | CZ05 | rNCEH | 0.618 | 1.0227 | 1.0135 | 0 |  | 309 | 0.045 | 0.075 | 0 | 500 | 0.044 | 0.074 | FALSE | TRUE | 1 | 0 | 0.25 | 1.0227
CFLDMoMH85CZ05rNCGF | CFL | All | DMo | MH85 | CZ05 | rNCGF | 0.992 | 1.0227 | 1.0135 | -0.027235 |  | 496 | 0.045 | 0.075 | -13.6176 | 500 | 0.044 | 0.074 | FALSE | FALSE | 1 | -0.027235 | 0.9 | 1.0227
CFLDMoMH85CZ06rDXGF | CFL | All | DMo | MH85 | CZ06 | rDXGF | 1.14 | 1.5455 | 1.4054 | -0.015238 |  | 570 | 0.068 | 0.104 | -7.619 | 500 | 0.044 | 0.074 | FALSE | FALSE | 1 | -0.015238 | 1 | 1.5455
CFLDMoMH85CZ06rDXHP | CFL | All | DMo | MH85 | CZ06 | rDXHP | 1.074 | 1.7727 | 1.5405 | 0 |  | 537 | 0.078 | 0.114 | 0 | 500 | 0.044 | 0.074 | FALSE | TRUE | 1 | 0 | 0.5 | 1.7727
CFLDMoMH85CZ06rNCEH | CFL | All | DMo | MH85 | CZ06 | rNCEH | 0.78 | 1.0227 | 1.0135 | 0 |  | 390 | 0.045 | 0.075 | 0 | 500 | 0.044 | 0.074 | FALSE | TRUE | 1 | 0 | 0.25 | 1.0227
CFLDMoMH85CZ06rNCGF | CFL | All | DMo | MH85 | CZ06 | rNCGF | 1 | 1.0227 | 1.0135 | -0.015115 |  | 500 | 0.045 | 0.075 | -7.5576 | 500 | 0.044 | 0.074 | FALSE | FALSE | 1 | -0.015115 | 0.9 | 1.0227
CFLDMoMH85CZ07rDXGF | CFL | All | DMo | MH85 | CZ07 | rDXGF | 1.144 | 1.5682 | 1.3378 | -0.016458 |  | 572 | 0.069 | 0.099 | -8.2291 | 500 | 0.044 | 0.074 | FALSE | FALSE | 1 | -0.016458 | 1 | 1.5682
CFLDMoMH85CZ07rDXHP | CFL | All | DMo | MH85 | CZ07 | rDXHP | 1.068 | 1.8864 | 1.473 | 0 |  | 534 | 0.083 | 0.109 | 0 | 500 | 0.044 | 0.074 | FALSE | TRUE | 1 | 0 | 0.5 | 1.8864
CFLDMoMH85CZ07rNCEH | CFL | All | DMo | MH85 | CZ07 | rNCEH | 0.766 | 1 | 1 | 0 |  | 383 | 0.044 | 0.074 | 0 | 500 | 0.044 | 0.074 | FALSE | TRUE | 1 | 0 | 0.25 | 1
CFLDMoMH85CZ07rNCGF | CFL | All | DMo | MH85 | CZ07 | rNCGF | 0.998 | 1.0227 | 1.0135 | -0.016562 |  | 499 | 0.045 | 0.075 | -8.2809 | 500 | 0.044 | 0.074 | FALSE | FALSE | 1 | -0.016562 | 0.9 | 1.0227
CFLDMoMH85CZ08rDXGF | CFL | All | DMo | MH85 | CZ08 | rDXGF | 1.174 | 1.5909 | 1.3784 | -0.013704 |  | 587 | 0.07 | 0.102 | -6.8522 | 500 | 0.044 | 0.074 | FALSE | FALSE | 1 | -0.013704 | 1 | 1.5909
CFLDMoMH85CZ08rDXHP | CFL | All | DMo | MH85 | CZ08 | rDXHP | 1.13 | 1.8636 | 1.5405 | 0 |  | 565 | 0.082 | 0.114 | 0 | 500 | 0.044 | 0.074 | FALSE | TRUE | 1 | 0 | 0.5 | 1.8636
CFLDMoMH85CZ08rNCEH | CFL | All | DMo | MH85 | CZ08 | rNCEH | 0.81 | 1.0227 | 1.0135 | 0 |  | 405 | 0.045 | 0.075 | 0 | 500 | 0.044 | 0.074 | FALSE | TRUE | 1 | 0 | 0.25 | 1.0227
CFLDMoMH85CZ08rNCGF | CFL | All | DMo | MH85 | CZ08 | rNCGF | 1.002 | 1 | 1.0135 | -0.013677 |  | 501 | 0.044 | 0.075 | -6.8384 | 500 | 0.044 | 0.074 | FALSE | FALSE | 1 | -0.013677 | 0.9 | 1
CFLDMoMH85CZ09rDXGF | CFL | All | DMo | MH85 | CZ09 | rDXGF | 1.166 | 1.6818 | 1.4595 | -0.01591 |  | 583 | 0.074 | 0.108 | -7.9552 | 500 | 0.044 | 0.074 | FALSE | FALSE | 1 | -0.01591 | 1 | 1.6818
CFLDMoMH85CZ09rDXHP | CFL | All | DMo | MH85 | CZ09 | rDXHP | 1.09 | 1.9318 | 1.6081 | 0 |  | 545 | 0.085 | 0.119 | 0 | 500 | 0.044 | 0.074 | FALSE | TRUE | 1 | 0 | 0.5 | 1.9318
CFLDMoMH85CZ09rNCEH | CFL | All | DMo | MH85 | CZ09 | rNCEH | 0.778 | 1 | 1.0135 | 0 |  | 389 | 0.044 | 0.075 | 0 | 500 | 0.044 | 0.074 | FALSE | TRUE | 1 | 0 | 0.25 | 1
CFLDMoMH85CZ09rNCGF | CFL | All | DMo | MH85 | CZ09 | rNCGF | 0.998 | 1 | 1.0135 | -0.015858 |  | 499 | 0.044 | 0.075 | -7.9288 | 500 | 0.044 | 0.074 | FALSE | FALSE | 1 | -0.015858 | 0.9 | 1
CFLDMoMH85CZ10rDXGF | CFL | All | DMo | MH85 | CZ10 | rDXGF | 1.174 | 1.625 | 1.459 | -0.01666 |  | 587 | 0.065 | 0.089 | -8.3299 | 500 | 0.04 | 0.061 | FALSE | FALSE | 1 | -0.01666 | 1 | 1.625
CFLDMoMH85CZ10rDXHP | CFL | All | DMo | MH85 | CZ10 | rDXHP | 1.08 | 1.875 | 1.5902 | 0 |  | 540 | 0.075 | 0.097 | 0 | 500 | 0.04 | 0.061 | FALSE | TRUE | 1 | 0 | 0.5 | 1.875
CFLDMoMH85CZ10rNCEH | CFL | All | DMo | MH85 | CZ10 | rNCEH | 0.774 | 1 | 1.0328 | 0 |  | 387 | 0.04 | 0.063 | 0 | 500 | 0.04 | 0.061 | FALSE | TRUE | 1 | 0 | 0.25 | 1
CFLDMoMH85CZ10rNCGF | CFL | All | DMo | MH85 | CZ10 | rNCGF | 1 | 1.025 | 1.0164 | -0.016621 |  | 500 | 0.041 | 0.062 | -8.3103 | 500 | 0.04 | 0.061 | FALSE | FALSE | 1 | -0.016621 | 0.9 | 1.025
CFLDMoMH85CZ11rDXGF | CFL | All | DMo | MH85 | CZ11 | rDXGF | 1.154 | 1.65 | 1.4754 | -0.02404 |  | 577 | 0.066 | 0.09 | -12.0202 | 500 | 0.04 | 0.061 | FALSE | FALSE | 1 | -0.02404 | 1 | 1.65
CFLDMoMH85CZ11rDXHP | CFL | All | DMo | MH85 | CZ11 | rDXHP | 1.01 | 1.825 | 1.6066 | 0 |  | 505 | 0.073 | 0.098 | 0 | 500 | 0.04 | 0.061 | FALSE | TRUE | 1 | 0 | 0.5 | 1.825
CFLDMoMH85CZ11rNCEH | CFL | All | DMo | MH85 | CZ11 | rNCEH | 0.674 | 1.025 | 1.0328 | 0 |  | 337 | 0.041 | 0.063 | 0 | 500 | 0.04 | 0.061 | FALSE | TRUE | 1 | 0 | 0.25 | 1.025
CFLDMoMH85CZ11rNCGF | CFL | All | DMo | MH85 | CZ11 | rNCGF | 0.994 | 1 | 1.0164 | -0.023949 |  | 497 | 0.04 | 0.062 | -11.9745 | 500 | 0.04 | 0.061 | FALSE | FALSE | 1 | -0.023949 | 0.9 | 1
CFLDMoMH85CZ12rDXGF | CFL | All | DMo | MH85 | CZ12 | rDXGF | 1.116 | 1.75 | 1.459 | -0.023437 |  | 558 | 0.07 | 0.089 | -11.7185 | 500 | 0.04 | 0.061 | FALSE | FALSE | 1 | -0.023437 | 1 | 1.75
CFLDMoMH85CZ12rDXHP | CFL | All | DMo | MH85 | CZ12 | rDXHP | 0.958 | 1.975 | 1.6066 | 0 |  | 479 | 0.079 | 0.098 | 0 | 500 | 0.04 | 0.061 | FALSE | TRUE | 1 | 0 | 0.5 | 1.975
CFLDMoMH85CZ12rNCEH | CFL | All | DMo | MH85 | CZ12 | rNCEH | 0.682 | 1.025 | 1.0164 | 0 |  | 341 | 0.041 | 0.062 | 0 | 500 | 0.04 | 0.061 | FALSE | TRUE | 1 | 0 | 0.25 | 1.025
CFLDMoMH85CZ12rNCGF | CFL | All | DMo | MH85 | CZ12 | rNCGF | 0.994 | 1.025 | 1.0328 | -0.023338 |  | 497 | 0.041 | 0.063 | -11.6691 | 500 | 0.04 | 0.061 | FALSE | FALSE | 1 | -0.023338 | 0.9 | 1.025
CFLDMoMH85CZ13rDXGF | CFL | All | DMo | MH85 | CZ13 | rDXGF | 1.176 | 1.6 | 1.5246 | -0.018274 |  | 588 | 0.064 | 0.093 | -9.1372 | 500 | 0.04 | 0.061 | FALSE | FALSE | 1 | -0.018274 | 1 | 1.6
CFLDMoMH85CZ13rDXHP | CFL | All | DMo | MH85 | CZ13 | rDXHP | 1.08 | 1.8 | 1.6557 | 0 |  | 540 | 0.072 | 0.101 | 0 | 500 | 0.04 | 0.061 | FALSE | TRUE | 1 | 0 | 0.5 | 1.8
CFLDMoMH85CZ13rNCEH | CFL | All | DMo | MH85 | CZ13 | rNCEH | 0.748 | 1.025 | 1.0164 | 0 |  | 374 | 0.041 | 0.062 | 0 | 500 | 0.04 | 0.061 | FALSE | TRUE | 1 | 0 | 0.25 | 1.025
CFLDMoMH85CZ13rNCGF | CFL | All | DMo | MH85 | CZ13 | rNCGF | 0.998 | 1.025 | 1.0328 | -0.01821 |  | 499 | 0.041 | 0.063 | -9.1051 | 500 | 0.04 | 0.061 | FALSE | FALSE | 1 | -0.01821 | 0.9 | 1.025
CFLDMoMH85CZ14rDXGF | CFL | All | DMo | MH85 | CZ14 | rDXGF | 1.148 | 1.575 | 1.4754 | -0.022872 |  | 574 | 0.063 | 0.09 | -11.4359 | 500 | 0.04 | 0.061 | FALSE | FALSE | 1 | -0.022872 | 1 | 1.575
CFLDMoMH85CZ14rDXHP | CFL | All | DMo | MH85 | CZ14 | rDXHP | 0.992 | 1.725 | 1.623 | 0 |  | 496 | 0.069 | 0.099 | 0 | 500 | 0.04 | 0.061 | FALSE | TRUE | 1 | 0 | 0.5 | 1.725
CFLDMoMH85CZ14rNCEH | CFL | All | DMo | MH85 | CZ14 | rNCEH | 0.696 | 1.025 | 1.0164 | 0 |  | 348 | 0.041 | 0.062 | 0 | 500 | 0.04 | 0.061 | FALSE | TRUE | 1 | 0 | 0.25 | 1.025
CFLDMoMH85CZ14rNCGF | CFL | All | DMo | MH85 | CZ14 | rNCGF | 0.994 | 1.025 | 1.0328 | -0.022588 |  | 497 | 0.041 | 0.063 | -11.2941 | 500 | 0.04 | 0.061 | FALSE | FALSE | 1 | -0.022588 | 0.9 | 1.025
CFLDMoMH85CZ15rDXGF | CFL | All | DMo | MH85 | CZ15 | rDXGF | 1.258 | 1.675 | 1.5574 | -0.0083058 |  | 629 | 0.067 | 0.095 | -4.1529 | 500 | 0.04 | 0.061 | FALSE | FALSE | 1 | -0.0083058 | 1 | 1.675
CFLDMoMH85CZ15rDXHP | CFL | All | DMo | MH85 | CZ15 | rDXHP | 1.21 | 1.625 | 1.5574 | 0 |  | 605 | 0.065 | 0.095 | 0 | 500 | 0.04 | 0.061 | FALSE | TRUE | 1 | 0 | 0.5 | 1.625
CFLDMoMH85CZ15rNCEH | CFL | All | DMo | MH85 | CZ15 | rNCEH | 0.89 | 1 | 1.0164 | 0 |  | 445 | 0.04 | 0.062 | 0 | 500 | 0.04 | 0.061 | FALSE | TRUE | 1 | 0 | 0.25 | 1
CFLDMoMH85CZ15rNCGF | CFL | All | DMo | MH85 | CZ15 | rNCGF | 1.004 | 1.025 | 1.0164 | -0.0083432 |  | 502 | 0.041 | 0.062 | -4.1716 | 500 | 0.04 | 0.061 | FALSE | FALSE | 1 | -0.0083432 | 0.9 | 1.025
CFLDMoMH85CZ16rDXGF | CFL | All | DMo | MH85 | CZ16 | rDXGF | 1.064 | 1.5366 | 1.3433 | -0.032018 |  | 532 | 0.063 | 0.09 | -16.009 | 500 | 0.041 | 0.067 | FALSE | FALSE | 1 | -0.032018 | 1 | 1.5366
CFLDMoMH85CZ16rDXHP | CFL | All | DMo | MH85 | CZ16 | rDXHP | 0.77 | 1.7073 | 1.4478 | 0 |  | 385 | 0.07 | 0.097 | 0 | 500 | 0.041 | 0.067 | FALSE | TRUE | 1 | 0 | 0.5 | 1.7073
CFLDMoMH85CZ16rNCEH | CFL | All | DMo | MH85 | CZ16 | rNCEH | 0.586 | 1.0244 | 1.0149 | 0 |  | 293 | 0.042 | 0.068 | 0 | 500 | 0.041 | 0.067 | FALSE | TRUE | 1 | 0 | 0.25 | 1.0244
CFLDMoMH85CZ16rNCGF | CFL | All | DMo | MH85 | CZ16 | rNCGF | 0.988 | 1.0488 | 1.0149 | -0.031725 |  | 494 | 0.043 | 0.068 | -15.8623 | 500 | 0.041 | 0.067 | FALSE | FALSE | 1 | -0.031725 | 0.9 | 1.0488
CFLMFm1975CZ01rDXGF | CFL | All | MFm | 1975 | CZ01 | rDXGF | 1 | 1.0488 | 1.0448 | -0.03413 |  | 486 | 0.043 | 0.07 | -19.5296 | 500 | 0.041 | 0.067 | FALSE | FALSE | 1 | -0.03413 | 1 | 1.0488
CFLMFm1975CZ01rDXHP | CFL | All | MFm | 1975 | CZ01 | rDXHP | 0.686 | 1.0244 | 1.0448 | 0 |  | 343 | 0.042 | 0.07 | 0 | 500 | 0.041 | 0.067 | FALSE | TRUE | 1 | 0 | 0.5 | 1.0244
CFLMFm1975CZ01rNCEH | CFL | All | MFm | 1975 | CZ01 | rNCEH | 0.25 | 1.0488 | 1 | 0 |  | 114 | 0.043 | 0.067 | 0 | 500 | 0.041 | 0.067 | FALSE | TRUE | 1 | 0 | 0.25 | 1.0488
CFLMFm1975CZ01rNCGF | CFL | All | MFm | 1975 | CZ01 | rNCGF | 0.974 | 1.0488 | 1.0149 | -0.03413 |  | 487 | 0.043 | 0.068 | -19.6528 | 500 | 0.041 | 0.067 | FALSE | FALSE | 1 | -0.03413 | 0.9 | 1.0488
CFLMFm1975CZ02rDXGF | CFL | All | MFm | 1975 | CZ02 | rDXGF | 1.038 | 1.7073 | 1.4776 | -0.023283 |  | 519 | 0.07 | 0.099 | -11.6416 | 500 | 0.041 | 0.067 | FALSE | FALSE | 1 | -0.023283 | 1 | 1.7073
CFLMFm1975CZ02rDXHP | CFL | All | MFm | 1975 | CZ02 | rDXHP | 0.854 | 1.7805 | 1.5224 | 0 |  | 427 | 0.073 | 0.102 | 0 | 500 | 0.041 | 0.067 | FALSE | TRUE | 1 | 0 | 0.5 | 1.7805
CFLMFm1975CZ02rNCEH | CFL | All | MFm | 1975 | CZ02 | rNCEH | 0.548 | 1.0244 | 1.0149 | 0 |  | 274 | 0.042 | 0.068 | 0 | 500 | 0.041 | 0.067 | FALSE | TRUE | 1 | 0 | 0.25 | 1.0244
CFLMFm1975CZ02rNCGF | CFL | All | MFm | 1975 | CZ02 | rNCGF | 0.994 | 1.0488 | 1.0299 | -0.023585 |  | 497 | 0.043 | 0.069 | -11.7926 | 500 | 0.041 | 0.067 | FALSE | FALSE | 1 | -0.023585 | 0.9 | 1.0488
CFLMFm1975CZ03rDXGF | CFL | All | MFm | 1975 | CZ03 | rDXGF | 1.002 | 1.4634 | 1.3582 | -0.023787 |  | 501 | 0.06 | 0.091 | -11.8937 | 500 | 0.041 | 0.067 | FALSE | FALSE | 1 | -0.023787 | 1 | 1.4634
CFLMFm1975CZ03rDXHP | CFL | All | MFm | 1975 | CZ03 | rDXHP | 0.83 | 1.3902 | 1.3881 | 0 |  | 415 | 0.057 | 0.093 | 0 | 500 | 0.041 | 0.067 | FALSE | TRUE | 1 | 0 | 0.5 | 1.3902
CFLMFm1975CZ03rNCEH | CFL | All | MFm | 1975 | CZ03 | rNCEH | 0.532 | 1.0244 | 1.0149 | 0 |  | 266 | 0.042 | 0.068 | 0 | 500 | 0.041 | 0.067 | FALSE | TRUE | 1 | 0 | 0.25 | 1.0244
CFLMFm1975CZ03rNCGF | CFL | All | MFm | 1975 | CZ03 | rNCGF | 0.99 | 1.0488 | 1.0149 | -0.023948 |  | 495 | 0.043 | 0.068 | -11.974 | 500 | 0.041 | 0.067 | FALSE | FALSE | 1 | -0.023948 | 0.9 | 1.0488
CFLMFm1975CZ04rDXGF | CFL | All | MFm | 1975 | CZ04 | rDXGF | 1.074 | 1.7561 | 1.4328 | -0.018408 |  | 537 | 0.072 | 0.096 | -9.2041 | 500 | 0.041 | 0.067 | FALSE | FALSE | 1 | -0.018408 | 1 | 1.7561
CFLMFm1975CZ04rDXHP | CFL | All | MFm | 1975 | CZ04 | rDXHP | 0.944 | 1.9024 | 1.5373 | 0 |  | 472 | 0.078 | 0.103 | 0 | 500 | 0.041 | 0.067 | FALSE | TRUE | 1 | 0 | 0.5 | 1.9024
CFLMFm1975CZ04rNCEH | CFL | All | MFm | 1975 | CZ04 | rNCEH | 0.652 | 1.0244 | 1.0149 | 0 |  | 326 | 0.042 | 0.068 | 0 | 500 | 0.041 | 0.067 | FALSE | TRUE | 1 | 0 | 0.25 | 1.0244
CFLMFm1975CZ04rNCGF | CFL | All | MFm | 1975 | CZ04 | rNCGF | 0.998 | 1.0488 | 1.0299 | -0.018745 |  | 499 | 0.043 | 0.069 | -9.3726 | 500 | 0.041 | 0.067 | FALSE | FALSE | 1 | -0.018745 | 0.9 | 1.0488
CFLMFm1975CZ05rDXGF | CFL | All | MFm | 1975 | CZ05 | rDXGF | 1.002 | 1.2045 | 1.1757 | -0.026471 |  | 501 | 0.053 | 0.087 | -13.2354 | 500 | 0.044 | 0.074 | FALSE | FALSE | 1 | -0.026471 | 1 | 1.2045
CFLMFm1975CZ05rDXHP | CFL | All | MFm | 1975 | CZ05 | rDXHP | 0.806 | 1.1818 | 1.1622 | 0 |  | 403 | 0.052 | 0.086 | 0 | 500 | 0.044 | 0.074 | FALSE | TRUE | 1 | 0 | 0.5 | 1.1818
CFLMFm1975CZ05rNCEH | CFL | All | MFm | 1975 | CZ05 | rNCEH | 0.486 | 1.0227 | 1 | 0 |  | 243 | 0.045 | 0.074 | 0 | 500 | 0.044 | 0.074 | FALSE | TRUE | 1 | 0 | 0.25 | 1.0227
CFLMFm1975CZ05rNCGF | CFL | All | MFm | 1975 | CZ05 | rNCGF | 0.992 | 1.0227 | 1.0135 | -0.02669 |  | 496 | 0.045 | 0.075 | -13.3449 | 500 | 0.044 | 0.074 | FALSE | FALSE | 1 | -0.02669 | 0.9 | 1.0227
CFLMFm1975CZ06rDXGF | CFL | All | MFm | 1975 | CZ06 | rDXGF | 1.112 | 1.4773 | 1.3514 | -0.015102 |  | 556 | 0.065 | 0.1 | -7.5508 | 500 | 0.044 | 0.074 | FALSE | FALSE | 1 | -0.015102 | 1 | 1.4773
CFLMFm1975CZ06rDXHP | CFL | All | MFm | 1975 | CZ06 | rDXHP | 1.014 | 1.5 | 1.4054 | 0 |  | 507 | 0.066 | 0.104 | 0 | 500 | 0.044 | 0.074 | FALSE | TRUE | 1 | 0 | 0.5 | 1.5
CFLMFm1975CZ06rNCEH | CFL | All | MFm | 1975 | CZ06 | rNCEH | 0.716 | 1 | 1 | 0 |  | 358 | 0.044 | 0.074 | 0 | 500 | 0.044 | 0.074 | FALSE | TRUE | 1 | 0 | 0.25 | 1
CFLMFm1975CZ06rNCGF | CFL | All | MFm | 1975 | CZ06 | rNCGF | 1.002 | 1 | 1.0135 | -0.015448 |  | 501 | 0.044 | 0.075 | -7.7239 | 500 | 0.044 | 0.074 | FALSE | FALSE | 1 | -0.015448 | 0.9 | 1
CFLMFm1975CZ07rDXGF | CFL | All | MFm | 1975 | CZ07 | rDXGF | 1.06 | 1.5682 | 1.3514 | -0.015067 |  | 530 | 0.069 | 0.1 | -7.5334 | 500 | 0.044 | 0.074 | FALSE | FALSE | 1 | -0.015067 | 1 | 1.5682
CFLMFm1975CZ07rDXHP | CFL | All | MFm | 1975 | CZ07 | rDXHP | 0.956 | 1.5909 | 1.3649 | 0 |  | 478 | 0.07 | 0.101 | 0 | 500 | 0.044 | 0.074 | FALSE | TRUE | 1 | 0 | 0.5 | 1.5909
CFLMFm1975CZ07rNCEH | CFL | All | MFm | 1975 | CZ07 | rNCEH | 0.714 | 1 | 1.0135 | 0 |  | 357 | 0.044 | 0.075 | 0 | 500 | 0.044 | 0.074 | FALSE | TRUE | 1 | 0 | 0.25 | 1
CFLMFm1975CZ07rNCGF | CFL | All | MFm | 1975 | CZ07 | rNCGF | 1.002 | 1.0227 | 1 | -0.015381 |  | 501 | 0.045 | 0.074 | -7.6905 | 500 | 0.044 | 0.074 | FALSE | FALSE | 1 | -0.015381 | 0.9 | 1.0227
CFLMFm1975CZ08rDXGF | CFL | All | MFm | 1975 | CZ08 | rDXGF | 1.148 | 1.4773 | 1.3108 | -0.013668 |  | 574 | 0.065 | 0.097 | -6.8341 | 500 | 0.044 | 0.074 | FALSE | FALSE | 1 | -0.013668 | 1 | 1.4773
CFLMFm1975CZ08rDXHP | CFL | All | MFm | 1975 | CZ08 | rDXHP | 1.066 | 1.6364 | 1.3784 | 0 |  | 533 | 0.072 | 0.102 | 0 | 500 | 0.044 | 0.074 | FALSE | TRUE | 1 | 0 | 0.5 | 1.6364
CFLMFm1975CZ08rNCEH | CFL | All | MFm | 1975 | CZ08 | rNCEH | 0.744 | 1.0227 | 1 | 0 |  | 372 | 0.045 | 0.074 | 0 | 500 | 0.044 | 0.074 | FALSE | TRUE | 1 | 0 | 0.25 | 1.0227
CFLMFm1975CZ08rNCGF | CFL | All | MFm | 1975 | CZ08 | rNCGF | 1.006 | 1.0227 | 1.0135 | -0.014279 |  | 503 | 0.045 | 0.075 | -7.1395 | 500 | 0.044 | 0.074 | FALSE | FALSE | 1 | -0.014279 | 0.9 | 1.0227
CFLMFm1975CZ09rDXGF | CFL | All | MFm | 1975 | CZ09 | rDXGF | 1.144 | 1.5111 | 1.3378 | -0.015136 |  | 572 | 0.068 | 0.099 | -7.5679 | 500 | 0.045 | 0.074 | FALSE | FALSE | 1 | -0.015136 | 1 | 1.5111
CFLMFm1975CZ09rDXHP | CFL | All | MFm | 1975 | CZ09 | rDXHP | 1.054 | 1.6 | 1.3919 | 0 |  | 527 | 0.072 | 0.103 | 0 | 500 | 0.045 | 0.074 | FALSE | TRUE | 1 | 0 | 0.5 | 1.6
CFLMFm1975CZ09rNCEH | CFL | All | MFm | 1975 | CZ09 | rNCEH | 0.712 | 1 | 1.0135 | 0 |  | 356 | 0.044 | 0.075 | 0 | 500 | 0.045 | 0.074 | FALSE | TRUE | 1 | 0 | 0.25 | 0.97778
CFLMFm1975CZ09rNCGF | CFL | All | MFm | 1975 | CZ09 | rNCGF | 1.002 | 1 | 1.0135 | -0.015759 |  | 501 | 0.045 | 0.075 | -7.8796 | 500 | 0.045 | 0.074 | FALSE | FALSE | 1 | -0.015759 | 0.9 | 1
CFLMFm1975CZ10rDXGF | CFL | All | MFm | 1975 | CZ10 | rDXGF | 1.122 | 1.525 | 1.3548 | -0.016128 |  | 561 | 0.061 | 0.084 | -8.0638 | 500 | 0.04 | 0.062 | FALSE | FALSE | 1 | -0.016128 | 1 | 1.525
CFLMFm1975CZ10rDXHP | CFL | All | MFm | 1975 | CZ10 | rDXHP | 1.012 | 1.625 | 1.4355 | 0 |  | 506 | 0.065 | 0.089 | 0 | 500 | 0.04 | 0.062 | FALSE | TRUE | 1 | 0 | 0.5 | 1.625
CFLMFm1975CZ10rNCEH | CFL | All | MFm | 1975 | CZ10 | rNCEH | 0.692 | 1 | 1 | 0 |  | 346 | 0.04 | 0.062 | 0 | 500 | 0.04 | 0.062 | FALSE | TRUE | 1 | 0 | 0.25 | 1
CFLMFm1975CZ10rNCGF | CFL | All | MFm | 1975 | CZ10 | rNCGF | 1 | 1.025 | 1.0161 | -0.016613 |  | 500 | 0.041 | 0.063 | -8.3066 | 500 | 0.04 | 0.062 | FALSE | FALSE | 1 | -0.016613 | 0.9 | 1.025
CFLMFm1975CZ11rDXGF | CFL | All | MFm | 1975 | CZ11 | rDXGF | 1.11 | 1.625 | 1.4194 | -0.020462 |  | 555 | 0.065 | 0.088 | -10.2308 | 500 | 0.04 | 0.062 | FALSE | FALSE | 1 | -0.020462 | 1 | 1.625
CFLMFm1975CZ11rDXHP | CFL | All | MFm | 1975 | CZ11 | rDXHP | 0.968 | 1.7 | 1.5 | 0 |  | 484 | 0.068 | 0.093 | 0 | 500 | 0.04 | 0.062 | FALSE | TRUE | 1 | 0 | 0.5 | 1.7
CFLMFm1975CZ11rNCEH | CFL | All | MFm | 1975 | CZ11 | rNCEH | 0.614 | 1.025 | 1 | 0 |  | 307 | 0.041 | 0.062 | 0 | 500 | 0.04 | 0.062 | FALSE | TRUE | 1 | 0 | 0.25 | 1.025
CFLMFm1975CZ11rNCGF | CFL | All | MFm | 1975 | CZ11 | rNCGF | 0.998 | 1.025 | 1 | -0.020905 |  | 499 | 0.041 | 0.062 | -10.4526 | 500 | 0.04 | 0.062 | FALSE | FALSE | 1 | -0.020905 | 0.9 | 1.025
CFLMFm1975CZ12rDXGF | CFL | All | MFm | 1975 | CZ12 | rDXGF | 1.094 | 1.575 | 1.3871 | -0.019779 |  | 547 | 0.063 | 0.086 | -9.8896 | 500 | 0.04 | 0.062 | FALSE | FALSE | 1 | -0.019779 | 1 | 1.575
CFLMFm1975CZ12rDXHP | CFL | All | MFm | 1975 | CZ12 | rDXHP | 0.95 | 1.675 | 1.4677 | 0 |  | 475 | 0.067 | 0.091 | 0 | 500 | 0.04 | 0.062 | FALSE | TRUE | 1 | 0 | 0.5 | 1.675
CFLMFm1975CZ12rNCEH | CFL | All | MFm | 1975 | CZ12 | rNCEH | 0.626 | 1 | 1 | 0 |  | 313 | 0.04 | 0.062 | 0 | 500 | 0.04 | 0.062 | FALSE | TRUE | 1 | 0 | 0.25 | 1
CFLMFm1975CZ12rNCGF | CFL | All | MFm | 1975 | CZ12 | rNCGF | 0.998 | 1.025 | 1 | -0.020143 |  | 499 | 0.041 | 0.062 | -10.0716 | 500 | 0.04 | 0.062 | FALSE | FALSE | 1 | -0.020143 | 0.9 | 1.025
CFLMFm1975CZ13rDXGF | CFL | All | MFm | 1975 | CZ13 | rDXGF | 1.134 | 1.575 | 1.371 | -0.017995 |  | 567 | 0.063 | 0.085 | -8.9975 | 500 | 0.04 | 0.062 | FALSE | FALSE | 1 | -0.017995 | 1 | 1.575
CFLMFm1975CZ13rDXHP | CFL | All | MFm | 1975 | CZ13 | rDXHP | 1.014 | 1.65 | 1.4516 | 0 |  | 507 | 0.066 | 0.09 | 0 | 500 | 0.04 | 0.062 | FALSE | TRUE | 1 | 0 | 0.5 | 1.65
CFLMFm1975CZ13rNCEH | CFL | All | MFm | 1975 | CZ13 | rNCEH | 0.66 | 1 | 1.0161 | 0 |  | 330 | 0.04 | 0.063 | 0 | 500 | 0.04 | 0.062 | FALSE | TRUE | 1 | 0 | 0.25 | 1
CFLMFm1975CZ13rNCGF | CFL | All | MFm | 1975 | CZ13 | rNCGF | 1 | 1.025 | 1.0161 | -0.018534 |  | 500 | 0.041 | 0.063 | -9.2671 | 500 | 0.04 | 0.062 | FALSE | FALSE | 1 | -0.018534 | 0.9 | 1.025
CFLMFm1975CZ14rDXGF | CFL | All | MFm | 1975 | CZ14 | rDXGF | 1.122 | 1.5 | 1.3934 | -0.019609 |  | 561 | 0.06 | 0.085 | -9.8047 | 500 | 0.04 | 0.061 | FALSE | FALSE | 1 | -0.019609 | 1 | 1.5
CFLMFm1975CZ14rDXHP | CFL | All | MFm | 1975 | CZ14 | rDXHP | 0.982 | 1.625 | 1.4426 | 0 |  | 491 | 0.065 | 0.088 | 0 | 500 | 0.04 | 0.061 | FALSE | TRUE | 1 | 0 | 0.5 | 1.625
CFLMFm1975CZ14rNCEH | CFL | All | MFm | 1975 | CZ14 | rNCEH | 0.634 | 1 | 1 | 0 |  | 317 | 0.04 | 0.061 | 0 | 500 | 0.04 | 0.061 | FALSE | TRUE | 1 | 0 | 0.25 | 1
CFLMFm1975CZ14rNCGF | CFL | All | MFm | 1975 | CZ14 | rNCGF | 0.996 | 1.025 | 1.0328 | -0.019999 |  | 498 | 0.041 | 0.063 | -9.9994 | 500 | 0.04 | 0.061 | FALSE | FALSE | 1 | -0.019999 | 0.9 | 1.025
CFLMFm1975CZ15rDXGF | CFL | All | MFm | 1975 | CZ15 | rDXGF | 1.206 | 1.525 | 1.459 | -0.0084072 |  | 603 | 0.061 | 0.089 | -4.2036 | 500 | 0.04 | 0.061 | FALSE | FALSE | 1 | -0.0084072 | 1 | 1.525
CFLMFm1975CZ15rDXHP | CFL | All | MFm | 1975 | CZ15 | rDXHP | 1.17 | 1.575 | 1.4918 | 0 |  | 585 | 0.063 | 0.091 | 0 | 500 | 0.04 | 0.061 | FALSE | TRUE | 1 | 0 | 0.5 | 1.575
CFLMFm1975CZ15rNCEH | CFL | All | MFm | 1975 | CZ15 | rNCEH | 0.846 | 1 | 1.0164 | 0 |  | 423 | 0.04 | 0.062 | 0 | 500 | 0.04 | 0.061 | FALSE | TRUE | 1 | 0 | 0.25 | 1
CFLMFm1975CZ15rNCGF | CFL | All | MFm | 1975 | CZ15 | rNCGF | 1.006 | 1.025 | 1.0164 | -0.0089872 |  | 503 | 0.041 | 0.062 | -4.4936 | 500 | 0.04 | 0.061 | FALSE | FALSE | 1 | -0.0089872 | 0.9 | 1.025
CFLMFm1975CZ16rDXGF | CFL | All | MFm | 1975 | CZ16 | rDXGF | 1.058 | 1.4146 | 1.2985 | -0.02341 |  | 529 | 0.058 | 0.087 | -11.7048 | 500 | 0.041 | 0.067 | FALSE | FALSE | 1 | -0.02341 | 1 | 1.4146
CFLMFm1975CZ16rDXHP | CFL | All | MFm | 1975 | CZ16 | rDXHP | 0.838 | 1.4878 | 1.3582 | 0 |  | 419 | 0.061 | 0.091 | 0 | 500 | 0.041 | 0.067 | FALSE | TRUE | 1 | 0 | 0.5 | 1.4878
CFLMFm1975CZ16rNCEH | CFL | All | MFm | 1975 | CZ16 | rNCEH | 0.556 | 1.0244 | 1 | 0 |  | 278 | 0.042 | 0.067 | 0 | 500 | 0.041 | 0.067 | FALSE | TRUE | 1 | 0 | 0.25 | 1.0244
CFLMFm1975CZ16rNCGF | CFL | All | MFm | 1975 | CZ16 | rNCGF | 0.994 | 1.0488 | 1.0149 | -0.023824 |  | 497 | 0.043 | 0.068 | -11.9119 | 500 | 0.041 | 0.067 | FALSE | FALSE | 1 | -0.023824 | 0.9 | 1.0488
CFLMFm1985CZ01rDXGF | CFL | All | MFm | 1985 | CZ01 | rDXGF | 1 | 1.0476 | 1.0448 | -0.03413 |  | 486 | 0.044 | 0.07 | -20.4284 | 500 | 0.042 | 0.067 | FALSE | FALSE | 1 | -0.03413 | 1 | 1.0476
CFLMFm1985CZ01rDXHP | CFL | All | MFm | 1985 | CZ01 | rDXHP | 0.674 | 1.0238 | 1.0299 | 0 |  | 337 | 0.043 | 0.069 | 0 | 500 | 0.042 | 0.067 | FALSE | TRUE | 1 | 0 | 0.5 | 1.0238
CFLMFm1985CZ01rNCEH | CFL | All | MFm | 1985 | CZ01 | rNCEH | 0.25 | 1.0238 | 1 | 0 |  | 95.9 | 0.043 | 0.067 | 0 | 500 | 0.042 | 0.067 | FALSE | TRUE | 1 | 0 | 0.25 | 1.0238
CFLMFm1985CZ01rNCGF | CFL | All | MFm | 1985 | CZ01 | rNCGF | 0.974 | 1.0238 | 1.0149 | -0.03413 |  | 487 | 0.043 | 0.068 | -20.5574 | 500 | 0.042 | 0.067 | FALSE | FALSE | 1 | -0.03413 | 0.9 | 1.0238
CFLMFm1985CZ02rDXGF | CFL | All | MFm | 1985 | CZ02 | rDXGF | 1.038 | 1.7143 | 1.4925 | -0.022755 |  | 519 | 0.072 | 0.1 | -11.3777 | 500 | 0.042 | 0.067 | FALSE | FALSE | 1 | -0.022755 | 1 | 1.7143
CFLMFm1985CZ02rDXHP | CFL | All | MFm | 1985 | CZ02 | rDXHP | 0.858 | 1.7619 | 1.5224 | 0 |  | 429 | 0.074 | 0.102 | 0 | 500 | 0.042 | 0.067 | FALSE | TRUE | 1 | 0 | 0.5 | 1.7619
CFLMFm1985CZ02rNCEH | CFL | All | MFm | 1985 | CZ02 | rNCEH | 0.558 | 1 | 1.0149 | 0 |  | 279 | 0.042 | 0.068 | 0 | 500 | 0.042 | 0.067 | FALSE | TRUE | 1 | 0 | 0.25 | 1
CFLMFm1985CZ02rNCGF | CFL | All | MFm | 1985 | CZ02 | rNCGF | 0.994 | 1.0238 | 1.0299 | -0.023038 |  | 497 | 0.043 | 0.069 | -11.5189 | 500 | 0.042 | 0.067 | FALSE | FALSE | 1 | -0.023038 | 0.9 | 1.0238
CFLMFm1985CZ03rDXGF | CFL | All | MFm | 1985 | CZ03 | rDXGF | 1.008 | 1.3571 | 1.3731 | -0.02381 |  | 504 | 0.057 | 0.092 | -11.9048 | 500 | 0.042 | 0.067 | FALSE | FALSE | 1 | -0.02381 | 1 | 1.3571
CFLMFm1985CZ03rDXHP | CFL | All | MFm | 1985 | CZ03 | rDXHP | 0.84 | 1.381 | 1.4179 | 0 |  | 420 | 0.058 | 0.095 | 0 | 500 | 0.042 | 0.067 | FALSE | TRUE | 1 | 0 | 0.5 | 1.381
CFLMFm1985CZ03rNCEH | CFL | All | MFm | 1985 | CZ03 | rNCEH | 0.538 | 1 | 1.0149 | 0 |  | 269 | 0.042 | 0.068 | 0 | 500 | 0.042 | 0.067 | FALSE | TRUE | 1 | 0 | 0.25 | 1
CFLMFm1985CZ03rNCGF | CFL | All | MFm | 1985 | CZ03 | rNCGF | 0.99 | 1.0238 | 1.0149 | -0.023984 |  | 495 | 0.043 | 0.068 | -11.992 | 500 | 0.042 | 0.067 | FALSE | FALSE | 1 | -0.023984 | 0.9 | 1.0238
CFLMFm1985CZ04rDXGF | CFL | All | MFm | 1985 | CZ04 | rDXGF | 1.068 | 1.7381 | 1.4478 | -0.017473 |  | 534 | 0.073 | 0.097 | -8.7363 | 500 | 0.042 | 0.067 | FALSE | FALSE | 1 | -0.017473 | 1 | 1.7381
CFLMFm1985CZ04rDXHP | CFL | All | MFm | 1985 | CZ04 | rDXHP | 0.948 | 1.881 | 1.5522 | 0 |  | 474 | 0.079 | 0.104 | 0 | 500 | 0.042 | 0.067 | FALSE | TRUE | 1 | 0 | 0.5 | 1.881
CFLMFm1985CZ04rNCEH | CFL | All | MFm | 1985 | CZ04 | rNCEH | 0.672 | 1 | 1 | 0 |  | 336 | 0.042 | 0.067 | 0 | 500 | 0.042 | 0.067 | FALSE | TRUE | 1 | 0 | 0.25 | 1
CFLMFm1985CZ04rNCGF | CFL | All | MFm | 1985 | CZ04 | rNCGF | 1 | 1.0238 | 1.0149 | -0.01774 |  | 500 | 0.043 | 0.068 | -8.87 | 500 | 0.042 | 0.067 | FALSE | FALSE | 1 | -0.01774 | 0.9 | 1.0238
CFLMFm1985CZ05rDXGF | CFL | All | MFm | 1985 | CZ05 | rDXGF | 1.008 | 1.3636 | 1.2667 | -0.025716 |  | 504 | 0.06 | 0.095 | -12.8579 | 500 | 0.044 | 0.075 | FALSE | FALSE | 1 | -0.025716 | 1 | 1.3636
CFLMFm1985CZ05rDXHP | CFL | All | MFm | 1985 | CZ05 | rDXHP | 0.822 | 1.3409 | 1.2667 | 0 |  | 411 | 0.059 | 0.095 | 0 | 500 | 0.044 | 0.075 | FALSE | TRUE | 1 | 0 | 0.5 | 1.3409
CFLMFm1985CZ05rNCEH | CFL | All | MFm | 1985 | CZ05 | rNCEH | 0.51 | 1.0227 | 1 | 0 |  | 255 | 0.045 | 0.074 | 0 | 500 | 0.044 | 0.075 | FALSE | TRUE | 1 | 0 | 0.25 | 1.0227
CFLMFm1985CZ05rNCGF | CFL | All | MFm | 1985 | CZ05 | rNCGF | 0.992 | 1.0227 | 1 | -0.025919 |  | 496 | 0.045 | 0.075 | -12.9595 | 500 | 0.044 | 0.075 | FALSE | FALSE | 1 | -0.025919 | 0.9 | 1.0227
CFLMFm1985CZ06rDXGF | CFL | All | MFm | 1985 | CZ06 | rDXGF | 1.118 | 1.3864 | 1.32 | -0.016861 |  | 559 | 0.061 | 0.099 | -8.4303 | 500 | 0.044 | 0.075 | FALSE | FALSE | 1 | -0.016861 | 1 | 1.3864
CFLMFm1985CZ06rDXHP | CFL | All | MFm | 1985 | CZ06 | rDXHP | 1.014 | 1.3864 | 1.3467 | 0 |  | 507 | 0.061 | 0.101 | 0 | 500 | 0.044 | 0.075 | FALSE | TRUE | 1 | 0 | 0.5 | 1.3864
CFLMFm1985CZ06rNCEH | CFL | All | MFm | 1985 | CZ06 | rNCEH | 0.682 | 1.0227 | 1 | 0 |  | 341 | 0.045 | 0.074 | 0 | 500 | 0.044 | 0.075 | FALSE | TRUE | 1 | 0 | 0.25 | 1.0227
CFLMFm1985CZ06rNCGF | CFL | All | MFm | 1985 | CZ06 | rNCGF | 0.998 | 1.0227 | 1 | -0.017303 |  | 499 | 0.045 | 0.075 | -8.6517 | 500 | 0.044 | 0.075 | FALSE | FALSE | 1 | -0.017303 | 0.9 | 1.0227
CFLMFm1985CZ07rDXGF | CFL | All | MFm | 1985 | CZ07 | rDXGF | 1.118 | 1.3409 | 1.24 | -0.015939 |  | 559 | 0.059 | 0.093 | -7.9695 | 500 | 0.044 | 0.075 | FALSE | FALSE | 1 | -0.015939 | 1 | 1.3409
CFLMFm1985CZ07rDXHP | CFL | All | MFm | 1985 | CZ07 | rDXHP | 1.02 | 1.3864 | 1.28 | 0 |  | 510 | 0.061 | 0.096 | 0 | 500 | 0.044 | 0.075 | FALSE | TRUE | 1 | 0 | 0.5 | 1.3864
CFLMFm1985CZ07rNCEH | CFL | All | MFm | 1985 | CZ07 | rNCEH | 0.692 | 1.0227 | 1 | 0 |  | 346 | 0.045 | 0.075 | 0 | 500 | 0.044 | 0.075 | FALSE | TRUE | 1 | 0 | 0.25 | 1.0227
CFLMFm1985CZ07rNCGF | CFL | All | MFm | 1985 | CZ07 | rNCGF | 1 | 1 | 1 | -0.016629 |  | 500 | 0.044 | 0.075 | -8.3147 | 500 | 0.044 | 0.075 | FALSE | FALSE | 1 | -0.016629 | 0.9 | 1
CFLMFm1985CZ08rDXGF | CFL | All | MFm | 1985 | CZ08 | rDXGF | 1.146 | 1.5909 | 1.2933 | -0.013648 |  | 573 | 0.07 | 0.097 | -6.8238 | 500 | 0.044 | 0.075 | FALSE | FALSE | 1 | -0.013648 | 1 | 1.5909
CFLMFm1985CZ08rDXHP | CFL | All | MFm | 1985 | CZ08 | rDXHP | 1.064 | 1.6364 | 1.36 | 0 |  | 532 | 0.072 | 0.102 | 0 | 500 | 0.044 | 0.075 | FALSE | TRUE | 1 | 0 | 0.5 | 1.6364
CFLMFm1985CZ08rNCEH | CFL | All | MFm | 1985 | CZ08 | rNCEH | 0.742 | 1 | 1 | 0 |  | 371 | 0.044 | 0.075 | 0 | 500 | 0.044 | 0.075 | FALSE | TRUE | 1 | 0 | 0.25 | 1
CFLMFm1985CZ08rNCGF | CFL | All | MFm | 1985 | CZ08 | rNCGF | 1.004 | 1.0227 | 1 | -0.014233 |  | 502 | 0.045 | 0.075 | -7.1166 | 500 | 0.044 | 0.075 | FALSE | FALSE | 1 | -0.014233 | 0.9 | 1.0227
CFLMFm1985CZ09rDXGF | CFL | All | MFm | 1985 | CZ09 | rDXGF | 1.144 | 1.5227 | 1.3378 | -0.015793 |  | 572 | 0.067 | 0.099 | -7.8965 | 500 | 0.044 | 0.074 | FALSE | FALSE | 1 | -0.015793 | 1 | 1.5227
CFLMFm1985CZ09rDXHP | CFL | All | MFm | 1985 | CZ09 | rDXHP | 1.048 | 1.6591 | 1.4054 | 0 |  | 524 | 0.073 | 0.104 | 0 | 500 | 0.044 | 0.074 | FALSE | TRUE | 1 | 0 | 0.5 | 1.6591
CFLMFm1985CZ09rNCEH | CFL | All | MFm | 1985 | CZ09 | rNCEH | 0.698 | 1.0227 | 1 | 0 |  | 349 | 0.045 | 0.074 | 0 | 500 | 0.044 | 0.074 | FALSE | TRUE | 1 | 0 | 0.25 | 1.0227
CFLMFm1985CZ09rNCGF | CFL | All | MFm | 1985 | CZ09 | rNCGF | 1 | 1 | 1.0135 | -0.01642 |  | 500 | 0.044 | 0.075 | -8.2101 | 500 | 0.044 | 0.074 | FALSE | FALSE | 1 | -0.01642 | 0.9 | 1
CFLMFm1985CZ10rDXGF | CFL | All | MFm | 1985 | CZ10 | rDXGF | 1.122 | 1.55 | 1.377 | -0.016833 |  | 561 | 0.062 | 0.084 | -8.4165 | 500 | 0.04 | 0.061 | FALSE | FALSE | 1 | -0.016833 | 1 | 1.55
CFLMFm1985CZ10rDXHP | CFL | All | MFm | 1985 | CZ10 | rDXHP | 1.006 | 1.625 | 1.4426 | 0 |  | 503 | 0.065 | 0.088 | 0 | 500 | 0.04 | 0.061 | FALSE | TRUE | 1 | 0 | 0.5 | 1.625
CFLMFm1985CZ10rNCEH | CFL | All | MFm | 1985 | CZ10 | rNCEH | 0.678 | 1 | 1.0164 | 0 |  | 339 | 0.04 | 0.062 | 0 | 500 | 0.04 | 0.061 | FALSE | TRUE | 1 | 0 | 0.25 | 1
CFLMFm1985CZ10rNCGF | CFL | All | MFm | 1985 | CZ10 | rNCGF | 1 | 1.025 | 1.0164 | -0.017315 |  | 500 | 0.041 | 0.062 | -8.6573 | 500 | 0.04 | 0.061 | FALSE | FALSE | 1 | -0.017315 | 0.9 | 1.025
CFLMFm1985CZ11rDXGF | CFL | All | MFm | 1985 | CZ11 | rDXGF | 1.098 | 1.65 | 1.4516 | -0.020892 |  | 549 | 0.066 | 0.09 | -10.4458 | 500 | 0.04 | 0.062 | FALSE | FALSE | 1 | -0.020892 | 1 | 1.65
CFLMFm1985CZ11rDXHP | CFL | All | MFm | 1985 | CZ11 | rDXHP | 0.948 | 1.75 | 1.5161 | 0 |  | 474 | 0.07 | 0.094 | 0 | 500 | 0.04 | 0.062 | FALSE | TRUE | 1 | 0 | 0.5 | 1.75
CFLMFm1985CZ11rNCEH | CFL | All | MFm | 1985 | CZ11 | rNCEH | 0.61 | 1 | 1 | 0 |  | 305 | 0.04 | 0.062 | 0 | 500 | 0.04 | 0.062 | FALSE | TRUE | 1 | 0 | 0.25 | 1
CFLMFm1985CZ11rNCGF | CFL | All | MFm | 1985 | CZ11 | rNCGF | 0.998 | 1.025 | 1.0161 | -0.021304 |  | 499 | 0.041 | 0.063 | -10.652 | 500 | 0.04 | 0.062 | FALSE | FALSE | 1 | -0.021304 | 0.9 | 1.025
CFLMFm1985CZ12rDXGF | CFL | All | MFm | 1985 | CZ12 | rDXGF | 1.074 | 1.75 | 1.4677 | -0.020087 |  | 537 | 0.07 | 0.091 | -10.0435 | 500 | 0.04 | 0.062 | FALSE | FALSE | 1 | -0.020087 | 1 | 1.75
CFLMFm1985CZ12rDXHP | CFL | All | MFm | 1985 | CZ12 | rDXHP | 0.922 | 1.825 | 1.5645 | 0 |  | 461 | 0.073 | 0.097 | 0 | 500 | 0.04 | 0.062 | FALSE | TRUE | 1 | 0 | 0.5 | 1.825
CFLMFm1985CZ12rNCEH | CFL | All | MFm | 1985 | CZ12 | rNCEH | 0.618 | 1 | 1 | 0 |  | 309 | 0.04 | 0.062 | 0 | 500 | 0.04 | 0.062 | FALSE | TRUE | 1 | 0 | 0.25 | 1
CFLMFm1985CZ12rNCGF | CFL | All | MFm | 1985 | CZ12 | rNCGF | 0.998 | 1.025 | 1.0161 | -0.020388 |  | 499 | 0.041 | 0.063 | -10.194 | 500 | 0.04 | 0.062 | FALSE | FALSE | 1 | -0.020388 | 0.9 | 1.025
CFLMFm1985CZ13rDXGF | CFL | All | MFm | 1985 | CZ13 | rDXGF | 1.126 | 1.6 | 1.4032 | -0.020054 |  | 563 | 0.064 | 0.087 | -10.027 | 500 | 0.04 | 0.062 | FALSE | FALSE | 1 | -0.020054 | 1 | 1.6
CFLMFm1985CZ13rDXHP | CFL | All | MFm | 1985 | CZ13 | rDXHP | 0.99 | 1.675 | 1.4677 | 0 |  | 495 | 0.067 | 0.091 | 0 | 500 | 0.04 | 0.062 | FALSE | TRUE | 1 | 0 | 0.5 | 1.675
CFLMFm1985CZ13rNCEH | CFL | All | MFm | 1985 | CZ13 | rNCEH | 0.618 | 1.025 | 1.0161 | 0 |  | 309 | 0.041 | 0.063 | 0 | 500 | 0.04 | 0.062 | FALSE | TRUE | 1 | 0 | 0.25 | 1.025
CFLMFm1985CZ13rNCGF | CFL | All | MFm | 1985 | CZ13 | rNCGF | 0.996 | 1.025 | 1.0161 | -0.020594 |  | 498 | 0.041 | 0.063 | -10.2968 | 500 | 0.04 | 0.062 | FALSE | FALSE | 1 | -0.020594 | 0.9 | 1.025
CFLMFm1985CZ14rDXGF | CFL | All | MFm | 1985 | CZ14 | rDXGF | 1.118 | 1.575 | 1.3871 | -0.017577 |  | 559 | 0.063 | 0.086 | -8.7885 | 500 | 0.04 | 0.062 | FALSE | FALSE | 1 | -0.017577 | 1 | 1.575
CFLMFm1985CZ14rDXHP | CFL | All | MFm | 1985 | CZ14 | rDXHP | 0.992 | 1.675 | 1.4516 | 0 |  | 496 | 0.067 | 0.09 | 0 | 500 | 0.04 | 0.062 | FALSE | TRUE | 1 | 0 | 0.5 | 1.675
CFLMFm1985CZ14rNCEH | CFL | All | MFm | 1985 | CZ14 | rNCEH | 0.674 | 1 | 1 | 0 |  | 337 | 0.04 | 0.062 | 0 | 500 | 0.04 | 0.062 | FALSE | TRUE | 1 | 0 | 0.25 | 1
CFLMFm1985CZ14rNCGF | CFL | All | MFm | 1985 | CZ14 | rNCGF | 0.998 | 1.025 | 1.0161 | -0.017927 |  | 499 | 0.041 | 0.063 | -8.9633 | 500 | 0.04 | 0.062 | FALSE | FALSE | 1 | -0.017927 | 0.9 | 1.025
CFLMFm1985CZ15rDXGF | CFL | All | MFm | 1985 | CZ15 | rDXGF | 1.198 | 1.525 | 1.4194 | -0.0086706 |  | 599 | 0.061 | 0.088 | -4.3353 | 500 | 0.04 | 0.062 | FALSE | FALSE | 1 | -0.0086706 | 1 | 1.525
CFLMFm1985CZ15rDXHP | CFL | All | MFm | 1985 | CZ15 | rDXHP | 1.16 | 1.575 | 1.4677 | 0 |  | 580 | 0.063 | 0.091 | 0 | 500 | 0.04 | 0.062 | FALSE | TRUE | 1 | 0 | 0.5 | 1.575
CFLMFm1985CZ15rNCEH | CFL | All | MFm | 1985 | CZ15 | rNCEH | 0.844 | 1.025 | 1 | 0 |  | 422 | 0.041 | 0.062 | 0 | 500 | 0.04 | 0.062 | FALSE | TRUE | 1 | 0 | 0.25 | 1.025
CFLMFm1985CZ15rNCGF | CFL | All | MFm | 1985 | CZ15 | rNCGF | 1.006 | 1.025 | 1.0161 | -0.0092304 |  | 503 | 0.041 | 0.063 | -4.6152 | 500 | 0.04 | 0.062 | FALSE | FALSE | 1 | -0.0092304 | 0.9 | 1.025
CFLMFm1985CZ16rDXGF | CFL | All | MFm | 1985 | CZ16 | rDXGF | 1.066 | 1.4286 | 1.2687 | -0.023312 |  | 533 | 0.06 | 0.085 | -11.656 | 500 | 0.042 | 0.067 | FALSE | FALSE | 1 | -0.023312 | 1 | 1.4286
CFLMFm1985CZ16rDXHP | CFL | All | MFm | 1985 | CZ16 | rDXHP | 0.848 | 1.5 | 1.3284 | 0 |  | 424 | 0.063 | 0.089 | 0 | 500 | 0.042 | 0.067 | FALSE | TRUE | 1 | 0 | 0.5 | 1.5
CFLMFm1985CZ16rNCEH | CFL | All | MFm | 1985 | CZ16 | rNCEH | 0.556 | 1 | 1.0149 | 0 |  | 278 | 0.042 | 0.068 | 0 | 500 | 0.042 | 0.067 | FALSE | TRUE | 1 | 0 | 0.25 | 1
CFLMFm1985CZ16rNCGF | CFL | All | MFm | 1985 | CZ16 | rNCGF | 0.994 | 1.0238 | 1.0149 | -0.023725 |  | 497 | 0.043 | 0.068 | -11.8627 | 500 | 0.042 | 0.067 | FALSE | FALSE | 1 | -0.023725 | 0.9 | 1.0238
CFLMFm1996CZ01rDXGF | CFL | All | MFm | 1996 | CZ01 | rDXGF | 1 | 1.0976 | 1.0597 | -0.03413 |  | 482 | 0.045 | 0.071 | -19.3099 | 500 | 0.041 | 0.067 | FALSE | FALSE | 1 | -0.03413 | 1 | 1.0976
CFLMFm1996CZ01rDXHP | CFL | All | MFm | 1996 | CZ01 | rDXHP | 0.672 | 1.0732 | 1.0448 | 0 |  | 336 | 0.044 | 0.07 | 0 | 500 | 0.041 | 0.067 | FALSE | TRUE | 1 | 0 | 0.5 | 1.0732
CFLMFm1996CZ01rNCEH | CFL | All | MFm | 1996 | CZ01 | rNCEH | 0.25 | 1.0244 | 1 | 0 |  | 97.1 | 0.042 | 0.067 | 0 | 500 | 0.041 | 0.067 | FALSE | TRUE | 1 | 0 | 0.25 | 1.0244
CFLMFm1996CZ01rNCGF | CFL | All | MFm | 1996 | CZ01 | rNCGF | 0.97 | 1.0488 | 1.0149 | -0.03413 |  | 485 | 0.043 | 0.068 | -19.6133 | 500 | 0.041 | 0.067 | FALSE | FALSE | 1 | -0.03413 | 0.9 | 1.0488
CFLMFm1996CZ02rDXGF | CFL | All | MFm | 1996 | CZ02 | rDXGF | 1.044 | 1.7561 | 1.4925 | -0.020251 |  | 522 | 0.072 | 0.1 | -10.1256 | 500 | 0.041 | 0.067 | FALSE | FALSE | 1 | -0.020251 | 1 | 1.7561
CFLMFm1996CZ02rDXHP | CFL | All | MFm | 1996 | CZ02 | rDXHP | 0.872 | 1.8293 | 1.5373 | 0 |  | 436 | 0.075 | 0.103 | 0 | 500 | 0.041 | 0.067 | FALSE | TRUE | 1 | 0 | 0.5 | 1.8293
CFLMFm1996CZ02rNCEH | CFL | All | MFm | 1996 | CZ02 | rNCEH | 0.602 | 1.0244 | 1.0149 | 0 |  | 301 | 0.042 | 0.068 | 0 | 500 | 0.041 | 0.067 | FALSE | TRUE | 1 | 0 | 0.25 | 1.0244
CFLMFm1996CZ02rNCGF | CFL | All | MFm | 1996 | CZ02 | rNCGF | 0.998 | 1.0488 | 1.0149 | -0.020532 |  | 499 | 0.043 | 0.068 | -10.266 | 500 | 0.041 | 0.067 | FALSE | FALSE | 1 | -0.020532 | 0.9 | 1.0488
CFLMFm1996CZ03rDXGF | CFL | All | MFm | 1996 | CZ03 | rDXGF | 1.02 | 1.5366 | 1.4478 | -0.022215 |  | 510 | 0.063 | 0.097 | -11.1074 | 500 | 0.041 | 0.067 | FALSE | FALSE | 1 | -0.022215 | 1 | 1.5366
CFLMFm1996CZ03rDXHP | CFL | All | MFm | 1996 | CZ03 | rDXHP | 0.852 | 1.5366 | 1.5075 | 0 |  | 426 | 0.063 | 0.101 | 0 | 500 | 0.041 | 0.067 | FALSE | TRUE | 1 | 0 | 0.5 | 1.5366
CFLMFm1996CZ03rNCEH | CFL | All | MFm | 1996 | CZ03 | rNCEH | 0.57 | 1.0244 | 1 | 0 |  | 285 | 0.042 | 0.067 | 0 | 500 | 0.041 | 0.067 | FALSE | TRUE | 1 | 0 | 0.25 | 1.0244
CFLMFm1996CZ03rNCGF | CFL | All | MFm | 1996 | CZ03 | rNCGF | 0.994 | 1.0488 | 1.0299 | -0.022442 |  | 497 | 0.043 | 0.069 | -11.2208 | 500 | 0.041 | 0.067 | FALSE | FALSE | 1 | -0.022442 | 0.9 | 1.0488
CFLMFm1996CZ04rDXGF | CFL | All | MFm | 1996 | CZ04 | rDXGF | 1.086 | 1.7805 | 1.4627 | -0.016183 |  | 543 | 0.073 | 0.098 | -8.0913 | 500 | 0.041 | 0.067 | FALSE | FALSE | 1 | -0.016183 | 1 | 1.7805
CFLMFm1996CZ04rDXHP | CFL | All | MFm | 1996 | CZ04 | rDXHP | 0.962 | 1.9024 | 1.5672 | 0 |  | 481 | 0.078 | 0.105 | 0 | 500 | 0.041 | 0.067 | FALSE | TRUE | 1 | 0 | 0.5 | 1.9024
CFLMFm1996CZ04rNCEH | CFL | All | MFm | 1996 | CZ04 | rNCEH | 0.692 | 1.0244 | 1.0149 | 0 |  | 346 | 0.042 | 0.068 | 0 | 500 | 0.041 | 0.067 | FALSE | TRUE | 1 | 0 | 0.25 | 1.0244
CFLMFm1996CZ04rNCGF | CFL | All | MFm | 1996 | CZ04 | rNCGF | 1.004 | 1.0732 | 1.0149 | -0.016633 |  | 502 | 0.044 | 0.068 | -8.3166 | 500 | 0.041 | 0.067 | FALSE | FALSE | 1 | -0.016633 | 0.9 | 1.0732
CFLMFm1996CZ05rDXGF | CFL | All | MFm | 1996 | CZ05 | rDXGF | 1.024 | 1.2273 | 1.1892 | -0.02178 |  | 512 | 0.054 | 0.088 | -10.89 | 500 | 0.044 | 0.074 | FALSE | FALSE | 1 | -0.02178 | 1 | 1.2273
CFLMFm1996CZ05rDXHP | CFL | All | MFm | 1996 | CZ05 | rDXHP | 0.85 | 1.2045 | 1.1892 | 0 |  | 425 | 0.053 | 0.088 | 0 | 500 | 0.044 | 0.074 | FALSE | TRUE | 1 | 0 | 0.5 | 1.2045
CFLMFm1996CZ05rNCEH | CFL | All | MFm | 1996 | CZ05 | rNCEH | 0.574 | 1.0227 | 1.0135 | 0 |  | 287 | 0.045 | 0.075 | 0 | 500 | 0.044 | 0.074 | FALSE | TRUE | 1 | 0 | 0.25 | 1.0227
CFLMFm1996CZ05rNCGF | CFL | All | MFm | 1996 | CZ05 | rNCGF | 1 | 1.0227 | 1.0135 | -0.022033 |  | 500 | 0.045 | 0.075 | -11.0167 | 500 | 0.044 | 0.074 | FALSE | FALSE | 1 | -0.022033 | 0.9 | 1.0227
CFLMFm1996CZ06rDXGF | CFL | All | MFm | 1996 | CZ06 | rDXGF | 1.102 | 1.6889 | 1.4595 | -0.015473 |  | 551 | 0.076 | 0.108 | -7.7365 | 500 | 0.045 | 0.074 | FALSE | FALSE | 1 | -0.015473 | 1 | 1.6889
CFLMFm1996CZ06rDXHP | CFL | All | MFm | 1996 | CZ06 | rDXHP | 0.986 | 1.7333 | 1.5541 | 0 |  | 493 | 0.078 | 0.115 | 0 | 500 | 0.045 | 0.074 | FALSE | TRUE | 1 | 0 | 0.5 | 1.7333
CFLMFm1996CZ06rNCEH | CFL | All | MFm | 1996 | CZ06 | rNCEH | 0.708 | 1 | 1.0135 | 0 |  | 354 | 0.045 | 0.075 | 0 | 500 | 0.045 | 0.074 | FALSE | TRUE | 1 | 0 | 0.25 | 1
CFLMFm1996CZ06rNCGF | CFL | All | MFm | 1996 | CZ06 | rNCGF | 1.004 | 1 | 1.0135 | -0.015809 |  | 502 | 0.045 | 0.075 | -7.9043 | 500 | 0.045 | 0.074 | FALSE | FALSE | 1 | -0.015809 | 0.9 | 1
CFLMFm1996CZ07rDXGF | CFL | All | MFm | 1996 | CZ07 | rDXGF | 1.134 | 1.4222 | 1.3378 | -0.010134 |  | 567 | 0.064 | 0.099 | -5.0668 | 500 | 0.045 | 0.074 | FALSE | FALSE | 1 | -0.010134 | 1 | 1.4222
CFLMFm1996CZ07rDXHP | CFL | All | MFm | 1996 | CZ07 | rDXHP | 1.06 | 1.4667 | 1.3649 | 0 |  | 530 | 0.066 | 0.101 | 0 | 500 | 0.045 | 0.074 | FALSE | TRUE | 1 | 0 | 0.5 | 1.4667
CFLMFm1996CZ07rNCEH | CFL | All | MFm | 1996 | CZ07 | rNCEH | 0.81 | 1 | 1.0135 | 0 |  | 405 | 0.045 | 0.075 | 0 | 500 | 0.045 | 0.074 | FALSE | TRUE | 1 | 0 | 0.25 | 1
CFLMFm1996CZ07rNCGF | CFL | All | MFm | 1996 | CZ07 | rNCGF | 1.01 | 1.0222 | 1 | -0.010639 |  | 505 | 0.046 | 0.074 | -5.3197 | 500 | 0.045 | 0.074 | FALSE | FALSE | 1 | -0.010639 | 0.9 | 1.0222
CFLMFm1996CZ08rDXGF | CFL | All | MFm | 1996 | CZ08 | rDXGF | 1.146 | 1.4444 | 1.3514 | -0.011868 |  | 573 | 0.065 | 0.1 | -5.934 | 500 | 0.045 | 0.074 | FALSE | FALSE | 1 | -0.011868 | 1 | 1.4444
CFLMFm1996CZ08rDXHP | CFL | All | MFm | 1996 | CZ08 | rDXHP | 1.07 | 1.4667 | 1.3784 | 0 |  | 535 | 0.066 | 0.102 | 0 | 500 | 0.045 | 0.074 | FALSE | TRUE | 1 | 0 | 0.5 | 1.4667
CFLMFm1996CZ08rNCEH | CFL | All | MFm | 1996 | CZ08 | rNCEH | 0.778 | 1 | 1 | 0 |  | 389 | 0.045 | 0.074 | 0 | 500 | 0.045 | 0.074 | FALSE | TRUE | 1 | 0 | 0.25 | 1
CFLMFm1996CZ08rNCGF | CFL | All | MFm | 1996 | CZ08 | rNCGF | 1.01 | 1.0222 | 1.0135 | -0.012644 |  | 505 | 0.046 | 0.075 | -6.3219 | 500 | 0.045 | 0.074 | FALSE | FALSE | 1 | -0.012644 | 0.9 | 1.0222
CFLMFm1996CZ09rDXGF | CFL | All | MFm | 1996 | CZ09 | rDXGF | 1.168 | 1.4667 | 1.2933 | -0.012889 |  | 584 | 0.066 | 0.097 | -6.4446 | 500 | 0.045 | 0.075 | FALSE | FALSE | 1 | -0.012889 | 1 | 1.4667
CFLMFm1996CZ09rDXHP | CFL | All | MFm | 1996 | CZ09 | rDXHP | 1.086 | 1.5333 | 1.3467 | 0 |  | 543 | 0.069 | 0.101 | 0 | 500 | 0.045 | 0.075 | FALSE | TRUE | 1 | 0 | 0.5 | 1.5333
CFLMFm1996CZ09rNCEH | CFL | All | MFm | 1996 | CZ09 | rNCEH | 0.756 | 1 | 1 | 0 |  | 378 | 0.045 | 0.075 | 0 | 500 | 0.045 | 0.075 | FALSE | TRUE | 1 | 0 | 0.25 | 1
CFLMFm1996CZ09rNCGF | CFL | All | MFm | 1996 | CZ09 | rNCGF | 1.008 | 1 | 1.0133 | -0.013559 |  | 504 | 0.045 | 0.076 | -6.7796 | 500 | 0.045 | 0.075 | FALSE | FALSE | 1 | -0.013559 | 0.9 | 1
CFLMFm1996CZ10rDXGF | CFL | All | MFm | 1996 | CZ10 | rDXGF | 1.092 | 1.75 | 1.4426 | -0.017354 |  | 546 | 0.07 | 0.088 | -8.6768 | 500 | 0.04 | 0.061 | FALSE | FALSE | 1 | -0.017354 | 1 | 1.75
CFLMFm1996CZ10rDXHP | CFL | All | MFm | 1996 | CZ10 | rDXHP | 0.958 | 2 | 1.5738 | 0 |  | 479 | 0.082 | 0.096 | 0 | 500 | 0.04 | 0.061 | FALSE | TRUE | 1 | 0 | 0.5 | 2.05
CFLMFm1996CZ10rNCEH | CFL | All | MFm | 1996 | CZ10 | rNCEH | 0.67 | 1 | 1.0164 | 0 |  | 335 | 0.04 | 0.062 | 0 | 500 | 0.04 | 0.061 | FALSE | TRUE | 1 | 0 | 0.25 | 1
CFLMFm1996CZ10rNCGF | CFL | All | MFm | 1996 | CZ10 | rNCGF | 1.002 | 1.05 | 1.0328 | -0.017793 |  | 501 | 0.042 | 0.063 | -8.8966 | 500 | 0.04 | 0.061 | FALSE | FALSE | 1 | -0.017793 | 0.9 | 1.05
CFLMFm1996CZ11rDXGF | CFL | All | MFm | 1996 | CZ11 | rDXGF | 1.116 | 1.575 | 1.4032 | -0.015831 |  | 558 | 0.063 | 0.087 | -7.9154 | 500 | 0.04 | 0.062 | FALSE | FALSE | 1 | -0.015831 | 1 | 1.575
CFLMFm1996CZ11rDXHP | CFL | All | MFm | 1996 | CZ11 | rDXHP | 0.996 | 1.625 | 1.4516 | 0 |  | 498 | 0.065 | 0.09 | 0 | 500 | 0.04 | 0.062 | FALSE | TRUE | 1 | 0 | 0.5 | 1.625
CFLMFm1996CZ11rNCEH | CFL | All | MFm | 1996 | CZ11 | rNCEH | 0.7 | 1 | 1.0161 | 0 |  | 350 | 0.04 | 0.063 | 0 | 500 | 0.04 | 0.062 | FALSE | TRUE | 1 | 0 | 0.25 | 1
CFLMFm1996CZ11rNCGF | CFL | All | MFm | 1996 | CZ11 | rNCGF | 1.004 | 1.025 | 1.0161 | -0.016336 |  | 502 | 0.041 | 0.063 | -8.1681 | 500 | 0.04 | 0.062 | FALSE | FALSE | 1 | -0.016336 | 0.9 | 1.025
CFLMFm1996CZ12rDXGF | CFL | All | MFm | 1996 | CZ12 | rDXGF | 1.084 | 1.675 | 1.4032 | -0.018588 |  | 542 | 0.067 | 0.087 | -9.2941 | 500 | 0.04 | 0.062 | FALSE | FALSE | 1 | -0.018588 | 1 | 1.675
CFLMFm1996CZ12rDXHP | CFL | All | MFm | 1996 | CZ12 | rDXHP | 0.934 | 1.775 | 1.5 | 0 |  | 467 | 0.071 | 0.093 | 0 | 500 | 0.04 | 0.062 | FALSE | TRUE | 1 | 0 | 0.5 | 1.775
CFLMFm1996CZ12rNCEH | CFL | All | MFm | 1996 | CZ12 | rNCEH | 0.632 | 1.025 | 1 | 0 |  | 316 | 0.041 | 0.062 | 0 | 500 | 0.04 | 0.062 | FALSE | TRUE | 1 | 0 | 0.25 | 1.025
CFLMFm1996CZ12rNCGF | CFL | All | MFm | 1996 | CZ12 | rNCGF | 1 | 1.025 | 1.0161 | -0.018984 |  | 500 | 0.041 | 0.063 | -9.492 | 500 | 0.04 | 0.062 | FALSE | FALSE | 1 | -0.018984 | 0.9 | 1.025
CFLMFm1996CZ13rDXGF | CFL | All | MFm | 1996 | CZ13 | rDXGF | 1.128 | 1.6 | 1.3871 | -0.015361 |  | 564 | 0.064 | 0.086 | -7.6807 | 500 | 0.04 | 0.062 | FALSE | FALSE | 1 | -0.015361 | 1 | 1.6
CFLMFm1996CZ13rDXHP | CFL | All | MFm | 1996 | CZ13 | rDXHP | 1.016 | 1.675 | 1.4516 | 0 |  | 508 | 0.067 | 0.09 | 0 | 500 | 0.04 | 0.062 | FALSE | TRUE | 1 | 0 | 0.5 | 1.675
CFLMFm1996CZ13rNCEH | CFL | All | MFm | 1996 | CZ13 | rNCEH | 0.7 | 1.025 | 1 | 0 |  | 350 | 0.041 | 0.062 | 0 | 500 | 0.04 | 0.062 | FALSE | TRUE | 1 | 0 | 0.25 | 1.025
CFLMFm1996CZ13rNCGF | CFL | All | MFm | 1996 | CZ13 | rNCGF | 1.004 | 1.05 | 1.0161 | -0.015932 |  | 502 | 0.042 | 0.063 | -7.9662 | 500 | 0.04 | 0.062 | FALSE | FALSE | 1 | -0.015932 | 0.9 | 1.05
CFLMFm1996CZ14rDXGF | CFL | All | MFm | 1996 | CZ14 | rDXGF | 1.116 | 1.4103 | 1.2787 | -0.017189 |  | 558 | 0.055 | 0.078 | -8.5943 | 500 | 0.039 | 0.061 | FALSE | FALSE | 1 | -0.017189 | 1 | 1.4103
CFLMFm1996CZ14rDXHP | CFL | All | MFm | 1996 | CZ14 | rDXHP | 0.978 | 1.5128 | 1.3607 | 0 |  | 489 | 0.059 | 0.083 | 0 | 500 | 0.039 | 0.061 | FALSE | TRUE | 1 | 0 | 0.5 | 1.5128
CFLMFm1996CZ14rNCEH | CFL | All | MFm | 1996 | CZ14 | rNCEH | 0.666 | 1.0256 | 1.0328 | 0 |  | 333 | 0.04 | 0.063 | 0 | 500 | 0.039 | 0.061 | FALSE | TRUE | 1 | 0 | 0.25 | 1.0256
CFLMFm1996CZ14rNCGF | CFL | All | MFm | 1996 | CZ14 | rNCGF | 1 | 1.0513 | 1.0164 | -0.01768 |  | 500 | 0.041 | 0.062 | -8.84 | 500 | 0.039 | 0.061 | FALSE | FALSE | 1 | -0.01768 | 0.9 | 1.0513
CFLMFm1996CZ15rDXGF | CFL | All | MFm | 1996 | CZ15 | rDXGF | 1.182 | 1.5641 | 1.3934 | -0.0084438 |  | 591 | 0.061 | 0.085 | -4.2219 | 500 | 0.039 | 0.061 | FALSE | FALSE | 1 | -0.0084438 | 1 | 1.5641
CFLMFm1996CZ15rDXHP | CFL | All | MFm | 1996 | CZ15 | rDXHP | 1.144 | 1.6154 | 1.4426 | 0 |  | 572 | 0.063 | 0.088 | 0 | 500 | 0.039 | 0.061 | FALSE | TRUE | 1 | 0 | 0.5 | 1.6154
CFLMFm1996CZ15rNCEH | CFL | All | MFm | 1996 | CZ15 | rNCEH | 0.842 | 1.0513 | 1.0164 | 0 |  | 421 | 0.041 | 0.062 | 0 | 500 | 0.039 | 0.061 | FALSE | TRUE | 1 | 0 | 0.25 | 1.0513
CFLMFm1996CZ15rNCGF | CFL | All | MFm | 1996 | CZ15 | rNCGF | 1.008 | 1.0513 | 1.0328 | -0.009186 |  | 504 | 0.041 | 0.063 | -4.593 | 500 | 0.039 | 0.061 | FALSE | FALSE | 1 | -0.009186 | 0.9 | 1.0513
CFLMFm1996CZ16rDXGF | CFL | All | MFm | 1996 | CZ16 | rDXGF | 1.064 | 1.439 | 1.2836 | -0.025853 |  | 532 | 0.059 | 0.086 | -12.9265 | 500 | 0.041 | 0.067 | FALSE | FALSE | 1 | -0.025853 | 1 | 1.439
CFLMFm1996CZ16rDXHP | CFL | All | MFm | 1996 | CZ16 | rDXHP | 0.808 | 1.5366 | 1.3284 | 0 |  | 404 | 0.063 | 0.089 | 0 | 500 | 0.041 | 0.067 | FALSE | TRUE | 1 | 0 | 0.5 | 1.5366
CFLMFm1996CZ16rNCEH | CFL | All | MFm | 1996 | CZ16 | rNCEH | 0.484 | 1.0488 | 1.0149 | 0 |  | 242 | 0.043 | 0.068 | 0 | 500 | 0.041 | 0.067 | FALSE | TRUE | 1 | 0 | 0.25 | 1.0488
CFLMFm1996CZ16rNCGF | CFL | All | MFm | 1996 | CZ16 | rNCGF | 0.99 | 1.0488 | 1.0299 | -0.026458 |  | 495 | 0.043 | 0.069 | -13.2291 | 500 | 0.041 | 0.067 | FALSE | FALSE | 1 | -0.026458 | 0.9 | 1.0488
CFLMFm2003CZ01rDXGF | CFL | All | MFm | 2003 | CZ01 | rDXGF | 1 | 1.0976 | 1.0597 | -0.03413 |  | 487 | 0.045 | 0.071 | -17.2552 | 500 | 0.041 | 0.067 | FALSE | FALSE | 1 | -0.03413 | 1 | 1.0976
CFLMFm2003CZ01rDXHP | CFL | All | MFm | 2003 | CZ01 | rDXHP | 0.712 | 1.0488 | 1.0448 | 0 |  | 356 | 0.043 | 0.07 | 0 | 500 | 0.041 | 0.067 | FALSE | TRUE | 1 | 0 | 0.5 | 1.0488
CFLMFm2003CZ01rNCEH | CFL | All | MFm | 2003 | CZ01 | rNCEH | 0.29 | 1.0488 | 1 | 0 |  | 145 | 0.043 | 0.067 | 0 | 500 | 0.041 | 0.067 | FALSE | TRUE | 1 | 0 | 0.25 | 1.0488
CFLMFm2003CZ01rNCGF | CFL | All | MFm | 2003 | CZ01 | rNCGF | 0.978 | 1.0488 | 1.0149 | -0.03413 |  | 489 | 0.043 | 0.068 | -17.5245 | 500 | 0.041 | 0.067 | FALSE | FALSE | 1 | -0.03413 | 0.9 | 1.0488
CFLMFm2003CZ02rDXGF | CFL | All | MFm | 2003 | CZ02 | rDXGF | 1.046 | 1.878 | 1.5 | -0.018389 |  | 523 | 0.077 | 0.102 | -9.1945 | 500 | 0.041 | 0.068 | FALSE | FALSE | 1 | -0.018389 | 1 | 1.878
CFLMFm2003CZ02rDXHP | CFL | All | MFm | 2003 | CZ02 | rDXHP | 0.896 | 2 | 1.5882 | 0 |  | 448 | 0.082 | 0.108 | 0 | 500 | 0.041 | 0.068 | FALSE | TRUE | 1 | 0 | 0.5 | 2
CFLMFm2003CZ02rNCEH | CFL | All | MFm | 2003 | CZ02 | rNCEH | 0.622 | 1.0244 | 1 | 0 |  | 311 | 0.042 | 0.068 | 0 | 500 | 0.041 | 0.068 | FALSE | TRUE | 1 | 0 | 0.25 | 1.0244
CFLMFm2003CZ02rNCGF | CFL | All | MFm | 2003 | CZ02 | rNCGF | 0.998 | 1.0244 | 1 | -0.018791 |  | 499 | 0.042 | 0.068 | -9.3956 | 500 | 0.041 | 0.068 | FALSE | FALSE | 1 | -0.018791 | 0.9 | 1.0244
CFLMFm2003CZ03rDXGF | CFL | All | MFm | 2003 | CZ03 | rDXGF | 1.006 | 1.3659 | 1.2537 | -0.023342 |  | 503 | 0.056 | 0.084 | -11.6711 | 500 | 0.041 | 0.067 | FALSE | FALSE | 1 | -0.023342 | 1 | 1.3659
CFLMFm2003CZ03rDXHP | CFL | All | MFm | 2003 | CZ03 | rDXHP | 0.832 | 1.3659 | 1.2687 | 0 |  | 416 | 0.056 | 0.085 | 0 | 500 | 0.041 | 0.067 | FALSE | TRUE | 1 | 0 | 0.5 | 1.3659
CFLMFm2003CZ03rNCEH | CFL | All | MFm | 2003 | CZ03 | rNCEH | 0.544 | 1.0244 | 1.0149 | 0 |  | 272 | 0.042 | 0.068 | 0 | 500 | 0.041 | 0.067 | FALSE | TRUE | 1 | 0 | 0.25 | 1.0244
CFLMFm2003CZ03rNCGF | CFL | All | MFm | 2003 | CZ03 | rNCGF | 0.992 | 1.0488 | 1.0149 | -0.023558 |  | 496 | 0.043 | 0.068 | -11.7789 | 500 | 0.041 | 0.067 | FALSE | FALSE | 1 | -0.023558 | 0.9 | 1.0488
CFLMFm2003CZ04rDXGF | CFL | All | MFm | 2003 | CZ04 | rDXGF | 1.1 | 1.6098 | 1.3433 | -0.01426 |  | 550 | 0.066 | 0.09 | -7.1301 | 500 | 0.041 | 0.067 | FALSE | FALSE | 1 | -0.01426 | 1 | 1.6098
CFLMFm2003CZ04rDXHP | CFL | All | MFm | 2003 | CZ04 | rDXHP | 0.998 | 1.7073 | 1.403 | 0 |  | 499 | 0.07 | 0.094 | 0 | 500 | 0.041 | 0.067 | FALSE | TRUE | 1 | 0 | 0.5 | 1.7073
CFLMFm2003CZ04rNCEH | CFL | All | MFm | 2003 | CZ04 | rNCEH | 0.72 | 1.0488 | 1.0149 | 0 |  | 360 | 0.043 | 0.068 | 0 | 500 | 0.041 | 0.067 | FALSE | TRUE | 1 | 0 | 0.25 | 1.0488
CFLMFm2003CZ04rNCGF | CFL | All | MFm | 2003 | CZ04 | rNCGF | 1.006 | 1.0488 | 1.0149 | -0.014653 |  | 503 | 0.043 | 0.068 | -7.3264 | 500 | 0.041 | 0.067 | FALSE | FALSE | 1 | -0.014653 | 0.9 | 1.0488
CFLMFm2003CZ05rDXGF | CFL | All | MFm | 2003 | CZ05 | rDXGF | 1.028 | 1.25 | 1.1892 | -0.021102 |  | 514 | 0.055 | 0.088 | -10.5512 | 500 | 0.044 | 0.074 | FALSE | FALSE | 1 | -0.021102 | 1 | 1.25
CFLMFm2003CZ05rDXHP | CFL | All | MFm | 2003 | CZ05 | rDXHP | 0.856 | 1.2273 | 1.2162 | 0 |  | 428 | 0.054 | 0.09 | 0 | 500 | 0.044 | 0.074 | FALSE | TRUE | 1 | 0 | 0.5 | 1.2273
CFLMFm2003CZ05rNCEH | CFL | All | MFm | 2003 | CZ05 | rNCEH | 0.59 | 1.0227 | 1 | 0 |  | 295 | 0.045 | 0.074 | 0 | 500 | 0.044 | 0.074 | FALSE | TRUE | 1 | 0 | 0.25 | 1.0227
CFLMFm2003CZ05rNCGF | CFL | All | MFm | 2003 | CZ05 | rNCGF | 1.002 | 1.0227 | 1.0135 | -0.02134 |  | 501 | 0.045 | 0.075 | -10.6699 | 500 | 0.044 | 0.074 | FALSE | FALSE | 1 | -0.02134 | 0.9 | 1.0227
CFLMFm2003CZ06rDXGF | CFL | All | MFm | 2003 | CZ06 | rDXGF | 1.092 | 1.4667 | 1.4595 | -0.01216 |  | 546 | 0.066 | 0.108 | -6.0799 | 500 | 0.045 | 0.074 | FALSE | FALSE | 1 | -0.01216 | 1 | 1.4667
CFLMFm2003CZ06rDXHP | CFL | All | MFm | 2003 | CZ06 | rDXHP | 1.002 | 1.4444 | 1.4865 | 0 |  | 501 | 0.065 | 0.11 | 0 | 500 | 0.045 | 0.074 | FALSE | TRUE | 1 | 0 | 0.5 | 1.4444
CFLMFm2003CZ06rNCEH | CFL | All | MFm | 2003 | CZ06 | rNCEH | 0.776 | 1 | 1.0135 | 0 |  | 388 | 0.044 | 0.075 | 0 | 500 | 0.045 | 0.074 | FALSE | TRUE | 1 | 0 | 0.25 | 0.97778
CFLMFm2003CZ06rNCGF | CFL | All | MFm | 2003 | CZ06 | rNCGF | 1.008 | 1 | 1.0135 | -0.012438 |  | 504 | 0.044 | 0.075 | -6.2192 | 500 | 0.045 | 0.074 | FALSE | FALSE | 1 | -0.012438 | 0.9 | 0.97778
CFLMFm2003CZ07rDXGF | CFL | All | MFm | 2003 | CZ07 | rDXGF | 1.124 | 1.2444 | 1.2297 | -0.014615 |  | 562 | 0.056 | 0.091 | -7.3075 | 500 | 0.045 | 0.074 | FALSE | FALSE | 1 | -0.014615 | 1 | 1.2444
CFLMFm2003CZ07rDXHP | CFL | All | MFm | 2003 | CZ07 | rDXHP | 1.034 | 1.2222 | 1.2703 | 0 |  | 517 | 0.055 | 0.094 | 0 | 500 | 0.045 | 0.074 | FALSE | TRUE | 1 | 0 | 0.5 | 1.2222
CFLMFm2003CZ07rNCEH | CFL | All | MFm | 2003 | CZ07 | rNCEH | 0.716 | 1 | 1 | 0 |  | 358 | 0.044 | 0.074 | 0 | 500 | 0.045 | 0.074 | FALSE | TRUE | 1 | 0 | 0.25 | 0.97778
CFLMFm2003CZ07rNCGF | CFL | All | MFm | 2003 | CZ07 | rNCGF | 1.002 | 1 | 1.0135 | -0.015129 |  | 501 | 0.045 | 0.075 | -7.5646 | 500 | 0.045 | 0.074 | FALSE | FALSE | 1 | -0.015129 | 0.9 | 1
CFLMFm2003CZ08rDXGF | CFL | All | MFm | 2003 | CZ08 | rDXGF | 1.146 | 1.5111 | 1.3243 | -0.012546 |  | 573 | 0.068 | 0.098 | -6.2729 | 500 | 0.045 | 0.074 | FALSE | FALSE | 1 | -0.012546 | 1 | 1.5111
CFLMFm2003CZ08rDXHP | CFL | All | MFm | 2003 | CZ08 | rDXHP | 1.072 | 1.5556 | 1.3784 | 0 |  | 536 | 0.07 | 0.102 | 0 | 500 | 0.045 | 0.074 | FALSE | TRUE | 1 | 0 | 0.5 | 1.5556
CFLMFm2003CZ08rNCEH | CFL | All | MFm | 2003 | CZ08 | rNCEH | 0.756 | 1 | 1 | 0 |  | 378 | 0.045 | 0.074 | 0 | 500 | 0.045 | 0.074 | FALSE | TRUE | 1 | 0 | 0.25 | 1
CFLMFm2003CZ08rNCGF | CFL | All | MFm | 2003 | CZ08 | rNCGF | 1.006 | 1 | 1.0135 | -0.013164 |  | 503 | 0.045 | 0.075 | -6.5821 | 500 | 0.045 | 0.074 | FALSE | FALSE | 1 | -0.013164 | 0.9 | 1
CFLMFm2003CZ09rDXGF | CFL | All | MFm | 2003 | CZ09 | rDXGF | 1.116 | 1.7045 | 1.36 | -0.013533 |  | 558 | 0.075 | 0.102 | -6.7663 | 500 | 0.044 | 0.075 | FALSE | FALSE | 1 | -0.013533 | 1 | 1.7045
CFLMFm2003CZ09rDXHP | CFL | All | MFm | 2003 | CZ09 | rDXHP | 1.024 | 1.8636 | 1.4667 | 0 |  | 512 | 0.082 | 0.11 | 0 | 500 | 0.044 | 0.075 | FALSE | TRUE | 1 | 0 | 0.5 | 1.8636
CFLMFm2003CZ09rNCEH | CFL | All | MFm | 2003 | CZ09 | rNCEH | 0.73 | 1.0227 | 1 | 0 |  | 365 | 0.045 | 0.074 | 0 | 500 | 0.044 | 0.075 | FALSE | TRUE | 1 | 0 | 0.25 | 1.0227
CFLMFm2003CZ09rNCGF | CFL | All | MFm | 2003 | CZ09 | rNCGF | 1.004 | 1.0455 | 1 | -0.014042 |  | 502 | 0.046 | 0.075 | -7.021 | 500 | 0.044 | 0.075 | FALSE | FALSE | 1 | -0.014042 | 0.9 | 1.0455
CFLMFm2003CZ10rDXGF | CFL | All | MFm | 2003 | CZ10 | rDXGF | 1.106 | 1.7 | 1.3871 | -0.011221 |  | 553 | 0.068 | 0.086 | -5.6106 | 500 | 0.04 | 0.062 | FALSE | FALSE | 1 | -0.011221 | 1 | 1.7
CFLMFm2003CZ10rDXHP | CFL | All | MFm | 2003 | CZ10 | rDXHP | 1.02 | 1.875 | 1.4839 | 0 |  | 510 | 0.075 | 0.092 | 0 | 500 | 0.04 | 0.062 | FALSE | TRUE | 1 | 0 | 0.5 | 1.875
CFLMFm2003CZ10rNCEH | CFL | All | MFm | 2003 | CZ10 | rNCEH | 0.782 | 1 | 1 | 0 |  | 391 | 0.04 | 0.062 | 0 | 500 | 0.04 | 0.062 | FALSE | TRUE | 1 | 0 | 0.25 | 1
CFLMFm2003CZ10rNCGF | CFL | All | MFm | 2003 | CZ10 | rNCGF | 1.008 | 1.025 | 1 | -0.011685 |  | 504 | 0.041 | 0.062 | -5.8424 | 500 | 0.04 | 0.062 | FALSE | FALSE | 1 | -0.011685 | 0.9 | 1.025
CFLMFm2003CZ11rDXGF | CFL | All | MFm | 2003 | CZ11 | rDXGF | 1.122 | 1.45 | 1.3387 | -0.018159 |  | 561 | 0.058 | 0.083 | -9.0793 | 500 | 0.04 | 0.062 | FALSE | FALSE | 1 | -0.018159 | 1 | 1.45
CFLMFm2003CZ11rDXHP | CFL | All | MFm | 2003 | CZ11 | rDXHP | 0.988 | 1.525 | 1.371 | 0 |  | 494 | 0.061 | 0.085 | 0 | 500 | 0.04 | 0.062 | FALSE | TRUE | 1 | 0 | 0.5 | 1.525
CFLMFm2003CZ11rNCEH | CFL | All | MFm | 2003 | CZ11 | rNCEH | 0.632 | 1 | 1.0161 | 0 |  | 316 | 0.04 | 0.063 | 0 | 500 | 0.04 | 0.062 | FALSE | TRUE | 1 | 0 | 0.25 | 1
CFLMFm2003CZ11rNCGF | CFL | All | MFm | 2003 | CZ11 | rNCGF | 0.998 | 1.025 | 1.0161 | -0.018693 |  | 499 | 0.041 | 0.063 | -9.3467 | 500 | 0.04 | 0.062 | FALSE | FALSE | 1 | -0.018693 | 0.9 | 1.025
CFLMFm2003CZ12rDXGF | CFL | All | MFm | 2003 | CZ12 | rDXGF | 1.104 | 1.55 | 1.3226 | -0.015204 |  | 552 | 0.062 | 0.082 | -7.6018 | 500 | 0.04 | 0.062 | FALSE | FALSE | 1 | -0.015204 | 1 | 1.55
CFLMFm2003CZ12rDXHP | CFL | All | MFm | 2003 | CZ12 | rDXHP | 0.988 | 1.575 | 1.371 | 0 |  | 494 | 0.063 | 0.085 | 0 | 500 | 0.04 | 0.062 | FALSE | TRUE | 1 | 0 | 0.5 | 1.575
CFLMFm2003CZ12rNCEH | CFL | All | MFm | 2003 | CZ12 | rNCEH | 0.698 | 1 | 1 | 0 |  | 349 | 0.04 | 0.062 | 0 | 500 | 0.04 | 0.062 | FALSE | TRUE | 1 | 0 | 0.25 | 1
CFLMFm2003CZ12rNCGF | CFL | All | MFm | 2003 | CZ12 | rNCGF | 1.002 | 1.05 | 1 | -0.015699 |  | 501 | 0.042 | 0.062 | -7.8493 | 500 | 0.04 | 0.062 | FALSE | FALSE | 1 | -0.015699 | 0.9 | 1.05
CFLMFm2003CZ13rDXGF | CFL | All | MFm | 2003 | CZ13 | rDXGF | 1.138 | 1.475 | 1.3387 | -0.015555 |  | 569 | 0.059 | 0.083 | -7.7773 | 500 | 0.04 | 0.062 | FALSE | FALSE | 1 | -0.015555 | 1 | 1.475
CFLMFm2003CZ13rDXHP | CFL | All | MFm | 2003 | CZ13 | rDXHP | 1.032 | 1.525 | 1.3871 | 0 |  | 516 | 0.061 | 0.086 | 0 | 500 | 0.04 | 0.062 | FALSE | TRUE | 1 | 0 | 0.5 | 1.525
CFLMFm2003CZ13rNCEH | CFL | All | MFm | 2003 | CZ13 | rNCEH | 0.696 | 1 | 1 | 0 |  | 348 | 0.04 | 0.062 | 0 | 500 | 0.04 | 0.062 | FALSE | TRUE | 1 | 0 | 0.25 | 1
CFLMFm2003CZ13rNCGF | CFL | All | MFm | 2003 | CZ13 | rNCGF | 1.002 | 1.025 | 1.0161 | -0.01618 |  | 501 | 0.041 | 0.063 | -8.0899 | 500 | 0.04 | 0.062 | FALSE | FALSE | 1 | -0.01618 | 0.9 | 1.025
CFLMFm2003CZ14rDXGF | CFL | All | MFm | 2003 | CZ14 | rDXGF | 1.128 | 1.375 | 1.2951 | -0.017695 |  | 564 | 0.055 | 0.079 | -8.8473 | 500 | 0.04 | 0.061 | FALSE | FALSE | 1 | -0.017695 | 1 | 1.375
CFLMFm2003CZ14rDXHP | CFL | All | MFm | 2003 | CZ14 | rDXHP | 0.992 | 1.45 | 1.3607 | 0 |  | 496 | 0.058 | 0.083 | 0 | 500 | 0.04 | 0.061 | FALSE | TRUE | 1 | 0 | 0.5 | 1.45
CFLMFm2003CZ14rNCEH | CFL | All | MFm | 2003 | CZ14 | rNCEH | 0.642 | 1 | 1.0164 | 0 |  | 321 | 0.04 | 0.062 | 0 | 500 | 0.04 | 0.061 | FALSE | TRUE | 1 | 0 | 0.25 | 1
CFLMFm2003CZ14rNCGF | CFL | All | MFm | 2003 | CZ14 | rNCGF | 0.998 | 1.025 | 1.0328 | -0.018195 |  | 499 | 0.041 | 0.063 | -9.0977 | 500 | 0.04 | 0.061 | FALSE | FALSE | 1 | -0.018195 | 0.9 | 1.025
CFLMFm2003CZ15rDXGF | CFL | All | MFm | 2003 | CZ15 | rDXGF | 1.18 | 1.5 | 1.3934 | -0.0082636 |  | 590 | 0.06 | 0.085 | -4.1318 | 500 | 0.04 | 0.061 | FALSE | FALSE | 1 | -0.0082636 | 1 | 1.5
CFLMFm2003CZ15rDXHP | CFL | All | MFm | 2003 | CZ15 | rDXHP | 1.142 | 1.575 | 1.4426 | 0 |  | 571 | 0.063 | 0.088 | 0 | 500 | 0.04 | 0.061 | FALSE | TRUE | 1 | 0 | 0.5 | 1.575
CFLMFm2003CZ15rNCEH | CFL | All | MFm | 2003 | CZ15 | rNCEH | 0.842 | 1.025 | 1.0328 | 0 |  | 421 | 0.041 | 0.063 | 0 | 500 | 0.04 | 0.061 | FALSE | TRUE | 1 | 0 | 0.25 | 1.025
CFLMFm2003CZ15rNCGF | CFL | All | MFm | 2003 | CZ15 | rNCGF | 1.008 | 1.025 | 1.0328 | -0.0089588 |  | 504 | 0.041 | 0.063 | -4.4794 | 500 | 0.04 | 0.061 | FALSE | FALSE | 1 | -0.0089588 | 0.9 | 1.025
CFLMFm2003CZ16rDXGF | CFL | All | MFm | 2003 | CZ16 | rDXGF | 1.068 | 1.4634 | 1.2836 | -0.023827 |  | 534 | 0.06 | 0.086 | -11.9133 | 500 | 0.041 | 0.067 | FALSE | FALSE | 1 | -0.023827 | 1 | 1.4634
CFLMFm2003CZ16rDXHP | CFL | All | MFm | 2003 | CZ16 | rDXHP | 0.838 | 1.561 | 1.3433 | 0 |  | 419 | 0.064 | 0.09 | 0 | 500 | 0.041 | 0.067 | FALSE | TRUE | 1 | 0 | 0.5 | 1.561
CFLMFm2003CZ16rNCEH | CFL | All | MFm | 2003 | CZ16 | rNCEH | 0.538 | 1.0244 | 1.0149 | 0 |  | 269 | 0.042 | 0.068 | 0 | 500 | 0.041 | 0.067 | FALSE | TRUE | 1 | 0 | 0.25 | 1.0244
CFLMFm2003CZ16rNCGF | CFL | All | MFm | 2003 | CZ16 | rNCGF | 0.994 | 1.0488 | 1.0149 | -0.024344 |  | 497 | 0.043 | 0.068 | -12.1718 | 500 | 0.041 | 0.067 | FALSE | FALSE | 1 | -0.024344 | 0.9 | 1.0488
CFLMFm2007CZ01rDXGF | CFL | All | MFm | 2007 | CZ01 | rDXGF | 1 | 1.0976 | 1.0597 | -0.03413 |  | 486 | 0.045 | 0.071 | -17.8525 | 500 | 0.041 | 0.067 | FALSE | FALSE | 1 | -0.03413 | 1 | 1.0976
CFLMFm2007CZ01rDXHP | CFL | All | MFm | 2007 | CZ01 | rDXHP | 0.726 | 1.0488 | 1.0448 | 0 |  | 363 | 0.043 | 0.07 | 0 | 500 | 0.041 | 0.067 | FALSE | TRUE | 1 | 0 | 0.5 | 1.0488
CFLMFm2007CZ01rNCEH | CFL | All | MFm | 2007 | CZ01 | rNCEH | 0.26 | 1.0488 | 1.0149 | 0 |  | 130 | 0.043 | 0.068 | 0 | 500 | 0.041 | 0.067 | FALSE | TRUE | 1 | 0 | 0.25 | 1.0488
CFLMFm2007CZ01rNCGF | CFL | All | MFm | 2007 | CZ01 | rNCGF | 0.978 | 1.0488 | 1.0299 | -0.03413 |  | 489 | 0.043 | 0.069 | -18.043 | 500 | 0.041 | 0.067 | FALSE | FALSE | 1 | -0.03413 | 0.9 | 1.0488
CFLMFm2007CZ02rDXGF | CFL | All | MFm | 2007 | CZ02 | rDXGF | 1.048 | 1.6829 | 1.3971 | -0.019492 |  | 524 | 0.069 | 0.095 | -9.7459 | 500 | 0.041 | 0.068 | FALSE | FALSE | 1 | -0.019492 | 1 | 1.6829
CFLMFm2007CZ02rDXHP | CFL | All | MFm | 2007 | CZ02 | rDXHP | 0.892 | 1.6585 | 1.4265 | 0 |  | 446 | 0.068 | 0.097 | 0 | 500 | 0.041 | 0.068 | FALSE | TRUE | 1 | 0 | 0.5 | 1.6585
CFLMFm2007CZ02rNCEH | CFL | All | MFm | 2007 | CZ02 | rNCEH | 0.596 | 1.0488 | 1.0147 | 0 |  | 298 | 0.043 | 0.069 | 0 | 500 | 0.041 | 0.068 | FALSE | TRUE | 1 | 0 | 0.25 | 1.0488
CFLMFm2007CZ02rNCGF | CFL | All | MFm | 2007 | CZ02 | rNCGF | 0.996 | 1.0488 | 1 | -0.019846 |  | 498 | 0.043 | 0.068 | -9.9232 | 500 | 0.041 | 0.068 | FALSE | FALSE | 1 | -0.019846 | 0.9 | 1.0488
CFLMFm2007CZ03rDXGF | CFL | All | MFm | 2007 | CZ03 | rDXGF | 1.004 | 1.439 | 1.3582 | -0.021769 |  | 502 | 0.059 | 0.091 | -10.8844 | 500 | 0.041 | 0.067 | FALSE | FALSE | 1 | -0.021769 | 1 | 1.439
CFLMFm2007CZ03rDXHP | CFL | All | MFm | 2007 | CZ03 | rDXHP | 0.856 | 1.3415 | 1.3284 | 0 |  | 428 | 0.055 | 0.089 | 0 | 500 | 0.041 | 0.067 | FALSE | TRUE | 1 | 0 | 0.5 | 1.3415
CFLMFm2007CZ03rNCEH | CFL | All | MFm | 2007 | CZ03 | rNCEH | 0.56 | 1.0488 | 1.0149 | 0 |  | 280 | 0.043 | 0.068 | 0 | 500 | 0.041 | 0.067 | FALSE | TRUE | 1 | 0 | 0.25 | 1.0488
CFLMFm2007CZ03rNCGF | CFL | All | MFm | 2007 | CZ03 | rNCGF | 0.992 | 1.0488 | 1.0149 | -0.021854 |  | 496 | 0.043 | 0.068 | -10.9269 | 500 | 0.041 | 0.067 | FALSE | FALSE | 1 | -0.021854 | 0.9 | 1.0488
CFLMFm2007CZ04rDXGF | CFL | All | MFm | 2007 | CZ04 | rDXGF | 1.092 | 1.5122 | 1.2687 | -0.013748 |  | 546 | 0.062 | 0.085 | -6.8738 | 500 | 0.041 | 0.067 | FALSE | FALSE | 1 | -0.013748 | 1 | 1.5122
CFLMFm2007CZ04rDXHP | CFL | All | MFm | 2007 | CZ04 | rDXHP | 0.992 | 1.5366 | 1.2985 | 0 |  | 496 | 0.063 | 0.087 | 0 | 500 | 0.041 | 0.067 | FALSE | TRUE | 1 | 0 | 0.5 | 1.5366
CFLMFm2007CZ04rNCEH | CFL | All | MFm | 2007 | CZ04 | rNCEH | 0.728 | 1.0244 | 1.0149 | 0 |  | 364 | 0.042 | 0.068 | 0 | 500 | 0.041 | 0.067 | FALSE | TRUE | 1 | 0 | 0.25 | 1.0244
CFLMFm2007CZ04rNCGF | CFL | All | MFm | 2007 | CZ04 | rNCGF | 1.006 | 1.0488 | 1.0149 | -0.014057 |  | 503 | 0.043 | 0.068 | -7.0283 | 500 | 0.041 | 0.067 | FALSE | FALSE | 1 | -0.014057 | 0.9 | 1.0488
CFLMFm2007CZ05rDXGF | CFL | All | MFm | 2007 | CZ05 | rDXGF | 1.02 | 1.3636 | 1.2568 | -0.019275 |  | 510 | 0.06 | 0.093 | -9.6376 | 500 | 0.044 | 0.074 | FALSE | FALSE | 1 | -0.019275 | 1 | 1.3636
CFLMFm2007CZ05rDXHP | CFL | All | MFm | 2007 | CZ05 | rDXHP | 0.876 | 1.2727 | 1.1892 | 0 |  | 438 | 0.056 | 0.088 | 0 | 500 | 0.044 | 0.074 | FALSE | TRUE | 1 | 0 | 0.5 | 1.2727
CFLMFm2007CZ05rNCEH | CFL | All | MFm | 2007 | CZ05 | rNCEH | 0.616 | 1.0227 | 1.0135 | 0 |  | 308 | 0.045 | 0.075 | 0 | 500 | 0.044 | 0.074 | FALSE | TRUE | 1 | 0 | 0.25 | 1.0227
CFLMFm2007CZ05rNCGF | CFL | All | MFm | 2007 | CZ05 | rNCGF | 1.002 | 1.0227 | 1.0135 | -0.019404 |  | 501 | 0.045 | 0.075 | -9.7021 | 500 | 0.044 | 0.074 | FALSE | FALSE | 1 | -0.019404 | 0.9 | 1.0227
CFLMFm2007CZ06rDXGF | CFL | All | MFm | 2007 | CZ06 | rDXGF | 1.102 | 1.4444 | 1.3514 | -0.01326 |  | 551 | 0.065 | 0.1 | -6.6299 | 500 | 0.045 | 0.074 | FALSE | FALSE | 1 | -0.01326 | 1 | 1.4444
CFLMFm2007CZ06rDXHP | CFL | All | MFm | 2007 | CZ06 | rDXHP | 1.004 | 1.4444 | 1.3649 | 0 |  | 502 | 0.065 | 0.101 | 0 | 500 | 0.045 | 0.074 | FALSE | TRUE | 1 | 0 | 0.5 | 1.4444
CFLMFm2007CZ06rNCEH | CFL | All | MFm | 2007 | CZ06 | rNCEH | 0.748 | 1 | 1 | 0 |  | 374 | 0.045 | 0.074 | 0 | 500 | 0.045 | 0.074 | FALSE | TRUE | 1 | 0 | 0.25 | 1
CFLMFm2007CZ06rNCGF | CFL | All | MFm | 2007 | CZ06 | rNCGF | 1.004 | 1 | 1.0135 | -0.013496 |  | 502 | 0.045 | 0.075 | -6.748 | 500 | 0.045 | 0.074 | FALSE | FALSE | 1 | -0.013496 | 0.9 | 1
CFLMFm2007CZ07rDXGF | CFL | All | MFm | 2007 | CZ07 | rDXGF | 1.132 | 1.3556 | 1.2568 | -0.014696 |  | 566 | 0.061 | 0.093 | -7.3479 | 500 | 0.045 | 0.074 | FALSE | FALSE | 1 | -0.014696 | 1 | 1.3556
CFLMFm2007CZ07rDXHP | CFL | All | MFm | 2007 | CZ07 | rDXHP | 1.026 | 1.3556 | 1.2703 | 0 |  | 513 | 0.061 | 0.094 | 0 | 500 | 0.045 | 0.074 | FALSE | TRUE | 1 | 0 | 0.5 | 1.3556
CFLMFm2007CZ07rNCEH | CFL | All | MFm | 2007 | CZ07 | rNCEH | 0.716 | 1 | 1.0135 | 0 |  | 358 | 0.045 | 0.075 | 0 | 500 | 0.045 | 0.074 | FALSE | TRUE | 1 | 0 | 0.25 | 1
CFLMFm2007CZ07rNCGF | CFL | All | MFm | 2007 | CZ07 | rNCGF | 1.002 | 1 | 1.0135 | -0.015069 |  | 501 | 0.045 | 0.075 | -7.5345 | 500 | 0.045 | 0.074 | FALSE | FALSE | 1 | -0.015069 | 0.9 | 1
CFLMFm2007CZ08rDXGF | CFL | All | MFm | 2007 | CZ08 | rDXGF | 1.146 | 1.4 | 1.2568 | -0.011752 |  | 573 | 0.063 | 0.093 | -5.8759 | 500 | 0.045 | 0.074 | FALSE | FALSE | 1 | -0.011752 | 1 | 1.4
CFLMFm2007CZ08rDXHP | CFL | All | MFm | 2007 | CZ08 | rDXHP | 1.068 | 1.4222 | 1.2703 | 0 |  | 534 | 0.064 | 0.094 | 0 | 500 | 0.045 | 0.074 | FALSE | TRUE | 1 | 0 | 0.5 | 1.4222
CFLMFm2007CZ08rNCEH | CFL | All | MFm | 2007 | CZ08 | rNCEH | 0.772 | 1.0222 | 1 | 0 |  | 386 | 0.046 | 0.074 | 0 | 500 | 0.045 | 0.074 | FALSE | TRUE | 1 | 0 | 0.25 | 1.0222
CFLMFm2007CZ08rNCGF | CFL | All | MFm | 2007 | CZ08 | rNCGF | 1.008 | 1.0222 | 1.0135 | -0.01224 |  | 504 | 0.046 | 0.075 | -6.1202 | 500 | 0.045 | 0.074 | FALSE | FALSE | 1 | -0.01224 | 0.9 | 1.0222
CFLMFm2007CZ09rDXGF | CFL | All | MFm | 2007 | CZ09 | rDXGF | 1.118 | 1.4545 | 1.2667 | -0.013158 |  | 559 | 0.064 | 0.095 | -6.5792 | 500 | 0.044 | 0.075 | FALSE | FALSE | 1 | -0.013158 | 1 | 1.4545
CFLMFm2007CZ09rDXHP | CFL | All | MFm | 2007 | CZ09 | rDXHP | 1.026 | 1.4318 | 1.2667 | 0 |  | 513 | 0.063 | 0.095 | 0 | 500 | 0.044 | 0.075 | FALSE | TRUE | 1 | 0 | 0.5 | 1.4318
CFLMFm2007CZ09rNCEH | CFL | All | MFm | 2007 | CZ09 | rNCEH | 0.73 | 1 | 1 | 0 |  | 365 | 0.044 | 0.074 | 0 | 500 | 0.044 | 0.075 | FALSE | TRUE | 1 | 0 | 0.25 | 1
CFLMFm2007CZ09rNCGF | CFL | All | MFm | 2007 | CZ09 | rNCGF | 1.004 | 1.0455 | 1.0133 | -0.01365 |  | 502 | 0.046 | 0.076 | -6.8248 | 500 | 0.044 | 0.075 | FALSE | FALSE | 1 | -0.01365 | 0.9 | 1.0455
CFLMFm2007CZ10rDXGF | CFL | All | MFm | 2007 | CZ10 | rDXGF | 1.122 | 1.45 | 1.2903 | -0.011402 |  | 561 | 0.058 | 0.08 | -5.7009 | 500 | 0.04 | 0.062 | FALSE | FALSE | 1 | -0.011402 | 1 | 1.45
CFLMFm2007CZ10rDXHP | CFL | All | MFm | 2007 | CZ10 | rDXHP | 1.03 | 1.45 | 1.2742 | 0 |  | 515 | 0.058 | 0.079 | 0 | 500 | 0.04 | 0.062 | FALSE | TRUE | 1 | 0 | 0.5 | 1.45
CFLMFm2007CZ10rNCEH | CFL | All | MFm | 2007 | CZ10 | rNCEH | 0.772 | 1.025 | 1 | 0 |  | 386 | 0.041 | 0.062 | 0 | 500 | 0.04 | 0.062 | FALSE | TRUE | 1 | 0 | 0.25 | 1.025
CFLMFm2007CZ10rNCGF | CFL | All | MFm | 2007 | CZ10 | rNCGF | 1.008 | 1.025 | 1.0161 | -0.011877 |  | 504 | 0.041 | 0.063 | -5.9384 | 500 | 0.04 | 0.062 | FALSE | FALSE | 1 | -0.011877 | 0.9 | 1.025
CFLMFm2007CZ11rDXGF | CFL | All | MFm | 2007 | CZ11 | rDXGF | 1.118 | 1.375 | 1.2581 | -0.018741 |  | 559 | 0.055 | 0.078 | -9.3706 | 500 | 0.04 | 0.062 | FALSE | FALSE | 1 | -0.018741 | 1 | 1.375
CFLMFm2007CZ11rDXHP | CFL | All | MFm | 2007 | CZ11 | rDXHP | 0.976 | 1.375 | 1.2742 | 0 |  | 488 | 0.055 | 0.079 | 0 | 500 | 0.04 | 0.062 | FALSE | TRUE | 1 | 0 | 0.5 | 1.375
CFLMFm2007CZ11rNCEH | CFL | All | MFm | 2007 | CZ11 | rNCEH | 0.612 | 1.025 | 1 | 0 |  | 306 | 0.041 | 0.062 | 0 | 500 | 0.04 | 0.062 | FALSE | TRUE | 1 | 0 | 0.25 | 1.025
CFLMFm2007CZ11rNCGF | CFL | All | MFm | 2007 | CZ11 | rNCGF | 0.998 | 1.025 | 1.0161 | -0.019244 |  | 499 | 0.041 | 0.063 | -9.6218 | 500 | 0.04 | 0.062 | FALSE | FALSE | 1 | -0.019244 | 0.9 | 1.025
CFLMFm2007CZ12rDXGF | CFL | All | MFm | 2007 | CZ12 | rDXGF | 1.106 | 1.45 | 1.2903 | -0.015238 |  | 553 | 0.058 | 0.08 | -7.6189 | 500 | 0.04 | 0.062 | FALSE | FALSE | 1 | -0.015238 | 1 | 1.45
CFLMFm2007CZ12rDXHP | CFL | All | MFm | 2007 | CZ12 | rDXHP | 0.984 | 1.45 | 1.2903 | 0 |  | 492 | 0.058 | 0.08 | 0 | 500 | 0.04 | 0.062 | FALSE | TRUE | 1 | 0 | 0.5 | 1.45
CFLMFm2007CZ12rNCEH | CFL | All | MFm | 2007 | CZ12 | rNCEH | 0.69 | 1.025 | 1 | 0 |  | 345 | 0.041 | 0.062 | 0 | 500 | 0.04 | 0.062 | FALSE | TRUE | 1 | 0 | 0.25 | 1.025
CFLMFm2007CZ12rNCGF | CFL | All | MFm | 2007 | CZ12 | rNCGF | 1.002 | 1.025 | 1.0161 | -0.015661 |  | 501 | 0.041 | 0.063 | -7.8304 | 500 | 0.04 | 0.062 | FALSE | FALSE | 1 | -0.015661 | 0.9 | 1.025
CFLMFm2007CZ13rDXGF | CFL | All | MFm | 2007 | CZ13 | rDXGF | 1.13 | 1.475 | 1.2903 | -0.01457 |  | 565 | 0.059 | 0.08 | -7.2848 | 500 | 0.04 | 0.062 | FALSE | FALSE | 1 | -0.01457 | 1 | 1.475
CFLMFm2007CZ13rDXHP | CFL | All | MFm | 2007 | CZ13 | rDXHP | 1.022 | 1.425 | 1.3065 | 0 |  | 511 | 0.057 | 0.081 | 0 | 500 | 0.04 | 0.062 | FALSE | TRUE | 1 | 0 | 0.5 | 1.425
CFLMFm2007CZ13rNCEH | CFL | All | MFm | 2007 | CZ13 | rNCEH | 0.712 | 1.025 | 1.0161 | 0 |  | 356 | 0.041 | 0.063 | 0 | 500 | 0.04 | 0.062 | FALSE | TRUE | 1 | 0 | 0.25 | 1.025
CFLMFm2007CZ13rNCGF | CFL | All | MFm | 2007 | CZ13 | rNCGF | 1.004 | 1.025 | 1.0161 | -0.015098 |  | 502 | 0.041 | 0.063 | -7.5491 | 500 | 0.04 | 0.062 | FALSE | FALSE | 1 | -0.015098 | 0.9 | 1.025
CFLMFm2007CZ14rDXGF | CFL | All | MFm | 2007 | CZ14 | rDXGF | 1.118 | 1.325 | 1.2623 | -0.019615 |  | 559 | 0.053 | 0.077 | -9.8077 | 500 | 0.04 | 0.061 | FALSE | FALSE | 1 | -0.019615 | 1 | 1.325
CFLMFm2007CZ14rDXHP | CFL | All | MFm | 2007 | CZ14 | rDXHP | 0.964 | 1.35 | 1.2787 | 0 |  | 482 | 0.054 | 0.078 | 0 | 500 | 0.04 | 0.061 | FALSE | TRUE | 1 | 0 | 0.5 | 1.35
CFLMFm2007CZ14rNCEH | CFL | All | MFm | 2007 | CZ14 | rNCEH | 0.59 | 1 | 1.0328 | 0 |  | 295 | 0.04 | 0.063 | 0 | 500 | 0.04 | 0.061 | FALSE | TRUE | 1 | 0 | 0.25 | 1
CFLMFm2007CZ14rNCGF | CFL | All | MFm | 2007 | CZ14 | rNCGF | 0.996 | 1.025 | 1.0328 | -0.02011 |  | 498 | 0.041 | 0.063 | -10.0552 | 500 | 0.04 | 0.061 | FALSE | FALSE | 1 | -0.02011 | 0.9 | 1.025
CFLMFm2007CZ15rDXGF | CFL | All | MFm | 2007 | CZ15 | rDXGF | 1.174 | 1.425 | 1.3443 | -0.0077892 |  | 587 | 0.057 | 0.082 | -3.8946 | 500 | 0.04 | 0.061 | FALSE | FALSE | 1 | -0.0077892 | 1 | 1.425
CFLMFm2007CZ15rDXHP | CFL | All | MFm | 2007 | CZ15 | rDXHP | 1.118 | 1.425 | 1.3279 | 0 |  | 559 | 0.057 | 0.081 | 0 | 500 | 0.04 | 0.061 | FALSE | TRUE | 1 | 0 | 0.5 | 1.425
CFLMFm2007CZ15rNCEH | CFL | All | MFm | 2007 | CZ15 | rNCEH | 0.852 | 1.025 | 1.0328 | 0 |  | 426 | 0.041 | 0.063 | 0 | 500 | 0.04 | 0.061 | FALSE | TRUE | 1 | 0 | 0.25 | 1.025
CFLMFm2007CZ15rNCGF | CFL | All | MFm | 2007 | CZ15 | rNCGF | 1.01 | 1.025 | 1.0328 | -0.0084122 |  | 505 | 0.041 | 0.063 | -4.2061 | 500 | 0.04 | 0.061 | FALSE | FALSE | 1 | -0.0084122 | 0.9 | 1.025
CFLMFm2007CZ16rDXGF | CFL | All | MFm | 2007 | CZ16 | rDXGF | 1.064 | 1.3415 | 1.2388 | -0.024203 |  | 532 | 0.055 | 0.083 | -12.1016 | 500 | 0.041 | 0.067 | FALSE | FALSE | 1 | -0.024203 | 1 | 1.3415
CFLMFm2007CZ16rDXHP | CFL | All | MFm | 2007 | CZ16 | rDXHP | 0.84 | 1.3902 | 1.2388 | 0 |  | 420 | 0.057 | 0.083 | 0 | 500 | 0.041 | 0.067 | FALSE | TRUE | 1 | 0 | 0.5 | 1.3902
CFLMFm2007CZ16rNCEH | CFL | All | MFm | 2007 | CZ16 | rNCEH | 0.514 | 1.0488 | 1.0149 | 0 |  | 257 | 0.043 | 0.068 | 0 | 500 | 0.041 | 0.067 | FALSE | TRUE | 1 | 0 | 0.25 | 1.0488
CFLMFm2007CZ16rNCGF | CFL | All | MFm | 2007 | CZ16 | rNCGF | 0.992 | 1.0488 | 1.0149 | -0.02459 |  | 496 | 0.043 | 0.068 | -12.2951 | 500 | 0.041 | 0.067 | FALSE | FALSE | 1 | -0.02459 | 0.9 | 1.0488
CFLMFm2011CZ01rDXGF | CFL | All | MFm | 2011 | CZ01 | rDXGF | 1 | 1.122 | 1.0746 | -0.034008 |  | 489 | 0.046 | 0.072 | -17.0042 | 500 | 0.041 | 0.067 | FALSE | FALSE | 1 | -0.034008 | 1 | 1.122
CFLMFm2011CZ01rDXHP | CFL | All | MFm | 2011 | CZ01 | rDXHP | 0.738 | 1.0732 | 1.0597 | 0 |  | 369 | 0.044 | 0.071 | 0 | 500 | 0.041 | 0.067 | FALSE | TRUE | 1 | 0 | 0.5 | 1.0732
CFLMFm2011CZ01rNCEH | CFL | All | MFm | 2011 | CZ01 | rNCEH | 0.298 | 1.0488 | 1.0299 | 0 |  | 149 | 0.043 | 0.069 | 0 | 500 | 0.041 | 0.067 | FALSE | TRUE | 1 | 0 | 0.25 | 1.0488
CFLMFm2011CZ01rNCGF | CFL | All | MFm | 2011 | CZ01 | rNCGF | 0.982 | 1.0488 | 1.0299 | -0.03413 |  | 491 | 0.043 | 0.069 | -17.1802 | 500 | 0.041 | 0.067 | FALSE | FALSE | 1 | -0.03413 | 0.9 | 1.0488
CFLMFm2011CZ02rDXGF | CFL | All | MFm | 2011 | CZ02 | rDXGF | 1.06 | 1.6585 | 1.3971 | -0.0181 |  | 530 | 0.068 | 0.095 | -9.05 | 500 | 0.041 | 0.068 | FALSE | FALSE | 1 | -0.0181 | 1 | 1.6585
CFLMFm2011CZ02rDXHP | CFL | All | MFm | 2011 | CZ02 | rDXHP | 0.908 | 1.6341 | 1.4118 | 0 |  | 454 | 0.067 | 0.096 | 0 | 500 | 0.041 | 0.068 | FALSE | TRUE | 1 | 0 | 0.5 | 1.6341
CFLMFm2011CZ02rNCEH | CFL | All | MFm | 2011 | CZ02 | rNCEH | 0.632 | 1.0488 | 1 | 0 |  | 316 | 0.043 | 0.068 | 0 | 500 | 0.041 | 0.068 | FALSE | TRUE | 1 | 0 | 0.25 | 1.0488
CFLMFm2011CZ02rNCGF | CFL | All | MFm | 2011 | CZ02 | rNCGF | 1 | 1.0488 | 1.0147 | -0.018453 |  | 500 | 0.043 | 0.069 | -9.2267 | 500 | 0.041 | 0.068 | FALSE | FALSE | 1 | -0.018453 | 0.9 | 1.0488
CFLMFm2011CZ03rDXGF | CFL | All | MFm | 2011 | CZ03 | rDXGF | 1.012 | 1.4878 | 1.3582 | -0.020035 |  | 506 | 0.061 | 0.091 | -10.0176 | 500 | 0.041 | 0.067 | FALSE | FALSE | 1 | -0.020035 | 1 | 1.4878
CFLMFm2011CZ03rDXHP | CFL | All | MFm | 2011 | CZ03 | rDXHP | 0.87 | 1.3902 | 1.3433 | 0 |  | 435 | 0.057 | 0.09 | 0 | 500 | 0.041 | 0.067 | FALSE | TRUE | 1 | 0 | 0.5 | 1.3902
CFLMFm2011CZ03rNCEH | CFL | All | MFm | 2011 | CZ03 | rNCEH | 0.598 | 1.0244 | 1.0149 | 0 |  | 299 | 0.042 | 0.068 | 0 | 500 | 0.041 | 0.067 | FALSE | TRUE | 1 | 0 | 0.25 | 1.0244
CFLMFm2011CZ03rNCGF | CFL | All | MFm | 2011 | CZ03 | rNCGF | 0.996 | 1.0244 | 1.0299 | -0.020146 |  | 498 | 0.042 | 0.069 | -10.0732 | 500 | 0.041 | 0.067 | FALSE | FALSE | 1 | -0.020146 | 0.9 | 1.0244
CFLMFm2011CZ04rDXGF | CFL | All | MFm | 2011 | CZ04 | rDXGF | 1.11 | 1.5122 | 1.2836 | -0.011858 |  | 555 | 0.062 | 0.086 | -5.929 | 500 | 0.041 | 0.067 | FALSE | FALSE | 1 | -0.011858 | 1 | 1.5122
CFLMFm2011CZ04rDXHP | CFL | All | MFm | 2011 | CZ04 | rDXHP | 1.018 | 1.5854 | 1.3134 | 0 |  | 509 | 0.065 | 0.088 | 0 | 500 | 0.041 | 0.067 | FALSE | TRUE | 1 | 0 | 0.5 | 1.5854
CFLMFm2011CZ04rNCEH | CFL | All | MFm | 2011 | CZ04 | rNCEH | 0.772 | 1.0488 | 1.0149 | 0 |  | 386 | 0.043 | 0.068 | 0 | 500 | 0.041 | 0.067 | FALSE | TRUE | 1 | 0 | 0.25 | 1.0488
CFLMFm2011CZ04rNCGF | CFL | All | MFm | 2011 | CZ04 | rNCGF | 1.012 | 1.0488 | 1.0299 | -0.012229 |  | 506 | 0.043 | 0.069 | -6.1146 | 500 | 0.041 | 0.067 | FALSE | FALSE | 1 | -0.012229 | 0.9 | 1.0488
CFLMFm2011CZ05rDXGF | CFL | All | MFm | 2011 | CZ05 | rDXGF | 1.026 | 1.3182 | 1.2297 | -0.019124 |  | 513 | 0.058 | 0.091 | -9.5622 | 500 | 0.044 | 0.074 | FALSE | FALSE | 1 | -0.019124 | 1 | 1.3182
CFLMFm2011CZ05rDXHP | CFL | All | MFm | 2011 | CZ05 | rDXHP | 0.88 | 1.2955 | 1.2027 | 0 |  | 440 | 0.057 | 0.089 | 0 | 500 | 0.044 | 0.074 | FALSE | TRUE | 1 | 0 | 0.5 | 1.2955
CFLMFm2011CZ05rNCEH | CFL | All | MFm | 2011 | CZ05 | rNCEH | 0.628 | 1.0227 | 1.0135 | 0 |  | 314 | 0.045 | 0.075 | 0 | 500 | 0.044 | 0.074 | FALSE | TRUE | 1 | 0 | 0.25 | 1.0227
CFLMFm2011CZ05rNCGF | CFL | All | MFm | 2011 | CZ05 | rNCGF | 1.004 | 1.0227 | 1.0135 | -0.019257 |  | 502 | 0.045 | 0.075 | -9.6286 | 500 | 0.044 | 0.074 | FALSE | FALSE | 1 | -0.019257 | 0.9 | 1.0227
CFLMFm2011CZ06rDXGF | CFL | All | MFm | 2011 | CZ06 | rDXGF | 1.108 | 1.4444 | 1.3649 | -0.013229 |  | 554 | 0.065 | 0.101 | -6.6147 | 500 | 0.045 | 0.074 | FALSE | FALSE | 1 | -0.013229 | 1 | 1.4444
CFLMFm2011CZ06rDXHP | CFL | All | MFm | 2011 | CZ06 | rDXHP | 1.008 | 1.4222 | 1.3784 | 0 |  | 504 | 0.064 | 0.102 | 0 | 500 | 0.045 | 0.074 | FALSE | TRUE | 1 | 0 | 0.5 | 1.4222
CFLMFm2011CZ06rNCEH | CFL | All | MFm | 2011 | CZ06 | rNCEH | 0.754 | 1 | 1.0135 | 0 |  | 377 | 0.045 | 0.075 | 0 | 500 | 0.045 | 0.074 | FALSE | TRUE | 1 | 0 | 0.25 | 1
CFLMFm2011CZ06rNCGF | CFL | All | MFm | 2011 | CZ06 | rNCGF | 1.006 | 1 | 1.0135 | -0.013488 |  | 503 | 0.045 | 0.075 | -6.7441 | 500 | 0.045 | 0.074 | FALSE | FALSE | 1 | -0.013488 | 0.9 | 1
CFLMFm2011CZ07rDXGF | CFL | All | MFm | 2011 | CZ07 | rDXGF | 1.156 | 1.3556 | 1.2568 | -0.012515 |  | 578 | 0.061 | 0.093 | -6.2577 | 500 | 0.045 | 0.074 | FALSE | FALSE | 1 | -0.012515 | 1 | 1.3556
CFLMFm2011CZ07rDXHP | CFL | All | MFm | 2011 | CZ07 | rDXHP | 1.062 | 1.3556 | 1.2568 | 0 |  | 531 | 0.061 | 0.093 | 0 | 500 | 0.045 | 0.074 | FALSE | TRUE | 1 | 0 | 0.5 | 1.3556
CFLMFm2011CZ07rNCEH | CFL | All | MFm | 2011 | CZ07 | rNCEH | 0.766 | 1 | 1 | 0 |  | 383 | 0.044 | 0.074 | 0 | 500 | 0.045 | 0.074 | FALSE | TRUE | 1 | 0 | 0.25 | 0.97778
CFLMFm2011CZ07rNCGF | CFL | All | MFm | 2011 | CZ07 | rNCGF | 1.008 | 1 | 1.0135 | -0.012877 |  | 504 | 0.045 | 0.075 | -6.4385 | 500 | 0.045 | 0.074 | FALSE | FALSE | 1 | -0.012877 | 0.9 | 1
CFLMFm2011CZ08rDXGF | CFL | All | MFm | 2011 | CZ08 | rDXGF | 1.162 | 1.4222 | 1.2568 | -0.010471 |  | 581 | 0.064 | 0.093 | -5.2353 | 500 | 0.045 | 0.074 | FALSE | FALSE | 1 | -0.010471 | 1 | 1.4222
CFLMFm2011CZ08rDXHP | CFL | All | MFm | 2011 | CZ08 | rDXHP | 1.088 | 1.4222 | 1.2838 | 0 |  | 544 | 0.064 | 0.095 | 0 | 500 | 0.045 | 0.074 | FALSE | TRUE | 1 | 0 | 0.5 | 1.4222
CFLMFm2011CZ08rNCEH | CFL | All | MFm | 2011 | CZ08 | rNCEH | 0.802 | 1 | 1.0135 | 0 |  | 401 | 0.045 | 0.075 | 0 | 500 | 0.045 | 0.074 | FALSE | TRUE | 1 | 0 | 0.25 | 1
CFLMFm2011CZ08rNCGF | CFL | All | MFm | 2011 | CZ08 | rNCGF | 1.012 | 1 | 1.0135 | -0.011032 |  | 506 | 0.045 | 0.075 | -5.5158 | 500 | 0.045 | 0.074 | FALSE | FALSE | 1 | -0.011032 | 0.9 | 1
CFLMFm2011CZ09rDXGF | CFL | All | MFm | 2011 | CZ09 | rDXGF | 1.134 | 1.4318 | 1.28 | -0.012039 |  | 567 | 0.063 | 0.096 | -6.0196 | 500 | 0.044 | 0.075 | FALSE | FALSE | 1 | -0.012039 | 1 | 1.4318
CFLMFm2011CZ09rDXHP | CFL | All | MFm | 2011 | CZ09 | rDXHP | 1.046 | 1.4091 | 1.2667 | 0 |  | 523 | 0.062 | 0.095 | 0 | 500 | 0.044 | 0.075 | FALSE | TRUE | 1 | 0 | 0.5 | 1.4091
CFLMFm2011CZ09rNCEH | CFL | All | MFm | 2011 | CZ09 | rNCEH | 0.764 | 1.0227 | 1 | 0 |  | 382 | 0.045 | 0.075 | 0 | 500 | 0.044 | 0.075 | FALSE | TRUE | 1 | 0 | 0.25 | 1.0227
CFLMFm2011CZ09rNCGF | CFL | All | MFm | 2011 | CZ09 | rNCGF | 1.008 | 1.0227 | 1 | -0.012532 |  | 504 | 0.045 | 0.075 | -6.266 | 500 | 0.044 | 0.075 | FALSE | FALSE | 1 | -0.012532 | 0.9 | 1.0227
CFLMFm2011CZ10rDXGF | CFL | All | MFm | 2011 | CZ10 | rDXGF | 1.132 | 1.475 | 1.2903 | -0.010784 |  | 566 | 0.059 | 0.08 | -5.3921 | 500 | 0.04 | 0.062 | FALSE | FALSE | 1 | -0.010784 | 1 | 1.475
CFLMFm2011CZ10rDXHP | CFL | All | MFm | 2011 | CZ10 | rDXHP | 1.04 | 1.45 | 1.2903 | 0 |  | 520 | 0.058 | 0.08 | 0 | 500 | 0.04 | 0.062 | FALSE | TRUE | 1 | 0 | 0.5 | 1.45
CFLMFm2011CZ10rNCEH | CFL | All | MFm | 2011 | CZ10 | rNCEH | 0.79 | 1.025 | 1 | 0 |  | 395 | 0.041 | 0.062 | 0 | 500 | 0.04 | 0.062 | FALSE | TRUE | 1 | 0 | 0.25 | 1.025
CFLMFm2011CZ10rNCGF | CFL | All | MFm | 2011 | CZ10 | rNCGF | 1.012 | 1.025 | 1.0161 | -0.011313 |  | 506 | 0.041 | 0.063 | -5.6567 | 500 | 0.04 | 0.062 | FALSE | FALSE | 1 | -0.011313 | 0.9 | 1.025
CFLMFm2011CZ11rDXGF | CFL | All | MFm | 2011 | CZ11 | rDXGF | 1.128 | 1.425 | 1.2903 | -0.017943 |  | 564 | 0.057 | 0.08 | -8.9713 | 500 | 0.04 | 0.062 | FALSE | FALSE | 1 | -0.017943 | 1 | 1.425
CFLMFm2011CZ11rDXHP | CFL | All | MFm | 2011 | CZ11 | rDXHP | 0.986 | 1.375 | 1.2903 | 0 |  | 493 | 0.055 | 0.08 | 0 | 500 | 0.04 | 0.062 | FALSE | TRUE | 1 | 0 | 0.5 | 1.375
CFLMFm2011CZ11rNCEH | CFL | All | MFm | 2011 | CZ11 | rNCEH | 0.632 | 1.025 | 1.0161 | 0 |  | 316 | 0.041 | 0.063 | 0 | 500 | 0.04 | 0.062 | FALSE | TRUE | 1 | 0 | 0.25 | 1.025
CFLMFm2011CZ11rNCGF | CFL | All | MFm | 2011 | CZ11 | rNCGF | 1 | 1.025 | 1.0161 | -0.018458 |  | 500 | 0.041 | 0.063 | -9.229 | 500 | 0.04 | 0.062 | FALSE | FALSE | 1 | -0.018458 | 0.9 | 1.025
CFLMFm2011CZ12rDXGF | CFL | All | MFm | 2011 | CZ12 | rDXGF | 1.116 | 1.475 | 1.3065 | -0.014289 |  | 558 | 0.059 | 0.081 | -7.1446 | 500 | 0.04 | 0.062 | FALSE | FALSE | 1 | -0.014289 | 1 | 1.475
CFLMFm2011CZ12rDXHP | CFL | All | MFm | 2011 | CZ12 | rDXHP | 0.998 | 1.475 | 1.3065 | 0 |  | 499 | 0.059 | 0.081 | 0 | 500 | 0.04 | 0.062 | FALSE | TRUE | 1 | 0 | 0.5 | 1.475
CFLMFm2011CZ12rNCEH | CFL | All | MFm | 2011 | CZ12 | rNCEH | 0.716 | 1.025 | 1 | 0 |  | 358 | 0.041 | 0.062 | 0 | 500 | 0.04 | 0.062 | FALSE | TRUE | 1 | 0 | 0.25 | 1.025
CFLMFm2011CZ12rNCGF | CFL | All | MFm | 2011 | CZ12 | rNCGF | 1.006 | 1.025 | 1.0161 | -0.01474 |  | 503 | 0.041 | 0.063 | -7.3701 | 500 | 0.04 | 0.062 | FALSE | FALSE | 1 | -0.01474 | 0.9 | 1.025
CFLMFm2011CZ13rDXGF | CFL | All | MFm | 2011 | CZ13 | rDXGF | 1.138 | 1.475 | 1.3226 | -0.013912 |  | 569 | 0.059 | 0.082 | -6.9559 | 500 | 0.04 | 0.062 | FALSE | FALSE | 1 | -0.013912 | 1 | 1.475
CFLMFm2011CZ13rDXHP | CFL | All | MFm | 2011 | CZ13 | rDXHP | 1.034 | 1.45 | 1.3226 | 0 |  | 517 | 0.058 | 0.082 | 0 | 500 | 0.04 | 0.062 | FALSE | TRUE | 1 | 0 | 0.5 | 1.45
CFLMFm2011CZ13rNCEH | CFL | All | MFm | 2011 | CZ13 | rNCEH | 0.73 | 1 | 1 | 0 |  | 365 | 0.04 | 0.062 | 0 | 500 | 0.04 | 0.062 | FALSE | TRUE | 1 | 0 | 0.25 | 1
CFLMFm2011CZ13rNCGF | CFL | All | MFm | 2011 | CZ13 | rNCGF | 1.006 | 1.025 | 1.0161 | -0.014465 |  | 503 | 0.041 | 0.063 | -7.2326 | 500 | 0.04 | 0.062 | FALSE | FALSE | 1 | -0.014465 | 0.9 | 1.025
CFLMFm2011CZ14rDXGF | CFL | All | MFm | 2011 | CZ14 | rDXGF | 1.124 | 1.35 | 1.2787 | -0.018937 |  | 562 | 0.054 | 0.078 | -9.4685 | 500 | 0.04 | 0.061 | FALSE | FALSE | 1 | -0.018937 | 1 | 1.35
CFLMFm2011CZ14rDXHP | CFL | All | MFm | 2011 | CZ14 | rDXHP | 0.974 | 1.35 | 1.2787 | 0 |  | 487 | 0.054 | 0.078 | 0 | 500 | 0.04 | 0.061 | FALSE | TRUE | 1 | 0 | 0.5 | 1.35
CFLMFm2011CZ14rNCEH | CFL | All | MFm | 2011 | CZ14 | rNCEH | 0.61 | 1.025 | 1.0164 | 0 |  | 305 | 0.041 | 0.062 | 0 | 500 | 0.04 | 0.061 | FALSE | TRUE | 1 | 0 | 0.25 | 1.025
CFLMFm2011CZ14rNCGF | CFL | All | MFm | 2011 | CZ14 | rNCGF | 0.998 | 1.025 | 1.0328 | -0.019506 |  | 499 | 0.041 | 0.063 | -9.7529 | 500 | 0.04 | 0.061 | FALSE | FALSE | 1 | -0.019506 | 0.9 | 1.025
CFLMFm2011CZ15rDXGF | CFL | All | MFm | 2011 | CZ15 | rDXGF | 1.184 | 1.475 | 1.3607 | -0.007484 |  | 592 | 0.059 | 0.083 | -3.742 | 500 | 0.04 | 0.061 | FALSE | FALSE | 1 | -0.007484 | 1 | 1.475
CFLMFm2011CZ15rDXHP | CFL | All | MFm | 2011 | CZ15 | rDXHP | 1.128 | 1.45 | 1.3443 | 0 |  | 564 | 0.058 | 0.082 | 0 | 500 | 0.04 | 0.061 | FALSE | TRUE | 1 | 0 | 0.5 | 1.45
CFLMFm2011CZ15rNCEH | CFL | All | MFm | 2011 | CZ15 | rNCEH | 0.86 | 1.025 | 1.0328 | 0 |  | 430 | 0.041 | 0.063 | 0 | 500 | 0.04 | 0.061 | FALSE | TRUE | 1 | 0 | 0.25 | 1.025
CFLMFm2011CZ15rNCGF | CFL | All | MFm | 2011 | CZ15 | rNCGF | 1.012 | 1.05 | 1.0328 | -0.0081176 |  | 506 | 0.042 | 0.063 | -4.0588 | 500 | 0.04 | 0.061 | FALSE | FALSE | 1 | -0.0081176 | 0.9 | 1.05
CFLMFm2011CZ16rDXGF | CFL | All | MFm | 2011 | CZ16 | rDXGF | 1.07 | 1.3659 | 1.2388 | -0.023525 |  | 535 | 0.056 | 0.083 | -11.7623 | 500 | 0.041 | 0.067 | FALSE | FALSE | 1 | -0.023525 | 1 | 1.3659
CFLMFm2011CZ16rDXHP | CFL | All | MFm | 2011 | CZ16 | rDXHP | 0.846 | 1.3659 | 1.2537 | 0 |  | 423 | 0.056 | 0.084 | 0 | 500 | 0.041 | 0.067 | FALSE | TRUE | 1 | 0 | 0.5 | 1.3659
CFLMFm2011CZ16rNCEH | CFL | All | MFm | 2011 | CZ16 | rNCEH | 0.53 | 1.0244 | 1.0149 | 0 |  | 265 | 0.042 | 0.068 | 0 | 500 | 0.041 | 0.067 | FALSE | TRUE | 1 | 0 | 0.25 | 1.0244
CFLMFm2011CZ16rNCGF | CFL | All | MFm | 2011 | CZ16 | rNCGF | 0.994 | 1.0488 | 1.0299 | -0.023961 |  | 497 | 0.043 | 0.069 | -11.9807 | 500 | 0.041 | 0.067 | FALSE | FALSE | 1 | -0.023961 | 0.9 | 1.0488
CFLMFm2015CZ01rDXGF | CFL | All | MFm | 2015 | CZ01 | rDXGF | 1 | 1.1463 | 1.1194 | -0.031421 |  | 494 | 0.047 | 0.075 | -15.7103 | 500 | 0.041 | 0.067 | FALSE | FALSE | 1 | -0.031421 | 1 | 1.1463
CFLMFm2015CZ01rDXHP | CFL | All | MFm | 2015 | CZ01 | rDXHP | 0.77 | 1.0976 | 1.0597 | 0 |  | 385 | 0.045 | 0.071 | 0 | 500 | 0.041 | 0.067 | FALSE | TRUE | 1 | 0 | 0.5 | 1.0976
CFLMFm2015CZ01rNCEH | CFL | All | MFm | 2015 | CZ01 | rNCEH | 0.358 | 1.0488 | 1.0149 | 0 |  | 179 | 0.043 | 0.068 | 0 | 500 | 0.041 | 0.067 | FALSE | TRUE | 1 | 0 | 0.25 | 1.0488
CFLMFm2015CZ01rNCGF | CFL | All | MFm | 2015 | CZ01 | rNCGF | 0.988 | 1.0732 | 1.0448 | -0.031612 |  | 494 | 0.044 | 0.07 | -15.8059 | 500 | 0.041 | 0.067 | FALSE | FALSE | 1 | -0.031612 | 0.9 | 1.0732
CFLMFm2015CZ02rDXGF | CFL | All | MFm | 2015 | CZ02 | rDXGF | 1.054 | 1.561 | 1.3676 | -0.018308 |  | 527 | 0.064 | 0.093 | -9.1541 | 500 | 0.041 | 0.068 | FALSE | FALSE | 1 | -0.018308 | 1 | 1.561
CFLMFm2015CZ02rDXHP | CFL | All | MFm | 2015 | CZ02 | rDXHP | 0.912 | 1.5854 | 1.3971 | 0 |  | 456 | 0.065 | 0.095 | 0 | 500 | 0.041 | 0.068 | FALSE | TRUE | 1 | 0 | 0.5 | 1.5854
CFLMFm2015CZ02rNCEH | CFL | All | MFm | 2015 | CZ02 | rNCEH | 0.636 | 1.0244 | 1 | 0 |  | 318 | 0.042 | 0.068 | 0 | 500 | 0.041 | 0.068 | FALSE | TRUE | 1 | 0 | 0.25 | 1.0244
CFLMFm2015CZ02rNCGF | CFL | All | MFm | 2015 | CZ02 | rNCGF | 1.002 | 1.0488 | 1.0147 | -0.018612 |  | 501 | 0.043 | 0.069 | -9.3062 | 500 | 0.041 | 0.068 | FALSE | FALSE | 1 | -0.018612 | 0.9 | 1.0488
CFLMFm2015CZ03rDXGF | CFL | All | MFm | 2015 | CZ03 | rDXGF | 1.022 | 1.439 | 1.3134 | -0.017523 |  | 511 | 0.059 | 0.088 | -8.7616 | 500 | 0.041 | 0.067 | FALSE | FALSE | 1 | -0.017523 | 1 | 1.439
CFLMFm2015CZ03rDXHP | CFL | All | MFm | 2015 | CZ03 | rDXHP | 0.904 | 1.3902 | 1.3284 | 0 |  | 452 | 0.057 | 0.089 | 0 | 500 | 0.041 | 0.067 | FALSE | TRUE | 1 | 0 | 0.5 | 1.3902
CFLMFm2015CZ03rNCEH | CFL | All | MFm | 2015 | CZ03 | rNCEH | 0.65 | 1.0244 | 1.0149 | 0 |  | 325 | 0.042 | 0.068 | 0 | 500 | 0.041 | 0.067 | FALSE | TRUE | 1 | 0 | 0.25 | 1.0244
CFLMFm2015CZ03rNCGF | CFL | All | MFm | 2015 | CZ03 | rNCGF | 1.002 | 1.0488 | 1.0149 | -0.017606 |  | 501 | 0.043 | 0.068 | -8.803 | 500 | 0.041 | 0.067 | FALSE | FALSE | 1 | -0.017606 | 0.9 | 1.0488
CFLMFm2015CZ04rDXGF | CFL | All | MFm | 2015 | CZ04 | rDXGF | 1.102 | 1.5122 | 1.2687 | -0.011995 |  | 551 | 0.062 | 0.085 | -5.9976 | 500 | 0.041 | 0.067 | FALSE | FALSE | 1 | -0.011995 | 1 | 1.5122
CFLMFm2015CZ04rDXHP | CFL | All | MFm | 2015 | CZ04 | rDXHP | 1.018 | 1.5366 | 1.2836 | 0 |  | 509 | 0.063 | 0.086 | 0 | 500 | 0.041 | 0.067 | FALSE | TRUE | 1 | 0 | 0.5 | 1.5366
CFLMFm2015CZ04rNCEH | CFL | All | MFm | 2015 | CZ04 | rNCEH | 0.776 | 1.0488 | 1.0149 | 0 |  | 388 | 0.043 | 0.068 | 0 | 500 | 0.041 | 0.067 | FALSE | TRUE | 1 | 0 | 0.25 | 1.0488
CFLMFm2015CZ04rNCGF | CFL | All | MFm | 2015 | CZ04 | rNCGF | 1.012 | 1.0488 | 1.0299 | -0.01235 |  | 506 | 0.043 | 0.069 | -6.175 | 500 | 0.041 | 0.067 | FALSE | FALSE | 1 | -0.01235 | 0.9 | 1.0488
CFLMFm2015CZ05rDXGF | CFL | All | MFm | 2015 | CZ05 | rDXGF | 1.048 | 1.4091 | 1.2568 | -0.013175 |  | 524 | 0.062 | 0.093 | -6.5873 | 500 | 0.044 | 0.074 | FALSE | FALSE | 1 | -0.013175 | 1 | 1.4091
CFLMFm2015CZ05rDXHP | CFL | All | MFm | 2015 | CZ05 | rDXHP | 0.942 | 1.3182 | 1.2432 | 0 |  | 471 | 0.058 | 0.092 | 0 | 500 | 0.044 | 0.074 | FALSE | TRUE | 1 | 0 | 0.5 | 1.3182
CFLMFm2015CZ05rNCEH | CFL | All | MFm | 2015 | CZ05 | rNCEH | 0.75 | 1 | 1.0135 | 0 |  | 375 | 0.044 | 0.075 | 0 | 500 | 0.044 | 0.074 | FALSE | TRUE | 1 | 0 | 0.25 | 1
CFLMFm2015CZ05rNCGF | CFL | All | MFm | 2015 | CZ05 | rNCGF | 1.016 | 1.0455 | 1.0135 | -0.013314 |  | 508 | 0.046 | 0.075 | -6.6571 | 500 | 0.044 | 0.074 | FALSE | FALSE | 1 | -0.013314 | 0.9 | 1.0455
CFLMFm2015CZ06rDXGF | CFL | All | MFm | 2015 | CZ06 | rDXGF | 1.1 | 1.3556 | 1.3243 | -0.013023 |  | 550 | 0.061 | 0.098 | -6.5117 | 500 | 0.045 | 0.074 | FALSE | FALSE | 1 | -0.013023 | 1 | 1.3556
CFLMFm2015CZ06rDXHP | CFL | All | MFm | 2015 | CZ06 | rDXHP | 1.01 | 1.4 | 1.3784 | 0 |  | 505 | 0.063 | 0.102 | 0 | 500 | 0.045 | 0.074 | FALSE | TRUE | 1 | 0 | 0.5 | 1.4
CFLMFm2015CZ06rNCEH | CFL | All | MFm | 2015 | CZ06 | rNCEH | 0.758 | 1 | 1 | 0 |  | 379 | 0.044 | 0.074 | 0 | 500 | 0.045 | 0.074 | FALSE | TRUE | 1 | 0 | 0.25 | 0.97778
CFLMFm2015CZ06rNCGF | CFL | All | MFm | 2015 | CZ06 | rNCGF | 1.008 | 1 | 1.0135 | -0.013223 |  | 504 | 0.045 | 0.075 | -6.6114 | 500 | 0.045 | 0.074 | FALSE | FALSE | 1 | -0.013223 | 0.9 | 1
CFLMFm2015CZ07rDXGF | CFL | All | MFm | 2015 | CZ07 | rDXGF | 1.142 | 1.3111 | 1.2297 | -0.012187 |  | 571 | 0.059 | 0.091 | -6.0937 | 500 | 0.045 | 0.074 | FALSE | FALSE | 1 | -0.012187 | 1 | 1.3111
CFLMFm2015CZ07rDXHP | CFL | All | MFm | 2015 | CZ07 | rDXHP | 1.064 | 1.3333 | 1.2432 | 0 |  | 532 | 0.06 | 0.092 | 0 | 500 | 0.045 | 0.074 | FALSE | TRUE | 1 | 0 | 0.5 | 1.3333
CFLMFm2015CZ07rNCEH | CFL | All | MFm | 2015 | CZ07 | rNCEH | 0.77 | 1 | 1.0135 | 0 |  | 385 | 0.044 | 0.075 | 0 | 500 | 0.045 | 0.074 | FALSE | TRUE | 1 | 0 | 0.25 | 0.97778
CFLMFm2015CZ07rNCGF | CFL | All | MFm | 2015 | CZ07 | rNCGF | 1.008 | 1 | 1.0135 | -0.01259 |  | 504 | 0.045 | 0.075 | -6.2952 | 500 | 0.045 | 0.074 | FALSE | FALSE | 1 | -0.01259 | 0.9 | 1
CFLMFm2015CZ08rDXGF | CFL | All | MFm | 2015 | CZ08 | rDXGF | 1.148 | 1.3556 | 1.2297 | -0.010754 |  | 574 | 0.061 | 0.091 | -5.377 | 500 | 0.045 | 0.074 | FALSE | FALSE | 1 | -0.010754 | 1 | 1.3556
CFLMFm2015CZ08rDXHP | CFL | All | MFm | 2015 | CZ08 | rDXHP | 1.084 | 1.4 | 1.2568 | 0 |  | 542 | 0.063 | 0.093 | 0 | 500 | 0.045 | 0.074 | FALSE | TRUE | 1 | 0 | 0.5 | 1.4
CFLMFm2015CZ08rNCEH | CFL | All | MFm | 2015 | CZ08 | rNCEH | 0.8 | 1 | 1.0135 | 0 |  | 400 | 0.045 | 0.075 | 0 | 500 | 0.045 | 0.074 | FALSE | TRUE | 1 | 0 | 0.25 | 1
CFLMFm2015CZ08rNCGF | CFL | All | MFm | 2015 | CZ08 | rNCGF | 1.012 | 1 | 1.0135 | -0.011337 |  | 506 | 0.045 | 0.075 | -5.6685 | 500 | 0.045 | 0.074 | FALSE | FALSE | 1 | -0.011337 | 0.9 | 1
CFLMFm2015CZ09rDXGF | CFL | All | MFm | 2015 | CZ09 | rDXGF | 1.122 | 1.3864 | 1.2533 | -0.01221 |  | 561 | 0.061 | 0.094 | -6.1049 | 500 | 0.044 | 0.075 | FALSE | FALSE | 1 | -0.01221 | 1 | 1.3864
CFLMFm2015CZ09rDXHP | CFL | All | MFm | 2015 | CZ09 | rDXHP | 1.042 | 1.3864 | 1.2667 | 0 |  | 521 | 0.061 | 0.095 | 0 | 500 | 0.044 | 0.075 | FALSE | TRUE | 1 | 0 | 0.5 | 1.3864
CFLMFm2015CZ09rNCEH | CFL | All | MFm | 2015 | CZ09 | rNCEH | 0.762 | 1.0227 | 1 | 0 |  | 381 | 0.045 | 0.075 | 0 | 500 | 0.044 | 0.075 | FALSE | TRUE | 1 | 0 | 0.25 | 1.0227
CFLMFm2015CZ09rNCGF | CFL | All | MFm | 2015 | CZ09 | rNCGF | 1.008 | 1.0227 | 1 | -0.012718 |  | 504 | 0.045 | 0.075 | -6.3589 | 500 | 0.044 | 0.075 | FALSE | FALSE | 1 | -0.012718 | 0.9 | 1.0227
CFLMFm2015CZ10rDXGF | CFL | All | MFm | 2015 | CZ10 | rDXGF | 1.122 | 1.425 | 1.2742 | -0.010537 |  | 561 | 0.057 | 0.079 | -5.2683 | 500 | 0.04 | 0.062 | FALSE | FALSE | 1 | -0.010537 | 1 | 1.425
CFLMFm2015CZ10rDXHP | CFL | All | MFm | 2015 | CZ10 | rDXHP | 1.042 | 1.425 | 1.2742 | 0 |  | 521 | 0.057 | 0.079 | 0 | 500 | 0.04 | 0.062 | FALSE | TRUE | 1 | 0 | 0.5 | 1.425
CFLMFm2015CZ10rNCEH | CFL | All | MFm | 2015 | CZ10 | rNCEH | 0.798 | 1.025 | 1 | 0 |  | 399 | 0.041 | 0.062 | 0 | 500 | 0.04 | 0.062 | FALSE | TRUE | 1 | 0 | 0.25 | 1.025
CFLMFm2015CZ10rNCGF | CFL | All | MFm | 2015 | CZ10 | rNCGF | 1.012 | 1.05 | 1.0161 | -0.011092 |  | 506 | 0.042 | 0.063 | -5.5459 | 500 | 0.04 | 0.062 | FALSE | FALSE | 1 | -0.011092 | 0.9 | 1.05
CFLMFm2015CZ11rDXGF | CFL | All | MFm | 2015 | CZ11 | rDXGF | 1.118 | 1.375 | 1.2742 | -0.017737 |  | 559 | 0.055 | 0.079 | -8.8686 | 500 | 0.04 | 0.062 | FALSE | FALSE | 1 | -0.017737 | 1 | 1.375
CFLMFm2015CZ11rDXHP | CFL | All | MFm | 2015 | CZ11 | rDXHP | 0.988 | 1.35 | 1.2742 | 0 |  | 494 | 0.054 | 0.079 | 0 | 500 | 0.04 | 0.062 | FALSE | TRUE | 1 | 0 | 0.5 | 1.35
CFLMFm2015CZ11rNCEH | CFL | All | MFm | 2015 | CZ11 | rNCEH | 0.64 | 1.025 | 1.0161 | 0 |  | 320 | 0.041 | 0.063 | 0 | 500 | 0.04 | 0.062 | FALSE | TRUE | 1 | 0 | 0.25 | 1.025
CFLMFm2015CZ11rNCGF | CFL | All | MFm | 2015 | CZ11 | rNCGF | 1.002 | 1.025 | 1.0161 | -0.018218 |  | 501 | 0.041 | 0.063 | -9.1088 | 500 | 0.04 | 0.062 | FALSE | FALSE | 1 | -0.018218 | 0.9 | 1.025
CFLMFm2015CZ12rDXGF | CFL | All | MFm | 2015 | CZ12 | rDXGF | 1.104 | 1.45 | 1.2742 | -0.014668 |  | 552 | 0.058 | 0.079 | -7.3339 | 500 | 0.04 | 0.062 | FALSE | FALSE | 1 | -0.014668 | 1 | 1.45
CFLMFm2015CZ12rDXHP | CFL | All | MFm | 2015 | CZ12 | rDXHP | 0.994 | 1.425 | 1.2742 | 0 |  | 497 | 0.057 | 0.079 | 0 | 500 | 0.04 | 0.062 | FALSE | TRUE | 1 | 0 | 0.5 | 1.425
CFLMFm2015CZ12rNCEH | CFL | All | MFm | 2015 | CZ12 | rNCEH | 0.712 | 1.025 | 1.0161 | 0 |  | 356 | 0.041 | 0.063 | 0 | 500 | 0.04 | 0.062 | FALSE | TRUE | 1 | 0 | 0.25 | 1.025
CFLMFm2015CZ12rNCGF | CFL | All | MFm | 2015 | CZ12 | rNCGF | 1.006 | 1.025 | 1.0161 | -0.015097 |  | 503 | 0.041 | 0.063 | -7.5487 | 500 | 0.04 | 0.062 | FALSE | FALSE | 1 | -0.015097 | 0.9 | 1.025
CFLMFm2015CZ13rDXGF | CFL | All | MFm | 2015 | CZ13 | rDXGF | 1.128 | 1.45 | 1.3065 | -0.013829 |  | 564 | 0.058 | 0.081 | -6.9147 | 500 | 0.04 | 0.062 | FALSE | FALSE | 1 | -0.013829 | 1 | 1.45
CFLMFm2015CZ13rDXHP | CFL | All | MFm | 2015 | CZ13 | rDXHP | 1.034 | 1.45 | 1.3065 | 0 |  | 517 | 0.058 | 0.081 | 0 | 500 | 0.04 | 0.062 | FALSE | TRUE | 1 | 0 | 0.5 | 1.45
CFLMFm2015CZ13rNCEH | CFL | All | MFm | 2015 | CZ13 | rNCEH | 0.736 | 1.025 | 1 | 0 |  | 368 | 0.041 | 0.062 | 0 | 500 | 0.04 | 0.062 | FALSE | TRUE | 1 | 0 | 0.25 | 1.025
CFLMFm2015CZ13rNCGF | CFL | All | MFm | 2015 | CZ13 | rNCGF | 1.008 | 1.05 | 1.0161 | -0.01436 |  | 504 | 0.042 | 0.063 | -7.1802 | 500 | 0.04 | 0.062 | FALSE | FALSE | 1 | -0.01436 | 0.9 | 1.05
CFLMFm2015CZ14rDXGF | CFL | All | MFm | 2015 | CZ14 | rDXGF | 1.112 | 1.375 | 1.2951 | -0.019562 |  | 556 | 0.055 | 0.079 | -9.781 | 500 | 0.04 | 0.061 | FALSE | FALSE | 1 | -0.019562 | 1 | 1.375
CFLMFm2015CZ14rDXHP | CFL | All | MFm | 2015 | CZ14 | rDXHP | 0.972 | 1.35 | 1.2951 | 0 |  | 486 | 0.054 | 0.079 | 0 | 500 | 0.04 | 0.061 | FALSE | TRUE | 1 | 0 | 0.5 | 1.35
CFLMFm2015CZ14rNCEH | CFL | All | MFm | 2015 | CZ14 | rNCEH | 0.602 | 1 | 1.0164 | 0 |  | 301 | 0.04 | 0.062 | 0 | 500 | 0.04 | 0.061 | FALSE | TRUE | 1 | 0 | 0.25 | 1
CFLMFm2015CZ14rNCGF | CFL | All | MFm | 2015 | CZ14 | rNCGF | 0.998 | 1.025 | 1.0328 | -0.020096 |  | 499 | 0.041 | 0.063 | -10.0479 | 500 | 0.04 | 0.061 | FALSE | FALSE | 1 | -0.020096 | 0.9 | 1.025
CFLMFm2015CZ15rDXGF | CFL | All | MFm | 2015 | CZ15 | rDXGF | 1.17 | 1.45 | 1.3443 | -0.007488 |  | 585 | 0.058 | 0.082 | -3.744 | 500 | 0.04 | 0.061 | FALSE | FALSE | 1 | -0.007488 | 1 | 1.45
CFLMFm2015CZ15rDXHP | CFL | All | MFm | 2015 | CZ15 | rDXHP | 1.122 | 1.425 | 1.3279 | 0 |  | 561 | 0.057 | 0.081 | 0 | 500 | 0.04 | 0.061 | FALSE | TRUE | 1 | 0 | 0.5 | 1.425
CFLMFm2015CZ15rNCEH | CFL | All | MFm | 2015 | CZ15 | rNCEH | 0.862 | 1.025 | 1.0328 | 0 |  | 431 | 0.041 | 0.063 | 0 | 500 | 0.04 | 0.061 | FALSE | TRUE | 1 | 0 | 0.25 | 1.025
CFLMFm2015CZ15rNCGF | CFL | All | MFm | 2015 | CZ15 | rNCGF | 1.012 | 1.025 | 1.0164 | -0.0081108 |  | 506 | 0.041 | 0.062 | -4.0554 | 500 | 0.04 | 0.061 | FALSE | FALSE | 1 | -0.0081108 | 0.9 | 1.025
CFLMFm2015CZ16rDXGF | CFL | All | MFm | 2015 | CZ16 | rDXGF | 1.058 | 1.3415 | 1.2239 | -0.025676 |  | 529 | 0.055 | 0.082 | -12.838 | 500 | 0.041 | 0.067 | FALSE | FALSE | 1 | -0.025676 | 1 | 1.3415
CFLMFm2015CZ16rDXHP | CFL | All | MFm | 2015 | CZ16 | rDXHP | 0.836 | 1.3415 | 1.2388 | 0 |  | 418 | 0.055 | 0.083 | 0 | 500 | 0.041 | 0.067 | FALSE | TRUE | 1 | 0 | 0.5 | 1.3415
CFLMFm2015CZ16rNCEH | CFL | All | MFm | 2015 | CZ16 | rNCEH | 0.494 | 1.0488 | 1.0149 | 0 |  | 247 | 0.043 | 0.068 | 0 | 500 | 0.041 | 0.067 | FALSE | TRUE | 1 | 0 | 0.25 | 1.0488
CFLMFm2015CZ16rNCGF | CFL | All | MFm | 2015 | CZ16 | rNCGF | 0.992 | 1.0488 | 1.0299 | -0.025998 |  | 496 | 0.043 | 0.069 | -12.9991 | 500 | 0.041 | 0.067 | FALSE | FALSE | 1 | -0.025998 | 0.9 | 1.0488
CFLMFm2017CZ01rDXGF | CFL | All | MFm | 2017 | CZ01 | rDXGF | 1 | 1.1463 | 1.1045 | -0.030737 |  | 494 | 0.047 | 0.074 | -15.3686 | 500 | 0.041 | 0.067 | FALSE | FALSE | 1 | -0.030737 | 1 | 1.1463
CFLMFm2017CZ01rDXHP | CFL | All | MFm | 2017 | CZ01 | rDXHP | 0.776 | 1.122 | 1.0746 | 0 |  | 388 | 0.046 | 0.072 | 0 | 500 | 0.041 | 0.067 | FALSE | TRUE | 1 | 0 | 0.5 | 1.122
CFLMFm2017CZ01rNCEH | CFL | All | MFm | 2017 | CZ01 | rNCEH | 0.364 | 1.0488 | 1.0149 | 0 |  | 182 | 0.043 | 0.068 | 0 | 500 | 0.041 | 0.067 | FALSE | TRUE | 1 | 0 | 0.25 | 1.0488
CFLMFm2017CZ01rNCGF | CFL | All | MFm | 2017 | CZ01 | rNCGF | 0.988 | 1.0732 | 1.0299 | -0.030869 |  | 494 | 0.044 | 0.069 | -15.4343 | 500 | 0.041 | 0.067 | FALSE | FALSE | 1 | -0.030869 | 0.9 | 1.0732
CFLMFm2017CZ02rDXGF | CFL | All | MFm | 2017 | CZ02 | rDXGF | 1.056 | 1.561 | 1.3824 | -0.017734 |  | 528 | 0.064 | 0.094 | -8.8671 | 500 | 0.041 | 0.068 | FALSE | FALSE | 1 | -0.017734 | 1 | 1.561
CFLMFm2017CZ02rDXHP | CFL | All | MFm | 2017 | CZ02 | rDXHP | 0.918 | 1.561 | 1.3971 | 0 |  | 459 | 0.064 | 0.095 | 0 | 500 | 0.041 | 0.068 | FALSE | TRUE | 1 | 0 | 0.5 | 1.561
CFLMFm2017CZ02rNCEH | CFL | All | MFm | 2017 | CZ02 | rNCEH | 0.638 | 1.0244 | 1 | 0 |  | 319 | 0.042 | 0.068 | 0 | 500 | 0.041 | 0.068 | FALSE | TRUE | 1 | 0 | 0.25 | 1.0244
CFLMFm2017CZ02rNCGF | CFL | All | MFm | 2017 | CZ02 | rNCGF | 1.002 | 1.0488 | 1.0147 | -0.018 |  | 501 | 0.043 | 0.069 | -9.0001 | 500 | 0.041 | 0.068 | FALSE | FALSE | 1 | -0.018 | 0.9 | 1.0488
CFLMFm2017CZ03rDXGF | CFL | All | MFm | 2017 | CZ03 | rDXGF | 1.024 | 1.439 | 1.3134 | -0.017396 |  | 512 | 0.059 | 0.088 | -8.698 | 500 | 0.041 | 0.067 | FALSE | FALSE | 1 | -0.017396 | 1 | 1.439
CFLMFm2017CZ03rDXHP | CFL | All | MFm | 2017 | CZ03 | rDXHP | 0.904 | 1.4146 | 1.3134 | 0 |  | 452 | 0.058 | 0.088 | 0 | 500 | 0.041 | 0.067 | FALSE | TRUE | 1 | 0 | 0.5 | 1.4146
CFLMFm2017CZ03rNCEH | CFL | All | MFm | 2017 | CZ03 | rNCEH | 0.654 | 1.0488 | 1.0149 | 0 |  | 327 | 0.043 | 0.068 | 0 | 500 | 0.041 | 0.067 | FALSE | TRUE | 1 | 0 | 0.25 | 1.0488
CFLMFm2017CZ03rNCGF | CFL | All | MFm | 2017 | CZ03 | rNCGF | 1.002 | 1.0488 | 1.0149 | -0.017482 |  | 501 | 0.043 | 0.068 | -8.7411 | 500 | 0.041 | 0.067 | FALSE | FALSE | 1 | -0.017482 | 0.9 | 1.0488
CFLMFm2017CZ04rDXGF | CFL | All | MFm | 2017 | CZ04 | rDXGF | 1.104 | 1.4634 | 1.2537 | -0.010901 |  | 552 | 0.06 | 0.084 | -5.4505 | 500 | 0.041 | 0.067 | FALSE | FALSE | 1 | -0.010901 | 1 | 1.4634
CFLMFm2017CZ04rDXHP | CFL | All | MFm | 2017 | CZ04 | rDXHP | 1.028 | 1.5122 | 1.2836 | 0 |  | 514 | 0.062 | 0.086 | 0 | 500 | 0.041 | 0.067 | FALSE | TRUE | 1 | 0 | 0.5 | 1.5122
CFLMFm2017CZ04rNCEH | CFL | All | MFm | 2017 | CZ04 | rNCEH | 0.786 | 1.0244 | 1.0299 | 0 |  | 393 | 0.042 | 0.069 | 0 | 500 | 0.041 | 0.067 | FALSE | TRUE | 1 | 0 | 0.25 | 1.0244
CFLMFm2017CZ04rNCGF | CFL | All | MFm | 2017 | CZ04 | rNCGF | 1.016 | 1.0488 | 1.0149 | -0.011267 |  | 508 | 0.043 | 0.068 | -5.6334 | 500 | 0.041 | 0.067 | FALSE | FALSE | 1 | -0.011267 | 0.9 | 1.0488
CFLMFm2017CZ05rDXGF | CFL | All | MFm | 2017 | CZ05 | rDXGF | 1.05 | 1.4318 | 1.2432 | -0.012955 |  | 525 | 0.063 | 0.092 | -6.4773 | 500 | 0.044 | 0.074 | FALSE | FALSE | 1 | -0.012955 | 1 | 1.4318
CFLMFm2017CZ05rDXHP | CFL | All | MFm | 2017 | CZ05 | rDXHP | 0.946 | 1.3409 | 1.2568 | 0 |  | 473 | 0.059 | 0.093 | 0 | 500 | 0.044 | 0.074 | FALSE | TRUE | 1 | 0 | 0.5 | 1.3409
CFLMFm2017CZ05rNCEH | CFL | All | MFm | 2017 | CZ05 | rNCEH | 0.756 | 1.0227 | 1.0135 | 0 |  | 378 | 0.045 | 0.075 | 0 | 500 | 0.044 | 0.074 | FALSE | TRUE | 1 | 0 | 0.25 | 1.0227
CFLMFm2017CZ05rNCGF | CFL | All | MFm | 2017 | CZ05 | rNCGF | 1.016 | 1.0455 | 1.0135 | -0.0131 |  | 508 | 0.046 | 0.075 | -6.5498 | 500 | 0.044 | 0.074 | FALSE | FALSE | 1 | -0.0131 | 0.9 | 1.0455
CFLMFm2017CZ06rDXGF | CFL | All | MFm | 2017 | CZ06 | rDXGF | 1.094 | 1.3556 | 1.3378 | -0.013192 |  | 547 | 0.061 | 0.099 | -6.5959 | 500 | 0.045 | 0.074 | FALSE | FALSE | 1 | -0.013192 | 1 | 1.3556
CFLMFm2017CZ06rDXHP | CFL | All | MFm | 2017 | CZ06 | rDXHP | 1.006 | 1.4 | 1.3649 | 0 |  | 503 | 0.063 | 0.101 | 0 | 500 | 0.045 | 0.074 | FALSE | TRUE | 1 | 0 | 0.5 | 1.4
CFLMFm2017CZ06rNCEH | CFL | All | MFm | 2017 | CZ06 | rNCEH | 0.75 | 1 | 1 | 0 |  | 375 | 0.044 | 0.074 | 0 | 500 | 0.045 | 0.074 | FALSE | TRUE | 1 | 0 | 0.25 | 0.97778
CFLMFm2017CZ06rNCGF | CFL | All | MFm | 2017 | CZ06 | rNCGF | 1.006 | 1 | 1.0135 | -0.013389 |  | 503 | 0.045 | 0.075 | -6.6945 | 500 | 0.045 | 0.074 | FALSE | FALSE | 1 | -0.013389 | 0.9 | 1
CFLMFm2017CZ07rDXGF | CFL | All | MFm | 2017 | CZ07 | rDXGF | 1.138 | 1.3111 | 1.2297 | -0.012303 |  | 569 | 0.059 | 0.091 | -6.1514 | 500 | 0.045 | 0.074 | FALSE | FALSE | 1 | -0.012303 | 1 | 1.3111
CFLMFm2017CZ07rDXHP | CFL | All | MFm | 2017 | CZ07 | rDXHP | 1.058 | 1.3333 | 1.2568 | 0 |  | 529 | 0.06 | 0.093 | 0 | 500 | 0.045 | 0.074 | FALSE | TRUE | 1 | 0 | 0.5 | 1.3333
CFLMFm2017CZ07rNCEH | CFL | All | MFm | 2017 | CZ07 | rNCEH | 0.764 | 1 | 1.0135 | 0 |  | 382 | 0.044 | 0.075 | 0 | 500 | 0.045 | 0.074 | FALSE | TRUE | 1 | 0 | 0.25 | 0.97778
CFLMFm2017CZ07rNCGF | CFL | All | MFm | 2017 | CZ07 | rNCGF | 1.008 | 1 | 1.027 | -0.012676 |  | 504 | 0.045 | 0.076 | -6.338 | 500 | 0.045 | 0.074 | FALSE | FALSE | 1 | -0.012676 | 0.9 | 1
CFLMFm2017CZ08rDXGF | CFL | All | MFm | 2017 | CZ08 | rDXGF | 1.148 | 1.3333 | 1.2297 | -0.009468 |  | 574 | 0.06 | 0.091 | -4.734 | 500 | 0.045 | 0.074 | FALSE | FALSE | 1 | -0.009468 | 1 | 1.3333
CFLMFm2017CZ08rDXHP | CFL | All | MFm | 2017 | CZ08 | rDXHP | 1.092 | 1.3556 | 1.2432 | 0 |  | 546 | 0.061 | 0.092 | 0 | 500 | 0.045 | 0.074 | FALSE | TRUE | 1 | 0 | 0.5 | 1.3556
CFLMFm2017CZ08rNCEH | CFL | All | MFm | 2017 | CZ08 | rNCEH | 0.81 | 1 | 1.0135 | 0 |  | 405 | 0.045 | 0.075 | 0 | 500 | 0.045 | 0.074 | FALSE | TRUE | 1 | 0 | 0.25 | 1
CFLMFm2017CZ08rNCGF | CFL | All | MFm | 2017 | CZ08 | rNCGF | 1.014 | 1.0222 | 1.0135 | -0.010067 |  | 507 | 0.046 | 0.075 | -5.0335 | 500 | 0.045 | 0.074 | FALSE | FALSE | 1 | -0.010067 | 0.9 | 1.0222
CFLMFm2017CZ09rDXGF | CFL | All | MFm | 2017 | CZ09 | rDXGF | 1.128 | 1.3182 | 1.24 | -0.011188 |  | 564 | 0.058 | 0.093 | -5.5938 | 500 | 0.044 | 0.075 | FALSE | FALSE | 1 | -0.011188 | 1 | 1.3182
CFLMFm2017CZ09rDXHP | CFL | All | MFm | 2017 | CZ09 | rDXHP | 1.05 | 1.3182 | 1.24 | 0 |  | 525 | 0.058 | 0.093 | 0 | 500 | 0.044 | 0.075 | FALSE | TRUE | 1 | 0 | 0.5 | 1.3182
CFLMFm2017CZ09rNCEH | CFL | All | MFm | 2017 | CZ09 | rNCEH | 0.772 | 1.0227 | 1 | 0 |  | 386 | 0.045 | 0.075 | 0 | 500 | 0.044 | 0.075 | FALSE | TRUE | 1 | 0 | 0.25 | 1.0227
CFLMFm2017CZ09rNCGF | CFL | All | MFm | 2017 | CZ09 | rNCGF | 1.01 | 1.0227 | 1.0133 | -0.01172 |  | 505 | 0.045 | 0.076 | -5.8598 | 500 | 0.044 | 0.075 | FALSE | FALSE | 1 | -0.01172 | 0.9 | 1.0227
CFLMFm2017CZ10rDXGF | CFL | All | MFm | 2017 | CZ10 | rDXGF | 1.126 | 1.4 | 1.2742 | -0.0096674 |  | 563 | 0.056 | 0.079 | -4.8337 | 500 | 0.04 | 0.062 | FALSE | FALSE | 1 | -0.0096674 | 1 | 1.4
CFLMFm2017CZ10rDXHP | CFL | All | MFm | 2017 | CZ10 | rDXHP | 1.052 | 1.425 | 1.2742 | 0 |  | 526 | 0.057 | 0.079 | 0 | 500 | 0.04 | 0.062 | FALSE | TRUE | 1 | 0 | 0.5 | 1.425
CFLMFm2017CZ10rNCEH | CFL | All | MFm | 2017 | CZ10 | rNCEH | 0.806 | 1.025 | 1 | 0 |  | 403 | 0.041 | 0.062 | 0 | 500 | 0.04 | 0.062 | FALSE | TRUE | 1 | 0 | 0.25 | 1.025
CFLMFm2017CZ10rNCGF | CFL | All | MFm | 2017 | CZ10 | rNCGF | 1.016 | 1.025 | 1.0161 | -0.010234 |  | 508 | 0.041 | 0.063 | -5.117 | 500 | 0.04 | 0.062 | FALSE | FALSE | 1 | -0.010234 | 0.9 | 1.025
CFLMFm2017CZ11rDXGF | CFL | All | MFm | 2017 | CZ11 | rDXGF | 1.118 | 1.4 | 1.2903 | -0.016981 |  | 559 | 0.056 | 0.08 | -8.4905 | 500 | 0.04 | 0.062 | FALSE | FALSE | 1 | -0.016981 | 1 | 1.4
CFLMFm2017CZ11rDXHP | CFL | All | MFm | 2017 | CZ11 | rDXHP | 0.994 | 1.4 | 1.2903 | 0 |  | 497 | 0.056 | 0.08 | 0 | 500 | 0.04 | 0.062 | FALSE | TRUE | 1 | 0 | 0.5 | 1.4
CFLMFm2017CZ11rNCEH | CFL | All | MFm | 2017 | CZ11 | rNCEH | 0.646 | 1.025 | 1.0161 | 0 |  | 323 | 0.041 | 0.063 | 0 | 500 | 0.04 | 0.062 | FALSE | TRUE | 1 | 0 | 0.25 | 1.025
CFLMFm2017CZ11rNCGF | CFL | All | MFm | 2017 | CZ11 | rNCGF | 1.002 | 1.025 | 1.0161 | -0.017452 |  | 501 | 0.041 | 0.063 | -8.726 | 500 | 0.04 | 0.062 | FALSE | FALSE | 1 | -0.017452 | 0.9 | 1.025
CFLMFm2017CZ12rDXGF | CFL | All | MFm | 2017 | CZ12 | rDXGF | 1.104 | 1.425 | 1.2903 | -0.013864 |  | 552 | 0.057 | 0.08 | -6.9318 | 500 | 0.04 | 0.062 | FALSE | FALSE | 1 | -0.013864 | 1 | 1.425
CFLMFm2017CZ12rDXHP | CFL | All | MFm | 2017 | CZ12 | rDXHP | 1 | 1.425 | 1.2903 | 0 |  | 500 | 0.057 | 0.08 | 0 | 500 | 0.04 | 0.062 | FALSE | TRUE | 1 | 0 | 0.5 | 1.425
CFLMFm2017CZ12rNCEH | CFL | All | MFm | 2017 | CZ12 | rNCEH | 0.718 | 1 | 1 | 0 |  | 359 | 0.04 | 0.062 | 0 | 500 | 0.04 | 0.062 | FALSE | TRUE | 1 | 0 | 0.25 | 1
CFLMFm2017CZ12rNCGF | CFL | All | MFm | 2017 | CZ12 | rNCGF | 1.008 | 1.05 | 1.0161 | -0.014279 |  | 504 | 0.042 | 0.063 | -7.1395 | 500 | 0.04 | 0.062 | FALSE | FALSE | 1 | -0.014279 | 0.9 | 1.05
CFLMFm2017CZ13rDXGF | CFL | All | MFm | 2017 | CZ13 | rDXGF | 1.128 | 1.425 | 1.3065 | -0.013212 |  | 564 | 0.057 | 0.081 | -6.606 | 500 | 0.04 | 0.062 | FALSE | FALSE | 1 | -0.013212 | 1 | 1.425
CFLMFm2017CZ13rDXHP | CFL | All | MFm | 2017 | CZ13 | rDXHP | 1.038 | 1.4 | 1.3065 | 0 |  | 519 | 0.056 | 0.081 | 0 | 500 | 0.04 | 0.062 | FALSE | TRUE | 1 | 0 | 0.5 | 1.4
CFLMFm2017CZ13rNCEH | CFL | All | MFm | 2017 | CZ13 | rNCEH | 0.74 | 1.025 | 1.0161 | 0 |  | 370 | 0.041 | 0.063 | 0 | 500 | 0.04 | 0.062 | FALSE | TRUE | 1 | 0 | 0.25 | 1.025
CFLMFm2017CZ13rNCGF | CFL | All | MFm | 2017 | CZ13 | rNCGF | 1.008 | 1.025 | 1 | -0.013754 |  | 504 | 0.041 | 0.062 | -6.8772 | 500 | 0.04 | 0.062 | FALSE | FALSE | 1 | -0.013754 | 0.9 | 1.025
CFLMFm2017CZ14rDXGF | CFL | All | MFm | 2017 | CZ14 | rDXGF | 1.114 | 1.375 | 1.2951 | -0.01905 |  | 557 | 0.055 | 0.079 | -9.525 | 500 | 0.04 | 0.061 | FALSE | FALSE | 1 | -0.01905 | 1 | 1.375
CFLMFm2017CZ14rDXHP | CFL | All | MFm | 2017 | CZ14 | rDXHP | 0.978 | 1.375 | 1.2951 | 0 |  | 489 | 0.055 | 0.079 | 0 | 500 | 0.04 | 0.061 | FALSE | TRUE | 1 | 0 | 0.5 | 1.375
CFLMFm2017CZ14rNCEH | CFL | All | MFm | 2017 | CZ14 | rNCEH | 0.606 | 1.025 | 1.0164 | 0 |  | 303 | 0.041 | 0.062 | 0 | 500 | 0.04 | 0.061 | FALSE | TRUE | 1 | 0 | 0.25 | 1.025
CFLMFm2017CZ14rNCGF | CFL | All | MFm | 2017 | CZ14 | rNCGF | 0.998 | 1.05 | 1.0328 | -0.019598 |  | 499 | 0.042 | 0.063 | -9.7992 | 500 | 0.04 | 0.061 | FALSE | FALSE | 1 | -0.019598 | 0.9 | 1.05
CFLMFm2017CZ15rDXGF | CFL | All | MFm | 2017 | CZ15 | rDXGF | 1.17 | 1.45 | 1.3443 | -0.007248 |  | 585 | 0.058 | 0.082 | -3.624 | 500 | 0.04 | 0.061 | FALSE | FALSE | 1 | -0.007248 | 1 | 1.45
CFLMFm2017CZ15rDXHP | CFL | All | MFm | 2017 | CZ15 | rDXHP | 1.12 | 1.375 | 1.3115 | 0 |  | 560 | 0.055 | 0.08 | 0 | 500 | 0.04 | 0.061 | FALSE | TRUE | 1 | 0 | 0.5 | 1.375
CFLMFm2017CZ15rNCEH | CFL | All | MFm | 2017 | CZ15 | rNCEH | 0.864 | 1 | 1.0328 | 0 |  | 432 | 0.04 | 0.063 | 0 | 500 | 0.04 | 0.061 | FALSE | TRUE | 1 | 0 | 0.25 | 1
CFLMFm2017CZ15rNCGF | CFL | All | MFm | 2017 | CZ15 | rNCGF | 1.012 | 1.05 | 1.0328 | -0.00792 |  | 506 | 0.042 | 0.063 | -3.96 | 500 | 0.04 | 0.061 | FALSE | FALSE | 1 | -0.00792 | 0.9 | 1.05
CFLMFm2017CZ16rDXGF | CFL | All | MFm | 2017 | CZ16 | rDXGF | 1.058 | 1.3171 | 1.2239 | -0.024933 |  | 529 | 0.054 | 0.082 | -12.4663 | 500 | 0.041 | 0.067 | FALSE | FALSE | 1 | -0.024933 | 1 | 1.3171
CFLMFm2017CZ16rDXHP | CFL | All | MFm | 2017 | CZ16 | rDXHP | 0.848 | 1.3415 | 1.2239 | 0 |  | 424 | 0.055 | 0.082 | 0 | 500 | 0.041 | 0.067 | FALSE | TRUE | 1 | 0 | 0.5 | 1.3415
CFLMFm2017CZ16rNCEH | CFL | All | MFm | 2017 | CZ16 | rNCEH | 0.5 | 1.0244 | 1.0149 | 0 |  | 250 | 0.042 | 0.068 | 0 | 500 | 0.041 | 0.067 | FALSE | TRUE | 1 | 0 | 0.25 | 1.0244
CFLMFm2017CZ16rNCGF | CFL | All | MFm | 2017 | CZ16 | rNCGF | 0.994 | 1.0488 | 1.0149 | -0.025287 |  | 497 | 0.043 | 0.068 | -12.6437 | 500 | 0.041 | 0.067 | FALSE | FALSE | 1 | -0.025287 | 0.9 | 1.0488
CFLMFm2020CZ01rDXGF | CFL | All | MFm | 2020 | CZ01 | rDXGF | 1 | 1.1463 | 1.1045 | -0.030737 |  | 494 | 0.047 | 0.074 | -15.3686 | 500 | 0.041 | 0.067 | FALSE | FALSE | 1 | -0.030737 | 1 | 1.1463
CFLMFm2020CZ01rDXHP | CFL | All | MFm | 2020 | CZ01 | rDXHP | 0.776 | 1.122 | 1.0746 | 0 |  | 388 | 0.046 | 0.072 | 0 | 500 | 0.041 | 0.067 | FALSE | TRUE | 1 | 0 | 0.5 | 1.122
CFLMFm2020CZ01rNCEH | CFL | All | MFm | 2020 | CZ01 | rNCEH | 0.364 | 1.0488 | 1.0149 | 0 |  | 182 | 0.043 | 0.068 | 0 | 500 | 0.041 | 0.067 | FALSE | TRUE | 1 | 0 | 0.25 | 1.0488
CFLMFm2020CZ01rNCGF | CFL | All | MFm | 2020 | CZ01 | rNCGF | 0.988 | 1.0732 | 1.0299 | -0.030869 |  | 494 | 0.044 | 0.069 | -15.4343 | 500 | 0.041 | 0.067 | FALSE | FALSE | 1 | -0.030869 | 0.9 | 1.0732
CFLMFm2020CZ02rDXGF | CFL | All | MFm | 2020 | CZ02 | rDXGF | 1.056 | 1.561 | 1.3824 | -0.017734 |  | 528 | 0.064 | 0.094 | -8.8671 | 500 | 0.041 | 0.068 | FALSE | FALSE | 1 | -0.017734 | 1 | 1.561
CFLMFm2020CZ02rDXHP | CFL | All | MFm | 2020 | CZ02 | rDXHP | 0.918 | 1.561 | 1.3971 | 0 |  | 459 | 0.064 | 0.095 | 0 | 500 | 0.041 | 0.068 | FALSE | TRUE | 1 | 0 | 0.5 | 1.561
CFLMFm2020CZ02rNCEH | CFL | All | MFm | 2020 | CZ02 | rNCEH | 0.638 | 1.0244 | 1 | 0 |  | 319 | 0.042 | 0.068 | 0 | 500 | 0.041 | 0.068 | FALSE | TRUE | 1 | 0 | 0.25 | 1.0244
CFLMFm2020CZ02rNCGF | CFL | All | MFm | 2020 | CZ02 | rNCGF | 1.002 | 1.0488 | 1.0147 | -0.018 |  | 501 | 0.043 | 0.069 | -9.0001 | 500 | 0.041 | 0.068 | FALSE | FALSE | 1 | -0.018 | 0.9 | 1.0488
CFLMFm2020CZ03rDXGF | CFL | All | MFm | 2020 | CZ03 | rDXGF | 1.024 | 1.439 | 1.3134 | -0.017396 |  | 512 | 0.059 | 0.088 | -8.698 | 500 | 0.041 | 0.067 | FALSE | FALSE | 1 | -0.017396 | 1 | 1.439
CFLMFm2020CZ03rDXHP | CFL | All | MFm | 2020 | CZ03 | rDXHP | 0.904 | 1.4146 | 1.3134 | 0 |  | 452 | 0.058 | 0.088 | 0 | 500 | 0.041 | 0.067 | FALSE | TRUE | 1 | 0 | 0.5 | 1.4146
CFLMFm2020CZ03rNCEH | CFL | All | MFm | 2020 | CZ03 | rNCEH | 0.654 | 1.0488 | 1.0149 | 0 |  | 327 | 0.043 | 0.068 | 0 | 500 | 0.041 | 0.067 | FALSE | TRUE | 1 | 0 | 0.25 | 1.0488
CFLMFm2020CZ03rNCGF | CFL | All | MFm | 2020 | CZ03 | rNCGF | 1.002 | 1.0488 | 1.0149 | -0.017482 |  | 501 | 0.043 | 0.068 | -8.7411 | 500 | 0.041 | 0.067 | FALSE | FALSE | 1 | -0.017482 | 0.9 | 1.0488
CFLMFm2020CZ04rDXGF | CFL | All | MFm | 2020 | CZ04 | rDXGF | 1.104 | 1.4634 | 1.2537 | -0.010721 |  | 552 | 0.06 | 0.084 | -5.3603 | 500 | 0.041 | 0.067 | FALSE | FALSE | 1 | -0.010721 | 1 | 1.4634
CFLMFm2020CZ04rDXHP | CFL | All | MFm | 2020 | CZ04 | rDXHP | 1.03 | 1.4878 | 1.2836 | 0 |  | 515 | 0.061 | 0.086 | 0 | 500 | 0.041 | 0.067 | FALSE | TRUE | 1 | 0 | 0.5 | 1.4878
CFLMFm2020CZ04rNCEH | CFL | All | MFm | 2020 | CZ04 | rNCEH | 0.788 | 1.0244 | 1.0299 | 0 |  | 394 | 0.042 | 0.069 | 0 | 500 | 0.041 | 0.067 | FALSE | TRUE | 1 | 0 | 0.25 | 1.0244
CFLMFm2020CZ04rNCGF | CFL | All | MFm | 2020 | CZ04 | rNCGF | 1.016 | 1.0488 | 1.0149 | -0.011092 |  | 508 | 0.043 | 0.068 | -5.546 | 500 | 0.041 | 0.067 | FALSE | FALSE | 1 | -0.011092 | 0.9 | 1.0488
CFLMFm2020CZ05rDXGF | CFL | All | MFm | 2020 | CZ05 | rDXGF | 1.05 | 1.4318 | 1.2432 | -0.012955 |  | 525 | 0.063 | 0.092 | -6.4773 | 500 | 0.044 | 0.074 | FALSE | FALSE | 1 | -0.012955 | 1 | 1.4318
CFLMFm2020CZ05rDXHP | CFL | All | MFm | 2020 | CZ05 | rDXHP | 0.946 | 1.3409 | 1.2568 | 0 |  | 473 | 0.059 | 0.093 | 0 | 500 | 0.044 | 0.074 | FALSE | TRUE | 1 | 0 | 0.5 | 1.3409
CFLMFm2020CZ05rNCEH | CFL | All | MFm | 2020 | CZ05 | rNCEH | 0.756 | 1.0227 | 1.0135 | 0 |  | 378 | 0.045 | 0.075 | 0 | 500 | 0.044 | 0.074 | FALSE | TRUE | 1 | 0 | 0.25 | 1.0227
CFLMFm2020CZ05rNCGF | CFL | All | MFm | 2020 | CZ05 | rNCGF | 1.016 | 1.0455 | 1.0135 | -0.0131 |  | 508 | 0.046 | 0.075 | -6.5498 | 500 | 0.044 | 0.074 | FALSE | FALSE | 1 | -0.0131 | 0.9 | 1.0455
CFLMFm2020CZ06rDXGF | CFL | All | MFm | 2020 | CZ06 | rDXGF | 1.094 | 1.3556 | 1.3378 | -0.013192 |  | 547 | 0.061 | 0.099 | -6.5959 | 500 | 0.045 | 0.074 | FALSE | FALSE | 1 | -0.013192 | 1 | 1.3556
CFLMFm2020CZ06rDXHP | CFL | All | MFm | 2020 | CZ06 | rDXHP | 1.006 | 1.4 | 1.3649 | 0 |  | 503 | 0.063 | 0.101 | 0 | 500 | 0.045 | 0.074 | FALSE | TRUE | 1 | 0 | 0.5 | 1.4
CFLMFm2020CZ06rNCEH | CFL | All | MFm | 2020 | CZ06 | rNCEH | 0.75 | 1 | 1 | 0 |  | 375 | 0.044 | 0.074 | 0 | 500 | 0.045 | 0.074 | FALSE | TRUE | 1 | 0 | 0.25 | 0.97778
CFLMFm2020CZ06rNCGF | CFL | All | MFm | 2020 | CZ06 | rNCGF | 1.006 | 1 | 1.0135 | -0.013389 |  | 503 | 0.045 | 0.075 | -6.6945 | 500 | 0.045 | 0.074 | FALSE | FALSE | 1 | -0.013389 | 0.9 | 1
CFLMFm2020CZ07rDXGF | CFL | All | MFm | 2020 | CZ07 | rDXGF | 1.138 | 1.3111 | 1.2297 | -0.012303 |  | 569 | 0.059 | 0.091 | -6.1514 | 500 | 0.045 | 0.074 | FALSE | FALSE | 1 | -0.012303 | 1 | 1.3111
CFLMFm2020CZ07rDXHP | CFL | All | MFm | 2020 | CZ07 | rDXHP | 1.058 | 1.3333 | 1.2568 | 0 |  | 529 | 0.06 | 0.093 | 0 | 500 | 0.045 | 0.074 | FALSE | TRUE | 1 | 0 | 0.5 | 1.3333
CFLMFm2020CZ07rNCEH | CFL | All | MFm | 2020 | CZ07 | rNCEH | 0.764 | 1 | 1.0135 | 0 |  | 382 | 0.044 | 0.075 | 0 | 500 | 0.045 | 0.074 | FALSE | TRUE | 1 | 0 | 0.25 | 0.97778
CFLMFm2020CZ07rNCGF | CFL | All | MFm | 2020 | CZ07 | rNCGF | 1.008 | 1 | 1.027 | -0.012676 |  | 504 | 0.045 | 0.076 | -6.338 | 500 | 0.045 | 0.074 | FALSE | FALSE | 1 | -0.012676 | 0.9 | 1
CFLMFm2020CZ08rDXGF | CFL | All | MFm | 2020 | CZ08 | rDXGF | 1.148 | 1.3111 | 1.2162 | -0.0093128 |  | 574 | 0.059 | 0.09 | -4.6564 | 500 | 0.045 | 0.074 | FALSE | FALSE | 1 | -0.0093128 | 1 | 1.3111
CFLMFm2020CZ08rDXHP | CFL | All | MFm | 2020 | CZ08 | rDXHP | 1.094 | 1.3556 | 1.2432 | 0 |  | 547 | 0.061 | 0.092 | 0 | 500 | 0.045 | 0.074 | FALSE | TRUE | 1 | 0 | 0.5 | 1.3556
CFLMFm2020CZ08rNCEH | CFL | All | MFm | 2020 | CZ08 | rNCEH | 0.812 | 1 | 1.0135 | 0 |  | 406 | 0.045 | 0.075 | 0 | 500 | 0.045 | 0.074 | FALSE | TRUE | 1 | 0 | 0.25 | 1
CFLMFm2020CZ08rNCGF | CFL | All | MFm | 2020 | CZ08 | rNCGF | 1.014 | 1.0222 | 1.0135 | -0.00992 |  | 507 | 0.046 | 0.075 | -4.96 | 500 | 0.045 | 0.074 | FALSE | FALSE | 1 | -0.00992 | 0.9 | 1.0222
CFLMFm2020CZ09rDXGF | CFL | All | MFm | 2020 | CZ09 | rDXGF | 1.128 | 1.3182 | 1.24 | -0.011053 |  | 564 | 0.058 | 0.093 | -5.5263 | 500 | 0.044 | 0.075 | FALSE | FALSE | 1 | -0.011053 | 1 | 1.3182
CFLMFm2020CZ09rDXHP | CFL | All | MFm | 2020 | CZ09 | rDXHP | 1.052 | 1.2955 | 1.24 | 0 |  | 526 | 0.057 | 0.093 | 0 | 500 | 0.044 | 0.075 | FALSE | TRUE | 1 | 0 | 0.5 | 1.2955
CFLMFm2020CZ09rNCEH | CFL | All | MFm | 2020 | CZ09 | rNCEH | 0.772 | 1.0227 | 1 | 0 |  | 386 | 0.045 | 0.075 | 0 | 500 | 0.044 | 0.075 | FALSE | TRUE | 1 | 0 | 0.25 | 1.0227
CFLMFm2020CZ09rNCGF | CFL | All | MFm | 2020 | CZ09 | rNCGF | 1.012 | 1.0227 | 1.0133 | -0.011586 |  | 506 | 0.045 | 0.076 | -5.7931 | 500 | 0.044 | 0.075 | FALSE | FALSE | 1 | -0.011586 | 0.9 | 1.0227
CFLMFm2020CZ10rDXGF | CFL | All | MFm | 2020 | CZ10 | rDXGF | 1.126 | 1.4 | 1.2742 | -0.0096238 |  | 563 | 0.056 | 0.079 | -4.8119 | 500 | 0.04 | 0.062 | FALSE | FALSE | 1 | -0.0096238 | 1 | 1.4
CFLMFm2020CZ10rDXHP | CFL | All | MFm | 2020 | CZ10 | rDXHP | 1.052 | 1.425 | 1.2742 | 0 |  | 526 | 0.057 | 0.079 | 0 | 500 | 0.04 | 0.062 | FALSE | TRUE | 1 | 0 | 0.5 | 1.425
CFLMFm2020CZ10rNCEH | CFL | All | MFm | 2020 | CZ10 | rNCEH | 0.806 | 1.025 | 1 | 0 |  | 403 | 0.041 | 0.062 | 0 | 500 | 0.04 | 0.062 | FALSE | TRUE | 1 | 0 | 0.25 | 1.025
CFLMFm2020CZ10rNCGF | CFL | All | MFm | 2020 | CZ10 | rNCGF | 1.016 | 1.025 | 1.0161 | -0.010191 |  | 508 | 0.041 | 0.063 | -5.0954 | 500 | 0.04 | 0.062 | FALSE | FALSE | 1 | -0.010191 | 0.9 | 1.025
CFLMFm2020CZ11rDXGF | CFL | All | MFm | 2020 | CZ11 | rDXGF | 1.116 | 1.4 | 1.2903 | -0.016796 |  | 558 | 0.056 | 0.08 | -8.3981 | 500 | 0.04 | 0.062 | FALSE | FALSE | 1 | -0.016796 | 1 | 1.4
CFLMFm2020CZ11rDXHP | CFL | All | MFm | 2020 | CZ11 | rDXHP | 0.996 | 1.375 | 1.2903 | 0 |  | 498 | 0.055 | 0.08 | 0 | 500 | 0.04 | 0.062 | FALSE | TRUE | 1 | 0 | 0.5 | 1.375
CFLMFm2020CZ11rNCEH | CFL | All | MFm | 2020 | CZ11 | rNCEH | 0.646 | 1.025 | 1.0161 | 0 |  | 323 | 0.041 | 0.063 | 0 | 500 | 0.04 | 0.062 | FALSE | TRUE | 1 | 0 | 0.25 | 1.025
CFLMFm2020CZ11rNCGF | CFL | All | MFm | 2020 | CZ11 | rNCGF | 1.004 | 1.025 | 1.0161 | -0.017268 |  | 502 | 0.041 | 0.063 | -8.6338 | 500 | 0.04 | 0.062 | FALSE | FALSE | 1 | -0.017268 | 0.9 | 1.025
CFLMFm2020CZ12rDXGF | CFL | All | MFm | 2020 | CZ12 | rDXGF | 1.104 | 1.425 | 1.2903 | -0.013724 |  | 552 | 0.057 | 0.08 | -6.8618 | 500 | 0.04 | 0.062 | FALSE | FALSE | 1 | -0.013724 | 1 | 1.425
CFLMFm2020CZ12rDXHP | CFL | All | MFm | 2020 | CZ12 | rDXHP | 1 | 1.425 | 1.2742 | 0 |  | 500 | 0.057 | 0.079 | 0 | 500 | 0.04 | 0.062 | FALSE | TRUE | 1 | 0 | 0.5 | 1.425
CFLMFm2020CZ12rNCEH | CFL | All | MFm | 2020 | CZ12 | rNCEH | 0.72 | 1 | 1 | 0 |  | 360 | 0.04 | 0.062 | 0 | 500 | 0.04 | 0.062 | FALSE | TRUE | 1 | 0 | 0.25 | 1
CFLMFm2020CZ12rNCGF | CFL | All | MFm | 2020 | CZ12 | rNCGF | 1.008 | 1.05 | 1.0323 | -0.014146 |  | 504 | 0.042 | 0.064 | -7.0729 | 500 | 0.04 | 0.062 | FALSE | FALSE | 1 | -0.014146 | 0.9 | 1.05
CFLMFm2020CZ13rDXGF | CFL | All | MFm | 2020 | CZ13 | rDXGF | 1.128 | 1.425 | 1.3065 | -0.013067 |  | 564 | 0.057 | 0.081 | -6.5336 | 500 | 0.04 | 0.062 | FALSE | FALSE | 1 | -0.013067 | 1 | 1.425
CFLMFm2020CZ13rDXHP | CFL | All | MFm | 2020 | CZ13 | rDXHP | 1.038 | 1.4 | 1.3065 | 0 |  | 519 | 0.056 | 0.081 | 0 | 500 | 0.04 | 0.062 | FALSE | TRUE | 1 | 0 | 0.5 | 1.4
CFLMFm2020CZ13rNCEH | CFL | All | MFm | 2020 | CZ13 | rNCEH | 0.742 | 1.025 | 1.0161 | 0 |  | 371 | 0.041 | 0.063 | 0 | 500 | 0.04 | 0.062 | FALSE | TRUE | 1 | 0 | 0.25 | 1.025
CFLMFm2020CZ13rNCGF | CFL | All | MFm | 2020 | CZ13 | rNCGF | 1.008 | 1.025 | 1.0161 | -0.013612 |  | 504 | 0.041 | 0.063 | -6.8059 | 500 | 0.04 | 0.062 | FALSE | FALSE | 1 | -0.013612 | 0.9 | 1.025
CFLMFm2020CZ14rDXGF | CFL | All | MFm | 2020 | CZ14 | rDXGF | 1.114 | 1.375 | 1.2951 | -0.018883 |  | 557 | 0.055 | 0.079 | -9.4416 | 500 | 0.04 | 0.061 | FALSE | FALSE | 1 | -0.018883 | 1 | 1.375
CFLMFm2020CZ14rDXHP | CFL | All | MFm | 2020 | CZ14 | rDXHP | 0.978 | 1.375 | 1.2951 | 0 |  | 489 | 0.055 | 0.079 | 0 | 500 | 0.04 | 0.061 | FALSE | TRUE | 1 | 0 | 0.5 | 1.375
CFLMFm2020CZ14rNCEH | CFL | All | MFm | 2020 | CZ14 | rNCEH | 0.606 | 1.025 | 1.0328 | 0 |  | 303 | 0.041 | 0.063 | 0 | 500 | 0.04 | 0.061 | FALSE | TRUE | 1 | 0 | 0.25 | 1.025
CFLMFm2020CZ14rNCGF | CFL | All | MFm | 2020 | CZ14 | rNCGF | 0.998 | 1.05 | 1.0328 | -0.01944 |  | 499 | 0.042 | 0.063 | -9.72 | 500 | 0.04 | 0.061 | FALSE | FALSE | 1 | -0.01944 | 0.9 | 1.05
CFLMFm2020CZ15rDXGF | CFL | All | MFm | 2020 | CZ15 | rDXGF | 1.17 | 1.45 | 1.377 | -0.0071706 |  | 585 | 0.058 | 0.084 | -3.5853 | 500 | 0.04 | 0.061 | FALSE | FALSE | 1 | -0.0071706 | 1 | 1.45
CFLMFm2020CZ15rDXHP | CFL | All | MFm | 2020 | CZ15 | rDXHP | 1.12 | 1.4 | 1.2951 | 0 |  | 560 | 0.056 | 0.079 | 0 | 500 | 0.04 | 0.061 | FALSE | TRUE | 1 | 0 | 0.5 | 1.4
CFLMFm2020CZ15rNCEH | CFL | All | MFm | 2020 | CZ15 | rNCEH | 0.864 | 1 | 1.0328 | 0 |  | 432 | 0.04 | 0.063 | 0 | 500 | 0.04 | 0.061 | FALSE | TRUE | 1 | 0 | 0.25 | 1
CFLMFm2020CZ15rNCGF | CFL | All | MFm | 2020 | CZ15 | rNCGF | 1.012 | 1.05 | 1.0328 | -0.0078506 |  | 506 | 0.042 | 0.063 | -3.9253 | 500 | 0.04 | 0.061 | FALSE | FALSE | 1 | -0.0078506 | 0.9 | 1.05
CFLMFm2020CZ16rDXGF | CFL | All | MFm | 2020 | CZ16 | rDXGF | 1.068 | 1.2927 | 1.209 | -0.021777 |  | 534 | 0.053 | 0.081 | -10.8887 | 500 | 0.041 | 0.067 | FALSE | FALSE | 1 | -0.021777 | 1 | 1.2927
CFLMFm2020CZ16rDXHP | CFL | All | MFm | 2020 | CZ16 | rDXHP | 0.874 | 1.3171 | 1.2388 | 0 |  | 437 | 0.054 | 0.083 | 0 | 500 | 0.041 | 0.067 | FALSE | TRUE | 1 | 0 | 0.5 | 1.3171
CFLMFm2020CZ16rNCEH | CFL | All | MFm | 2020 | CZ16 | rNCEH | 0.56 | 1.0488 | 1.0149 | 0 |  | 280 | 0.043 | 0.068 | 0 | 500 | 0.041 | 0.067 | FALSE | TRUE | 1 | 0 | 0.25 | 1.0488
CFLMFm2020CZ16rNCGF | CFL | All | MFm | 2020 | CZ16 | rNCGF | 1 | 1.0488 | 1.0149 | -0.022251 |  | 500 | 0.043 | 0.068 | -11.1253 | 500 | 0.041 | 0.067 | FALSE | FALSE | 1 | -0.022251 | 0.9 | 1.0488
CFLSFm1975CZ01rDXGF | CFL | All | SFm | 1975 | CZ01 | rDXGF | 1 | 1.0244 | 1.0149 | -0.03413 |  | 490 | 0.042 | 0.068 | -17.8929 | 500 | 0.041 | 0.067 | FALSE | FALSE | 1 | -0.03413 | 1 | 1.0244
CFLSFm1975CZ01rDXHP | CFL | All | SFm | 1975 | CZ01 | rDXHP | 0.698 | 1.0244 | 1 | 0 |  | 349 | 0.042 | 0.067 | 0 | 500 | 0.041 | 0.067 | FALSE | TRUE | 1 | 0 | 0.5 | 1.0244
CFLSFm1975CZ01rNCEH | CFL | All | SFm | 1975 | CZ01 | rNCEH | 0.468 | 1 | 1 | 0 |  | 234 | 0.041 | 0.066 | 0 | 500 | 0.041 | 0.067 | FALSE | TRUE | 1 | 0 | 0.25 | 1
CFLSFm1975CZ01rNCGF | CFL | All | SFm | 1975 | CZ01 | rNCGF | 0.982 | 1.0244 | 1.0149 | -0.03413 |  | 491 | 0.042 | 0.068 | -18.1052 | 500 | 0.041 | 0.067 | FALSE | FALSE | 1 | -0.03413 | 0.9 | 1.0244
CFLSFm1975CZ02rDXGF | CFL | All | SFm | 1975 | CZ02 | rDXGF | 1.028 | 2 | 1.6866 | -0.031061 |  | 514 | 0.1 | 0.113 | -15.5307 | 500 | 0.041 | 0.067 | FALSE | FALSE | 1 | -0.031061 | 1 | 2.439
CFLSFm1975CZ02rDXHP | CFL | All | SFm | 1975 | CZ02 | rDXHP | 0.802 | 2 | 1.8507 | 0 |  | 401 | 0.109 | 0.124 | 0 | 500 | 0.041 | 0.067 | FALSE | TRUE | 1 | 0 | 0.5 | 2.6585
CFLSFm1975CZ02rNCEH | CFL | All | SFm | 1975 | CZ02 | rNCEH | 0.584 | 1.0244 | 1 | 0 |  | 292 | 0.042 | 0.067 | 0 | 500 | 0.041 | 0.067 | FALSE | TRUE | 1 | 0 | 0.25 | 1.0244
CFLSFm1975CZ02rNCGF | CFL | All | SFm | 1975 | CZ02 | rNCGF | 0.986 | 1.0244 | 1.0149 | -0.031281 |  | 493 | 0.042 | 0.068 | -15.6404 | 500 | 0.041 | 0.067 | FALSE | FALSE | 1 | -0.031281 | 0.9 | 1.0244
CFLSFm1975CZ03rDXGF | CFL | All | SFm | 1975 | CZ03 | rDXGF | 1.006 | 1.9756 | 1.5672 | -0.028889 |  | 503 | 0.081 | 0.105 | -14.4447 | 500 | 0.041 | 0.067 | FALSE | FALSE | 1 | -0.028889 | 1 | 1.9756
CFLSFm1975CZ03rDXHP | CFL | All | SFm | 1975 | CZ03 | rDXHP | 0.812 | 2 | 1.6716 | 0 |  | 406 | 0.093 | 0.112 | 0 | 500 | 0.041 | 0.067 | FALSE | TRUE | 1 | 0 | 0.5 | 2.2683
CFLSFm1975CZ03rNCEH | CFL | All | SFm | 1975 | CZ03 | rNCEH | 0.598 | 1.0244 | 1 | 0 |  | 299 | 0.042 | 0.067 | 0 | 500 | 0.041 | 0.067 | FALSE | TRUE | 1 | 0 | 0.25 | 1.0244
CFLSFm1975CZ03rNCGF | CFL | All | SFm | 1975 | CZ03 | rNCGF | 0.986 | 1.0244 | 1.0149 | -0.029132 |  | 493 | 0.042 | 0.068 | -14.5659 | 500 | 0.041 | 0.067 | FALSE | FALSE | 1 | -0.029132 | 0.9 | 1.0244
CFLSFm1975CZ04rDXGF | CFL | All | SFm | 1975 | CZ04 | rDXGF | 1.088 | 1.8049 | 1.4776 | -0.021277 |  | 544 | 0.074 | 0.099 | -10.6384 | 500 | 0.041 | 0.067 | FALSE | FALSE | 1 | -0.021277 | 1 | 1.8049
CFLSFm1975CZ04rDXHP | CFL | All | SFm | 1975 | CZ04 | rDXHP | 0.95 | 2 | 1.6866 | 0 |  | 475 | 0.087 | 0.113 | 0 | 500 | 0.041 | 0.067 | FALSE | TRUE | 1 | 0 | 0.5 | 2.122
CFLSFm1975CZ04rNCEH | CFL | All | SFm | 1975 | CZ04 | rNCEH | 0.706 | 1.0244 | 1.0149 | 0 |  | 353 | 0.042 | 0.068 | 0 | 500 | 0.041 | 0.067 | FALSE | TRUE | 1 | 0 | 0.25 | 1.0244
CFLSFm1975CZ04rNCGF | CFL | All | SFm | 1975 | CZ04 | rNCGF | 0.994 | 1.0244 | 1 | -0.021609 |  | 497 | 0.042 | 0.067 | -10.8043 | 500 | 0.041 | 0.067 | FALSE | FALSE | 1 | -0.021609 | 0.9 | 1.0244
CFLSFm1975CZ05rDXGF | CFL | All | SFm | 1975 | CZ05 | rDXGF | 1 | 1.8182 | 1.2973 | -0.033283 |  | 500 | 0.08 | 0.096 | -16.6416 | 500 | 0.044 | 0.074 | FALSE | FALSE | 1 | -0.033283 | 1 | 1.8182
CFLSFm1975CZ05rDXHP | CFL | All | SFm | 1975 | CZ05 | rDXHP | 0.76 | 1.9091 | 1.3514 | 0 |  | 380 | 0.084 | 0.1 | 0 | 500 | 0.044 | 0.074 | FALSE | TRUE | 1 | 0 | 0.5 | 1.9091
CFLSFm1975CZ05rNCEH | CFL | All | SFm | 1975 | CZ05 | rNCEH | 0.534 | 1.0227 | 1 | 0 |  | 267 | 0.045 | 0.074 | 0 | 500 | 0.044 | 0.074 | FALSE | TRUE | 1 | 0 | 0.25 | 1.0227
CFLSFm1975CZ05rNCGF | CFL | All | SFm | 1975 | CZ05 | rNCGF | 0.986 | 1.0227 | 1 | -0.033536 |  | 493 | 0.045 | 0.074 | -16.7681 | 500 | 0.044 | 0.074 | FALSE | FALSE | 1 | -0.033536 | 0.9 | 1.0227
CFLSFm1975CZ06rDXGF | CFL | All | SFm | 1975 | CZ06 | rDXGF | 1.104 | 1.5909 | 1.3867 | -0.015649 |  | 552 | 0.07 | 0.104 | -7.8247 | 500 | 0.044 | 0.075 | FALSE | FALSE | 1 | -0.015649 | 1 | 1.5909
CFLSFm1975CZ06rDXHP | CFL | All | SFm | 1975 | CZ06 | rDXHP | 1.014 | 1.9091 | 1.5333 | 0 |  | 507 | 0.084 | 0.115 | 0 | 500 | 0.044 | 0.075 | FALSE | TRUE | 1 | 0 | 0.5 | 1.9091
CFLSFm1975CZ06rNCEH | CFL | All | SFm | 1975 | CZ06 | rNCEH | 0.784 | 1.0227 | 1 | 0 |  | 392 | 0.045 | 0.075 | 0 | 500 | 0.044 | 0.075 | FALSE | TRUE | 1 | 0 | 0.25 | 1.0227
CFLSFm1975CZ06rNCGF | CFL | All | SFm | 1975 | CZ06 | rNCGF | 0.998 | 1.0227 | 1 | -0.015825 |  | 499 | 0.045 | 0.075 | -7.9124 | 500 | 0.044 | 0.075 | FALSE | FALSE | 1 | -0.015825 | 0.9 | 1.0227
CFLSFm1975CZ07rDXGF | CFL | All | SFm | 1975 | CZ07 | rDXGF | 1.104 | 1.8409 | 1.3733 | -0.019222 |  | 552 | 0.081 | 0.103 | -9.6108 | 500 | 0.044 | 0.075 | FALSE | FALSE | 1 | -0.019222 | 1 | 1.8409
CFLSFm1975CZ07rDXHP | CFL | All | SFm | 1975 | CZ07 | rDXHP | 0.994 | 2 | 1.56 | 0 |  | 497 | 0.093 | 0.117 | 0 | 500 | 0.044 | 0.075 | FALSE | TRUE | 1 | 0 | 0.5 | 2.1136
CFLSFm1975CZ07rNCEH | CFL | All | SFm | 1975 | CZ07 | rNCEH | 0.736 | 1 | 1 | 0 |  | 368 | 0.044 | 0.074 | 0 | 500 | 0.044 | 0.075 | FALSE | TRUE | 1 | 0 | 0.25 | 1
CFLSFm1975CZ07rNCGF | CFL | All | SFm | 1975 | CZ07 | rNCGF | 0.994 | 1.0227 | 1 | -0.019495 |  | 497 | 0.045 | 0.075 | -9.7474 | 500 | 0.044 | 0.075 | FALSE | FALSE | 1 | -0.019495 | 0.9 | 1.0227
CFLSFm1975CZ08rDXGF | CFL | All | SFm | 1975 | CZ08 | rDXGF | 1.164 | 1.7273 | 1.3333 | -0.014925 |  | 582 | 0.076 | 0.1 | -7.4624 | 500 | 0.044 | 0.075 | FALSE | FALSE | 1 | -0.014925 | 1 | 1.7273
CFLSFm1975CZ08rDXHP | CFL | All | SFm | 1975 | CZ08 | rDXHP | 1.09 | 2 | 1.44 | 0 |  | 545 | 0.088 | 0.108 | 0 | 500 | 0.044 | 0.075 | FALSE | TRUE | 1 | 0 | 0.5 | 2
CFLSFm1975CZ08rNCEH | CFL | All | SFm | 1975 | CZ08 | rNCEH | 0.794 | 1 | 1 | 0 |  | 397 | 0.044 | 0.074 | 0 | 500 | 0.044 | 0.075 | FALSE | TRUE | 1 | 0 | 0.25 | 1
CFLSFm1975CZ08rNCGF | CFL | All | SFm | 1975 | CZ08 | rNCGF | 0.998 | 1.0227 | 1 | -0.015214 |  | 499 | 0.045 | 0.075 | -7.6069 | 500 | 0.044 | 0.075 | FALSE | FALSE | 1 | -0.015214 | 0.9 | 1.0227
CFLSFm1975CZ09rDXGF | CFL | All | SFm | 1975 | CZ09 | rDXGF | 1.148 | 1.5111 | 1.3733 | -0.017711 |  | 574 | 0.068 | 0.103 | -8.8557 | 500 | 0.045 | 0.075 | FALSE | FALSE | 1 | -0.017711 | 1 | 1.5111
CFLSFm1975CZ09rDXHP | CFL | All | SFm | 1975 | CZ09 | rDXHP | 1.064 | 1.9556 | 1.5867 | 0 |  | 532 | 0.088 | 0.119 | 0 | 500 | 0.045 | 0.075 | FALSE | TRUE | 1 | 0 | 0.5 | 1.9556
CFLSFm1975CZ09rNCEH | CFL | All | SFm | 1975 | CZ09 | rNCEH | 0.75 | 1 | 1 | 0 |  | 375 | 0.044 | 0.074 | 0 | 500 | 0.045 | 0.075 | FALSE | TRUE | 1 | 0 | 0.25 | 0.97778
CFLSFm1975CZ09rNCGF | CFL | All | SFm | 1975 | CZ09 | rNCGF | 0.996 | 1 | 1 | -0.017956 |  | 498 | 0.045 | 0.075 | -8.9779 | 500 | 0.045 | 0.075 | FALSE | FALSE | 1 | -0.017956 | 0.9 | 1
CFLSFm1975CZ10rDXGF | CFL | All | SFm | 1975 | CZ10 | rDXGF | 1.122 | 1.7805 | 1.4355 | -0.019088 |  | 561 | 0.073 | 0.089 | -9.5441 | 500 | 0.041 | 0.062 | FALSE | FALSE | 1 | -0.019088 | 1 | 1.7805
CFLSFm1975CZ10rDXHP | CFL | All | SFm | 1975 | CZ10 | rDXHP | 1.012 | 2 | 1.6452 | 0 |  | 506 | 0.085 | 0.102 | 0 | 500 | 0.041 | 0.062 | FALSE | TRUE | 1 | 0 | 0.5 | 2.0732
CFLSFm1975CZ10rNCEH | CFL | All | SFm | 1975 | CZ10 | rNCEH | 0.728 | 1 | 1 | 0 |  | 364 | 0.041 | 0.062 | 0 | 500 | 0.041 | 0.062 | FALSE | TRUE | 1 | 0 | 0.25 | 1
CFLSFm1975CZ10rNCGF | CFL | All | SFm | 1975 | CZ10 | rNCGF | 0.996 | 1 | 1 | -0.019377 |  | 498 | 0.041 | 0.062 | -9.6887 | 500 | 0.041 | 0.062 | FALSE | FALSE | 1 | -0.019377 | 0.9 | 1
CFLSFm1975CZ11rDXGF | CFL | All | SFm | 1975 | CZ11 | rDXGF | 1.116 | 1.8 | 1.5484 | -0.023647 |  | 558 | 0.072 | 0.096 | -11.8235 | 500 | 0.04 | 0.062 | FALSE | FALSE | 1 | -0.023647 | 1 | 1.8
CFLSFm1975CZ11rDXHP | CFL | All | SFm | 1975 | CZ11 | rDXHP | 0.968 | 2 | 1.7419 | 0 |  | 484 | 0.085 | 0.108 | 0 | 500 | 0.04 | 0.062 | FALSE | TRUE | 1 | 0 | 0.5 | 2.125
CFLSFm1975CZ11rNCEH | CFL | All | SFm | 1975 | CZ11 | rNCEH | 0.666 | 1 | 1.0161 | 0 |  | 333 | 0.04 | 0.063 | 0 | 500 | 0.04 | 0.062 | FALSE | TRUE | 1 | 0 | 0.25 | 1
CFLSFm1975CZ11rNCGF | CFL | All | SFm | 1975 | CZ11 | rNCGF | 0.994 | 1.025 | 1 | -0.023923 |  | 497 | 0.041 | 0.062 | -11.9614 | 500 | 0.04 | 0.062 | FALSE | FALSE | 1 | -0.023923 | 0.9 | 1.025
CFLSFm1975CZ12rDXGF | CFL | All | SFm | 1975 | CZ12 | rDXGF | 1.098 | 1.825 | 1.5 | -0.023075 |  | 549 | 0.073 | 0.093 | -11.5374 | 500 | 0.04 | 0.062 | FALSE | FALSE | 1 | -0.023075 | 1 | 1.825
CFLSFm1975CZ12rDXHP | CFL | All | SFm | 1975 | CZ12 | rDXHP | 0.942 | 2 | 1.6935 | 0 |  | 471 | 0.085 | 0.105 | 0 | 500 | 0.04 | 0.062 | FALSE | TRUE | 1 | 0 | 0.5 | 2.125
CFLSFm1975CZ12rNCEH | CFL | All | SFm | 1975 | CZ12 | rNCEH | 0.672 | 1.025 | 1 | 0 |  | 336 | 0.041 | 0.062 | 0 | 500 | 0.04 | 0.062 | FALSE | TRUE | 1 | 0 | 0.25 | 1.025
CFLSFm1975CZ12rNCGF | CFL | All | SFm | 1975 | CZ12 | rNCGF | 0.994 | 1.025 | 1 | -0.023355 |  | 497 | 0.041 | 0.062 | -11.6773 | 500 | 0.04 | 0.062 | FALSE | FALSE | 1 | -0.023355 | 0.9 | 1.025
CFLSFm1975CZ13rDXGF | CFL | All | SFm | 1975 | CZ13 | rDXGF | 1.15 | 1.7 | 1.4839 | -0.021561 |  | 575 | 0.068 | 0.092 | -10.7807 | 500 | 0.04 | 0.062 | FALSE | FALSE | 1 | -0.021561 | 1 | 1.7
CFLSFm1975CZ13rDXHP | CFL | All | SFm | 1975 | CZ13 | rDXHP | 1.026 | 1.95 | 1.6452 | 0 |  | 513 | 0.078 | 0.102 | 0 | 500 | 0.04 | 0.062 | FALSE | TRUE | 1 | 0 | 0.5 | 1.95
CFLSFm1975CZ13rNCEH | CFL | All | SFm | 1975 | CZ13 | rNCEH | 0.686 | 1 | 1 | 0 |  | 343 | 0.04 | 0.062 | 0 | 500 | 0.04 | 0.062 | FALSE | TRUE | 1 | 0 | 0.25 | 1
CFLSFm1975CZ13rNCGF | CFL | All | SFm | 1975 | CZ13 | rNCGF | 0.994 | 1.025 | 1 | -0.021905 |  | 497 | 0.041 | 0.062 | -10.9525 | 500 | 0.04 | 0.062 | FALSE | FALSE | 1 | -0.021905 | 0.9 | 1.025
CFLSFm1975CZ14rDXGF | CFL | All | SFm | 1975 | CZ14 | rDXGF | 1.152 | 1.65 | 1.4839 | -0.021947 |  | 576 | 0.066 | 0.092 | -10.9735 | 500 | 0.04 | 0.062 | FALSE | FALSE | 1 | -0.021947 | 1 | 1.65
CFLSFm1975CZ14rDXHP | CFL | All | SFm | 1975 | CZ14 | rDXHP | 1.016 | 1.975 | 1.6774 | 0 |  | 508 | 0.079 | 0.104 | 0 | 500 | 0.04 | 0.062 | FALSE | TRUE | 1 | 0 | 0.5 | 1.975
CFLSFm1975CZ14rNCEH | CFL | All | SFm | 1975 | CZ14 | rNCEH | 0.696 | 1 | 1 | 0 |  | 348 | 0.04 | 0.062 | 0 | 500 | 0.04 | 0.062 | FALSE | TRUE | 1 | 0 | 0.25 | 1
CFLSFm1975CZ14rNCGF | CFL | All | SFm | 1975 | CZ14 | rNCGF | 0.994 | 1 | 1 | -0.02232 |  | 497 | 0.04 | 0.062 | -11.16 | 500 | 0.04 | 0.062 | FALSE | FALSE | 1 | -0.02232 | 0.9 | 1
CFLSFm1975CZ15rDXGF | CFL | All | SFm | 1975 | CZ15 | rDXGF | 1.198 | 1.675 | 1.5645 | -0.010141 |  | 599 | 0.067 | 0.097 | -5.0704 | 500 | 0.04 | 0.062 | FALSE | FALSE | 1 | -0.010141 | 1 | 1.675
CFLSFm1975CZ15rDXHP | CFL | All | SFm | 1975 | CZ15 | rDXHP | 1.184 | 1.95 | 1.7903 | 0 |  | 592 | 0.078 | 0.111 | 0 | 500 | 0.04 | 0.062 | FALSE | TRUE | 1 | 0 | 0.5 | 1.95
CFLSFm1975CZ15rNCEH | CFL | All | SFm | 1975 | CZ15 | rNCEH | 0.864 | 1 | 1 | 0 |  | 432 | 0.04 | 0.061 | 0 | 500 | 0.04 | 0.062 | FALSE | TRUE | 1 | 0 | 0.25 | 1
CFLSFm1975CZ15rNCGF | CFL | All | SFm | 1975 | CZ15 | rNCGF | 1.002 | 1 | 1 | -0.010506 |  | 501 | 0.04 | 0.062 | -5.2529 | 500 | 0.04 | 0.062 | FALSE | FALSE | 1 | -0.010506 | 0.9 | 1
CFLSFm1975CZ16rDXGF | CFL | All | SFm | 1975 | CZ16 | rDXGF | 1.08 | 1.6341 | 1.4328 | -0.026214 |  | 540 | 0.067 | 0.096 | -13.1069 | 500 | 0.041 | 0.067 | FALSE | FALSE | 1 | -0.026214 | 1 | 1.6341
CFLSFm1975CZ16rDXHP | CFL | All | SFm | 1975 | CZ16 | rDXHP | 0.828 | 1.7073 | 1.4925 | 0 |  | 414 | 0.07 | 0.1 | 0 | 500 | 0.041 | 0.067 | FALSE | TRUE | 1 | 0 | 0.5 | 1.7073
CFLSFm1975CZ16rNCEH | CFL | All | SFm | 1975 | CZ16 | rNCEH | 0.624 | 1.0244 | 1 | 0 |  | 312 | 0.042 | 0.067 | 0 | 500 | 0.041 | 0.067 | FALSE | TRUE | 1 | 0 | 0.25 | 1.0244
CFLSFm1975CZ16rNCGF | CFL | All | SFm | 1975 | CZ16 | rNCGF | 0.99 | 1.0488 | 1.0149 | -0.026529 |  | 495 | 0.043 | 0.068 | -13.2645 | 500 | 0.041 | 0.067 | FALSE | FALSE | 1 | -0.026529 | 0.9 | 1.0488
CFLSFm1985CZ01rDXGF | CFL | All | SFm | 1985 | CZ01 | rDXGF | 1 | 1.0488 | 1 | -0.03413 |  | 485 | 0.043 | 0.067 | -22.6974 | 500 | 0.041 | 0.067 | FALSE | FALSE | 1 | -0.03413 | 1 | 1.0488
CFLSFm1985CZ01rDXHP | CFL | All | SFm | 1985 | CZ01 | rDXHP | 0.602 | 1.0244 | 1 | 0 |  | 301 | 0.042 | 0.067 | 0 | 500 | 0.041 | 0.067 | FALSE | TRUE | 1 | 0 | 0.5 | 1.0244
CFLSFm1985CZ01rNCEH | CFL | All | SFm | 1985 | CZ01 | rNCEH | 0.408 | 1.0244 | 1 | 0 |  | 204 | 0.042 | 0.066 | 0 | 500 | 0.041 | 0.067 | FALSE | TRUE | 1 | 0 | 0.25 | 1.0244
CFLSFm1985CZ01rNCGF | CFL | All | SFm | 1985 | CZ01 | rNCGF | 0.972 | 1.0488 | 1 | -0.03413 |  | 486 | 0.043 | 0.067 | -23.1128 | 500 | 0.041 | 0.067 | FALSE | FALSE | 1 | -0.03413 | 0.9 | 1.0488
CFLSFm1985CZ02rDXGF | CFL | All | SFm | 1985 | CZ02 | rDXGF | 1 | 1.3902 | 1.2836 | -0.033383 |  | 495 | 0.057 | 0.086 | -16.6917 | 500 | 0.041 | 0.067 | FALSE | FALSE | 1 | -0.033383 | 1 | 1.3902
CFLSFm1985CZ02rDXHP | CFL | All | SFm | 1985 | CZ02 | rDXHP | 0.716 | 1.4146 | 1.2985 | 0 |  | 358 | 0.058 | 0.087 | 0 | 500 | 0.041 | 0.067 | FALSE | TRUE | 1 | 0 | 0.5 | 1.4146
CFLSFm1985CZ02rNCEH | CFL | All | SFm | 1985 | CZ02 | rNCEH | 0.564 | 1.0244 | 1.0149 | 0 |  | 282 | 0.042 | 0.068 | 0 | 500 | 0.041 | 0.067 | FALSE | TRUE | 1 | 0 | 0.25 | 1.0244
CFLSFm1985CZ02rNCGF | CFL | All | SFm | 1985 | CZ02 | rNCGF | 0.982 | 1.0244 | 1.0149 | -0.033717 |  | 491 | 0.042 | 0.068 | -16.8585 | 500 | 0.041 | 0.067 | FALSE | FALSE | 1 | -0.033717 | 0.9 | 1.0244
CFLSFm1985CZ03rDXGF | CFL | All | SFm | 1985 | CZ03 | rDXGF | 1.012 | 2 | 1.5821 | -0.03413 |  | 506 | 0.085 | 0.106 | -17.1445 | 500 | 0.041 | 0.067 | FALSE | FALSE | 1 | -0.03413 | 1 | 2.0732
CFLSFm1985CZ03rDXHP | CFL | All | SFm | 1985 | CZ03 | rDXHP | 0.764 | 2 | 1.7015 | 0 |  | 382 | 0.087 | 0.114 | 0 | 500 | 0.041 | 0.067 | FALSE | TRUE | 1 | 0 | 0.5 | 2.122
CFLSFm1985CZ03rNCEH | CFL | All | SFm | 1985 | CZ03 | rNCEH | 0.558 | 1.0244 | 1.0149 | 0 |  | 279 | 0.042 | 0.068 | 0 | 500 | 0.041 | 0.067 | FALSE | TRUE | 1 | 0 | 0.25 | 1.0244
CFLSFm1985CZ03rNCGF | CFL | All | SFm | 1985 | CZ03 | rNCGF | 0.98 | 1.0488 | 1.0149 | -0.03413 |  | 490 | 0.043 | 0.068 | -17.3894 | 500 | 0.041 | 0.067 | FALSE | FALSE | 1 | -0.03413 | 0.9 | 1.0488
CFLSFm1985CZ04rDXGF | CFL | All | SFm | 1985 | CZ04 | rDXGF | 1.116 | 1.5122 | 1.3134 | -0.02619 |  | 558 | 0.062 | 0.088 | -13.0948 | 500 | 0.041 | 0.067 | FALSE | FALSE | 1 | -0.02619 | 1 | 1.5122
CFLSFm1985CZ04rDXHP | CFL | All | SFm | 1985 | CZ04 | rDXHP | 0.942 | 1.8293 | 1.4627 | 0 |  | 471 | 0.075 | 0.098 | 0 | 500 | 0.041 | 0.067 | FALSE | TRUE | 1 | 0 | 0.5 | 1.8293
CFLSFm1985CZ04rNCEH | CFL | All | SFm | 1985 | CZ04 | rNCEH | 0.654 | 1.0488 | 1 | 0 |  | 327 | 0.043 | 0.067 | 0 | 500 | 0.041 | 0.067 | FALSE | TRUE | 1 | 0 | 0.25 | 1.0488
CFLSFm1985CZ04rNCGF | CFL | All | SFm | 1985 | CZ04 | rNCGF | 0.988 | 1.0488 | 1.0149 | -0.026589 |  | 494 | 0.043 | 0.068 | -13.2945 | 500 | 0.041 | 0.067 | FALSE | FALSE | 1 | -0.026589 | 0.9 | 1.0488
CFLSFm1985CZ05rDXGF | CFL | All | SFm | 1985 | CZ05 | rDXGF | 1.012 | 1.75 | 1.3108 | -0.033492 |  | 506 | 0.077 | 0.097 | -16.7461 | 500 | 0.044 | 0.074 | FALSE | FALSE | 1 | -0.033492 | 1 | 1.75
CFLSFm1985CZ05rDXHP | CFL | All | SFm | 1985 | CZ05 | rDXHP | 0.75 | 2 | 1.4459 | 0 |  | 375 | 0.088 | 0.107 | 0 | 500 | 0.044 | 0.074 | FALSE | TRUE | 1 | 0 | 0.5 | 2
CFLSFm1985CZ05rNCEH | CFL | All | SFm | 1985 | CZ05 | rNCEH | 0.55 | 1.0227 | 1.0135 | 0 |  | 275 | 0.045 | 0.075 | 0 | 500 | 0.044 | 0.074 | FALSE | TRUE | 1 | 0 | 0.25 | 1.0227
CFLSFm1985CZ05rNCGF | CFL | All | SFm | 1985 | CZ05 | rNCGF | 0.984 | 1 | 1 | -0.033914 |  | 492 | 0.044 | 0.074 | -16.9569 | 500 | 0.044 | 0.074 | FALSE | FALSE | 1 | -0.033914 | 0.9 | 1
CFLSFm1985CZ06rDXGF | CFL | All | SFm | 1985 | CZ06 | rDXGF | 1.12 | 1.5455 | 1.4054 | -0.018865 |  | 560 | 0.068 | 0.104 | -9.4325 | 500 | 0.044 | 0.074 | FALSE | FALSE | 1 | -0.018865 | 1 | 1.5455
CFLSFm1985CZ06rDXHP | CFL | All | SFm | 1985 | CZ06 | rDXHP | 1.004 | 1.8864 | 1.6081 | 0 |  | 502 | 0.083 | 0.119 | 0 | 500 | 0.044 | 0.074 | FALSE | TRUE | 1 | 0 | 0.5 | 1.8864
CFLSFm1985CZ06rNCEH | CFL | All | SFm | 1985 | CZ06 | rNCEH | 0.746 | 1.0227 | 1 | 0 |  | 373 | 0.045 | 0.074 | 0 | 500 | 0.044 | 0.074 | FALSE | TRUE | 1 | 0 | 0.25 | 1.0227
CFLSFm1985CZ06rNCGF | CFL | All | SFm | 1985 | CZ06 | rNCGF | 0.994 | 1 | 1 | -0.019141 |  | 497 | 0.044 | 0.074 | -9.5703 | 500 | 0.044 | 0.074 | FALSE | FALSE | 1 | -0.019141 | 0.9 | 1
CFLSFm1985CZ07rDXGF | CFL | All | SFm | 1985 | CZ07 | rDXGF | 1.112 | 1.6591 | 1.3649 | -0.020763 |  | 556 | 0.073 | 0.101 | -10.3814 | 500 | 0.044 | 0.074 | FALSE | FALSE | 1 | -0.020763 | 1 | 1.6591
CFLSFm1985CZ07rDXHP | CFL | All | SFm | 1985 | CZ07 | rDXHP | 0.994 | 2 | 1.527 | 0 |  | 497 | 0.088 | 0.113 | 0 | 500 | 0.044 | 0.074 | FALSE | TRUE | 1 | 0 | 0.5 | 2
CFLSFm1985CZ07rNCEH | CFL | All | SFm | 1985 | CZ07 | rNCEH | 0.73 | 1 | 1 | 0 |  | 365 | 0.044 | 0.073 | 0 | 500 | 0.044 | 0.074 | FALSE | TRUE | 1 | 0 | 0.25 | 1
CFLSFm1985CZ07rNCGF | CFL | All | SFm | 1985 | CZ07 | rNCGF | 0.992 | 1 | 1 | -0.021082 |  | 496 | 0.044 | 0.074 | -10.5412 | 500 | 0.044 | 0.074 | FALSE | FALSE | 1 | -0.021082 | 0.9 | 1
CFLSFm1985CZ08rDXGF | CFL | All | SFm | 1985 | CZ08 | rDXGF | 1.164 | 1.6136 | 1.4054 | -0.015628 |  | 582 | 0.071 | 0.104 | -7.8142 | 500 | 0.044 | 0.074 | FALSE | FALSE | 1 | -0.015628 | 1 | 1.6136
CFLSFm1985CZ08rDXHP | CFL | All | SFm | 1985 | CZ08 | rDXHP | 1.092 | 1.8636 | 1.527 | 0 |  | 546 | 0.082 | 0.113 | 0 | 500 | 0.044 | 0.074 | FALSE | TRUE | 1 | 0 | 0.5 | 1.8636
CFLSFm1985CZ08rNCEH | CFL | All | SFm | 1985 | CZ08 | rNCEH | 0.788 | 1 | 1 | 0 |  | 394 | 0.044 | 0.074 | 0 | 500 | 0.044 | 0.074 | FALSE | TRUE | 1 | 0 | 0.25 | 1
CFLSFm1985CZ08rNCGF | CFL | All | SFm | 1985 | CZ08 | rNCGF | 0.998 | 1.0227 | 1 | -0.015931 |  | 499 | 0.045 | 0.074 | -7.9656 | 500 | 0.044 | 0.074 | FALSE | FALSE | 1 | -0.015931 | 0.9 | 1.0227
CFLSFm1985CZ09rDXGF | CFL | All | SFm | 1985 | CZ09 | rDXGF | 1.138 | 1.7955 | 1.4865 | -0.01865 |  | 569 | 0.079 | 0.11 | -9.3252 | 500 | 0.044 | 0.074 | FALSE | FALSE | 1 | -0.01865 | 1 | 1.7955
CFLSFm1985CZ09rDXHP | CFL | All | SFm | 1985 | CZ09 | rDXHP | 1.046 | 2 | 1.6892 | 0 |  | 523 | 0.093 | 0.125 | 0 | 500 | 0.044 | 0.074 | FALSE | TRUE | 1 | 0 | 0.5 | 2.1136
CFLSFm1985CZ09rNCEH | CFL | All | SFm | 1985 | CZ09 | rNCEH | 0.742 | 1 | 1 | 0 |  | 371 | 0.044 | 0.074 | 0 | 500 | 0.044 | 0.074 | FALSE | TRUE | 1 | 0 | 0.25 | 1
CFLSFm1985CZ09rNCGF | CFL | All | SFm | 1985 | CZ09 | rNCGF | 0.996 | 1.0227 | 1.0135 | -0.018887 |  | 498 | 0.045 | 0.075 | -9.4437 | 500 | 0.044 | 0.074 | FALSE | FALSE | 1 | -0.018887 | 0.9 | 1.0227
CFLSFm1985CZ10rDXGF | CFL | All | SFm | 1985 | CZ10 | rDXGF | 1.128 | 1.775 | 1.4677 | -0.022309 |  | 564 | 0.071 | 0.091 | -11.1545 | 500 | 0.04 | 0.062 | FALSE | FALSE | 1 | -0.022309 | 1 | 1.775
CFLSFm1985CZ10rDXHP | CFL | All | SFm | 1985 | CZ10 | rDXHP | 0.996 | 2 | 1.6774 | 0 |  | 498 | 0.083 | 0.104 | 0 | 500 | 0.04 | 0.062 | FALSE | TRUE | 1 | 0 | 0.5 | 2.075
CFLSFm1985CZ10rNCEH | CFL | All | SFm | 1985 | CZ10 | rNCEH | 0.692 | 1 | 1 | 0 |  | 346 | 0.04 | 0.062 | 0 | 500 | 0.04 | 0.062 | FALSE | TRUE | 1 | 0 | 0.25 | 1
CFLSFm1985CZ10rNCGF | CFL | All | SFm | 1985 | CZ10 | rNCGF | 0.994 | 1 | 1.0161 | -0.022657 |  | 497 | 0.04 | 0.063 | -11.3286 | 500 | 0.04 | 0.062 | FALSE | FALSE | 1 | -0.022657 | 0.9 | 1
CFLSFm1985CZ11rDXGF | CFL | All | SFm | 1985 | CZ11 | rDXGF | 1.136 | 1.775 | 1.5738 | -0.027813 |  | 568 | 0.071 | 0.096 | -13.9067 | 500 | 0.04 | 0.061 | FALSE | FALSE | 1 | -0.027813 | 1 | 1.775
CFLSFm1985CZ11rDXHP | CFL | All | SFm | 1985 | CZ11 | rDXHP | 0.954 | 1.975 | 1.7541 | 0 |  | 477 | 0.079 | 0.107 | 0 | 500 | 0.04 | 0.061 | FALSE | TRUE | 1 | 0 | 0.5 | 1.975
CFLSFm1985CZ11rNCEH | CFL | All | SFm | 1985 | CZ11 | rNCEH | 0.612 | 1 | 1.0164 | 0 |  | 306 | 0.04 | 0.062 | 0 | 500 | 0.04 | 0.061 | FALSE | TRUE | 1 | 0 | 0.25 | 1
CFLSFm1985CZ11rNCGF | CFL | All | SFm | 1985 | CZ11 | rNCGF | 0.99 | 1 | 1.0164 | -0.028152 |  | 495 | 0.04 | 0.062 | -14.076 | 500 | 0.04 | 0.061 | FALSE | FALSE | 1 | -0.028152 | 0.9 | 1
CFLSFm1985CZ12rDXGF | CFL | All | SFm | 1985 | CZ12 | rDXGF | 1.094 | 1.925 | 1.541 | -0.025274 |  | 547 | 0.077 | 0.094 | -12.6369 | 500 | 0.04 | 0.061 | FALSE | FALSE | 1 | -0.025274 | 1 | 1.925
CFLSFm1985CZ12rDXHP | CFL | All | SFm | 1985 | CZ12 | rDXHP | 0.92 | 2 | 1.7541 | 0 |  | 460 | 0.091 | 0.107 | 0 | 500 | 0.04 | 0.061 | FALSE | TRUE | 1 | 0 | 0.5 | 2.275
CFLSFm1985CZ12rNCEH | CFL | All | SFm | 1985 | CZ12 | rNCEH | 0.648 | 1 | 1.0328 | 0 |  | 324 | 0.04 | 0.063 | 0 | 500 | 0.04 | 0.061 | FALSE | TRUE | 1 | 0 | 0.25 | 1
CFLSFm1985CZ12rNCGF | CFL | All | SFm | 1985 | CZ12 | rNCGF | 0.992 | 1 | 1.0328 | -0.025595 |  | 496 | 0.04 | 0.063 | -12.7973 | 500 | 0.04 | 0.061 | FALSE | FALSE | 1 | -0.025595 | 0.9 | 1
CFLSFm1985CZ13rDXGF | CFL | All | SFm | 1985 | CZ13 | rDXGF | 1.162 | 1.6 | 1.5246 | -0.021873 |  | 581 | 0.064 | 0.093 | -10.9366 | 500 | 0.04 | 0.061 | FALSE | FALSE | 1 | -0.021873 | 1 | 1.6
CFLSFm1985CZ13rDXHP | CFL | All | SFm | 1985 | CZ13 | rDXHP | 1.038 | 1.9 | 1.7213 | 0 |  | 519 | 0.076 | 0.105 | 0 | 500 | 0.04 | 0.061 | FALSE | TRUE | 1 | 0 | 0.5 | 1.9
CFLSFm1985CZ13rNCEH | CFL | All | SFm | 1985 | CZ13 | rNCEH | 0.684 | 1.025 | 1.0164 | 0 |  | 342 | 0.041 | 0.062 | 0 | 500 | 0.04 | 0.061 | FALSE | TRUE | 1 | 0 | 0.25 | 1.025
CFLSFm1985CZ13rNCGF | CFL | All | SFm | 1985 | CZ13 | rNCGF | 0.994 | 1 | 1.0328 | -0.02223 |  | 497 | 0.04 | 0.063 | -11.1149 | 500 | 0.04 | 0.061 | FALSE | FALSE | 1 | -0.02223 | 0.9 | 1
CFLSFm1985CZ14rDXGF | CFL | All | SFm | 1985 | CZ14 | rDXGF | 1.142 | 1.725 | 1.4839 | -0.026231 |  | 571 | 0.069 | 0.092 | -13.1154 | 500 | 0.04 | 0.062 | FALSE | FALSE | 1 | -0.026231 | 1 | 1.725
CFLSFm1985CZ14rDXHP | CFL | All | SFm | 1985 | CZ14 | rDXHP | 0.962 | 2 | 1.7097 | 0 |  | 481 | 0.083 | 0.106 | 0 | 500 | 0.04 | 0.062 | FALSE | TRUE | 1 | 0 | 0.5 | 2.075
CFLSFm1985CZ14rNCEH | CFL | All | SFm | 1985 | CZ14 | rNCEH | 0.644 | 1 | 1 | 0 |  | 322 | 0.04 | 0.062 | 0 | 500 | 0.04 | 0.062 | FALSE | TRUE | 1 | 0 | 0.25 | 1
CFLSFm1985CZ14rNCGF | CFL | All | SFm | 1985 | CZ14 | rNCGF | 0.992 | 1 | 1.0161 | -0.026511 |  | 496 | 0.04 | 0.063 | -13.2554 | 500 | 0.04 | 0.062 | FALSE | FALSE | 1 | -0.026511 | 0.9 | 1
CFLSFm1985CZ15rDXGF | CFL | All | SFm | 1985 | CZ15 | rDXGF | 1.204 | 1.725 | 1.5484 | -0.011245 |  | 602 | 0.069 | 0.096 | -5.6224 | 500 | 0.04 | 0.062 | FALSE | FALSE | 1 | -0.011245 | 1 | 1.725
CFLSFm1985CZ15rDXHP | CFL | All | SFm | 1985 | CZ15 | rDXHP | 1.188 | 2 | 1.7903 | 0 |  | 594 | 0.081 | 0.111 | 0 | 500 | 0.04 | 0.062 | FALSE | TRUE | 1 | 0 | 0.5 | 2.025
CFLSFm1985CZ15rNCEH | CFL | All | SFm | 1985 | CZ15 | rNCEH | 0.848 | 1 | 1 | 0 |  | 424 | 0.04 | 0.062 | 0 | 500 | 0.04 | 0.062 | FALSE | TRUE | 1 | 0 | 0.25 | 1
CFLSFm1985CZ15rNCGF | CFL | All | SFm | 1985 | CZ15 | rNCGF | 1 | 1.025 | 1 | -0.011643 |  | 500 | 0.041 | 0.062 | -5.8214 | 500 | 0.04 | 0.062 | FALSE | FALSE | 1 | -0.011643 | 0.9 | 1.025
CFLSFm1985CZ16rDXGF | CFL | All | SFm | 1985 | CZ16 | rDXGF | 1.062 | 1.878 | 1.4776 | -0.034053 |  | 531 | 0.077 | 0.099 | -17.0267 | 500 | 0.041 | 0.067 | FALSE | FALSE | 1 | -0.034053 | 1 | 1.878
CFLSFm1985CZ16rDXHP | CFL | All | SFm | 1985 | CZ16 | rDXHP | 0.716 | 2 | 1.5672 | 0 |  | 358 | 0.084 | 0.105 | 0 | 500 | 0.041 | 0.067 | FALSE | TRUE | 1 | 0 | 0.5 | 2.0488
CFLSFm1985CZ16rNCEH | CFL | All | SFm | 1985 | CZ16 | rNCEH | 0.56 | 1.0244 | 1 | 0 |  | 280 | 0.042 | 0.067 | 0 | 500 | 0.041 | 0.067 | FALSE | TRUE | 1 | 0 | 0.25 | 1.0244
CFLSFm1985CZ16rNCGF | CFL | All | SFm | 1985 | CZ16 | rNCGF | 0.982 | 1.0244 | 1 | -0.03413 |  | 491 | 0.042 | 0.067 | -17.2816 | 500 | 0.041 | 0.067 | FALSE | FALSE | 1 | -0.03413 | 0.9 | 1.0244
CFLSFm1996CZ01rDXGF | CFL | All | SFm | 1996 | CZ01 | rDXGF | 1 | 1 | 1.0149 | -0.030159 |  | 492 | 0.042 | 0.068 | -15.0793 | 500 | 0.042 | 0.067 | FALSE | FALSE | 1 | -0.030159 | 1 | 1
CFLSFm1996CZ01rDXHP | CFL | All | SFm | 1996 | CZ01 | rDXHP | 0.748 | 1 | 1 | 0 |  | 374 | 0.042 | 0.067 | 0 | 500 | 0.042 | 0.067 | FALSE | TRUE | 1 | 0 | 0.5 | 1
CFLSFm1996CZ01rNCEH | CFL | All | SFm | 1996 | CZ01 | rNCEH | 0.554 | 1 | 1 | 0 |  | 277 | 0.042 | 0.066 | 0 | 500 | 0.042 | 0.067 | FALSE | TRUE | 1 | 0 | 0.25 | 1
CFLSFm1996CZ01rNCGF | CFL | All | SFm | 1996 | CZ01 | rNCGF | 0.986 | 1 | 1.0149 | -0.030376 |  | 493 | 0.042 | 0.068 | -15.1879 | 500 | 0.042 | 0.067 | FALSE | FALSE | 1 | -0.030376 | 0.9 | 1
CFLSFm1996CZ02rDXGF | CFL | All | SFm | 1996 | CZ02 | rDXGF | 1.044 | 1.7143 | 1.4627 | -0.024913 |  | 522 | 0.072 | 0.098 | -12.4567 | 500 | 0.042 | 0.067 | FALSE | FALSE | 1 | -0.024913 | 1 | 1.7143
CFLSFm1996CZ02rDXHP | CFL | All | SFm | 1996 | CZ02 | rDXHP | 0.864 | 2 | 1.8209 | 0 |  | 432 | 0.108 | 0.122 | 0 | 500 | 0.042 | 0.067 | FALSE | TRUE | 1 | 0 | 0.5 | 2.5714
CFLSFm1996CZ02rNCEH | CFL | All | SFm | 1996 | CZ02 | rNCEH | 0.66 | 1 | 1.0149 | 0 |  | 330 | 0.042 | 0.068 | 0 | 500 | 0.042 | 0.067 | FALSE | TRUE | 1 | 0 | 0.25 | 1
CFLSFm1996CZ02rNCGF | CFL | All | SFm | 1996 | CZ02 | rNCGF | 0.99 | 1.0238 | 1 | -0.025066 |  | 495 | 0.043 | 0.067 | -12.5332 | 500 | 0.042 | 0.067 | FALSE | FALSE | 1 | -0.025066 | 0.9 | 1.0238
CFLSFm1996CZ03rDXGF | CFL | All | SFm | 1996 | CZ03 | rDXGF | 1.008 | 1.9286 | 1.5821 | -0.02756 |  | 504 | 0.081 | 0.106 | -13.7798 | 500 | 0.042 | 0.067 | FALSE | FALSE | 1 | -0.02756 | 1 | 1.9286
CFLSFm1996CZ03rDXHP | CFL | All | SFm | 1996 | CZ03 | rDXHP | 0.814 | 2 | 1.7463 | 0 |  | 407 | 0.087 | 0.117 | 0 | 500 | 0.042 | 0.067 | FALSE | TRUE | 1 | 0 | 0.5 | 2.0714
CFLSFm1996CZ03rNCEH | CFL | All | SFm | 1996 | CZ03 | rNCEH | 0.608 | 1 | 1.0149 | 0 |  | 304 | 0.042 | 0.068 | 0 | 500 | 0.042 | 0.067 | FALSE | TRUE | 1 | 0 | 0.25 | 1
CFLSFm1996CZ03rNCGF | CFL | All | SFm | 1996 | CZ03 | rNCGF | 0.986 | 1.0238 | 1.0149 | -0.027703 |  | 493 | 0.043 | 0.068 | -13.8516 | 500 | 0.042 | 0.067 | FALSE | FALSE | 1 | -0.027703 | 0.9 | 1.0238
CFLSFm1996CZ04rDXGF | CFL | All | SFm | 1996 | CZ04 | rDXGF | 1.094 | 1.7381 | 1.4478 | -0.02241 |  | 547 | 0.073 | 0.097 | -11.205 | 500 | 0.042 | 0.067 | FALSE | FALSE | 1 | -0.02241 | 1 | 1.7381
CFLSFm1996CZ04rDXHP | CFL | All | SFm | 1996 | CZ04 | rDXHP | 0.954 | 1.881 | 1.5821 | 0 |  | 477 | 0.079 | 0.106 | 0 | 500 | 0.042 | 0.067 | FALSE | TRUE | 1 | 0 | 0.5 | 1.881
CFLSFm1996CZ04rNCEH | CFL | All | SFm | 1996 | CZ04 | rNCEH | 0.686 | 1 | 1.0149 | 0 |  | 343 | 0.042 | 0.068 | 0 | 500 | 0.042 | 0.067 | FALSE | TRUE | 1 | 0 | 0.25 | 1
CFLSFm1996CZ04rNCGF | CFL | All | SFm | 1996 | CZ04 | rNCGF | 0.992 | 1 | 1.0149 | -0.02257 |  | 496 | 0.042 | 0.068 | -11.2851 | 500 | 0.042 | 0.067 | FALSE | FALSE | 1 | -0.02257 | 0.9 | 1
CFLSFm1996CZ05rDXGF | CFL | All | SFm | 1996 | CZ05 | rDXGF | 1.014 | 1.6818 | 1.4 | -0.03413 |  | 507 | 0.074 | 0.105 | -18.3905 | 500 | 0.044 | 0.075 | FALSE | FALSE | 1 | -0.03413 | 1 | 1.6818
CFLSFm1996CZ05rDXHP | CFL | All | SFm | 1996 | CZ05 | rDXHP | 0.75 | 1.75 | 1.4133 | 0 |  | 375 | 0.077 | 0.106 | 0 | 500 | 0.044 | 0.075 | FALSE | TRUE | 1 | 0 | 0.5 | 1.75
CFLSFm1996CZ05rNCEH | CFL | All | SFm | 1996 | CZ05 | rNCEH | 0.488 | 1 | 1 | 0 |  | 244 | 0.044 | 0.074 | 0 | 500 | 0.044 | 0.075 | FALSE | TRUE | 1 | 0 | 0.25 | 1
CFLSFm1996CZ05rNCGF | CFL | All | SFm | 1996 | CZ05 | rNCGF | 0.982 | 1.0227 | 1 | -0.03413 |  | 491 | 0.045 | 0.075 | -18.4082 | 500 | 0.044 | 0.075 | FALSE | FALSE | 1 | -0.03413 | 0.9 | 1.0227
CFLSFm1996CZ06rDXGF | CFL | All | SFm | 1996 | CZ06 | rDXGF | 1.146 | 1.5581 | 1.3919 | -0.017056 |  | 573 | 0.067 | 0.103 | -8.528 | 500 | 0.043 | 0.074 | FALSE | FALSE | 1 | -0.017056 | 1 | 1.5581
CFLSFm1996CZ06rDXHP | CFL | All | SFm | 1996 | CZ06 | rDXHP | 1.054 | 1.8605 | 1.5676 | 0 |  | 527 | 0.08 | 0.116 | 0 | 500 | 0.043 | 0.074 | FALSE | TRUE | 1 | 0 | 0.5 | 1.8605
CFLSFm1996CZ06rNCEH | CFL | All | SFm | 1996 | CZ06 | rNCEH | 0.764 | 1.0465 | 1 | 0 |  | 382 | 0.045 | 0.074 | 0 | 500 | 0.043 | 0.074 | FALSE | TRUE | 1 | 0 | 0.25 | 1.0465
CFLSFm1996CZ06rNCGF | CFL | All | SFm | 1996 | CZ06 | rNCGF | 0.996 | 1.0233 | 1.0135 | -0.017276 |  | 498 | 0.044 | 0.075 | -8.638 | 500 | 0.043 | 0.074 | FALSE | FALSE | 1 | -0.017276 | 0.9 | 1.0233
CFLSFm1996CZ07rDXGF | CFL | All | SFm | 1996 | CZ07 | rDXGF | 1.092 | 1.4884 | 1.2838 | -0.017761 |  | 546 | 0.064 | 0.095 | -8.8806 | 500 | 0.043 | 0.074 | FALSE | FALSE | 1 | -0.017761 | 1 | 1.4884
CFLSFm1996CZ07rDXHP | CFL | All | SFm | 1996 | CZ07 | rDXHP | 1.004 | 2 | 1.5 | 0 |  | 502 | 0.092 | 0.111 | 0 | 500 | 0.043 | 0.074 | FALSE | TRUE | 1 | 0 | 0.5 | 2.1395
CFLSFm1996CZ07rNCEH | CFL | All | SFm | 1996 | CZ07 | rNCEH | 0.762 | 1.0233 | 1.0135 | 0 |  | 381 | 0.044 | 0.075 | 0 | 500 | 0.043 | 0.074 | FALSE | TRUE | 1 | 0 | 0.25 | 1.0233
CFLSFm1996CZ07rNCGF | CFL | All | SFm | 1996 | CZ07 | rNCGF | 0.994 | 1.0233 | 1 | -0.017853 |  | 497 | 0.044 | 0.074 | -8.9266 | 500 | 0.043 | 0.074 | FALSE | FALSE | 1 | -0.017853 | 0.9 | 1.0233
CFLSFm1996CZ08rDXGF | CFL | All | SFm | 1996 | CZ08 | rDXGF | 1.188 | 1.4884 | 1.3514 | -0.013825 |  | 594 | 0.064 | 0.1 | -6.9126 | 500 | 0.043 | 0.074 | FALSE | FALSE | 1 | -0.013825 | 1 | 1.4884
CFLSFm1996CZ08rDXHP | CFL | All | SFm | 1996 | CZ08 | rDXHP | 1.142 | 1.8837 | 1.5541 | 0 |  | 571 | 0.081 | 0.115 | 0 | 500 | 0.043 | 0.074 | FALSE | TRUE | 1 | 0 | 0.5 | 1.8837
CFLSFm1996CZ08rNCEH | CFL | All | SFm | 1996 | CZ08 | rNCEH | 0.808 | 1.0233 | 1.0135 | 0 |  | 404 | 0.044 | 0.075 | 0 | 500 | 0.043 | 0.074 | FALSE | TRUE | 1 | 0 | 0.25 | 1.0233
CFLSFm1996CZ08rNCGF | CFL | All | SFm | 1996 | CZ08 | rNCGF | 0.998 | 1.0233 | 1.0135 | -0.014083 |  | 499 | 0.044 | 0.075 | -7.0413 | 500 | 0.043 | 0.074 | FALSE | FALSE | 1 | -0.014083 | 0.9 | 1.0233
CFLSFm1996CZ09rDXGF | CFL | All | SFm | 1996 | CZ09 | rDXGF | 1.17 | 1.5111 | 1.3649 | -0.016034 |  | 585 | 0.068 | 0.101 | -8.017 | 500 | 0.045 | 0.074 | FALSE | FALSE | 1 | -0.016034 | 1 | 1.5111
CFLSFm1996CZ09rDXHP | CFL | All | SFm | 1996 | CZ09 | rDXHP | 1.086 | 1.8444 | 1.5946 | 0 |  | 543 | 0.083 | 0.118 | 0 | 500 | 0.045 | 0.074 | FALSE | TRUE | 1 | 0 | 0.5 | 1.8444
CFLSFm1996CZ09rNCEH | CFL | All | SFm | 1996 | CZ09 | rNCEH | 0.778 | 1 | 1 | 0 |  | 389 | 0.044 | 0.074 | 0 | 500 | 0.045 | 0.074 | FALSE | TRUE | 1 | 0 | 0.25 | 0.97778
CFLSFm1996CZ09rNCGF | CFL | All | SFm | 1996 | CZ09 | rNCGF | 0.998 | 1 | 1.0135 | -0.01617 |  | 499 | 0.045 | 0.075 | -8.0851 | 500 | 0.045 | 0.074 | FALSE | FALSE | 1 | -0.01617 | 0.9 | 1
CFLSFm1996CZ10rDXGF | CFL | All | SFm | 1996 | CZ10 | rDXGF | 1.154 | 1.575 | 1.4032 | -0.019959 |  | 577 | 0.063 | 0.087 | -9.9793 | 500 | 0.04 | 0.062 | FALSE | FALSE | 1 | -0.019959 | 1 | 1.575
CFLSFm1996CZ10rDXHP | CFL | All | SFm | 1996 | CZ10 | rDXHP | 1.034 | 1.85 | 1.5645 | 0 |  | 517 | 0.074 | 0.097 | 0 | 500 | 0.04 | 0.062 | FALSE | TRUE | 1 | 0 | 0.5 | 1.85
CFLSFm1996CZ10rNCEH | CFL | All | SFm | 1996 | CZ10 | rNCEH | 0.706 | 1 | 1 | 0 |  | 353 | 0.04 | 0.062 | 0 | 500 | 0.04 | 0.062 | FALSE | TRUE | 1 | 0 | 0.25 | 1
CFLSFm1996CZ10rNCGF | CFL | All | SFm | 1996 | CZ10 | rNCGF | 0.994 | 1 | 1 | -0.020351 |  | 497 | 0.04 | 0.062 | -10.1756 | 500 | 0.04 | 0.062 | FALSE | FALSE | 1 | -0.020351 | 0.9 | 1
CFLSFm1996CZ11rDXGF | CFL | All | SFm | 1996 | CZ11 | rDXGF | 1.124 | 1.75 | 1.4839 | -0.025242 |  | 562 | 0.07 | 0.092 | -12.6209 | 500 | 0.04 | 0.062 | FALSE | FALSE | 1 | -0.025242 | 1 | 1.75
CFLSFm1996CZ11rDXHP | CFL | All | SFm | 1996 | CZ11 | rDXHP | 0.948 | 2 | 1.6613 | 0 |  | 474 | 0.081 | 0.103 | 0 | 500 | 0.04 | 0.062 | FALSE | TRUE | 1 | 0 | 0.5 | 2.025
CFLSFm1996CZ11rNCEH | CFL | All | SFm | 1996 | CZ11 | rNCEH | 0.618 | 1 | 1 | 0 |  | 309 | 0.04 | 0.062 | 0 | 500 | 0.04 | 0.062 | FALSE | TRUE | 1 | 0 | 0.25 | 1
CFLSFm1996CZ11rNCGF | CFL | All | SFm | 1996 | CZ11 | rNCGF | 0.99 | 1.025 | 1 | -0.025505 |  | 495 | 0.041 | 0.062 | -12.7526 | 500 | 0.04 | 0.062 | FALSE | FALSE | 1 | -0.025505 | 0.9 | 1.025
CFLSFm1996CZ12rDXGF | CFL | All | SFm | 1996 | CZ12 | rDXGF | 1.092 | 1.6 | 1.4194 | -0.023922 |  | 546 | 0.064 | 0.088 | -11.961 | 500 | 0.04 | 0.062 | FALSE | FALSE | 1 | -0.023922 | 1 | 1.6
CFLSFm1996CZ12rDXHP | CFL | All | SFm | 1996 | CZ12 | rDXHP | 0.924 | 1.85 | 1.5806 | 0 |  | 462 | 0.074 | 0.098 | 0 | 500 | 0.04 | 0.062 | FALSE | TRUE | 1 | 0 | 0.5 | 1.85
CFLSFm1996CZ12rNCEH | CFL | All | SFm | 1996 | CZ12 | rNCEH | 0.648 | 1 | 1 | 0 |  | 324 | 0.04 | 0.062 | 0 | 500 | 0.04 | 0.062 | FALSE | TRUE | 1 | 0 | 0.25 | 1
CFLSFm1996CZ12rNCGF | CFL | All | SFm | 1996 | CZ12 | rNCGF | 0.992 | 1.025 | 1 | -0.024138 |  | 496 | 0.041 | 0.062 | -12.0688 | 500 | 0.04 | 0.062 | FALSE | FALSE | 1 | -0.024138 | 0.9 | 1.025
CFLSFm1996CZ13rDXGF | CFL | All | SFm | 1996 | CZ13 | rDXGF | 1.142 | 1.6 | 1.4677 | -0.021493 |  | 571 | 0.064 | 0.091 | -10.7466 | 500 | 0.04 | 0.062 | FALSE | FALSE | 1 | -0.021493 | 1 | 1.6
CFLSFm1996CZ13rDXHP | CFL | All | SFm | 1996 | CZ13 | rDXHP | 1.012 | 1.8 | 1.629 | 0 |  | 506 | 0.072 | 0.101 | 0 | 500 | 0.04 | 0.062 | FALSE | TRUE | 1 | 0 | 0.5 | 1.8
CFLSFm1996CZ13rNCEH | CFL | All | SFm | 1996 | CZ13 | rNCEH | 0.668 | 1.025 | 1 | 0 |  | 334 | 0.041 | 0.062 | 0 | 500 | 0.04 | 0.062 | FALSE | TRUE | 1 | 0 | 0.25 | 1.025
CFLSFm1996CZ13rNCGF | CFL | All | SFm | 1996 | CZ13 | rNCGF | 0.992 | 1.025 | 1 | -0.021743 |  | 496 | 0.041 | 0.062 | -10.8714 | 500 | 0.04 | 0.062 | FALSE | FALSE | 1 | -0.021743 | 0.9 | 1.025
CFLSFm1996CZ14rDXGF | CFL | All | SFm | 1996 | CZ14 | rDXGF | 1.144 | 1.6 | 1.4355 | -0.022905 |  | 572 | 0.064 | 0.089 | -11.4523 | 500 | 0.04 | 0.062 | FALSE | FALSE | 1 | -0.022905 | 1 | 1.6
CFLSFm1996CZ14rDXHP | CFL | All | SFm | 1996 | CZ14 | rDXHP | 0.972 | 1.85 | 1.5968 | 0 |  | 486 | 0.074 | 0.099 | 0 | 500 | 0.04 | 0.062 | FALSE | TRUE | 1 | 0 | 0.5 | 1.85
CFLSFm1996CZ14rNCEH | CFL | All | SFm | 1996 | CZ14 | rNCEH | 0.662 | 1 | 1 | 0 |  | 331 | 0.04 | 0.062 | 0 | 500 | 0.04 | 0.062 | FALSE | TRUE | 1 | 0 | 0.25 | 1
CFLSFm1996CZ14rNCGF | CFL | All | SFm | 1996 | CZ14 | rNCGF | 0.992 | 1 | 1 | -0.023116 |  | 496 | 0.04 | 0.062 | -11.558 | 500 | 0.04 | 0.062 | FALSE | FALSE | 1 | -0.023116 | 0.9 | 1
CFLSFm1996CZ15rDXGF | CFL | All | SFm | 1996 | CZ15 | rDXGF | 1.202 | 1.625 | 1.5 | -0.011007 |  | 601 | 0.065 | 0.093 | -5.5036 | 500 | 0.04 | 0.062 | FALSE | FALSE | 1 | -0.011007 | 1 | 1.625
CFLSFm1996CZ15rDXHP | CFL | All | SFm | 1996 | CZ15 | rDXHP | 1.182 | 1.875 | 1.6613 | 0 |  | 591 | 0.075 | 0.103 | 0 | 500 | 0.04 | 0.062 | FALSE | TRUE | 1 | 0 | 0.5 | 1.875
CFLSFm1996CZ15rNCEH | CFL | All | SFm | 1996 | CZ15 | rNCEH | 0.84 | 1 | 1 | 0 |  | 420 | 0.04 | 0.062 | 0 | 500 | 0.04 | 0.062 | FALSE | TRUE | 1 | 0 | 0.25 | 1
CFLSFm1996CZ15rNCGF | CFL | All | SFm | 1996 | CZ15 | rNCGF | 1 | 1.025 | 1 | -0.011319 |  | 500 | 0.041 | 0.062 | -5.6595 | 500 | 0.04 | 0.062 | FALSE | FALSE | 1 | -0.011319 | 0.9 | 1.025
CFLSFm1996CZ16rDXGF | CFL | All | SFm | 1996 | CZ16 | rDXGF | 1.062 | 1.8095 | 1.4179 | -0.021802 |  | 531 | 0.076 | 0.095 | -10.9008 | 500 | 0.042 | 0.067 | FALSE | FALSE | 1 | -0.021802 | 1 | 1.8095
CFLSFm1996CZ16rDXHP | CFL | All | SFm | 1996 | CZ16 | rDXHP | 0.838 | 1.7143 | 1.403 | 0 |  | 419 | 0.072 | 0.094 | 0 | 500 | 0.042 | 0.067 | FALSE | TRUE | 1 | 0 | 0.5 | 1.7143
CFLSFm1996CZ16rNCEH | CFL | All | SFm | 1996 | CZ16 | rNCEH | 0.694 | 1 | 1.0149 | 0 |  | 347 | 0.042 | 0.068 | 0 | 500 | 0.042 | 0.067 | FALSE | TRUE | 1 | 0 | 0.25 | 1
CFLSFm1996CZ16rNCGF | CFL | All | SFm | 1996 | CZ16 | rNCGF | 0.994 | 1.0238 | 1.0149 | -0.021945 |  | 497 | 0.043 | 0.068 | -10.9723 | 500 | 0.042 | 0.067 | FALSE | FALSE | 1 | -0.021945 | 0.9 | 1.0238
CFLSFm2003CZ01rDXGF | CFL | All | SFm | 2003 | CZ01 | rDXGF | 1 | 1.0244 | 1.0149 | -0.031833 |  | 492 | 0.042 | 0.068 | -15.9164 | 500 | 0.041 | 0.067 | FALSE | FALSE | 1 | -0.031833 | 1 | 1.0244
CFLSFm2003CZ01rDXHP | CFL | All | SFm | 2003 | CZ01 | rDXHP | 0.74 | 1.0244 | 1 | 0 |  | 370 | 0.042 | 0.067 | 0 | 500 | 0.041 | 0.067 | FALSE | TRUE | 1 | 0 | 0.5 | 1.0244
CFLSFm2003CZ01rNCEH | CFL | All | SFm | 2003 | CZ01 | rNCEH | 0.536 | 1.0244 | 1 | 0 |  | 268 | 0.042 | 0.067 | 0 | 500 | 0.041 | 0.067 | FALSE | TRUE | 1 | 0 | 0.25 | 1.0244
CFLSFm2003CZ01rNCGF | CFL | All | SFm | 2003 | CZ01 | rNCGF | 0.986 | 1.0244 | 1.0149 | -0.032065 |  | 493 | 0.042 | 0.068 | -16.0323 | 500 | 0.041 | 0.067 | FALSE | FALSE | 1 | -0.032065 | 0.9 | 1.0244
CFLSFm2003CZ02rDXGF | CFL | All | SFm | 2003 | CZ02 | rDXGF | 1.038 | 2 | 1.5373 | -0.027281 |  | 519 | 0.085 | 0.103 | -13.6406 | 500 | 0.041 | 0.067 | FALSE | FALSE | 1 | -0.027281 | 1 | 2.0732
CFLSFm2003CZ02rDXHP | CFL | All | SFm | 2003 | CZ02 | rDXHP | 0.822 | 2 | 1.6716 | 0 |  | 411 | 0.093 | 0.112 | 0 | 500 | 0.041 | 0.067 | FALSE | TRUE | 1 | 0 | 0.5 | 2.2683
CFLSFm2003CZ02rNCEH | CFL | All | SFm | 2003 | CZ02 | rNCEH | 0.602 | 1.0244 | 1.0149 | 0 |  | 301 | 0.042 | 0.068 | 0 | 500 | 0.041 | 0.067 | FALSE | TRUE | 1 | 0 | 0.25 | 1.0244
CFLSFm2003CZ02rNCGF | CFL | All | SFm | 2003 | CZ02 | rNCGF | 0.986 | 1.0488 | 1.0149 | -0.027541 |  | 493 | 0.043 | 0.068 | -13.7705 | 500 | 0.041 | 0.067 | FALSE | FALSE | 1 | -0.027541 | 0.9 | 1.0488
CFLSFm2003CZ03rDXGF | CFL | All | SFm | 2003 | CZ03 | rDXGF | 1.008 | 1.9024 | 1.4328 | -0.027123 |  | 504 | 0.078 | 0.096 | -13.5613 | 500 | 0.041 | 0.067 | FALSE | FALSE | 1 | -0.027123 | 1 | 1.9024
CFLSFm2003CZ03rDXHP | CFL | All | SFm | 2003 | CZ03 | rDXHP | 0.818 | 2 | 1.5821 | 0 |  | 409 | 0.091 | 0.106 | 0 | 500 | 0.041 | 0.067 | FALSE | TRUE | 1 | 0 | 0.5 | 2.2195
CFLSFm2003CZ03rNCEH | CFL | All | SFm | 2003 | CZ03 | rNCEH | 0.618 | 1.0244 | 1.0149 | 0 |  | 309 | 0.042 | 0.068 | 0 | 500 | 0.041 | 0.067 | FALSE | TRUE | 1 | 0 | 0.25 | 1.0244
CFLSFm2003CZ03rNCGF | CFL | All | SFm | 2003 | CZ03 | rNCGF | 0.988 | 1.0244 | 1 | -0.027255 |  | 494 | 0.042 | 0.067 | -13.6275 | 500 | 0.041 | 0.067 | FALSE | FALSE | 1 | -0.027255 | 0.9 | 1.0244
CFLSFm2003CZ04rDXGF | CFL | All | SFm | 2003 | CZ04 | rDXGF | 1.096 | 1.5854 | 1.3731 | -0.023137 |  | 548 | 0.065 | 0.092 | -11.5687 | 500 | 0.041 | 0.067 | FALSE | FALSE | 1 | -0.023137 | 1 | 1.5854
CFLSFm2003CZ04rDXHP | CFL | All | SFm | 2003 | CZ04 | rDXHP | 0.954 | 1.8293 | 1.5224 | 0 |  | 477 | 0.075 | 0.102 | 0 | 500 | 0.041 | 0.067 | FALSE | TRUE | 1 | 0 | 0.5 | 1.8293
CFLSFm2003CZ04rNCEH | CFL | All | SFm | 2003 | CZ04 | rNCEH | 0.672 | 1.0244 | 1.0149 | 0 |  | 336 | 0.042 | 0.068 | 0 | 500 | 0.041 | 0.067 | FALSE | TRUE | 1 | 0 | 0.25 | 1.0244
CFLSFm2003CZ04rNCGF | CFL | All | SFm | 2003 | CZ04 | rNCGF | 0.99 | 1.0244 | 1.0149 | -0.023296 |  | 495 | 0.042 | 0.068 | -11.6479 | 500 | 0.041 | 0.067 | FALSE | FALSE | 1 | -0.023296 | 0.9 | 1.0244
CFLSFm2003CZ05rDXGF | CFL | All | SFm | 2003 | CZ05 | rDXGF | 1.016 | 1.6364 | 1.3514 | -0.031343 |  | 508 | 0.072 | 0.1 | -15.6716 | 500 | 0.044 | 0.074 | FALSE | FALSE | 1 | -0.031343 | 1 | 1.6364
CFLSFm2003CZ05rDXHP | CFL | All | SFm | 2003 | CZ05 | rDXHP | 0.786 | 1.7955 | 1.3378 | 0 |  | 393 | 0.079 | 0.099 | 0 | 500 | 0.044 | 0.074 | FALSE | TRUE | 1 | 0 | 0.5 | 1.7955
CFLSFm2003CZ05rNCEH | CFL | All | SFm | 2003 | CZ05 | rNCEH | 0.566 | 1 | 1 | 0 |  | 283 | 0.044 | 0.074 | 0 | 500 | 0.044 | 0.074 | FALSE | TRUE | 1 | 0 | 0.25 | 1
CFLSFm2003CZ05rNCGF | CFL | All | SFm | 2003 | CZ05 | rNCGF | 0.986 | 1.0227 | 1 | -0.031345 |  | 493 | 0.045 | 0.074 | -15.6724 | 500 | 0.044 | 0.074 | FALSE | FALSE | 1 | -0.031345 | 0.9 | 1.0227
CFLSFm2003CZ06rDXGF | CFL | All | SFm | 2003 | CZ06 | rDXGF | 1.142 | 1.5455 | 1.3784 | -0.012317 |  | 571 | 0.068 | 0.102 | -6.1583 | 500 | 0.044 | 0.074 | FALSE | FALSE | 1 | -0.012317 | 1 | 1.5455
CFLSFm2003CZ06rDXHP | CFL | All | SFm | 2003 | CZ06 | rDXHP | 1.086 | 1.8182 | 1.5405 | 0 |  | 543 | 0.08 | 0.114 | 0 | 500 | 0.044 | 0.074 | FALSE | TRUE | 1 | 0 | 0.5 | 1.8182
CFLSFm2003CZ06rNCEH | CFL | All | SFm | 2003 | CZ06 | rNCEH | 0.826 | 1 | 1 | 0 |  | 413 | 0.044 | 0.074 | 0 | 500 | 0.044 | 0.074 | FALSE | TRUE | 1 | 0 | 0.25 | 1
CFLSFm2003CZ06rNCGF | CFL | All | SFm | 2003 | CZ06 | rNCGF | 1 | 1.0227 | 1 | -0.012408 |  | 500 | 0.045 | 0.074 | -6.2041 | 500 | 0.044 | 0.074 | FALSE | FALSE | 1 | -0.012408 | 0.9 | 1.0227
CFLSFm2003CZ07rDXGF | CFL | All | SFm | 2003 | CZ07 | rDXGF | 1.136 | 1.5682 | 1.3649 | -0.018969 |  | 568 | 0.069 | 0.101 | -9.4847 | 500 | 0.044 | 0.074 | FALSE | FALSE | 1 | -0.018969 | 1 | 1.5682
CFLSFm2003CZ07rDXHP | CFL | All | SFm | 2003 | CZ07 | rDXHP | 1.046 | 1.8409 | 1.5135 | 0 |  | 523 | 0.081 | 0.112 | 0 | 500 | 0.044 | 0.074 | FALSE | TRUE | 1 | 0 | 0.5 | 1.8409
CFLSFm2003CZ07rNCEH | CFL | All | SFm | 2003 | CZ07 | rNCEH | 0.74 | 1 | 1.0135 | 0 |  | 370 | 0.044 | 0.075 | 0 | 500 | 0.044 | 0.074 | FALSE | TRUE | 1 | 0 | 0.25 | 1
CFLSFm2003CZ07rNCGF | CFL | All | SFm | 2003 | CZ07 | rNCGF | 0.994 | 1 | 1.0135 | -0.019153 |  | 497 | 0.044 | 0.075 | -9.5767 | 500 | 0.044 | 0.074 | FALSE | FALSE | 1 | -0.019153 | 0.9 | 1
CFLSFm2003CZ08rDXGF | CFL | All | SFm | 2003 | CZ08 | rDXGF | 1.2 | 1.5 | 1.3514 | -0.013254 |  | 600 | 0.066 | 0.1 | -6.6272 | 500 | 0.044 | 0.074 | FALSE | FALSE | 1 | -0.013254 | 1 | 1.5
CFLSFm2003CZ08rDXHP | CFL | All | SFm | 2003 | CZ08 | rDXHP | 1.16 | 1.75 | 1.5 | 0 |  | 580 | 0.077 | 0.111 | 0 | 500 | 0.044 | 0.074 | FALSE | TRUE | 1 | 0 | 0.5 | 1.75
CFLSFm2003CZ08rNCEH | CFL | All | SFm | 2003 | CZ08 | rNCEH | 0.812 | 1.0227 | 1.0135 | 0 |  | 406 | 0.045 | 0.075 | 0 | 500 | 0.044 | 0.074 | FALSE | TRUE | 1 | 0 | 0.25 | 1.0227
CFLSFm2003CZ08rNCGF | CFL | All | SFm | 2003 | CZ08 | rNCGF | 0.998 | 1.0227 | 1 | -0.013444 |  | 499 | 0.045 | 0.074 | -6.7218 | 500 | 0.044 | 0.074 | FALSE | FALSE | 1 | -0.013444 | 0.9 | 1.0227
CFLSFm2003CZ09rDXGF | CFL | All | SFm | 2003 | CZ09 | rDXGF | 1.134 | 1.5682 | 1.3919 | -0.016005 |  | 567 | 0.069 | 0.103 | -8.0025 | 500 | 0.044 | 0.074 | FALSE | FALSE | 1 | -0.016005 | 1 | 1.5682
CFLSFm2003CZ09rDXHP | CFL | All | SFm | 2003 | CZ09 | rDXHP | 1.048 | 1.8409 | 1.5541 | 0 |  | 524 | 0.081 | 0.115 | 0 | 500 | 0.044 | 0.074 | FALSE | TRUE | 1 | 0 | 0.5 | 1.8409
CFLSFm2003CZ09rNCEH | CFL | All | SFm | 2003 | CZ09 | rNCEH | 0.768 | 1 | 1 | 0 |  | 384 | 0.044 | 0.074 | 0 | 500 | 0.044 | 0.074 | FALSE | TRUE | 1 | 0 | 0.25 | 1
CFLSFm2003CZ09rNCGF | CFL | All | SFm | 2003 | CZ09 | rNCGF | 0.996 | 1 | 1.0135 | -0.016112 |  | 498 | 0.044 | 0.075 | -8.0562 | 500 | 0.044 | 0.074 | FALSE | FALSE | 1 | -0.016112 | 0.9 | 1
CFLSFm2003CZ10rDXGF | CFL | All | SFm | 2003 | CZ10 | rDXGF | 1.138 | 1.4634 | 1.3548 | -0.020106 |  | 569 | 0.06 | 0.084 | -10.053 | 500 | 0.041 | 0.062 | FALSE | FALSE | 1 | -0.020106 | 1 | 1.4634
CFLSFm2003CZ10rDXHP | CFL | All | SFm | 2003 | CZ10 | rDXHP | 1.022 | 1.6341 | 1.5161 | 0 |  | 511 | 0.067 | 0.094 | 0 | 500 | 0.041 | 0.062 | FALSE | TRUE | 1 | 0 | 0.5 | 1.6341
CFLSFm2003CZ10rNCEH | CFL | All | SFm | 2003 | CZ10 | rNCEH | 0.692 | 1 | 1 | 0 |  | 346 | 0.041 | 0.062 | 0 | 500 | 0.041 | 0.062 | FALSE | TRUE | 1 | 0 | 0.25 | 1
CFLSFm2003CZ10rNCGF | CFL | All | SFm | 2003 | CZ10 | rNCGF | 0.994 | 1 | 1.0161 | -0.020418 |  | 497 | 0.041 | 0.063 | -10.2088 | 500 | 0.041 | 0.062 | FALSE | FALSE | 1 | -0.020418 | 0.9 | 1
CFLSFm2003CZ11rDXGF | CFL | All | SFm | 2003 | CZ11 | rDXGF | 1.13 | 1.561 | 1.4355 | -0.022229 |  | 565 | 0.064 | 0.089 | -11.1147 | 500 | 0.041 | 0.062 | FALSE | FALSE | 1 | -0.022229 | 1 | 1.561
CFLSFm2003CZ11rDXHP | CFL | All | SFm | 2003 | CZ11 | rDXHP | 0.982 | 1.7805 | 1.5645 | 0 |  | 491 | 0.073 | 0.097 | 0 | 500 | 0.041 | 0.062 | FALSE | TRUE | 1 | 0 | 0.5 | 1.7805
CFLSFm2003CZ11rNCEH | CFL | All | SFm | 2003 | CZ11 | rNCEH | 0.66 | 1 | 1 | 0 |  | 330 | 0.04 | 0.062 | 0 | 500 | 0.041 | 0.062 | FALSE | TRUE | 1 | 0 | 0.25 | 0.97561
CFLSFm2003CZ11rNCGF | CFL | All | SFm | 2003 | CZ11 | rNCGF | 0.992 | 1 | 1 | -0.022514 |  | 496 | 0.04 | 0.062 | -11.2571 | 500 | 0.041 | 0.062 | FALSE | FALSE | 1 | -0.022514 | 0.9 | 0.97561
CFLSFm2003CZ12rDXGF | CFL | All | SFm | 2003 | CZ12 | rDXGF | 1.086 | 1.6341 | 1.3871 | -0.022291 |  | 543 | 0.067 | 0.086 | -11.1454 | 500 | 0.041 | 0.062 | FALSE | FALSE | 1 | -0.022291 | 1 | 1.6341
CFLSFm2003CZ12rDXHP | CFL | All | SFm | 2003 | CZ12 | rDXHP | 0.926 | 1.8049 | 1.5323 | 0 |  | 463 | 0.074 | 0.095 | 0 | 500 | 0.041 | 0.062 | FALSE | TRUE | 1 | 0 | 0.5 | 1.8049
CFLSFm2003CZ12rNCEH | CFL | All | SFm | 2003 | CZ12 | rNCEH | 0.67 | 1 | 1 | 0 |  | 335 | 0.04 | 0.062 | 0 | 500 | 0.041 | 0.062 | FALSE | TRUE | 1 | 0 | 0.25 | 0.97561
CFLSFm2003CZ12rNCGF | CFL | All | SFm | 2003 | CZ12 | rNCGF | 0.992 | 1 | 1 | -0.022531 |  | 496 | 0.04 | 0.062 | -11.2653 | 500 | 0.041 | 0.062 | FALSE | FALSE | 1 | -0.022531 | 0.9 | 0.97561
CFLSFm2003CZ13rDXGF | CFL | All | SFm | 2003 | CZ13 | rDXGF | 1.146 | 1.5854 | 1.4194 | -0.018557 |  | 573 | 0.065 | 0.088 | -9.2787 | 500 | 0.041 | 0.062 | FALSE | FALSE | 1 | -0.018557 | 1 | 1.5854
CFLSFm2003CZ13rDXHP | CFL | All | SFm | 2003 | CZ13 | rDXHP | 1.032 | 1.7561 | 1.5161 | 0 |  | 516 | 0.072 | 0.094 | 0 | 500 | 0.041 | 0.062 | FALSE | TRUE | 1 | 0 | 0.5 | 1.7561
CFLSFm2003CZ13rNCEH | CFL | All | SFm | 2003 | CZ13 | rNCEH | 0.708 | 1 | 1 | 0 |  | 354 | 0.04 | 0.062 | 0 | 500 | 0.041 | 0.062 | FALSE | TRUE | 1 | 0 | 0.25 | 0.97561
CFLSFm2003CZ13rNCGF | CFL | All | SFm | 2003 | CZ13 | rNCGF | 0.996 | 1 | 1 | -0.018875 |  | 498 | 0.04 | 0.062 | -9.4375 | 500 | 0.041 | 0.062 | FALSE | FALSE | 1 | -0.018875 | 0.9 | 0.97561
CFLSFm2003CZ14rDXGF | CFL | All | SFm | 2003 | CZ14 | rDXGF | 1.142 | 1.45 | 1.3871 | -0.022534 |  | 571 | 0.058 | 0.086 | -11.267 | 500 | 0.04 | 0.062 | FALSE | FALSE | 1 | -0.022534 | 1 | 1.45
CFLSFm2003CZ14rDXHP | CFL | All | SFm | 2003 | CZ14 | rDXHP | 0.99 | 1.475 | 1.4839 | 0 |  | 495 | 0.059 | 0.092 | 0 | 500 | 0.04 | 0.062 | FALSE | TRUE | 1 | 0 | 0.5 | 1.475
CFLSFm2003CZ14rNCEH | CFL | All | SFm | 2003 | CZ14 | rNCEH | 0.67 | 1 | 1 | 0 |  | 335 | 0.04 | 0.062 | 0 | 500 | 0.04 | 0.062 | FALSE | TRUE | 1 | 0 | 0.25 | 1
CFLSFm2003CZ14rNCGF | CFL | All | SFm | 2003 | CZ14 | rNCGF | 0.992 | 1.025 | 1.0161 | -0.022782 |  | 496 | 0.041 | 0.063 | -11.391 | 500 | 0.04 | 0.062 | FALSE | FALSE | 1 | -0.022782 | 0.9 | 1.025
CFLSFm2003CZ15rDXGF | CFL | All | SFm | 2003 | CZ15 | rDXGF | 1.196 | 1.675 | 1.4839 | -0.010642 |  | 598 | 0.067 | 0.092 | -5.3208 | 500 | 0.04 | 0.062 | FALSE | FALSE | 1 | -0.010642 | 1 | 1.675
CFLSFm2003CZ15rDXHP | CFL | All | SFm | 2003 | CZ15 | rDXHP | 1.168 | 1.925 | 1.6452 | 0 |  | 584 | 0.077 | 0.102 | 0 | 500 | 0.04 | 0.062 | FALSE | TRUE | 1 | 0 | 0.5 | 1.925
CFLSFm2003CZ15rNCEH | CFL | All | SFm | 2003 | CZ15 | rNCEH | 0.844 | 1 | 1 | 0 |  | 422 | 0.04 | 0.062 | 0 | 500 | 0.04 | 0.062 | FALSE | TRUE | 1 | 0 | 0.25 | 1
CFLSFm2003CZ15rNCGF | CFL | All | SFm | 2003 | CZ15 | rNCGF | 1 | 1.025 | 1.0161 | -0.01089 |  | 500 | 0.041 | 0.063 | -5.4452 | 500 | 0.04 | 0.062 | FALSE | FALSE | 1 | -0.01089 | 0.9 | 1.025
CFLSFm2003CZ16rDXGF | CFL | All | SFm | 2003 | CZ16 | rDXGF | 1.056 | 1.8537 | 1.4925 | -0.021541 |  | 528 | 0.076 | 0.1 | -10.7707 | 500 | 0.041 | 0.067 | FALSE | FALSE | 1 | -0.021541 | 1 | 1.8537
CFLSFm2003CZ16rDXHP | CFL | All | SFm | 2003 | CZ16 | rDXHP | 0.834 | 2 | 1.5821 | 0 |  | 417 | 0.082 | 0.106 | 0 | 500 | 0.041 | 0.067 | FALSE | TRUE | 1 | 0 | 0.5 | 2
CFLSFm2003CZ16rNCEH | CFL | All | SFm | 2003 | CZ16 | rNCEH | 0.698 | 1.0244 | 1.0149 | 0 |  | 349 | 0.042 | 0.068 | 0 | 500 | 0.041 | 0.067 | FALSE | TRUE | 1 | 0 | 0.25 | 1.0244
CFLSFm2003CZ16rNCGF | CFL | All | SFm | 2003 | CZ16 | rNCGF | 0.994 | 1.0244 | 1.0149 | -0.021684 |  | 497 | 0.042 | 0.068 | -10.8422 | 500 | 0.041 | 0.067 | FALSE | FALSE | 1 | -0.021684 | 0.9 | 1.0244
CFLSFm2007CZ01rDXGF | CFL | All | SFm | 2007 | CZ01 | rDXGF | 1 | 1.0244 | 1.0149 | -0.033036 |  | 492 | 0.042 | 0.068 | -16.518 | 500 | 0.041 | 0.067 | FALSE | FALSE | 1 | -0.033036 | 1 | 1.0244
CFLSFm2007CZ01rDXHP | CFL | All | SFm | 2007 | CZ01 | rDXHP | 0.75 | 1.0244 | 1.0149 | 0 |  | 375 | 0.042 | 0.068 | 0 | 500 | 0.041 | 0.067 | FALSE | TRUE | 1 | 0 | 0.5 | 1.0244
CFLSFm2007CZ01rNCEH | CFL | All | SFm | 2007 | CZ01 | rNCEH | 0.502 | 1 | 1 | 0 |  | 251 | 0.041 | 0.066 | 0 | 500 | 0.041 | 0.067 | FALSE | TRUE | 1 | 0 | 0.25 | 1
CFLSFm2007CZ01rNCGF | CFL | All | SFm | 2007 | CZ01 | rNCGF | 0.984 | 1.0244 | 1.0149 | -0.033168 |  | 492 | 0.042 | 0.068 | -16.5842 | 500 | 0.041 | 0.067 | FALSE | FALSE | 1 | -0.033168 | 0.9 | 1.0244
CFLSFm2007CZ02rDXGF | CFL | All | SFm | 2007 | CZ02 | rDXGF | 1.042 | 1.6098 | 1.3134 | -0.030445 |  | 521 | 0.066 | 0.088 | -15.2226 | 500 | 0.041 | 0.067 | FALSE | FALSE | 1 | -0.030445 | 1 | 1.6098
CFLSFm2007CZ02rDXHP | CFL | All | SFm | 2007 | CZ02 | rDXHP | 0.828 | 2 | 1.5522 | 0 |  | 414 | 0.086 | 0.104 | 0 | 500 | 0.041 | 0.067 | FALSE | TRUE | 1 | 0 | 0.5 | 2.0976
CFLSFm2007CZ02rNCEH | CFL | All | SFm | 2007 | CZ02 | rNCEH | 0.552 | 1.0488 | 1 | 0 |  | 276 | 0.043 | 0.067 | 0 | 500 | 0.041 | 0.067 | FALSE | TRUE | 1 | 0 | 0.25 | 1.0488
CFLSFm2007CZ02rNCGF | CFL | All | SFm | 2007 | CZ02 | rNCGF | 0.984 | 1.0488 | 1.0149 | -0.030641 |  | 492 | 0.043 | 0.068 | -15.3205 | 500 | 0.041 | 0.067 | FALSE | FALSE | 1 | -0.030641 | 0.9 | 1.0488
CFLSFm2007CZ03rDXGF | CFL | All | SFm | 2007 | CZ03 | rDXGF | 1.016 | 1.8537 | 1.4179 | -0.025748 |  | 508 | 0.076 | 0.095 | -12.8742 | 500 | 0.041 | 0.067 | FALSE | FALSE | 1 | -0.025748 | 1 | 1.8537
CFLSFm2007CZ03rDXHP | CFL | All | SFm | 2007 | CZ03 | rDXHP | 0.856 | 1.9756 | 1.4627 | 0 |  | 428 | 0.081 | 0.098 | 0 | 500 | 0.041 | 0.067 | FALSE | TRUE | 1 | 0 | 0.5 | 1.9756
CFLSFm2007CZ03rNCEH | CFL | All | SFm | 2007 | CZ03 | rNCEH | 0.632 | 1.0244 | 1.0149 | 0 |  | 316 | 0.042 | 0.068 | 0 | 500 | 0.041 | 0.067 | FALSE | TRUE | 1 | 0 | 0.25 | 1.0244
CFLSFm2007CZ03rNCGF | CFL | All | SFm | 2007 | CZ03 | rNCGF | 0.988 | 1.0488 | 1 | -0.025821 |  | 494 | 0.043 | 0.067 | -12.9103 | 500 | 0.041 | 0.067 | FALSE | FALSE | 1 | -0.025821 | 0.9 | 1.0488
CFLSFm2007CZ04rDXGF | CFL | All | SFm | 2007 | CZ04 | rDXGF | 1.088 | 1.439 | 1.2985 | -0.023739 |  | 544 | 0.059 | 0.087 | -11.8697 | 500 | 0.041 | 0.067 | FALSE | FALSE | 1 | -0.023739 | 1 | 1.439
CFLSFm2007CZ04rDXHP | CFL | All | SFm | 2007 | CZ04 | rDXHP | 0.944 | 1.6829 | 1.4179 | 0 |  | 472 | 0.069 | 0.095 | 0 | 500 | 0.041 | 0.067 | FALSE | TRUE | 1 | 0 | 0.5 | 1.6829
CFLSFm2007CZ04rNCEH | CFL | All | SFm | 2007 | CZ04 | rNCEH | 0.66 | 1.0244 | 1.0149 | 0 |  | 330 | 0.042 | 0.068 | 0 | 500 | 0.041 | 0.067 | FALSE | TRUE | 1 | 0 | 0.25 | 1.0244
CFLSFm2007CZ04rNCGF | CFL | All | SFm | 2007 | CZ04 | rNCGF | 0.99 | 1.0488 | 1.0149 | -0.02386 |  | 495 | 0.043 | 0.068 | -11.9302 | 500 | 0.041 | 0.067 | FALSE | FALSE | 1 | -0.02386 | 0.9 | 1.0488
CFLSFm2007CZ05rDXGF | CFL | All | SFm | 2007 | CZ05 | rDXGF | 1.014 | 1.5909 | 1.2568 | -0.029631 |  | 507 | 0.07 | 0.093 | -14.8157 | 500 | 0.044 | 0.074 | FALSE | FALSE | 1 | -0.029631 | 1 | 1.5909
CFLSFm2007CZ05rDXHP | CFL | All | SFm | 2007 | CZ05 | rDXHP | 0.816 | 1.6136 | 1.2703 | 0 |  | 408 | 0.071 | 0.094 | 0 | 500 | 0.044 | 0.074 | FALSE | TRUE | 1 | 0 | 0.5 | 1.6136
CFLSFm2007CZ05rNCEH | CFL | All | SFm | 2007 | CZ05 | rNCEH | 0.578 | 1 | 1 | 0 |  | 289 | 0.044 | 0.074 | 0 | 500 | 0.044 | 0.074 | FALSE | TRUE | 1 | 0 | 0.25 | 1
CFLSFm2007CZ05rNCGF | CFL | All | SFm | 2007 | CZ05 | rNCGF | 0.988 | 1.0227 | 1.0135 | -0.029763 |  | 494 | 0.045 | 0.075 | -14.8814 | 500 | 0.044 | 0.074 | FALSE | FALSE | 1 | -0.029763 | 0.9 | 1.0227
CFLSFm2007CZ06rDXGF | CFL | All | SFm | 2007 | CZ06 | rDXGF | 1.112 | 1.4773 | 1.2838 | -0.015568 |  | 556 | 0.065 | 0.095 | -7.7841 | 500 | 0.044 | 0.074 | FALSE | FALSE | 1 | -0.015568 | 1 | 1.4773
CFLSFm2007CZ06rDXHP | CFL | All | SFm | 2007 | CZ06 | rDXHP | 1.024 | 1.7045 | 1.3784 | 0 |  | 512 | 0.075 | 0.102 | 0 | 500 | 0.044 | 0.074 | FALSE | TRUE | 1 | 0 | 0.5 | 1.7045
CFLSFm2007CZ06rNCEH | CFL | All | SFm | 2007 | CZ06 | rNCEH | 0.786 | 1 | 1 | 0 |  | 393 | 0.044 | 0.074 | 0 | 500 | 0.044 | 0.074 | FALSE | TRUE | 1 | 0 | 0.25 | 1
CFLSFm2007CZ06rNCGF | CFL | All | SFm | 2007 | CZ06 | rNCGF | 0.996 | 1 | 1 | -0.015661 |  | 498 | 0.044 | 0.074 | -7.8303 | 500 | 0.044 | 0.074 | FALSE | FALSE | 1 | -0.015661 | 0.9 | 1
CFLSFm2007CZ07rDXGF | CFL | All | SFm | 2007 | CZ07 | rDXGF | 1.142 | 1.3864 | 1.2973 | -0.014725 |  | 571 | 0.061 | 0.096 | -7.3624 | 500 | 0.044 | 0.074 | FALSE | FALSE | 1 | -0.014725 | 1 | 1.3864
CFLSFm2007CZ07rDXHP | CFL | All | SFm | 2007 | CZ07 | rDXHP | 1.074 | 1.5909 | 1.3919 | 0 |  | 537 | 0.07 | 0.103 | 0 | 500 | 0.044 | 0.074 | FALSE | TRUE | 1 | 0 | 0.5 | 1.5909
CFLSFm2007CZ07rNCEH | CFL | All | SFm | 2007 | CZ07 | rNCEH | 0.794 | 1 | 1 | 0 |  | 397 | 0.044 | 0.074 | 0 | 500 | 0.044 | 0.074 | FALSE | TRUE | 1 | 0 | 0.25 | 1
CFLSFm2007CZ07rNCGF | CFL | All | SFm | 2007 | CZ07 | rNCGF | 0.996 | 1 | 1 | -0.014855 |  | 498 | 0.044 | 0.074 | -7.4276 | 500 | 0.044 | 0.074 | FALSE | FALSE | 1 | -0.014855 | 0.9 | 1
CFLSFm2007CZ08rDXGF | CFL | All | SFm | 2007 | CZ08 | rDXGF | 1.18 | 1.4091 | 1.3108 | -0.013298 |  | 590 | 0.062 | 0.097 | -6.6488 | 500 | 0.044 | 0.074 | FALSE | FALSE | 1 | -0.013298 | 1 | 1.4091
CFLSFm2007CZ08rDXHP | CFL | All | SFm | 2007 | CZ08 | rDXHP | 1.116 | 1.5909 | 1.3784 | 0 |  | 558 | 0.07 | 0.102 | 0 | 500 | 0.044 | 0.074 | FALSE | TRUE | 1 | 0 | 0.5 | 1.5909
CFLSFm2007CZ08rNCEH | CFL | All | SFm | 2007 | CZ08 | rNCEH | 0.81 | 1 | 1 | 0 |  | 405 | 0.044 | 0.074 | 0 | 500 | 0.044 | 0.074 | FALSE | TRUE | 1 | 0 | 0.25 | 1
CFLSFm2007CZ08rNCGF | CFL | All | SFm | 2007 | CZ08 | rNCGF | 0.998 | 1.0227 | 1.0135 | -0.013546 |  | 499 | 0.045 | 0.075 | -6.7731 | 500 | 0.044 | 0.074 | FALSE | FALSE | 1 | -0.013546 | 0.9 | 1.0227
CFLSFm2007CZ09rDXGF | CFL | All | SFm | 2007 | CZ09 | rDXGF | 1.122 | 1.5909 | 1.3108 | -0.016121 |  | 561 | 0.07 | 0.097 | -8.0604 | 500 | 0.044 | 0.074 | FALSE | FALSE | 1 | -0.016121 | 1 | 1.5909
CFLSFm2007CZ09rDXHP | CFL | All | SFm | 2007 | CZ09 | rDXHP | 1.02 | 1.7273 | 1.3784 | 0 |  | 510 | 0.076 | 0.102 | 0 | 500 | 0.044 | 0.074 | FALSE | TRUE | 1 | 0 | 0.5 | 1.7273
CFLSFm2007CZ09rNCEH | CFL | All | SFm | 2007 | CZ09 | rNCEH | 0.76 | 1 | 1 | 0 |  | 380 | 0.044 | 0.074 | 0 | 500 | 0.044 | 0.074 | FALSE | TRUE | 1 | 0 | 0.25 | 1
CFLSFm2007CZ09rNCGF | CFL | All | SFm | 2007 | CZ09 | rNCGF | 0.996 | 1 | 1 | -0.016123 |  | 498 | 0.044 | 0.074 | -8.0615 | 500 | 0.044 | 0.074 | FALSE | FALSE | 1 | -0.016123 | 0.9 | 1
CFLSFm2007CZ10rDXGF | CFL | All | SFm | 2007 | CZ10 | rDXGF | 1.134 | 1.3659 | 1.3065 | -0.020517 |  | 567 | 0.056 | 0.081 | -10.2585 | 500 | 0.041 | 0.062 | FALSE | FALSE | 1 | -0.020517 | 1 | 1.3659
CFLSFm2007CZ10rDXHP | CFL | All | SFm | 2007 | CZ10 | rDXHP | 1.006 | 1.4634 | 1.4032 | 0 |  | 503 | 0.06 | 0.087 | 0 | 500 | 0.041 | 0.062 | FALSE | TRUE | 1 | 0 | 0.5 | 1.4634
CFLSFm2007CZ10rNCEH | CFL | All | SFm | 2007 | CZ10 | rNCEH | 0.682 | 1 | 1 | 0 |  | 341 | 0.041 | 0.062 | 0 | 500 | 0.041 | 0.062 | FALSE | TRUE | 1 | 0 | 0.25 | 1
CFLSFm2007CZ10rNCGF | CFL | All | SFm | 2007 | CZ10 | rNCGF | 0.994 | 1 | 1.0161 | -0.020735 |  | 497 | 0.041 | 0.063 | -10.3676 | 500 | 0.041 | 0.062 | FALSE | FALSE | 1 | -0.020735 | 0.9 | 1
CFLSFm2007CZ11rDXGF | CFL | All | SFm | 2007 | CZ11 | rDXGF | 1.128 | 1.4634 | 1.3871 | -0.021965 |  | 564 | 0.06 | 0.086 | -10.9823 | 500 | 0.041 | 0.062 | FALSE | FALSE | 1 | -0.021965 | 1 | 1.4634
CFLSFm2007CZ11rDXHP | CFL | All | SFm | 2007 | CZ11 | rDXHP | 0.97 | 1.561 | 1.4194 | 0 |  | 485 | 0.064 | 0.088 | 0 | 500 | 0.041 | 0.062 | FALSE | TRUE | 1 | 0 | 0.5 | 1.561
CFLSFm2007CZ11rNCEH | CFL | All | SFm | 2007 | CZ11 | rNCEH | 0.65 | 1 | 1 | 0 |  | 325 | 0.041 | 0.062 | 0 | 500 | 0.041 | 0.062 | FALSE | TRUE | 1 | 0 | 0.25 | 1
CFLSFm2007CZ11rNCGF | CFL | All | SFm | 2007 | CZ11 | rNCGF | 0.992 | 1 | 1.0161 | -0.022197 |  | 496 | 0.041 | 0.063 | -11.0985 | 500 | 0.041 | 0.062 | FALSE | FALSE | 1 | -0.022197 | 0.9 | 1
CFLSFm2007CZ12rDXGF | CFL | All | SFm | 2007 | CZ12 | rDXGF | 1.086 | 1.439 | 1.2903 | -0.022436 |  | 543 | 0.059 | 0.08 | -11.2179 | 500 | 0.041 | 0.062 | FALSE | FALSE | 1 | -0.022436 | 1 | 1.439
CFLSFm2007CZ12rDXHP | CFL | All | SFm | 2007 | CZ12 | rDXHP | 0.928 | 1.4878 | 1.3387 | 0 |  | 464 | 0.061 | 0.083 | 0 | 500 | 0.041 | 0.062 | FALSE | TRUE | 1 | 0 | 0.5 | 1.4878
CFLSFm2007CZ12rNCEH | CFL | All | SFm | 2007 | CZ12 | rNCEH | 0.66 | 1 | 1 | 0 |  | 330 | 0.04 | 0.062 | 0 | 500 | 0.041 | 0.062 | FALSE | TRUE | 1 | 0 | 0.25 | 0.97561
CFLSFm2007CZ12rNCGF | CFL | All | SFm | 2007 | CZ12 | rNCGF | 0.992 | 1 | 1 | -0.022597 |  | 496 | 0.04 | 0.062 | -11.2985 | 500 | 0.041 | 0.062 | FALSE | FALSE | 1 | -0.022597 | 0.9 | 0.97561
CFLSFm2007CZ13rDXGF | CFL | All | SFm | 2007 | CZ13 | rDXGF | 1.136 | 1.3659 | 1.3226 | -0.019895 |  | 568 | 0.056 | 0.082 | -9.9474 | 500 | 0.041 | 0.062 | FALSE | FALSE | 1 | -0.019895 | 1 | 1.3659
CFLSFm2007CZ13rDXHP | CFL | All | SFm | 2007 | CZ13 | rDXHP | 1.002 | 1.4146 | 1.3548 | 0 |  | 501 | 0.058 | 0.084 | 0 | 500 | 0.041 | 0.062 | FALSE | TRUE | 1 | 0 | 0.5 | 1.4146
CFLSFm2007CZ13rNCEH | CFL | All | SFm | 2007 | CZ13 | rNCEH | 0.692 | 1 | 1 | 0 |  | 346 | 0.041 | 0.062 | 0 | 500 | 0.041 | 0.062 | FALSE | TRUE | 1 | 0 | 0.25 | 1
CFLSFm2007CZ13rNCGF | CFL | All | SFm | 2007 | CZ13 | rNCGF | 0.994 | 1 | 1 | -0.020123 |  | 497 | 0.04 | 0.062 | -10.0613 | 500 | 0.041 | 0.062 | FALSE | FALSE | 1 | -0.020123 | 0.9 | 0.97561
CFLSFm2007CZ14rDXGF | CFL | All | SFm | 2007 | CZ14 | rDXGF | 1.126 | 1.425 | 1.3226 | -0.023125 |  | 563 | 0.057 | 0.082 | -11.5627 | 500 | 0.04 | 0.062 | FALSE | FALSE | 1 | -0.023125 | 1 | 1.425
CFLSFm2007CZ14rDXHP | CFL | All | SFm | 2007 | CZ14 | rDXHP | 0.962 | 1.5 | 1.4194 | 0 |  | 481 | 0.06 | 0.088 | 0 | 500 | 0.04 | 0.062 | FALSE | TRUE | 1 | 0 | 0.5 | 1.5
CFLSFm2007CZ14rNCEH | CFL | All | SFm | 2007 | CZ14 | rNCEH | 0.65 | 1 | 1 | 0 |  | 325 | 0.04 | 0.062 | 0 | 500 | 0.04 | 0.062 | FALSE | TRUE | 1 | 0 | 0.25 | 1
CFLSFm2007CZ14rNCGF | CFL | All | SFm | 2007 | CZ14 | rNCGF | 0.992 | 1.025 | 1 | -0.023244 |  | 496 | 0.041 | 0.062 | -11.6222 | 500 | 0.04 | 0.062 | FALSE | FALSE | 1 | -0.023244 | 0.9 | 1.025
CFLSFm2007CZ15rDXGF | CFL | All | SFm | 2007 | CZ15 | rDXGF | 1.192 | 1.525 | 1.4355 | -0.010082 |  | 596 | 0.061 | 0.089 | -5.0412 | 500 | 0.04 | 0.062 | FALSE | FALSE | 1 | -0.010082 | 1 | 1.525
CFLSFm2007CZ15rDXHP | CFL | All | SFm | 2007 | CZ15 | rDXHP | 1.15 | 1.65 | 1.5161 | 0 |  | 575 | 0.066 | 0.094 | 0 | 500 | 0.04 | 0.062 | FALSE | TRUE | 1 | 0 | 0.5 | 1.65
CFLSFm2007CZ15rNCEH | CFL | All | SFm | 2007 | CZ15 | rNCEH | 0.844 | 1 | 1.0161 | 0 |  | 422 | 0.04 | 0.063 | 0 | 500 | 0.04 | 0.062 | FALSE | TRUE | 1 | 0 | 0.25 | 1
CFLSFm2007CZ15rNCGF | CFL | All | SFm | 2007 | CZ15 | rNCGF | 1 | 1.025 | 1 | -0.010337 |  | 500 | 0.041 | 0.062 | -5.1687 | 500 | 0.04 | 0.062 | FALSE | FALSE | 1 | -0.010337 | 0.9 | 1.025
CFLSFm2007CZ16rDXGF | CFL | All | SFm | 2007 | CZ16 | rDXGF | 1.052 | 1.6585 | 1.4328 | -0.021056 |  | 526 | 0.068 | 0.096 | -10.5278 | 500 | 0.041 | 0.067 | FALSE | FALSE | 1 | -0.021056 | 1 | 1.6585
CFLSFm2007CZ16rDXHP | CFL | All | SFm | 2007 | CZ16 | rDXHP | 0.838 | 1.7073 | 1.4328 | 0 |  | 419 | 0.07 | 0.096 | 0 | 500 | 0.041 | 0.067 | FALSE | TRUE | 1 | 0 | 0.5 | 1.7073
CFLSFm2007CZ16rNCEH | CFL | All | SFm | 2007 | CZ16 | rNCEH | 0.694 | 1.0244 | 1.0149 | 0 |  | 347 | 0.042 | 0.068 | 0 | 500 | 0.041 | 0.067 | FALSE | TRUE | 1 | 0 | 0.25 | 1.0244
CFLSFm2007CZ16rNCGF | CFL | All | SFm | 2007 | CZ16 | rNCGF | 0.994 | 1.0244 | 1.0149 | -0.021107 |  | 497 | 0.042 | 0.068 | -10.5534 | 500 | 0.041 | 0.067 | FALSE | FALSE | 1 | -0.021107 | 0.9 | 1.0244
CFLSFm2011CZ01rDXGF | CFL | All | SFm | 2011 | CZ01 | rDXGF | 1 | 1.0488 | 1.0149 | -0.031894 |  | 492 | 0.043 | 0.068 | -15.947 | 500 | 0.041 | 0.067 | FALSE | FALSE | 1 | -0.031894 | 1 | 1.0488
CFLSFm2011CZ01rDXHP | CFL | All | SFm | 2011 | CZ01 | rDXHP | 0.76 | 1.0244 | 1 | 0 |  | 380 | 0.042 | 0.067 | 0 | 500 | 0.041 | 0.067 | FALSE | TRUE | 1 | 0 | 0.5 | 1.0244
CFLSFm2011CZ01rNCEH | CFL | All | SFm | 2011 | CZ01 | rNCEH | 0.522 | 1 | 1 | 0 |  | 261 | 0.041 | 0.067 | 0 | 500 | 0.041 | 0.067 | FALSE | TRUE | 1 | 0 | 0.25 | 1
CFLSFm2011CZ01rNCGF | CFL | All | SFm | 2011 | CZ01 | rNCGF | 0.986 | 1.0488 | 1.0149 | -0.032022 |  | 493 | 0.043 | 0.068 | -16.0108 | 500 | 0.041 | 0.067 | FALSE | FALSE | 1 | -0.032022 | 0.9 | 1.0488
CFLSFm2011CZ02rDXGF | CFL | All | SFm | 2011 | CZ02 | rDXGF | 1.046 | 1.8293 | 1.403 | -0.029783 |  | 523 | 0.075 | 0.094 | -14.8914 | 500 | 0.041 | 0.067 | FALSE | FALSE | 1 | -0.029783 | 1 | 1.8293
CFLSFm2011CZ02rDXHP | CFL | All | SFm | 2011 | CZ02 | rDXHP | 0.832 | 2 | 1.5075 | 0 |  | 416 | 0.084 | 0.101 | 0 | 500 | 0.041 | 0.067 | FALSE | TRUE | 1 | 0 | 0.5 | 2.0488
CFLSFm2011CZ02rNCEH | CFL | All | SFm | 2011 | CZ02 | rNCEH | 0.562 | 1.0488 | 1 | 0 |  | 281 | 0.043 | 0.067 | 0 | 500 | 0.041 | 0.067 | FALSE | TRUE | 1 | 0 | 0.25 | 1.0488
CFLSFm2011CZ02rNCGF | CFL | All | SFm | 2011 | CZ02 | rNCGF | 0.984 | 1.0488 | 1.0149 | -0.029993 |  | 492 | 0.043 | 0.068 | -14.9965 | 500 | 0.041 | 0.067 | FALSE | FALSE | 1 | -0.029993 | 0.9 | 1.0488
CFLSFm2011CZ03rDXGF | CFL | All | SFm | 2011 | CZ03 | rDXGF | 1.02 | 1.7317 | 1.403 | -0.024219 |  | 510 | 0.071 | 0.094 | -12.1096 | 500 | 0.041 | 0.067 | FALSE | FALSE | 1 | -0.024219 | 1 | 1.7317
CFLSFm2011CZ03rDXHP | CFL | All | SFm | 2011 | CZ03 | rDXHP | 0.866 | 1.8537 | 1.4478 | 0 |  | 433 | 0.076 | 0.097 | 0 | 500 | 0.041 | 0.067 | FALSE | TRUE | 1 | 0 | 0.5 | 1.8537
CFLSFm2011CZ03rNCEH | CFL | All | SFm | 2011 | CZ03 | rNCEH | 0.656 | 1.0488 | 1.0149 | 0 |  | 328 | 0.043 | 0.068 | 0 | 500 | 0.041 | 0.067 | FALSE | TRUE | 1 | 0 | 0.25 | 1.0488
CFLSFm2011CZ03rNCGF | CFL | All | SFm | 2011 | CZ03 | rNCGF | 0.99 | 1.0244 | 1.0149 | -0.02427 |  | 495 | 0.042 | 0.068 | -12.1352 | 500 | 0.041 | 0.067 | FALSE | FALSE | 1 | -0.02427 | 0.9 | 1.0244
CFLSFm2011CZ04rDXGF | CFL | All | SFm | 2011 | CZ04 | rDXGF | 1.096 | 1.5122 | 1.3433 | -0.021957 |  | 548 | 0.062 | 0.09 | -10.9785 | 500 | 0.041 | 0.067 | FALSE | FALSE | 1 | -0.021957 | 1 | 1.5122
CFLSFm2011CZ04rDXHP | CFL | All | SFm | 2011 | CZ04 | rDXHP | 0.96 | 1.7073 | 1.4478 | 0 |  | 480 | 0.07 | 0.097 | 0 | 500 | 0.041 | 0.067 | FALSE | TRUE | 1 | 0 | 0.5 | 1.7073
CFLSFm2011CZ04rNCEH | CFL | All | SFm | 2011 | CZ04 | rNCEH | 0.682 | 1.0244 | 1 | 0 |  | 341 | 0.042 | 0.067 | 0 | 500 | 0.041 | 0.067 | FALSE | TRUE | 1 | 0 | 0.25 | 1.0244
CFLSFm2011CZ04rNCGF | CFL | All | SFm | 2011 | CZ04 | rNCGF | 0.992 | 1.0244 | 1 | -0.022048 |  | 496 | 0.042 | 0.067 | -11.0242 | 500 | 0.041 | 0.067 | FALSE | FALSE | 1 | -0.022048 | 0.9 | 1.0244
CFLSFm2011CZ05rDXGF | CFL | All | SFm | 2011 | CZ05 | rDXGF | 1.002 | 1.6364 | 1.2568 | -0.032089 |  | 501 | 0.072 | 0.093 | -16.0447 | 500 | 0.044 | 0.074 | FALSE | FALSE | 1 | -0.032089 | 1 | 1.6364
CFLSFm2011CZ05rDXHP | CFL | All | SFm | 2011 | CZ05 | rDXHP | 0.792 | 1.5455 | 1.2432 | 0 |  | 396 | 0.068 | 0.092 | 0 | 500 | 0.044 | 0.074 | FALSE | TRUE | 1 | 0 | 0.5 | 1.5455
CFLSFm2011CZ05rNCEH | CFL | All | SFm | 2011 | CZ05 | rNCEH | 0.54 | 1.0227 | 1 | 0 |  | 270 | 0.045 | 0.074 | 0 | 500 | 0.044 | 0.074 | FALSE | TRUE | 1 | 0 | 0.25 | 1.0227
CFLSFm2011CZ05rNCGF | CFL | All | SFm | 2011 | CZ05 | rNCGF | 0.986 | 1.0227 | 1.0135 | -0.032097 |  | 493 | 0.045 | 0.075 | -16.0484 | 500 | 0.044 | 0.074 | FALSE | FALSE | 1 | -0.032097 | 0.9 | 1.0227
CFLSFm2011CZ06rDXGF | CFL | All | SFm | 2011 | CZ06 | rDXGF | 1.106 | 1.6136 | 1.3243 | -0.016985 |  | 553 | 0.071 | 0.098 | -8.4926 | 500 | 0.044 | 0.074 | FALSE | FALSE | 1 | -0.016985 | 1 | 1.6136
CFLSFm2011CZ06rDXHP | CFL | All | SFm | 2011 | CZ06 | rDXHP | 1.014 | 1.7273 | 1.3919 | 0 |  | 507 | 0.076 | 0.103 | 0 | 500 | 0.044 | 0.074 | FALSE | TRUE | 1 | 0 | 0.5 | 1.7273
CFLSFm2011CZ06rNCEH | CFL | All | SFm | 2011 | CZ06 | rNCEH | 0.76 | 1 | 1 | 0 |  | 380 | 0.044 | 0.074 | 0 | 500 | 0.044 | 0.074 | FALSE | TRUE | 1 | 0 | 0.25 | 1
CFLSFm2011CZ06rNCGF | CFL | All | SFm | 2011 | CZ06 | rNCGF | 0.996 | 1.0227 | 1.0135 | -0.017018 |  | 498 | 0.045 | 0.075 | -8.5091 | 500 | 0.044 | 0.074 | FALSE | FALSE | 1 | -0.017018 | 0.9 | 1.0227
CFLSFm2011CZ07rDXGF | CFL | All | SFm | 2011 | CZ07 | rDXGF | 1.16 | 1.4545 | 1.3243 | -0.012475 |  | 580 | 0.064 | 0.098 | -6.2377 | 500 | 0.044 | 0.074 | FALSE | FALSE | 1 | -0.012475 | 1 | 1.4545
CFLSFm2011CZ07rDXHP | CFL | All | SFm | 2011 | CZ07 | rDXHP | 1.094 | 1.5455 | 1.3784 | 0 |  | 547 | 0.068 | 0.102 | 0 | 500 | 0.044 | 0.074 | FALSE | TRUE | 1 | 0 | 0.5 | 1.5455
CFLSFm2011CZ07rNCEH | CFL | All | SFm | 2011 | CZ07 | rNCEH | 0.82 | 1 | 1 | 0 |  | 410 | 0.044 | 0.074 | 0 | 500 | 0.044 | 0.074 | FALSE | TRUE | 1 | 0 | 0.25 | 1
CFLSFm2011CZ07rNCGF | CFL | All | SFm | 2011 | CZ07 | rNCGF | 1 | 1 | 1.0135 | -0.012562 |  | 500 | 0.044 | 0.075 | -6.2812 | 500 | 0.044 | 0.074 | FALSE | FALSE | 1 | -0.012562 | 0.9 | 1
CFLSFm2011CZ08rDXGF | CFL | All | SFm | 2011 | CZ08 | rDXGF | 1.194 | 1.4091 | 1.3108 | -0.011888 |  | 597 | 0.062 | 0.097 | -5.9438 | 500 | 0.044 | 0.074 | FALSE | FALSE | 1 | -0.011888 | 1 | 1.4091
CFLSFm2011CZ08rDXHP | CFL | All | SFm | 2011 | CZ08 | rDXHP | 1.14 | 1.6136 | 1.4054 | 0 |  | 570 | 0.071 | 0.104 | 0 | 500 | 0.044 | 0.074 | FALSE | TRUE | 1 | 0 | 0.5 | 1.6136
CFLSFm2011CZ08rNCEH | CFL | All | SFm | 2011 | CZ08 | rNCEH | 0.828 | 1 | 1 | 0 |  | 414 | 0.044 | 0.074 | 0 | 500 | 0.044 | 0.074 | FALSE | TRUE | 1 | 0 | 0.25 | 1
CFLSFm2011CZ08rNCGF | CFL | All | SFm | 2011 | CZ08 | rNCGF | 1 | 1.0227 | 1 | -0.012064 |  | 500 | 0.045 | 0.074 | -6.0321 | 500 | 0.044 | 0.074 | FALSE | FALSE | 1 | -0.012064 | 0.9 | 1.0227
CFLSFm2011CZ09rDXGF | CFL | All | SFm | 2011 | CZ09 | rDXGF | 1.126 | 1.5227 | 1.2973 | -0.014954 |  | 563 | 0.067 | 0.096 | -7.477 | 500 | 0.044 | 0.074 | FALSE | FALSE | 1 | -0.014954 | 1 | 1.5227
CFLSFm2011CZ09rDXHP | CFL | All | SFm | 2011 | CZ09 | rDXHP | 1.044 | 1.8182 | 1.4054 | 0 |  | 522 | 0.08 | 0.104 | 0 | 500 | 0.044 | 0.074 | FALSE | TRUE | 1 | 0 | 0.5 | 1.8182
CFLSFm2011CZ09rNCEH | CFL | All | SFm | 2011 | CZ09 | rNCEH | 0.776 | 1.0227 | 1.0135 | 0 |  | 388 | 0.045 | 0.075 | 0 | 500 | 0.044 | 0.074 | FALSE | TRUE | 1 | 0 | 0.25 | 1.0227
CFLSFm2011CZ09rNCGF | CFL | All | SFm | 2011 | CZ09 | rNCGF | 0.998 | 1.0227 | 1.0135 | -0.015168 |  | 499 | 0.045 | 0.075 | -7.5841 | 500 | 0.044 | 0.074 | FALSE | FALSE | 1 | -0.015168 | 0.9 | 1.0227
CFLSFm2011CZ10rDXGF | CFL | All | SFm | 2011 | CZ10 | rDXGF | 1.14 | 1.3902 | 1.3226 | -0.019844 |  | 570 | 0.057 | 0.082 | -9.9222 | 500 | 0.041 | 0.062 | FALSE | FALSE | 1 | -0.019844 | 1 | 1.3902
CFLSFm2011CZ10rDXHP | CFL | All | SFm | 2011 | CZ10 | rDXHP | 1.014 | 1.5122 | 1.4194 | 0 |  | 507 | 0.062 | 0.088 | 0 | 500 | 0.041 | 0.062 | FALSE | TRUE | 1 | 0 | 0.5 | 1.5122
CFLSFm2011CZ10rNCEH | CFL | All | SFm | 2011 | CZ10 | rNCEH | 0.688 | 1 | 1 | 0 |  | 344 | 0.04 | 0.062 | 0 | 500 | 0.041 | 0.062 | FALSE | TRUE | 1 | 0 | 0.25 | 0.97561
CFLSFm2011CZ10rNCGF | CFL | All | SFm | 2011 | CZ10 | rNCGF | 0.994 | 1 | 1.0161 | -0.020091 |  | 497 | 0.041 | 0.063 | -10.0455 | 500 | 0.041 | 0.062 | FALSE | FALSE | 1 | -0.020091 | 0.9 | 1
CFLSFm2011CZ11rDXGF | CFL | All | SFm | 2011 | CZ11 | rDXGF | 1.13 | 1.4878 | 1.3871 | -0.02133 |  | 565 | 0.061 | 0.086 | -10.6648 | 500 | 0.041 | 0.062 | FALSE | FALSE | 1 | -0.02133 | 1 | 1.4878
CFLSFm2011CZ11rDXHP | CFL | All | SFm | 2011 | CZ11 | rDXHP | 0.984 | 1.5854 | 1.4516 | 0 |  | 492 | 0.065 | 0.09 | 0 | 500 | 0.041 | 0.062 | FALSE | TRUE | 1 | 0 | 0.5 | 1.5854
CFLSFm2011CZ11rNCEH | CFL | All | SFm | 2011 | CZ11 | rNCEH | 0.66 | 1 | 1 | 0 |  | 330 | 0.04 | 0.062 | 0 | 500 | 0.041 | 0.062 | FALSE | TRUE | 1 | 0 | 0.25 | 0.97561
CFLSFm2011CZ11rNCGF | CFL | All | SFm | 2011 | CZ11 | rNCGF | 0.994 | 1 | 1 | -0.021549 |  | 497 | 0.041 | 0.062 | -10.7745 | 500 | 0.041 | 0.062 | FALSE | FALSE | 1 | -0.021549 | 0.9 | 1
CFLSFm2011CZ12rDXGF | CFL | All | SFm | 2011 | CZ12 | rDXGF | 1.092 | 1.4878 | 1.3065 | -0.021684 |  | 546 | 0.061 | 0.081 | -10.8418 | 500 | 0.041 | 0.062 | FALSE | FALSE | 1 | -0.021684 | 1 | 1.4878
CFLSFm2011CZ12rDXHP | CFL | All | SFm | 2011 | CZ12 | rDXHP | 0.936 | 1.5366 | 1.3548 | 0 |  | 468 | 0.063 | 0.084 | 0 | 500 | 0.041 | 0.062 | FALSE | TRUE | 1 | 0 | 0.5 | 1.5366
CFLSFm2011CZ12rNCEH | CFL | All | SFm | 2011 | CZ12 | rNCEH | 0.67 | 1 | 1 | 0 |  | 335 | 0.04 | 0.062 | 0 | 500 | 0.041 | 0.062 | FALSE | TRUE | 1 | 0 | 0.25 | 0.97561
CFLSFm2011CZ12rNCGF | CFL | All | SFm | 2011 | CZ12 | rNCGF | 0.992 | 1 | 1.0161 | -0.021843 |  | 496 | 0.041 | 0.063 | -10.9213 | 500 | 0.041 | 0.062 | FALSE | FALSE | 1 | -0.021843 | 0.9 | 1
CFLSFm2011CZ13rDXGF | CFL | All | SFm | 2011 | CZ13 | rDXGF | 1.136 | 1.4146 | 1.3387 | -0.019504 |  | 568 | 0.058 | 0.083 | -9.7521 | 500 | 0.041 | 0.062 | FALSE | FALSE | 1 | -0.019504 | 1 | 1.4146
CFLSFm2011CZ13rDXHP | CFL | All | SFm | 2011 | CZ13 | rDXHP | 1.006 | 1.4634 | 1.4032 | 0 |  | 503 | 0.06 | 0.087 | 0 | 500 | 0.041 | 0.062 | FALSE | TRUE | 1 | 0 | 0.5 | 1.4634
CFLSFm2011CZ13rNCEH | CFL | All | SFm | 2011 | CZ13 | rNCEH | 0.702 | 1 | 1 | 0 |  | 351 | 0.04 | 0.062 | 0 | 500 | 0.041 | 0.062 | FALSE | TRUE | 1 | 0 | 0.25 | 0.97561
CFLSFm2011CZ13rNCGF | CFL | All | SFm | 2011 | CZ13 | rNCGF | 0.996 | 1 | 1 | -0.019729 |  | 498 | 0.041 | 0.062 | -9.8647 | 500 | 0.041 | 0.062 | FALSE | FALSE | 1 | -0.019729 | 0.9 | 1
CFLSFm2011CZ14rDXGF | CFL | All | SFm | 2011 | CZ14 | rDXGF | 1.13 | 1.45 | 1.3387 | -0.021927 |  | 565 | 0.058 | 0.083 | -10.9637 | 500 | 0.04 | 0.062 | FALSE | FALSE | 1 | -0.021927 | 1 | 1.45
CFLSFm2011CZ14rDXHP | CFL | All | SFm | 2011 | CZ14 | rDXHP | 0.972 | 1.6 | 1.4355 | 0 |  | 486 | 0.064 | 0.089 | 0 | 500 | 0.04 | 0.062 | FALSE | TRUE | 1 | 0 | 0.5 | 1.6
CFLSFm2011CZ14rNCEH | CFL | All | SFm | 2011 | CZ14 | rNCEH | 0.662 | 1 | 1 | 0 |  | 331 | 0.04 | 0.062 | 0 | 500 | 0.04 | 0.062 | FALSE | TRUE | 1 | 0 | 0.25 | 1
CFLSFm2011CZ14rNCGF | CFL | All | SFm | 2011 | CZ14 | rNCGF | 0.992 | 1 | 1 | -0.022006 |  | 496 | 0.04 | 0.062 | -11.0031 | 500 | 0.04 | 0.062 | FALSE | FALSE | 1 | -0.022006 | 0.9 | 1
CFLSFm2011CZ15rDXGF | CFL | All | SFm | 2011 | CZ15 | rDXGF | 1.198 | 1.55 | 1.4355 | -0.01007 |  | 599 | 0.062 | 0.089 | -5.0352 | 500 | 0.04 | 0.062 | FALSE | FALSE | 1 | -0.01007 | 1 | 1.55
CFLSFm2011CZ15rDXHP | CFL | All | SFm | 2011 | CZ15 | rDXHP | 1.138 | 1.55 | 1.4516 | 0 |  | 569 | 0.062 | 0.09 | 0 | 500 | 0.04 | 0.062 | FALSE | TRUE | 1 | 0 | 0.5 | 1.55
CFLSFm2011CZ15rNCEH | CFL | All | SFm | 2011 | CZ15 | rNCEH | 0.848 | 1 | 1.0161 | 0 |  | 424 | 0.04 | 0.063 | 0 | 500 | 0.04 | 0.062 | FALSE | TRUE | 1 | 0 | 0.25 | 1
CFLSFm2011CZ15rNCGF | CFL | All | SFm | 2011 | CZ15 | rNCGF | 1 | 1.025 | 1 | -0.010376 |  | 500 | 0.041 | 0.062 | -5.1881 | 500 | 0.04 | 0.062 | FALSE | FALSE | 1 | -0.010376 | 0.9 | 1.025
CFLSFm2011CZ16rDXGF | CFL | All | SFm | 2011 | CZ16 | rDXGF | 1.05 | 1.6585 | 1.4179 | -0.02024 |  | 525 | 0.068 | 0.095 | -10.12 | 500 | 0.041 | 0.067 | FALSE | FALSE | 1 | -0.02024 | 1 | 1.6585
CFLSFm2011CZ16rDXHP | CFL | All | SFm | 2011 | CZ16 | rDXHP | 0.848 | 1.7317 | 1.4627 | 0 |  | 424 | 0.071 | 0.098 | 0 | 500 | 0.041 | 0.067 | FALSE | TRUE | 1 | 0 | 0.5 | 1.7317
CFLSFm2011CZ16rNCEH | CFL | All | SFm | 2011 | CZ16 | rNCEH | 0.712 | 1.0244 | 1.0149 | 0 |  | 356 | 0.042 | 0.068 | 0 | 500 | 0.041 | 0.067 | FALSE | TRUE | 1 | 0 | 0.25 | 1.0244
CFLSFm2011CZ16rNCGF | CFL | All | SFm | 2011 | CZ16 | rNCGF | 0.996 | 1.0244 | 1.0149 | -0.020283 |  | 498 | 0.042 | 0.068 | -10.1416 | 500 | 0.041 | 0.067 | FALSE | FALSE | 1 | -0.020283 | 0.9 | 1.0244
CFLSFm2015CZ01rDXGF | CFL | All | SFm | 2015 | CZ01 | rDXGF | 1 | 1.0244 | 1.0149 | -0.029874 |  | 495 | 0.042 | 0.068 | -14.9371 | 500 | 0.041 | 0.067 | FALSE | FALSE | 1 | -0.029874 | 1 | 1.0244
CFLSFm2015CZ01rDXHP | CFL | All | SFm | 2015 | CZ01 | rDXHP | 0.79 | 1.0488 | 1.0149 | 0 |  | 395 | 0.043 | 0.068 | 0 | 500 | 0.041 | 0.067 | FALSE | TRUE | 1 | 0 | 0.5 | 1.0488
CFLSFm2015CZ01rNCEH | CFL | All | SFm | 2015 | CZ01 | rNCEH | 0.56 | 1 | 1 | 0 |  | 280 | 0.041 | 0.067 | 0 | 500 | 0.041 | 0.067 | FALSE | TRUE | 1 | 0 | 0.25 | 1
CFLSFm2015CZ01rNCGF | CFL | All | SFm | 2015 | CZ01 | rNCGF | 0.988 | 1.0244 | 1.0149 | -0.029893 |  | 494 | 0.042 | 0.068 | -14.9464 | 500 | 0.041 | 0.067 | FALSE | FALSE | 1 | -0.029893 | 0.9 | 1.0244
CFLSFm2015CZ02rDXGF | CFL | All | SFm | 2015 | CZ02 | rDXGF | 1.042 | 1.7317 | 1.3881 | -0.03018 |  | 521 | 0.071 | 0.093 | -15.0899 | 500 | 0.041 | 0.067 | FALSE | FALSE | 1 | -0.03018 | 1 | 1.7317
CFLSFm2015CZ02rDXHP | CFL | All | SFm | 2015 | CZ02 | rDXHP | 0.836 | 1.9512 | 1.4925 | 0 |  | 418 | 0.08 | 0.1 | 0 | 500 | 0.041 | 0.067 | FALSE | TRUE | 1 | 0 | 0.5 | 1.9512
CFLSFm2015CZ02rNCEH | CFL | All | SFm | 2015 | CZ02 | rNCEH | 0.556 | 1.0488 | 1.0149 | 0 |  | 278 | 0.043 | 0.068 | 0 | 500 | 0.041 | 0.067 | FALSE | TRUE | 1 | 0 | 0.25 | 1.0488
CFLSFm2015CZ02rNCGF | CFL | All | SFm | 2015 | CZ02 | rNCGF | 0.986 | 1.0244 | 1 | -0.03023 |  | 493 | 0.042 | 0.067 | -15.1148 | 500 | 0.041 | 0.067 | FALSE | FALSE | 1 | -0.03023 | 0.9 | 1.0244
CFLSFm2015CZ03rDXGF | CFL | All | SFm | 2015 | CZ03 | rDXGF | 1.022 | 1.7561 | 1.3881 | -0.021189 |  | 511 | 0.072 | 0.093 | -10.5945 | 500 | 0.041 | 0.067 | FALSE | FALSE | 1 | -0.021189 | 1 | 1.7561
CFLSFm2015CZ03rDXHP | CFL | All | SFm | 2015 | CZ03 | rDXHP | 0.894 | 1.8293 | 1.4179 | 0 |  | 447 | 0.075 | 0.095 | 0 | 500 | 0.041 | 0.067 | FALSE | TRUE | 1 | 0 | 0.5 | 1.8293
CFLSFm2015CZ03rNCEH | CFL | All | SFm | 2015 | CZ03 | rNCEH | 0.698 | 1.0244 | 1.0149 | 0 |  | 349 | 0.042 | 0.068 | 0 | 500 | 0.041 | 0.067 | FALSE | TRUE | 1 | 0 | 0.25 | 1.0244
CFLSFm2015CZ03rNCGF | CFL | All | SFm | 2015 | CZ03 | rNCGF | 0.994 | 1.0488 | 1.0149 | -0.02117 |  | 497 | 0.043 | 0.068 | -10.5848 | 500 | 0.041 | 0.067 | FALSE | FALSE | 1 | -0.02117 | 0.9 | 1.0488
CFLSFm2015CZ04rDXGF | CFL | All | SFm | 2015 | CZ04 | rDXGF | 1.08 | 1.6341 | 1.3582 | -0.022373 |  | 540 | 0.067 | 0.091 | -11.1863 | 500 | 0.041 | 0.067 | FALSE | FALSE | 1 | -0.022373 | 1 | 1.6341
CFLSFm2015CZ04rDXHP | CFL | All | SFm | 2015 | CZ04 | rDXHP | 0.954 | 1.7073 | 1.4179 | 0 |  | 477 | 0.07 | 0.095 | 0 | 500 | 0.041 | 0.067 | FALSE | TRUE | 1 | 0 | 0.5 | 1.7073
CFLSFm2015CZ04rNCEH | CFL | All | SFm | 2015 | CZ04 | rNCEH | 0.672 | 1.0488 | 1.0149 | 0 |  | 336 | 0.043 | 0.068 | 0 | 500 | 0.041 | 0.067 | FALSE | TRUE | 1 | 0 | 0.25 | 1.0488
CFLSFm2015CZ04rNCGF | CFL | All | SFm | 2015 | CZ04 | rNCGF | 0.994 | 1.0244 | 1 | -0.022446 |  | 497 | 0.042 | 0.067 | -11.2229 | 500 | 0.041 | 0.067 | FALSE | FALSE | 1 | -0.022446 | 0.9 | 1.0244
CFLSFm2015CZ05rDXGF | CFL | All | SFm | 2015 | CZ05 | rDXGF | 1.022 | 1.5 | 1.2162 | -0.024 |  | 511 | 0.066 | 0.09 | -12.0001 | 500 | 0.044 | 0.074 | FALSE | FALSE | 1 | -0.024 | 1 | 1.5
CFLSFm2015CZ05rDXHP | CFL | All | SFm | 2015 | CZ05 | rDXHP | 0.866 | 1.5682 | 1.2432 | 0 |  | 433 | 0.069 | 0.092 | 0 | 500 | 0.044 | 0.074 | FALSE | TRUE | 1 | 0 | 0.5 | 1.5682
CFLSFm2015CZ05rNCEH | CFL | All | SFm | 2015 | CZ05 | rNCEH | 0.666 | 1.0227 | 1 | 0 |  | 333 | 0.045 | 0.074 | 0 | 500 | 0.044 | 0.074 | FALSE | TRUE | 1 | 0 | 0.25 | 1.0227
CFLSFm2015CZ05rNCGF | CFL | All | SFm | 2015 | CZ05 | rNCGF | 0.994 | 1.0227 | 1.0135 | -0.023954 |  | 497 | 0.045 | 0.075 | -11.9772 | 500 | 0.044 | 0.074 | FALSE | FALSE | 1 | -0.023954 | 0.9 | 1.0227
CFLSFm2015CZ06rDXGF | CFL | All | SFm | 2015 | CZ06 | rDXGF | 1.088 | 1.5455 | 1.2973 | -0.017829 |  | 544 | 0.068 | 0.096 | -8.9145 | 500 | 0.044 | 0.074 | FALSE | FALSE | 1 | -0.017829 | 1 | 1.5455
CFLSFm2015CZ06rDXHP | CFL | All | SFm | 2015 | CZ06 | rDXHP | 0.998 | 1.8409 | 1.4189 | 0 |  | 499 | 0.081 | 0.105 | 0 | 500 | 0.044 | 0.074 | FALSE | TRUE | 1 | 0 | 0.5 | 1.8409
CFLSFm2015CZ06rNCEH | CFL | All | SFm | 2015 | CZ06 | rNCEH | 0.75 | 1 | 1.0135 | 0 |  | 375 | 0.044 | 0.075 | 0 | 500 | 0.044 | 0.074 | FALSE | TRUE | 1 | 0 | 0.25 | 1
CFLSFm2015CZ06rNCGF | CFL | All | SFm | 2015 | CZ06 | rNCGF | 0.996 | 1 | 1.0135 | -0.017808 |  | 498 | 0.044 | 0.075 | -8.9042 | 500 | 0.044 | 0.074 | FALSE | FALSE | 1 | -0.017808 | 0.9 | 1
CFLSFm2015CZ07rDXGF | CFL | All | SFm | 2015 | CZ07 | rDXGF | 1.138 | 1.4091 | 1.2838 | -0.012591 |  | 569 | 0.062 | 0.095 | -6.2953 | 500 | 0.044 | 0.074 | FALSE | FALSE | 1 | -0.012591 | 1 | 1.4091
CFLSFm2015CZ07rDXHP | CFL | All | SFm | 2015 | CZ07 | rDXHP | 1.082 | 1.5 | 1.3514 | 0 |  | 541 | 0.066 | 0.1 | 0 | 500 | 0.044 | 0.074 | FALSE | TRUE | 1 | 0 | 0.5 | 1.5
CFLSFm2015CZ07rNCEH | CFL | All | SFm | 2015 | CZ07 | rNCEH | 0.814 | 1 | 1 | 0 |  | 407 | 0.044 | 0.074 | 0 | 500 | 0.044 | 0.074 | FALSE | TRUE | 1 | 0 | 0.25 | 1
CFLSFm2015CZ07rNCGF | CFL | All | SFm | 2015 | CZ07 | rNCGF | 1 | 1.0227 | 1.0135 | -0.012691 |  | 500 | 0.045 | 0.075 | -6.3453 | 500 | 0.044 | 0.074 | FALSE | FALSE | 1 | -0.012691 | 0.9 | 1.0227
CFLSFm2015CZ08rDXGF | CFL | All | SFm | 2015 | CZ08 | rDXGF | 1.134 | 1.3864 | 1.2838 | -0.012095 |  | 567 | 0.061 | 0.095 | -6.0474 | 500 | 0.044 | 0.074 | FALSE | FALSE | 1 | -0.012095 | 1 | 1.3864
CFLSFm2015CZ08rDXHP | CFL | All | SFm | 2015 | CZ08 | rDXHP | 1.07 | 1.7045 | 1.4324 | 0 |  | 535 | 0.075 | 0.106 | 0 | 500 | 0.044 | 0.074 | FALSE | TRUE | 1 | 0 | 0.5 | 1.7045
CFLSFm2015CZ08rNCEH | CFL | All | SFm | 2015 | CZ08 | rNCEH | 0.86 | 1 | 1.2162 | 0 |  | 430 | 0.044 | 0.09 | 0 | 500 | 0.044 | 0.074 | FALSE | TRUE | 1 | 0 | 0.25 | 1
CFLSFm2015CZ08rNCGF | CFL | All | SFm | 2015 | CZ08 | rNCGF | 1.042 | 1 | 1.2432 | -0.012224 |  | 521 | 0.044 | 0.092 | -6.112 | 500 | 0.044 | 0.074 | FALSE | FALSE | 1 | -0.012224 | 0.9 | 1
CFLSFm2015CZ09rDXGF | CFL | All | SFm | 2015 | CZ09 | rDXGF | 1.096 | 1.4091 | 1.2432 | -0.015399 |  | 548 | 0.062 | 0.092 | -7.6997 | 500 | 0.044 | 0.074 | FALSE | FALSE | 1 | -0.015399 | 1 | 1.4091
CFLSFm2015CZ09rDXHP | CFL | All | SFm | 2015 | CZ09 | rDXHP | 1.004 | 1.6364 | 1.3514 | 0 |  | 502 | 0.072 | 0.1 | 0 | 500 | 0.044 | 0.074 | FALSE | TRUE | 1 | 0 | 0.5 | 1.6364
CFLSFm2015CZ09rNCEH | CFL | All | SFm | 2015 | CZ09 | rNCEH | 0.822 | 1.0227 | 1.0135 | 0 |  | 411 | 0.045 | 0.075 | 0 | 500 | 0.044 | 0.074 | FALSE | TRUE | 1 | 0 | 0.25 | 1.0227
CFLSFm2015CZ09rNCGF | CFL | All | SFm | 2015 | CZ09 | rNCGF | 1.062 | 1 | 1 | -0.015425 |  | 531 | 0.044 | 0.074 | -7.7124 | 500 | 0.044 | 0.074 | FALSE | FALSE | 1 | -0.015425 | 0.9 | 1
CFLSFm2015CZ10rDXGF | CFL | All | SFm | 2015 | CZ10 | rDXGF | 1.104 | 1.3659 | 1.2903 | -0.019537 |  | 552 | 0.056 | 0.08 | -9.7685 | 500 | 0.041 | 0.062 | FALSE | FALSE | 1 | -0.019537 | 1 | 1.3659
CFLSFm2015CZ10rDXHP | CFL | All | SFm | 2015 | CZ10 | rDXHP | 0.984 | 1.5366 | 1.3871 | 0 |  | 492 | 0.063 | 0.086 | 0 | 500 | 0.041 | 0.062 | FALSE | TRUE | 1 | 0 | 0.5 | 1.5366
CFLSFm2015CZ10rNCEH | CFL | All | SFm | 2015 | CZ10 | rNCEH | 0.72 | 1 | 1.0161 | 0 |  | 360 | 0.04 | 0.063 | 0 | 500 | 0.041 | 0.062 | FALSE | TRUE | 1 | 0 | 0.25 | 0.97561
CFLSFm2015CZ10rNCGF | CFL | All | SFm | 2015 | CZ10 | rNCGF | 1.028 | 1 | 1.0323 | -0.019546 |  | 514 | 0.04 | 0.064 | -9.7728 | 500 | 0.041 | 0.062 | FALSE | FALSE | 1 | -0.019546 | 0.9 | 0.97561
CFLSFm2015CZ11rDXGF | CFL | All | SFm | 2015 | CZ11 | rDXGF | 1.106 | 1.5122 | 1.3871 | -0.021101 |  | 553 | 0.062 | 0.086 | -10.5507 | 500 | 0.041 | 0.062 | FALSE | FALSE | 1 | -0.021101 | 1 | 1.5122
CFLSFm2015CZ11rDXHP | CFL | All | SFm | 2015 | CZ11 | rDXHP | 0.962 | 1.5854 | 1.4677 | 0 |  | 481 | 0.065 | 0.091 | 0 | 500 | 0.041 | 0.062 | FALSE | TRUE | 1 | 0 | 0.5 | 1.5854
CFLSFm2015CZ11rNCEH | CFL | All | SFm | 2015 | CZ11 | rNCEH | 0.688 | 1 | 1 | 0 |  | 344 | 0.04 | 0.062 | 0 | 500 | 0.041 | 0.062 | FALSE | TRUE | 1 | 0 | 0.25 | 0.97561
CFLSFm2015CZ11rNCGF | CFL | All | SFm | 2015 | CZ11 | rNCGF | 1.02 | 1 | 1 | -0.021149 |  | 510 | 0.04 | 0.062 | -10.5745 | 500 | 0.041 | 0.062 | FALSE | FALSE | 1 | -0.021149 | 0.9 | 0.97561
CFLSFm2015CZ12rDXGF | CFL | All | SFm | 2015 | CZ12 | rDXGF | 1.066 | 1.4878 | 1.3226 | -0.022227 |  | 533 | 0.061 | 0.082 | -11.1134 | 500 | 0.041 | 0.062 | FALSE | FALSE | 1 | -0.022227 | 1 | 1.4878
CFLSFm2015CZ12rDXHP | CFL | All | SFm | 2015 | CZ12 | rDXHP | 0.914 | 1.5854 | 1.4032 | 0 |  | 457 | 0.065 | 0.087 | 0 | 500 | 0.041 | 0.062 | FALSE | TRUE | 1 | 0 | 0.5 | 1.5854
CFLSFm2015CZ12rNCEH | CFL | All | SFm | 2015 | CZ12 | rNCEH | 0.68 | 1 | 1 | 0 |  | 340 | 0.04 | 0.062 | 0 | 500 | 0.041 | 0.062 | FALSE | TRUE | 1 | 0 | 0.25 | 0.97561
CFLSFm2015CZ12rNCGF | CFL | All | SFm | 2015 | CZ12 | rNCGF | 1.012 | 1 | 1 | -0.022202 |  | 506 | 0.04 | 0.062 | -11.101 | 500 | 0.041 | 0.062 | FALSE | FALSE | 1 | -0.022202 | 0.9 | 0.97561
CFLSFm2015CZ13rDXGF | CFL | All | SFm | 2015 | CZ13 | rDXGF | 1.112 | 1.4146 | 1.3226 | -0.019241 |  | 556 | 0.058 | 0.082 | -9.6206 | 500 | 0.041 | 0.062 | FALSE | FALSE | 1 | -0.019241 | 1 | 1.4146
CFLSFm2015CZ13rDXHP | CFL | All | SFm | 2015 | CZ13 | rDXHP | 0.992 | 1.5122 | 1.3871 | 0 |  | 496 | 0.062 | 0.086 | 0 | 500 | 0.041 | 0.062 | FALSE | TRUE | 1 | 0 | 0.5 | 1.5122
CFLSFm2015CZ13rNCEH | CFL | All | SFm | 2015 | CZ13 | rNCEH | 0.734 | 1 | 1 | 0 |  | 367 | 0.041 | 0.062 | 0 | 500 | 0.041 | 0.062 | FALSE | TRUE | 1 | 0 | 0.25 | 1
CFLSFm2015CZ13rNCGF | CFL | All | SFm | 2015 | CZ13 | rNCGF | 1.036 | 1 | 1 | -0.019239 |  | 518 | 0.04 | 0.062 | -9.6197 | 500 | 0.041 | 0.062 | FALSE | FALSE | 1 | -0.019239 | 0.9 | 0.97561
CFLSFm2015CZ14rDXGF | CFL | All | SFm | 2015 | CZ14 | rDXGF | 1.106 | 1.425 | 1.3226 | -0.02284 |  | 553 | 0.057 | 0.082 | -11.42 | 500 | 0.04 | 0.062 | FALSE | FALSE | 1 | -0.02284 | 1 | 1.425
CFLSFm2015CZ14rDXHP | CFL | All | SFm | 2015 | CZ14 | rDXHP | 0.964 | 1.55 | 1.4194 | 0 |  | 482 | 0.062 | 0.088 | 0 | 500 | 0.04 | 0.062 | FALSE | TRUE | 1 | 0 | 0.5 | 1.55
CFLSFm2015CZ14rNCEH | CFL | All | SFm | 2015 | CZ14 | rNCEH | 0.686 | 1 | 1 | 0 |  | 343 | 0.04 | 0.062 | 0 | 500 | 0.04 | 0.062 | FALSE | TRUE | 1 | 0 | 0.25 | 1
CFLSFm2015CZ14rNCGF | CFL | All | SFm | 2015 | CZ14 | rNCGF | 1.016 | 1.025 | 1 | -0.022817 |  | 508 | 0.041 | 0.062 | -11.4083 | 500 | 0.04 | 0.062 | FALSE | FALSE | 1 | -0.022817 | 0.9 | 1.025
CFLSFm2015CZ15rDXGF | CFL | All | SFm | 2015 | CZ15 | rDXGF | 1.18 | 1.5 | 1.4194 | -0.010266 |  | 590 | 0.06 | 0.088 | -5.1329 | 500 | 0.04 | 0.062 | FALSE | FALSE | 1 | -0.010266 | 1 | 1.5
CFLSFm2015CZ15rDXHP | CFL | All | SFm | 2015 | CZ15 | rDXHP | 1.112 | 1.425 | 1.3548 | 0 |  | 556 | 0.057 | 0.084 | 0 | 500 | 0.04 | 0.062 | FALSE | TRUE | 1 | 0 | 0.5 | 1.425
CFLSFm2015CZ15rNCEH | CFL | All | SFm | 2015 | CZ15 | rNCEH | 0.85 | 1.025 | 1 | 0 |  | 425 | 0.041 | 0.062 | 0 | 500 | 0.04 | 0.062 | FALSE | TRUE | 1 | 0 | 0.25 | 1.025
CFLSFm2015CZ15rNCGF | CFL | All | SFm | 2015 | CZ15 | rNCGF | 1 | 1.025 | 1.0161 | -0.010416 |  | 500 | 0.041 | 0.063 | -5.2082 | 500 | 0.04 | 0.062 | FALSE | FALSE | 1 | -0.010416 | 0.9 | 1.025
CFLSFm2015CZ16rDXGF | CFL | All | SFm | 2015 | CZ16 | rDXGF | 1.03 | 1.7805 | 1.4627 | -0.023514 |  | 515 | 0.073 | 0.098 | -11.7569 | 500 | 0.041 | 0.067 | FALSE | FALSE | 1 | -0.023514 | 1 | 1.7805
CFLSFm2015CZ16rDXHP | CFL | All | SFm | 2015 | CZ16 | rDXHP | 0.814 | 1.9024 | 1.5075 | 0 |  | 407 | 0.078 | 0.101 | 0 | 500 | 0.041 | 0.067 | FALSE | TRUE | 1 | 0 | 0.5 | 1.9024
CFLSFm2015CZ16rNCEH | CFL | All | SFm | 2015 | CZ16 | rNCEH | 0.658 | 1.0244 | 1 | 0 |  | 329 | 0.042 | 0.067 | 0 | 500 | 0.041 | 0.067 | FALSE | TRUE | 1 | 0 | 0.25 | 1.0244
CFLSFm2015CZ16rNCGF | CFL | All | SFm | 2015 | CZ16 | rNCGF | 0.994 | 1.0488 | 1.0149 | -0.02348 |  | 497 | 0.043 | 0.068 | -11.7402 | 500 | 0.041 | 0.067 | FALSE | FALSE | 1 | -0.02348 | 0.9 | 1.0488
CFLSFm2017CZ01rDXGF | CFL | All | SFm | 2017 | CZ01 | rDXGF | 1 | 1.0244 | 1.0149 | -0.028785 |  | 495 | 0.042 | 0.068 | -14.3924 | 500 | 0.041 | 0.067 | FALSE | FALSE | 1 | -0.028785 | 1 | 1.0244
CFLSFm2017CZ01rDXHP | CFL | All | SFm | 2017 | CZ01 | rDXHP | 0.798 | 1.0244 | 1.0149 | 0 |  | 399 | 0.042 | 0.068 | 0 | 500 | 0.041 | 0.067 | FALSE | TRUE | 1 | 0 | 0.5 | 1.0244
CFLSFm2017CZ01rNCEH | CFL | All | SFm | 2017 | CZ01 | rNCEH | 0.566 | 1 | 1 | 0 |  | 283 | 0.041 | 0.067 | 0 | 500 | 0.041 | 0.067 | FALSE | TRUE | 1 | 0 | 0.25 | 1
CFLSFm2017CZ01rNCGF | CFL | All | SFm | 2017 | CZ01 | rNCGF | 0.99 | 1.0244 | 1.0149 | -0.028744 |  | 495 | 0.042 | 0.068 | -14.3722 | 500 | 0.041 | 0.067 | FALSE | FALSE | 1 | -0.028744 | 0.9 | 1.0244
CFLSFm2017CZ02rDXGF | CFL | All | SFm | 2017 | CZ02 | rDXGF | 1.042 | 1.8049 | 1.403 | -0.029542 |  | 521 | 0.074 | 0.094 | -14.7708 | 500 | 0.041 | 0.067 | FALSE | FALSE | 1 | -0.029542 | 1 | 1.8049
CFLSFm2017CZ02rDXHP | CFL | All | SFm | 2017 | CZ02 | rDXHP | 0.84 | 1.9756 | 1.5373 | 0 |  | 420 | 0.081 | 0.103 | 0 | 500 | 0.041 | 0.067 | FALSE | TRUE | 1 | 0 | 0.5 | 1.9756
CFLSFm2017CZ02rNCEH | CFL | All | SFm | 2017 | CZ02 | rNCEH | 0.558 | 1.0488 | 1.0149 | 0 |  | 279 | 0.043 | 0.068 | 0 | 500 | 0.041 | 0.067 | FALSE | TRUE | 1 | 0 | 0.25 | 1.0488
CFLSFm2017CZ02rNCGF | CFL | All | SFm | 2017 | CZ02 | rNCGF | 0.986 | 1.0488 | 1.0149 | -0.029597 |  | 493 | 0.043 | 0.068 | -14.7986 | 500 | 0.041 | 0.067 | FALSE | FALSE | 1 | -0.029597 | 0.9 | 1.0488
CFLSFm2017CZ03rDXGF | CFL | All | SFm | 2017 | CZ03 | rDXGF | 1.022 | 1.8049 | 1.3881 | -0.020971 |  | 511 | 0.074 | 0.093 | -10.4855 | 500 | 0.041 | 0.067 | FALSE | FALSE | 1 | -0.020971 | 1 | 1.8049
CFLSFm2017CZ03rDXHP | CFL | All | SFm | 2017 | CZ03 | rDXHP | 0.898 | 1.9024 | 1.4478 | 0 |  | 449 | 0.078 | 0.097 | 0 | 500 | 0.041 | 0.067 | FALSE | TRUE | 1 | 0 | 0.5 | 1.9024
CFLSFm2017CZ03rNCEH | CFL | All | SFm | 2017 | CZ03 | rNCEH | 0.702 | 1.0244 | 1.0149 | 0 |  | 351 | 0.042 | 0.068 | 0 | 500 | 0.041 | 0.067 | FALSE | TRUE | 1 | 0 | 0.25 | 1.0244
CFLSFm2017CZ03rNCGF | CFL | All | SFm | 2017 | CZ03 | rNCGF | 0.994 | 1.0488 | 1.0149 | -0.020946 |  | 497 | 0.043 | 0.068 | -10.4732 | 500 | 0.041 | 0.067 | FALSE | FALSE | 1 | -0.020946 | 0.9 | 1.0488
CFLSFm2017CZ04rDXGF | CFL | All | SFm | 2017 | CZ04 | rDXGF | 1.082 | 1.5122 | 1.3134 | -0.0213 |  | 541 | 0.062 | 0.088 | -10.65 | 500 | 0.041 | 0.067 | FALSE | FALSE | 1 | -0.0213 | 1 | 1.5122
CFLSFm2017CZ04rDXHP | CFL | All | SFm | 2017 | CZ04 | rDXHP | 0.958 | 1.7805 | 1.4478 | 0 |  | 479 | 0.073 | 0.097 | 0 | 500 | 0.041 | 0.067 | FALSE | TRUE | 1 | 0 | 0.5 | 1.7805
CFLSFm2017CZ04rNCEH | CFL | All | SFm | 2017 | CZ04 | rNCEH | 0.676 | 1.0488 | 1.0149 | 0 |  | 338 | 0.043 | 0.068 | 0 | 500 | 0.041 | 0.067 | FALSE | TRUE | 1 | 0 | 0.25 | 1.0488
CFLSFm2017CZ04rNCGF | CFL | All | SFm | 2017 | CZ04 | rNCGF | 0.994 | 1.0244 | 1.0149 | -0.021342 |  | 497 | 0.042 | 0.068 | -10.6711 | 500 | 0.041 | 0.067 | FALSE | FALSE | 1 | -0.021342 | 0.9 | 1.0244
CFLSFm2017CZ05rDXGF | CFL | All | SFm | 2017 | CZ05 | rDXGF | 1.024 | 1.5227 | 1.2297 | -0.023444 |  | 512 | 0.067 | 0.091 | -11.7221 | 500 | 0.044 | 0.074 | FALSE | FALSE | 1 | -0.023444 | 1 | 1.5227
CFLSFm2017CZ05rDXHP | CFL | All | SFm | 2017 | CZ05 | rDXHP | 0.87 | 1.5455 | 1.2432 | 0 |  | 435 | 0.068 | 0.092 | 0 | 500 | 0.044 | 0.074 | FALSE | TRUE | 1 | 0 | 0.5 | 1.5455
CFLSFm2017CZ05rNCEH | CFL | All | SFm | 2017 | CZ05 | rNCEH | 0.674 | 1.0227 | 1 | 0 |  | 337 | 0.045 | 0.074 | 0 | 500 | 0.044 | 0.074 | FALSE | TRUE | 1 | 0 | 0.25 | 1.0227
CFLSFm2017CZ05rNCGF | CFL | All | SFm | 2017 | CZ05 | rNCGF | 0.994 | 1.0227 | 1.0135 | -0.023388 |  | 497 | 0.045 | 0.075 | -11.6942 | 500 | 0.044 | 0.074 | FALSE | FALSE | 1 | -0.023388 | 0.9 | 1.0227
CFLSFm2017CZ06rDXGF | CFL | All | SFm | 2017 | CZ06 | rDXGF | 1.08 | 1.4773 | 1.2703 | -0.017997 |  | 540 | 0.065 | 0.094 | -8.9985 | 500 | 0.044 | 0.074 | FALSE | FALSE | 1 | -0.017997 | 1 | 1.4773
CFLSFm2017CZ06rDXHP | CFL | All | SFm | 2017 | CZ06 | rDXHP | 0.994 | 1.8182 | 1.3919 | 0 |  | 497 | 0.08 | 0.103 | 0 | 500 | 0.044 | 0.074 | FALSE | TRUE | 1 | 0 | 0.5 | 1.8182
CFLSFm2017CZ06rNCEH | CFL | All | SFm | 2017 | CZ06 | rNCEH | 0.74 | 1 | 1.0135 | 0 |  | 370 | 0.044 | 0.075 | 0 | 500 | 0.044 | 0.074 | FALSE | TRUE | 1 | 0 | 0.25 | 1
CFLSFm2017CZ06rNCGF | CFL | All | SFm | 2017 | CZ06 | rNCGF | 0.996 | 1 | 1.0135 | -0.017827 |  | 498 | 0.044 | 0.075 | -8.9136 | 500 | 0.044 | 0.074 | FALSE | FALSE | 1 | -0.017827 | 0.9 | 1
CFLSFm2017CZ07rDXGF | CFL | All | SFm | 2017 | CZ07 | rDXGF | 1.132 | 1.3409 | 1.2568 | -0.013257 |  | 566 | 0.059 | 0.093 | -6.6287 | 500 | 0.044 | 0.074 | FALSE | FALSE | 1 | -0.013257 | 1 | 1.3409
CFLSFm2017CZ07rDXHP | CFL | All | SFm | 2017 | CZ07 | rDXHP | 1.072 | 1.4545 | 1.3378 | 0 |  | 536 | 0.064 | 0.099 | 0 | 500 | 0.044 | 0.074 | FALSE | TRUE | 1 | 0 | 0.5 | 1.4545
CFLSFm2017CZ07rNCEH | CFL | All | SFm | 2017 | CZ07 | rNCEH | 0.804 | 1 | 1 | 0 |  | 402 | 0.044 | 0.074 | 0 | 500 | 0.044 | 0.074 | FALSE | TRUE | 1 | 0 | 0.25 | 1
CFLSFm2017CZ07rNCGF | CFL | All | SFm | 2017 | CZ07 | rNCGF | 1 | 1.0227 | 1.0135 | -0.013307 |  | 500 | 0.045 | 0.075 | -6.6535 | 500 | 0.044 | 0.074 | FALSE | FALSE | 1 | -0.013307 | 0.9 | 1.0227
CFLSFm2017CZ08rDXGF | CFL | All | SFm | 2017 | CZ08 | rDXGF | 1.122 | 1.4091 | 1.2838 | -0.011392 |  | 561 | 0.062 | 0.095 | -5.6961 | 500 | 0.044 | 0.074 | FALSE | FALSE | 1 | -0.011392 | 1 | 1.4091
CFLSFm2017CZ08rDXHP | CFL | All | SFm | 2017 | CZ08 | rDXHP | 1.072 | 1.6364 | 1.4054 | 0 |  | 536 | 0.072 | 0.104 | 0 | 500 | 0.044 | 0.074 | FALSE | TRUE | 1 | 0 | 0.5 | 1.6364
CFLSFm2017CZ08rNCEH | CFL | All | SFm | 2017 | CZ08 | rNCEH | 0.878 | 1 | 1.3514 | 0 |  | 439 | 0.044 | 0.1 | 0 | 500 | 0.044 | 0.074 | FALSE | TRUE | 1 | 0 | 0.25 | 1
CFLSFm2017CZ08rNCGF | CFL | All | SFm | 2017 | CZ08 | rNCGF | 1.04 | 1 | 1.2297 | -0.011434 |  | 520 | 0.044 | 0.091 | -5.7168 | 500 | 0.044 | 0.074 | FALSE | FALSE | 1 | -0.011434 | 0.9 | 1
CFLSFm2017CZ09rDXGF | CFL | All | SFm | 2017 | CZ09 | rDXGF | 1.098 | 1.3636 | 1.2162 | -0.014603 |  | 549 | 0.06 | 0.09 | -7.3016 | 500 | 0.044 | 0.074 | FALSE | FALSE | 1 | -0.014603 | 1 | 1.3636
CFLSFm2017CZ09rDXHP | CFL | All | SFm | 2017 | CZ09 | rDXHP | 1.01 | 1.8182 | 1.4054 | 0 |  | 505 | 0.08 | 0.104 | 0 | 500 | 0.044 | 0.074 | FALSE | TRUE | 1 | 0 | 0.5 | 1.8182
CFLSFm2017CZ09rNCEH | CFL | All | SFm | 2017 | CZ09 | rNCEH | 0.82 | 1.0227 | 1.0135 | 0 |  | 410 | 0.045 | 0.075 | 0 | 500 | 0.044 | 0.074 | FALSE | TRUE | 1 | 0 | 0.25 | 1.0227
CFLSFm2017CZ09rNCGF | CFL | All | SFm | 2017 | CZ09 | rNCGF | 1.052 | 1.0227 | 1.0135 | -0.014475 |  | 526 | 0.045 | 0.075 | -7.2374 | 500 | 0.044 | 0.074 | FALSE | FALSE | 1 | -0.014475 | 0.9 | 1.0227
CFLSFm2017CZ10rDXGF | CFL | All | SFm | 2017 | CZ10 | rDXGF | 1.098 | 1.3902 | 1.2903 | -0.019071 |  | 549 | 0.057 | 0.08 | -9.5356 | 500 | 0.041 | 0.062 | FALSE | FALSE | 1 | -0.019071 | 1 | 1.3902
CFLSFm2017CZ10rDXHP | CFL | All | SFm | 2017 | CZ10 | rDXHP | 0.99 | 1.561 | 1.4032 | 0 |  | 495 | 0.064 | 0.087 | 0 | 500 | 0.041 | 0.062 | FALSE | TRUE | 1 | 0 | 0.5 | 1.561
CFLSFm2017CZ10rNCEH | CFL | All | SFm | 2017 | CZ10 | rNCEH | 0.72 | 1 | 1 | 0 |  | 360 | 0.04 | 0.062 | 0 | 500 | 0.041 | 0.062 | FALSE | TRUE | 1 | 0 | 0.25 | 0.97561
CFLSFm2017CZ10rNCGF | CFL | All | SFm | 2017 | CZ10 | rNCGF | 1.038 | 1 | 1.0161 | -0.019059 |  | 519 | 0.041 | 0.063 | -9.5295 | 500 | 0.041 | 0.062 | FALSE | FALSE | 1 | -0.019059 | 0.9 | 1
CFLSFm2017CZ11rDXGF | CFL | All | SFm | 2017 | CZ11 | rDXGF | 1.098 | 1.4634 | 1.371 | -0.02066 |  | 549 | 0.06 | 0.085 | -10.33 | 500 | 0.041 | 0.062 | FALSE | FALSE | 1 | -0.02066 | 1 | 1.4634
CFLSFm2017CZ11rDXHP | CFL | All | SFm | 2017 | CZ11 | rDXHP | 0.966 | 1.6098 | 1.4516 | 0 |  | 483 | 0.066 | 0.09 | 0 | 500 | 0.041 | 0.062 | FALSE | TRUE | 1 | 0 | 0.5 | 1.6098
CFLSFm2017CZ11rNCEH | CFL | All | SFm | 2017 | CZ11 | rNCEH | 0.7 | 1 | 1 | 0 |  | 350 | 0.041 | 0.062 | 0 | 500 | 0.041 | 0.062 | FALSE | TRUE | 1 | 0 | 0.25 | 1
CFLSFm2017CZ11rNCGF | CFL | All | SFm | 2017 | CZ11 | rNCGF | 1.018 | 1 | 1 | -0.020702 |  | 509 | 0.04 | 0.062 | -10.351 | 500 | 0.041 | 0.062 | FALSE | FALSE | 1 | -0.020702 | 0.9 | 0.97561
CFLSFm2017CZ12rDXGF | CFL | All | SFm | 2017 | CZ12 | rDXGF | 1.066 | 1.4634 | 1.3387 | -0.021641 |  | 533 | 0.06 | 0.083 | -10.8207 | 500 | 0.041 | 0.062 | FALSE | FALSE | 1 | -0.021641 | 1 | 1.4634
CFLSFm2017CZ12rDXHP | CFL | All | SFm | 2017 | CZ12 | rDXHP | 0.918 | 1.6341 | 1.4355 | 0 |  | 459 | 0.067 | 0.089 | 0 | 500 | 0.041 | 0.062 | FALSE | TRUE | 1 | 0 | 0.5 | 1.6341
CFLSFm2017CZ12rNCEH | CFL | All | SFm | 2017 | CZ12 | rNCEH | 0.686 | 1 | 1 | 0 |  | 343 | 0.041 | 0.062 | 0 | 500 | 0.041 | 0.062 | FALSE | TRUE | 1 | 0 | 0.25 | 1
CFLSFm2017CZ12rNCGF | CFL | All | SFm | 2017 | CZ12 | rNCGF | 1.008 | 1 | 1.0161 | -0.02162 |  | 504 | 0.04 | 0.063 | -10.8099 | 500 | 0.041 | 0.062 | FALSE | FALSE | 1 | -0.02162 | 0.9 | 0.97561
CFLSFm2017CZ13rDXGF | CFL | All | SFm | 2017 | CZ13 | rDXGF | 1.11 | 1.4878 | 1.3548 | -0.018323 |  | 555 | 0.061 | 0.084 | -9.1615 | 500 | 0.041 | 0.062 | FALSE | FALSE | 1 | -0.018323 | 1 | 1.4878
CFLSFm2017CZ13rDXHP | CFL | All | SFm | 2017 | CZ13 | rDXHP | 0.992 | 1.5366 | 1.3871 | 0 |  | 496 | 0.063 | 0.086 | 0 | 500 | 0.041 | 0.062 | FALSE | TRUE | 1 | 0 | 0.5 | 1.5366
CFLSFm2017CZ13rNCEH | CFL | All | SFm | 2017 | CZ13 | rNCEH | 0.736 | 1 | 1 | 0 |  | 368 | 0.04 | 0.061 | 0 | 500 | 0.041 | 0.062 | FALSE | TRUE | 1 | 0 | 0.25 | 0.97561
CFLSFm2017CZ13rNCGF | CFL | All | SFm | 2017 | CZ13 | rNCGF | 1.03 | 1 | 1.0161 | -0.018306 |  | 515 | 0.041 | 0.063 | -9.153 | 500 | 0.041 | 0.062 | FALSE | FALSE | 1 | -0.018306 | 0.9 | 1
CFLSFm2017CZ14rDXGF | CFL | All | SFm | 2017 | CZ14 | rDXGF | 1.102 | 1.425 | 1.3226 | -0.02281 |  | 551 | 0.057 | 0.082 | -11.4049 | 500 | 0.04 | 0.062 | FALSE | FALSE | 1 | -0.02281 | 1 | 1.425
CFLSFm2017CZ14rDXHP | CFL | All | SFm | 2017 | CZ14 | rDXHP | 0.966 | 1.55 | 1.4194 | 0 |  | 483 | 0.062 | 0.088 | 0 | 500 | 0.04 | 0.062 | FALSE | TRUE | 1 | 0 | 0.5 | 1.55
CFLSFm2017CZ14rNCEH | CFL | All | SFm | 2017 | CZ14 | rNCEH | 0.686 | 1 | 1 | 0 |  | 343 | 0.04 | 0.062 | 0 | 500 | 0.04 | 0.062 | FALSE | TRUE | 1 | 0 | 0.25 | 1
CFLSFm2017CZ14rNCGF | CFL | All | SFm | 2017 | CZ14 | rNCGF | 1.022 | 1 | 1.0161 | -0.022784 |  | 511 | 0.04 | 0.063 | -11.3918 | 500 | 0.04 | 0.062 | FALSE | FALSE | 1 | -0.022784 | 0.9 | 1
CFLSFm2017CZ15rDXGF | CFL | All | SFm | 2017 | CZ15 | rDXGF | 1.18 | 1.525 | 1.4194 | -0.010036 |  | 590 | 0.061 | 0.088 | -5.0179 | 500 | 0.04 | 0.062 | FALSE | FALSE | 1 | -0.010036 | 1 | 1.525
CFLSFm2017CZ15rDXHP | CFL | All | SFm | 2017 | CZ15 | rDXHP | 1.116 | 1.45 | 1.371 | 0 |  | 558 | 0.058 | 0.085 | 0 | 500 | 0.04 | 0.062 | FALSE | TRUE | 1 | 0 | 0.5 | 1.45
CFLSFm2017CZ15rNCEH | CFL | All | SFm | 2017 | CZ15 | rNCEH | 0.85 | 1.025 | 1 | 0 |  | 425 | 0.041 | 0.062 | 0 | 500 | 0.04 | 0.062 | FALSE | TRUE | 1 | 0 | 0.25 | 1.025
CFLSFm2017CZ15rNCGF | CFL | All | SFm | 2017 | CZ15 | rNCGF | 1 | 1 | 1 | -0.010177 |  | 500 | 0.04 | 0.062 | -5.0886 | 500 | 0.04 | 0.062 | FALSE | FALSE | 1 | -0.010177 | 0.9 | 1
CFLSFm2017CZ16rDXGF | CFL | All | SFm | 2017 | CZ16 | rDXGF | 1.03 | 1.7561 | 1.4478 | -0.023017 |  | 515 | 0.072 | 0.097 | -11.5086 | 500 | 0.041 | 0.067 | FALSE | FALSE | 1 | -0.023017 | 1 | 1.7561
CFLSFm2017CZ16rDXHP | CFL | All | SFm | 2017 | CZ16 | rDXHP | 0.82 | 1.8537 | 1.4925 | 0 |  | 410 | 0.076 | 0.1 | 0 | 500 | 0.041 | 0.067 | FALSE | TRUE | 1 | 0 | 0.5 | 1.8537
CFLSFm2017CZ16rNCEH | CFL | All | SFm | 2017 | CZ16 | rNCEH | 0.662 | 1.0244 | 1 | 0 |  | 331 | 0.042 | 0.067 | 0 | 500 | 0.041 | 0.067 | FALSE | TRUE | 1 | 0 | 0.25 | 1.0244
CFLSFm2017CZ16rNCGF | CFL | All | SFm | 2017 | CZ16 | rNCGF | 0.994 | 1.0244 | 1.0149 | -0.022995 |  | 497 | 0.042 | 0.068 | -11.4973 | 500 | 0.041 | 0.067 | FALSE | FALSE | 1 | -0.022995 | 0.9 | 1.0244
CFLSFm2020CZ01rDXGF | CFL | All | SFm | 2020 | CZ01 | rDXGF | 1 | 1.0244 | 1.0149 | -0.028319 |  | 495 | 0.042 | 0.068 | -14.1597 | 500 | 0.041 | 0.067 | FALSE | FALSE | 1 | -0.028319 | 1 | 1.0244
CFLSFm2020CZ01rDXHP | CFL | All | SFm | 2020 | CZ01 | rDXHP | 0.8 | 1.0244 | 1.0149 | 0 |  | 400 | 0.042 | 0.068 | 0 | 500 | 0.041 | 0.067 | FALSE | TRUE | 1 | 0 | 0.5 | 1.0244
CFLSFm2020CZ01rNCEH | CFL | All | SFm | 2020 | CZ01 | rNCEH | 0.572 | 1 | 1 | 0 |  | 286 | 0.041 | 0.067 | 0 | 500 | 0.041 | 0.067 | FALSE | TRUE | 1 | 0 | 0.25 | 1
CFLSFm2020CZ01rNCGF | CFL | All | SFm | 2020 | CZ01 | rNCGF | 0.99 | 1.0244 | 1.0149 | -0.028283 |  | 495 | 0.042 | 0.068 | -14.1414 | 500 | 0.041 | 0.067 | FALSE | FALSE | 1 | -0.028283 | 0.9 | 1.0244
CFLSFm2020CZ02rDXGF | CFL | All | SFm | 2020 | CZ02 | rDXGF | 1.042 | 1.8293 | 1.4179 | -0.029411 |  | 521 | 0.075 | 0.095 | -14.7053 | 500 | 0.041 | 0.067 | FALSE | FALSE | 1 | -0.029411 | 1 | 1.8293
CFLSFm2020CZ02rDXHP | CFL | All | SFm | 2020 | CZ02 | rDXHP | 0.842 | 2 | 1.5373 | 0 |  | 421 | 0.082 | 0.103 | 0 | 500 | 0.041 | 0.067 | FALSE | TRUE | 1 | 0 | 0.5 | 2
CFLSFm2020CZ02rNCEH | CFL | All | SFm | 2020 | CZ02 | rNCEH | 0.56 | 1.0488 | 1.0149 | 0 |  | 280 | 0.043 | 0.068 | 0 | 500 | 0.041 | 0.067 | FALSE | TRUE | 1 | 0 | 0.25 | 1.0488
CFLSFm2020CZ02rNCGF | CFL | All | SFm | 2020 | CZ02 | rNCGF | 0.986 | 1.0488 | 1.0149 | -0.029458 |  | 493 | 0.043 | 0.068 | -14.7292 | 500 | 0.041 | 0.067 | FALSE | FALSE | 1 | -0.029458 | 0.9 | 1.0488
CFLSFm2020CZ03rDXGF | CFL | All | SFm | 2020 | CZ03 | rDXGF | 1.022 | 1.7805 | 1.3731 | -0.02087 |  | 511 | 0.073 | 0.092 | -10.4351 | 500 | 0.041 | 0.067 | FALSE | FALSE | 1 | -0.02087 | 1 | 1.7805
CFLSFm2020CZ03rDXHP | CFL | All | SFm | 2020 | CZ03 | rDXHP | 0.898 | 1.9024 | 1.4478 | 0 |  | 449 | 0.078 | 0.097 | 0 | 500 | 0.041 | 0.067 | FALSE | TRUE | 1 | 0 | 0.5 | 1.9024
CFLSFm2020CZ03rNCEH | CFL | All | SFm | 2020 | CZ03 | rNCEH | 0.706 | 1.0244 | 1.0149 | 0 |  | 353 | 0.042 | 0.068 | 0 | 500 | 0.041 | 0.067 | FALSE | TRUE | 1 | 0 | 0.25 | 1.0244
CFLSFm2020CZ03rNCGF | CFL | All | SFm | 2020 | CZ03 | rNCGF | 0.994 | 1.0488 | 1.0149 | -0.020854 |  | 497 | 0.043 | 0.068 | -10.4271 | 500 | 0.041 | 0.067 | FALSE | FALSE | 1 | -0.020854 | 0.9 | 1.0488
CFLSFm2020CZ04rDXGF | CFL | All | SFm | 2020 | CZ04 | rDXGF | 1.082 | 1.4878 | 1.3134 | -0.021114 |  | 541 | 0.061 | 0.088 | -10.5568 | 500 | 0.041 | 0.067 | FALSE | FALSE | 1 | -0.021114 | 1 | 1.4878
CFLSFm2020CZ04rDXHP | CFL | All | SFm | 2020 | CZ04 | rDXHP | 0.96 | 1.7561 | 1.4478 | 0 |  | 480 | 0.072 | 0.097 | 0 | 500 | 0.041 | 0.067 | FALSE | TRUE | 1 | 0 | 0.5 | 1.7561
CFLSFm2020CZ04rNCEH | CFL | All | SFm | 2020 | CZ04 | rNCEH | 0.68 | 1.0488 | 1 | 0 |  | 340 | 0.043 | 0.067 | 0 | 500 | 0.041 | 0.067 | FALSE | TRUE | 1 | 0 | 0.25 | 1.0488
CFLSFm2020CZ04rNCGF | CFL | All | SFm | 2020 | CZ04 | rNCGF | 0.994 | 1.0244 | 1.0149 | -0.021148 |  | 497 | 0.042 | 0.068 | -10.5742 | 500 | 0.041 | 0.067 | FALSE | FALSE | 1 | -0.021148 | 0.9 | 1.0244
CFLSFm2020CZ05rDXGF | CFL | All | SFm | 2020 | CZ05 | rDXGF | 1.032 | 1.5909 | 1.2432 | -0.023219 |  | 516 | 0.07 | 0.092 | -11.6097 | 500 | 0.044 | 0.074 | FALSE | FALSE | 1 | -0.023219 | 1 | 1.5909
CFLSFm2020CZ05rDXHP | CFL | All | SFm | 2020 | CZ05 | rDXHP | 0.876 | 1.5682 | 1.2297 | 0 |  | 438 | 0.069 | 0.091 | 0 | 500 | 0.044 | 0.074 | FALSE | TRUE | 1 | 0 | 0.5 | 1.5682
CFLSFm2020CZ05rNCEH | CFL | All | SFm | 2020 | CZ05 | rNCEH | 0.68 | 1.0227 | 1 | 0 |  | 340 | 0.045 | 0.074 | 0 | 500 | 0.044 | 0.074 | FALSE | TRUE | 1 | 0 | 0.25 | 1.0227
CFLSFm2020CZ05rNCGF | CFL | All | SFm | 2020 | CZ05 | rNCGF | 0.994 | 1.0227 | 1.0135 | -0.023185 |  | 497 | 0.045 | 0.075 | -11.5926 | 500 | 0.044 | 0.074 | FALSE | FALSE | 1 | -0.023185 | 0.9 | 1.0227
CFLSFm2020CZ06rDXGF | CFL | All | SFm | 2020 | CZ06 | rDXGF | 1.086 | 1.5455 | 1.2973 | -0.017656 |  | 543 | 0.068 | 0.096 | -8.8282 | 500 | 0.044 | 0.074 | FALSE | FALSE | 1 | -0.017656 | 1 | 1.5455
CFLSFm2020CZ06rDXHP | CFL | All | SFm | 2020 | CZ06 | rDXHP | 0.996 | 1.8182 | 1.4054 | 0 |  | 498 | 0.08 | 0.104 | 0 | 500 | 0.044 | 0.074 | FALSE | TRUE | 1 | 0 | 0.5 | 1.8182
CFLSFm2020CZ06rNCEH | CFL | All | SFm | 2020 | CZ06 | rNCEH | 0.75 | 1 | 1.0135 | 0 |  | 375 | 0.044 | 0.075 | 0 | 500 | 0.044 | 0.074 | FALSE | TRUE | 1 | 0 | 0.25 | 1
CFLSFm2020CZ06rNCGF | CFL | All | SFm | 2020 | CZ06 | rNCGF | 0.996 | 1 | 1.0135 | -0.017642 |  | 498 | 0.044 | 0.075 | -8.8209 | 500 | 0.044 | 0.074 | FALSE | FALSE | 1 | -0.017642 | 0.9 | 1
CFLSFm2020CZ07rDXGF | CFL | All | SFm | 2020 | CZ07 | rDXGF | 1.138 | 1.4091 | 1.2838 | -0.012439 |  | 569 | 0.062 | 0.095 | -6.2196 | 500 | 0.044 | 0.074 | FALSE | FALSE | 1 | -0.012439 | 1 | 1.4091
CFLSFm2020CZ07rDXHP | CFL | All | SFm | 2020 | CZ07 | rDXHP | 1.082 | 1.5682 | 1.3649 | 0 |  | 541 | 0.069 | 0.101 | 0 | 500 | 0.044 | 0.074 | FALSE | TRUE | 1 | 0 | 0.5 | 1.5682
CFLSFm2020CZ07rNCEH | CFL | All | SFm | 2020 | CZ07 | rNCEH | 0.812 | 1 | 1 | 0 |  | 406 | 0.044 | 0.074 | 0 | 500 | 0.044 | 0.074 | FALSE | TRUE | 1 | 0 | 0.25 | 1
CFLSFm2020CZ07rNCGF | CFL | All | SFm | 2020 | CZ07 | rNCGF | 1 | 1.0227 | 1.0135 | -0.012487 |  | 500 | 0.045 | 0.075 | -6.2435 | 500 | 0.044 | 0.074 | FALSE | FALSE | 1 | -0.012487 | 0.9 | 1.0227
CFLSFm2020CZ08rDXGF | CFL | All | SFm | 2020 | CZ08 | rDXGF | 1.122 | 1.4091 | 1.2838 | -0.011359 |  | 561 | 0.062 | 0.095 | -5.6795 | 500 | 0.044 | 0.074 | FALSE | FALSE | 1 | -0.011359 | 1 | 1.4091
CFLSFm2020CZ08rDXHP | CFL | All | SFm | 2020 | CZ08 | rDXHP | 1.06 | 1.6364 | 1.3919 | 0 |  | 530 | 0.072 | 0.103 | 0 | 500 | 0.044 | 0.074 | FALSE | TRUE | 1 | 0 | 0.5 | 1.6364
CFLSFm2020CZ08rNCEH | CFL | All | SFm | 2020 | CZ08 | rNCEH | 0.874 | 1 | 1.3514 | 0 |  | 437 | 0.044 | 0.1 | 0 | 500 | 0.044 | 0.074 | FALSE | TRUE | 1 | 0 | 0.25 | 1
CFLSFm2020CZ08rNCGF | CFL | All | SFm | 2020 | CZ08 | rNCGF | 1.05 | 1 | 1.2297 | -0.01138 |  | 525 | 0.044 | 0.091 | -5.6898 | 500 | 0.044 | 0.074 | FALSE | FALSE | 1 | -0.01138 | 0.9 | 1
CFLSFm2020CZ09rDXGF | CFL | Any | SFm | 2020 | CZ09 | rDXGF | 1.096 | 1.4545 | 1.2432 | -0.014452 |  | 548 | 0.064 | 0.092 | -7.2259 | 500 | 0.044 | 0.074 | FALSE | FALSE | 1 | -0.014452 | 1 | 1.4545
CFLSFm2020CZ09rDXHP | CFL | Any | SFm | 2020 | CZ09 | rDXHP | 1.01 | 1.8409 | 1.4189 | 0 |  | 505 | 0.081 | 0.105 | 0 | 500 | 0.044 | 0.074 | FALSE | TRUE | 1 | 0 | 0.5 | 1.8409
CFLSFm2020CZ09rNCEH | CFL | Any | SFm | 2020 | CZ09 | rNCEH | 0.822 | 1 | 1 | 0 |  | 411 | 0.044 | 0.074 | 0 | 500 | 0.044 | 0.074 | FALSE | TRUE | 1 | 0 | 0.25 | 1
CFLSFm2020CZ09rNCGF | CFL | Any | SFm | 2020 | CZ09 | rNCGF | 1.056 | 1 | 1 | -0.014286 |  | 528 | 0.044 | 0.074 | -7.1428 | 500 | 0.044 | 0.074 | FALSE | FALSE | 1 | -0.014286 | 0.9 | 1
CFLSFm2020CZ10rDXGF | CFL | Any | SFm | 2020 | CZ10 | rDXGF | 1.1 | 1.3902 | 1.2903 | -0.019017 |  | 550 | 0.057 | 0.08 | -9.5083 | 500 | 0.041 | 0.062 | FALSE | FALSE | 1 | -0.019017 | 1 | 1.3902
CFLSFm2020CZ10rDXHP | CFL | Any | SFm | 2020 | CZ10 | rDXHP | 0.986 | 1.5366 | 1.3871 | 0 |  | 493 | 0.063 | 0.086 | 0 | 500 | 0.041 | 0.062 | FALSE | TRUE | 1 | 0 | 0.5 | 1.5366
CFLSFm2020CZ10rNCEH | CFL | Any | SFm | 2020 | CZ10 | rNCEH | 0.716 | 1 | 1 | 0 |  | 358 | 0.04 | 0.062 | 0 | 500 | 0.041 | 0.062 | FALSE | TRUE | 1 | 0 | 0.25 | 0.97561
CFLSFm2020CZ10rNCGF | CFL | Any | SFm | 2020 | CZ10 | rNCGF | 1.03 | 1 | 1.0323 | -0.019053 |  | 515 | 0.04 | 0.064 | -9.5263 | 500 | 0.041 | 0.062 | FALSE | FALSE | 1 | -0.019053 | 0.9 | 0.97561
CFLSFm2020CZ11rDXGF | CFL | Any | SFm | 2020 | CZ11 | rDXGF | 1.098 | 1.4634 | 1.3548 | -0.020677 |  | 549 | 0.06 | 0.084 | -10.3385 | 500 | 0.041 | 0.062 | FALSE | FALSE | 1 | -0.020677 | 1 | 1.4634
CFLSFm2020CZ11rDXHP | CFL | Any | SFm | 2020 | CZ11 | rDXHP | 0.968 | 1.6098 | 1.4677 | 0 |  | 484 | 0.066 | 0.091 | 0 | 500 | 0.041 | 0.062 | FALSE | TRUE | 1 | 0 | 0.5 | 1.6098
CFLSFm2020CZ11rNCEH | CFL | Any | SFm | 2020 | CZ11 | rNCEH | 0.7 | 1 | 1 | 0 |  | 350 | 0.041 | 0.062 | 0 | 500 | 0.041 | 0.062 | FALSE | TRUE | 1 | 0 | 0.25 | 1
CFLSFm2020CZ11rNCGF | CFL | Any | SFm | 2020 | CZ11 | rNCGF | 1.024 | 1 | 1 | -0.020718 |  | 512 | 0.041 | 0.062 | -10.3591 | 500 | 0.041 | 0.062 | FALSE | FALSE | 1 | -0.020718 | 0.9 | 1
CFLSFm2020CZ12rDXGF | CFL | Any | SFm | 2020 | CZ12 | rDXGF | 1.064 | 1.4634 | 1.3226 | -0.021565 |  | 532 | 0.06 | 0.082 | -10.7823 | 500 | 0.041 | 0.062 | FALSE | FALSE | 1 | -0.021565 | 1 | 1.4634
CFLSFm2020CZ12rDXHP | CFL | Any | SFm | 2020 | CZ12 | rDXHP | 0.918 | 1.6098 | 1.4355 | 0 |  | 459 | 0.066 | 0.089 | 0 | 500 | 0.041 | 0.062 | FALSE | TRUE | 1 | 0 | 0.5 | 1.6098
CFLSFm2020CZ12rNCEH | CFL | Any | SFm | 2020 | CZ12 | rNCEH | 0.69 | 1 | 1 | 0 |  | 345 | 0.04 | 0.062 | 0 | 500 | 0.041 | 0.062 | FALSE | TRUE | 1 | 0 | 0.25 | 0.97561
CFLSFm2020CZ12rNCGF | CFL | Any | SFm | 2020 | CZ12 | rNCGF | 1.016 | 1 | 1.0161 | -0.021565 |  | 508 | 0.041 | 0.063 | -10.7824 | 500 | 0.041 | 0.062 | FALSE | FALSE | 1 | -0.021565 | 0.9 | 1
CFLSFm2020CZ13rDXGF | CFL | Any | SFm | 2020 | CZ13 | rDXGF | 1.106 | 1.439 | 1.3548 | -0.018212 |  | 553 | 0.059 | 0.084 | -9.1062 | 500 | 0.041 | 0.062 | FALSE | FALSE | 1 | -0.018212 | 1 | 1.439
CFLSFm2020CZ13rDXHP | CFL | Any | SFm | 2020 | CZ13 | rDXHP | 0.994 | 1.5366 | 1.3871 | 0 |  | 497 | 0.063 | 0.086 | 0 | 500 | 0.041 | 0.062 | FALSE | TRUE | 1 | 0 | 0.5 | 1.5366
CFLSFm2020CZ13rNCEH | CFL | Any | SFm | 2020 | CZ13 | rNCEH | 0.74 | 1 | 1 | 0 |  | 370 | 0.04 | 0.062 | 0 | 500 | 0.041 | 0.062 | FALSE | TRUE | 1 | 0 | 0.25 | 0.97561
CFLSFm2020CZ13rNCGF | CFL | Any | SFm | 2020 | CZ13 | rNCGF | 1.028 | 1 | 1 | -0.018171 |  | 514 | 0.04 | 0.062 | -9.0853 | 500 | 0.041 | 0.062 | FALSE | FALSE | 1 | -0.018171 | 0.9 | 0.97561
CFLSFm2020CZ14rDXGF | CFL | Any | SFm | 2020 | CZ14 | rDXGF | 1.102 | 1.425 | 1.3226 | -0.022841 |  | 551 | 0.057 | 0.082 | -11.4206 | 500 | 0.04 | 0.062 | FALSE | FALSE | 1 | -0.022841 | 1 | 1.425
CFLSFm2020CZ14rDXHP | CFL | Any | SFm | 2020 | CZ14 | rDXHP | 0.966 | 1.575 | 1.4194 | 0 |  | 483 | 0.063 | 0.088 | 0 | 500 | 0.04 | 0.062 | FALSE | TRUE | 1 | 0 | 0.5 | 1.575
CFLSFm2020CZ14rNCEH | CFL | Any | SFm | 2020 | CZ14 | rNCEH | 0.674 | 1 | 1 | 0 |  | 337 | 0.04 | 0.062 | 0 | 500 | 0.04 | 0.062 | FALSE | TRUE | 1 | 0 | 0.25 | 1
CFLSFm2020CZ14rNCGF | CFL | Any | SFm | 2020 | CZ14 | rNCGF | 1.034 | 1 | 1.0161 | -0.022786 |  | 517 | 0.04 | 0.063 | -11.393 | 500 | 0.04 | 0.062 | FALSE | FALSE | 1 | -0.022786 | 0.9 | 1
CFLSFm2020CZ15rDXGF | CFL | Any | SFm | 2020 | CZ15 | rDXGF | 1.178 | 1.525 | 1.4032 | -0.010083 |  | 589 | 0.061 | 0.087 | -5.0417 | 500 | 0.04 | 0.062 | FALSE | FALSE | 1 | -0.010083 | 1 | 1.525
CFLSFm2020CZ15rDXHP | CFL | Any | SFm | 2020 | CZ15 | rDXHP | 1.116 | 1.4 | 1.3548 | 0 |  | 558 | 0.056 | 0.084 | 0 | 500 | 0.04 | 0.062 | FALSE | TRUE | 1 | 0 | 0.5 | 1.4
CFLSFm2020CZ15rNCEH | CFL | Any | SFm | 2020 | CZ15 | rNCEH | 0.85 | 1.025 | 1 | 0 |  | 425 | 0.041 | 0.062 | 0 | 500 | 0.04 | 0.062 | FALSE | TRUE | 1 | 0 | 0.25 | 1.025
CFLSFm2020CZ15rNCGF | CFL | Any | SFm | 2020 | CZ15 | rNCGF | 1 | 1 | 1 | -0.010307 |  | 500 | 0.04 | 0.062 | -5.1533 | 500 | 0.04 | 0.062 | FALSE | FALSE | 1 | -0.010307 | 0.9 | 1
CFLSFm2020CZ16rDXGF | CFL | Any | SFm | 2020 | CZ16 | rDXGF | 1.048 | 1.5122 | 1.3582 | -0.01851 |  | 524 | 0.062 | 0.091 | -9.2549 | 500 | 0.041 | 0.067 | FALSE | FALSE | 1 | -0.01851 | 1 | 1.5122
CFLSFm2020CZ16rDXHP | CFL | Any | SFm | 2020 | CZ16 | rDXHP | 0.876 | 1.5366 | 1.3582 | 0 |  | 438 | 0.063 | 0.091 | 0 | 500 | 0.041 | 0.067 | FALSE | TRUE | 1 | 0 | 0.5 | 1.5366
CFLSFm2020CZ16rNCEH | CFL | Any | SFm | 2020 | CZ16 | rNCEH | 0.744 | 1.0488 | 1.0149 | 0 |  | 372 | 0.043 | 0.068 | 0 | 500 | 0.041 | 0.067 | FALSE | TRUE | 1 | 0 | 0.25 | 1.0488
CFLSFm2020CZ16rNCGF | CFL | Any | SFm | 2020 | CZ16 | rNCGF | 0.998 | 1.0488 | 1 | -0.018498 |  | 499 | 0.043 | 0.067 | -9.2491 | 500 | 0.041 | 0.067 | FALSE | FALSE | 1 | -0.018498 | 0.9 | 1.0488
CFLRes1975CZ01rNCGF | CFL | Any | Res | 1975 | CZ01 | rNCGF | #N/A | #N/A | #N/A | #N/A |  | #N/A | #N/A | #N/A | #N/A | #N/A | #N/A | #N/A | FALSE | FALSE | 1 | #N/A | 0.9 | #N/A
Note on K6: PRC: set a low limit of 1% takeback, else consider it zero
Note on V6: PRC: Commercial (education) buildings only
Note on X6: PRC: assume no increase in demand regardless of HVAC type (assume no heating during peak period)
Note on Z6: PRC:set minimum IE kWh factor based on HVAC type

## 2023_sim_output
From Yitian; feeds 2023 sim data | [11 empty] | output from DEER 2023 processing
Index | Ltg | BldgType | BldgVint | BldgLoc | BldgHVAC | PreWBkW25 | PreWBkW49 | PreWBthm | ACustWBkWh | ACustWBkW25 | ACustWBkW49 | ACustWBtherm | ACustEUkWh | ACustEUkW25 | ACustEUkW49
CFLDMoMH00CZ01rDXGF | CFL | DMo | MH00 | CZ01 | rDXGF | 0.431 | 0.612 | 498.4511 | 493 | 0.043 | 0.068 | -17.0753 | 500 | 0.041 | 0.067
CFLDMoMH00CZ01rDXHP | CFL | DMo | MH00 | CZ01 | rDXHP | 0.972 | 1.341 | 0 | 371 | 0.042 | 0.068 | 0 | 500 | 0.041 | 0.067
CFLDMoMH00CZ01rNCEH | CFL | DMo | MH00 | CZ01 | rNCEH | 0.972 | 1.341 | 0 | 274 | 0.042 | 0.068 | 0 | 500 | 0.041 | 0.067
CFLDMoMH00CZ01rNCGF | CFL | DMo | MH00 | CZ01 | rNCGF | 0.431 | 0.612 | 497.6895 | 495 | 0.043 | 0.068 | -17.0962 | 500 | 0.041 | 0.067
CFLDMoMH00CZ02rDXGF | CFL | DMo | MH00 | CZ02 | rDXGF | 2.098 | 2.292 | 443.9377 | 537 | 0.092 | 0.108 | -12.2568 | 500 | 0.041 | 0.067
CFLDMoMH00CZ02rDXHP | CFL | DMo | MH00 | CZ02 | rDXHP | 2.873 | 3.245 | 0 | 444 | 0.097 | 0.115 | 0 | 500 | 0.041 | 0.067
CFLDMoMH00CZ02rNCEH | CFL | DMo | MH00 | CZ02 | rNCEH | 0.931 | 1.281 | 0 | 333 | 0.042 | 0.068 | 0 | 500 | 0.041 | 0.067
CFLDMoMH00CZ02rNCGF | CFL | DMo | MH00 | CZ02 | rNCGF | 0.45 | 0.632 | 443.1056 | 497 | 0.043 | 0.068 | -12.2352 | 500 | 0.041 | 0.067
CFLDMoMH00CZ03rDXGF | CFL | DMo | MH00 | CZ03 | rDXGF | 1.598 | 1.699 | 425.2023 | 510 | 0.082 | 0.096 | -13.3014 | 500 | 0.041 | 0.067
CFLDMoMH00CZ03rDXHP | CFL | DMo | MH00 | CZ03 | rDXHP | 2.329 | 2.572 | 0 | 421 | 0.099 | 0.108 | 0 | 500 | 0.041 | 0.067
CFLDMoMH00CZ03rNCEH | CFL | DMo | MH00 | CZ03 | rNCEH | 0.942 | 1.291 | 0 | 314 | 0.042 | 0.068 | 0 | 500 | 0.041 | 0.067
CFLDMoMH00CZ03rNCGF | CFL | DMo | MH00 | CZ03 | rNCGF | 0.441 | 0.621 | 424.6276 | 496 | 0.043 | 0.068 | -13.2773 | 500 | 0.041 | 0.067
CFLDMoMH00CZ04rDXGF | CFL | DMo | MH00 | CZ04 | rDXGF | 2.409 | 2.478 | 410.774 | 554 | 0.076 | 0.099 | -11.9851 | 500 | 0.041 | 0.067
CFLDMoMH00CZ04rDXHP | CFL | DMo | MH00 | CZ04 | rDXHP | 3.275 | 3.46 | 0 | 479 | 0.088 | 0.111 | 0 | 500 | 0.041 | 0.067
CFLDMoMH00CZ04rNCEH | CFL | DMo | MH00 | CZ04 | rNCEH | 0.914 | 1.248 | 0 | 334 | 0.042 | 0.068 | 0 | 500 | 0.041 | 0.067
CFLDMoMH00CZ04rNCGF | CFL | DMo | MH00 | CZ04 | rNCGF | 0.454 | 0.636 | 410.0418 | 497 | 0.042 | 0.068 | -11.9247 | 500 | 0.041 | 0.067
CFLDMoMH00CZ05rDXGF | CFL | DMo | MH00 | CZ05 | rDXGF | 1.333 | 1.282 | 462.7381 | 511 | 0.072 | 0.094 | -16.7175 | 500 | 0.044 | 0.074
CFLDMoMH00CZ05rDXHP | CFL | DMo | MH00 | CZ05 | rDXHP | 1.997 | 2.061 | 0 | 391 | 0.083 | 0.101 | 0 | 500 | 0.044 | 0.074
CFLDMoMH00CZ05rNCEH | CFL | DMo | MH00 | CZ05 | rNCEH | 0.948 | 1.314 | 0 | 271 | 0.045 | 0.075 | 0 | 500 | 0.044 | 0.074
CFLDMoMH00CZ05rNCGF | CFL | DMo | MH00 | CZ05 | rNCGF | 0.447 | 0.64 | 460.8428 | 494 | 0.044 | 0.075 | -16.6345 | 500 | 0.044 | 0.074
CFLDMoMH00CZ06rDXGF | CFL | DMo | MH00 | CZ06 | rDXGF | 1.893 | 1.954 | 344.4077 | 579 | 0.071 | 0.103 | -8.2912 | 500 | 0.044 | 0.074
CFLDMoMH00CZ06rDXHP | CFL | DMo | MH00 | CZ06 | rDXHP | 2.677 | 2.829 | 0 | 534 | 0.082 | 0.116 | 0 | 500 | 0.044 | 0.074
CFLDMoMH00CZ06rNCEH | CFL | DMo | MH00 | CZ06 | rNCEH | 0.92 | 1.26 | 0 | 381 | 0.044 | 0.074 | 0 | 500 | 0.044 | 0.074
CFLDMoMH00CZ06rNCGF | CFL | DMo | MH00 | CZ06 | rNCGF | 0.451 | 0.644 | 343.8648 | 500 | 0.044 | 0.074 | -8.2845 | 500 | 0.044 | 0.074
CFLDMoMH00CZ07rDXGF | CFL | DMo | MH00 | CZ07 | rDXGF | 1.521 | 1.383 | 340.8459 | 561 | 0.073 | 0.098 | -8.4624 | 500 | 0.044 | 0.074
CFLDMoMH00CZ07rDXHP | CFL | DMo | MH00 | CZ07 | rDXHP | 2.222 | 2.137 | 0 | 517 | 0.088 | 0.108 | 0 | 500 | 0.044 | 0.074
CFLDMoMH00CZ07rNCEH | CFL | DMo | MH00 | CZ07 | rNCEH | 0.919 | 1.26 | 0 | 379 | 0.045 | 0.074 | 0 | 500 | 0.044 | 0.074
CFLDMoMH00CZ07rNCGF | CFL | DMo | MH00 | CZ07 | rNCGF | 0.45 | 0.641 | 340.3462 | 500 | 0.045 | 0.075 | -8.5045 | 500 | 0.044 | 0.074
CFLDMoMH00CZ08rDXGF | CFL | DMo | MH00 | CZ08 | rDXGF | 2.57 | 2.288 | 340.6014 | 598 | 0.072 | 0.104 | -7.6824 | 500 | 0.044 | 0.074
CFLDMoMH00CZ08rDXHP | CFL | DMo | MH00 | CZ08 | rDXHP | 3.496 | 3.22 | 0 | 571 | 0.082 | 0.114 | 0 | 500 | 0.044 | 0.074
CFLDMoMH00CZ08rNCEH | CFL | DMo | MH00 | CZ08 | rNCEH | 0.91 | 1.248 | 0 | 395 | 0.045 | 0.075 | 0 | 500 | 0.044 | 0.074
CFLDMoMH00CZ08rNCGF | CFL | DMo | MH00 | CZ08 | rNCGF | 0.466 | 0.658 | 340.0622 | 501 | 0.045 | 0.075 | -7.6046 | 500 | 0.044 | 0.074
CFLDMoMH00CZ09rDXGF | CFL | DMo | MH00 | CZ09 | rDXGF | 2.733 | 2.56 | 360.9299 | 581 | 0.077 | 0.11 | -8.3035 | 500 | 0.044 | 0.074
CFLDMoMH00CZ09rDXHP | CFL | DMo | MH00 | CZ09 | rDXHP | 3.666 | 3.522 | 0 | 541 | 0.087 | 0.122 | 0 | 500 | 0.044 | 0.074
CFLDMoMH00CZ09rNCEH | CFL | DMo | MH00 | CZ09 | rNCEH | 0.907 | 1.245 | 0 | 385 | 0.045 | 0.075 | 0 | 500 | 0.044 | 0.074
CFLDMoMH00CZ09rNCGF | CFL | DMo | MH00 | CZ09 | rNCGF | 0.465 | 0.659 | 360.2722 | 500 | 0.044 | 0.074 | -8.2351 | 500 | 0.044 | 0.074
CFLDMoMH00CZ10rDXGF | CFL | DMo | MH00 | CZ10 | rDXGF | 3.045 | 2.67 | 362.7945 | 594 | 0.065 | 0.09 | -8.3174 | 500 | 0.04 | 0.061
CFLDMoMH00CZ10rDXHP | CFL | DMo | MH00 | CZ10 | rDXHP | 4.068 | 3.69 | 0 | 551 | 0.077 | 0.101 | 0 | 500 | 0.04 | 0.061
CFLDMoMH00CZ10rNCEH | CFL | DMo | MH00 | CZ10 | rNCEH | 0.912 | 1.232 | 0 | 387 | 0.041 | 0.062 | 0 | 500 | 0.04 | 0.061
CFLDMoMH00CZ10rNCGF | CFL | DMo | MH00 | CZ10 | rNCGF | 0.461 | 0.629 | 361.7717 | 500 | 0.041 | 0.062 | -8.2375 | 500 | 0.04 | 0.061
CFLDMoMH00CZ11rDXGF | CFL | DMo | MH00 | CZ11 | rDXGF | 3.546 | 4.001 | 465.6349 | 585 | 0.068 | 0.094 | -12.5896 | 500 | 0.04 | 0.061
CFLDMoMH00CZ11rDXHP | CFL | DMo | MH00 | CZ11 | rDXHP | 4.58 | 5.203 | 0 | 505 | 0.077 | 0.103 | 0 | 500 | 0.04 | 0.061
CFLDMoMH00CZ11rNCEH | CFL | DMo | MH00 | CZ11 | rNCEH | 0.911 | 1.232 | 0 | 331 | 0.041 | 0.063 | 0 | 500 | 0.04 | 0.061
CFLDMoMH00CZ11rNCGF | CFL | DMo | MH00 | CZ11 | rNCGF | 0.463 | 0.636 | 463.4066 | 497 | 0.04 | 0.063 | -12.5284 | 500 | 0.04 | 0.061
CFLDMoMH00CZ12rDXGF | CFL | DMo | MH00 | CZ12 | rDXGF | 3.153 | 3.435 | 416.6043 | 568 | 0.07 | 0.092 | -10.3293 | 500 | 0.04 | 0.061
CFLDMoMH00CZ12rDXHP | CFL | DMo | MH00 | CZ12 | rDXHP | 4.148 | 4.578 | 0 | 500 | 0.082 | 0.101 | 0 | 500 | 0.04 | 0.061
CFLDMoMH00CZ12rNCEH | CFL | DMo | MH00 | CZ12 | rNCEH | 0.928 | 1.258 | 0 | 360 | 0.041 | 0.062 | 0 | 500 | 0.04 | 0.061
CFLDMoMH00CZ12rNCGF | CFL | DMo | MH00 | CZ12 | rNCGF | 0.459 | 0.631 | 415.6432 | 499 | 0.04 | 0.063 | -10.2993 | 500 | 0.04 | 0.061
CFLDMoMH00CZ13rDXGF | CFL | DMo | MH00 | CZ13 | rDXGF | 3.27 | 3.644 | 400.7626 | 594 | 0.067 | 0.093 | -9.2949 | 500 | 0.04 | 0.061
CFLDMoMH00CZ13rDXHP | CFL | DMo | MH00 | CZ13 | rDXHP | 4.258 | 4.793 | 0 | 545 | 0.074 | 0.103 | 0 | 500 | 0.04 | 0.061
CFLDMoMH00CZ13rNCEH | CFL | DMo | MH00 | CZ13 | rNCEH | 0.906 | 1.221 | 0 | 373 | 0.041 | 0.063 | 0 | 500 | 0.04 | 0.061
CFLDMoMH00CZ13rNCGF | CFL | DMo | MH00 | CZ13 | rNCGF | 0.466 | 0.636 | 399.8682 | 499 | 0.041 | 0.063 | -9.2677 | 500 | 0.04 | 0.061
CFLDMoMH00CZ14rDXGF | CFL | DMo | MH00 | CZ14 | rDXGF | 3.46 | 3.716 | 397.7495 | 581 | 0.069 | 0.091 | -10.7517 | 500 | 0.04 | 0.061
CFLDMoMH00CZ14rDXHP | CFL | DMo | MH00 | CZ14 | rDXHP | 4.506 | 4.878 | 0 | 505 | 0.077 | 0.1 | 0 | 500 | 0.04 | 0.061
CFLDMoMH00CZ14rNCEH | CFL | DMo | MH00 | CZ14 | rNCEH | 0.911 | 1.234 | 0 | 361 | 0.04 | 0.062 | 0 | 500 | 0.04 | 0.061
CFLDMoMH00CZ14rNCGF | CFL | DMo | MH00 | CZ14 | rNCGF | 0.462 | 0.633 | 395.9438 | 498 | 0.04 | 0.062 | -10.629 | 500 | 0.04 | 0.061
CFLDMoMH00CZ15rDXGF | CFL | DMo | MH00 | CZ15 | rDXGF | 4.135 | 4.142 | 286.9891 | 631 | 0.068 | 0.098 | -3.9236 | 500 | 0.04 | 0.061
CFLDMoMH00CZ15rDXHP | CFL | DMo | MH00 | CZ15 | rDXHP | 5.108 | 5.172 | 0 | 618 | 0.068 | 0.1 | 0 | 500 | 0.04 | 0.061
CFLDMoMH00CZ15rNCEH | CFL | DMo | MH00 | CZ15 | rNCEH | 0.861 | 1.15 | 0 | 448 | 0.04 | 0.062 | 0 | 500 | 0.04 | 0.061
CFLDMoMH00CZ15rNCGF | CFL | DMo | MH00 | CZ15 | rNCGF | 0.48 | 0.65 | 286.4182 | 502 | 0.041 | 0.063 | -3.9149 | 500 | 0.04 | 0.061
CFLDMoMH00CZ16rDXGF | CFL | DMo | MH00 | CZ16 | rDXGF | 1.908 | 1.957 | 512.7831 | 540 | 0.061 | 0.091 | -12.0065 | 500 | 0.041 | 0.067
CFLDMoMH00CZ16rDXHP | CFL | DMo | MH00 | CZ16 | rDXHP | 2.655 | 2.821 | 0 | 425 | 0.071 | 0.1 | 0 | 500 | 0.041 | 0.067
CFLDMoMH00CZ16rNCEH | CFL | DMo | MH00 | CZ16 | rNCEH | 0.949 | 1.296 | 0 | 339 | 0.042 | 0.068 | 0 | 500 | 0.041 | 0.067
CFLDMoMH00CZ16rNCGF | CFL | DMo | MH00 | CZ16 | rNCGF | 0.452 | 0.631 | 510.4564 | 498 | 0.043 | 0.067 | -11.9453 | 500 | 0.041 | 0.067
CFLDMoMH06CZ01rDXGF | CFL | DMo | MH06 | CZ01 | rDXGF | 0.427 | 0.608 | 459.9199 | 492 | 0.043 | 0.068 | -18.266 | 500 | 0.041 | 0.067
CFLDMoMH06CZ01rDXHP | CFL | DMo | MH06 | CZ01 | rDXHP | 0.891 | 1.259 | 0 | 372 | 0.042 | 0.068 | 0 | 500 | 0.041 | 0.067
CFLDMoMH06CZ01rNCEH | CFL | DMo | MH06 | CZ01 | rNCEH | 0.891 | 1.259 | 0 | 258 | 0.042 | 0.068 | 0 | 500 | 0.041 | 0.067
CFLDMoMH06CZ01rNCGF | CFL | DMo | MH06 | CZ01 | rNCGF | 0.427 | 0.608 | 459.0822 | 495 | 0.043 | 0.068 | -18.2854 | 500 | 0.041 | 0.067
CFLDMoMH06CZ02rDXGF | CFL | DMo | MH06 | CZ02 | rDXGF | 2.508 | 2.405 | 425.5656 | 545 | 0.074 | 0.095 | -14.0675 | 500 | 0.041 | 0.067
CFLDMoMH06CZ02rDXHP | CFL | DMo | MH06 | CZ02 | rDXHP | 3.026 | 3.059 | 0 | 440 | 0.085 | 0.1 | 0 | 500 | 0.041 | 0.067
CFLDMoMH06CZ02rNCEH | CFL | DMo | MH06 | CZ02 | rNCEH | 0.859 | 1.208 | 0 | 310 | 0.043 | 0.069 | 0 | 500 | 0.041 | 0.067
CFLDMoMH06CZ02rNCGF | CFL | DMo | MH06 | CZ02 | rNCGF | 0.446 | 0.628 | 424.165 | 496 | 0.043 | 0.068 | -14.0336 | 500 | 0.041 | 0.067
CFLDMoMH06CZ03rDXGF | CFL | DMo | MH06 | CZ03 | rDXGF | 1.653 | 1.688 | 372.5523 | 520 | 0.068 | 0.088 | -12.2154 | 500 | 0.041 | 0.067
CFLDMoMH06CZ03rDXHP | CFL | DMo | MH06 | CZ03 | rDXHP | 2.157 | 2.335 | 0 | 440 | 0.078 | 0.094 | 0 | 500 | 0.041 | 0.067
CFLDMoMH06CZ03rNCEH | CFL | DMo | MH06 | CZ03 | rNCEH | 0.865 | 1.214 | 0 | 330 | 0.043 | 0.068 | 0 | 500 | 0.041 | 0.067
CFLDMoMH06CZ03rNCGF | CFL | DMo | MH06 | CZ03 | rNCGF | 0.437 | 0.617 | 372.0473 | 497 | 0.042 | 0.067 | -12.2099 | 500 | 0.041 | 0.067
CFLDMoMH06CZ04rDXGF | CFL | DMo | MH06 | CZ04 | rDXGF | 2.588 | 2.586 | 343.7719 | 560 | 0.07 | 0.095 | -10.2731 | 500 | 0.041 | 0.067
CFLDMoMH06CZ04rDXHP | CFL | DMo | MH06 | CZ04 | rDXHP | 3.123 | 3.239 | 0 | 500 | 0.073 | 0.1 | 0 | 500 | 0.041 | 0.067
CFLDMoMH06CZ04rNCEH | CFL | DMo | MH06 | CZ04 | rNCEH | 0.842 | 1.176 | 0 | 358 | 0.043 | 0.068 | 0 | 500 | 0.041 | 0.067
CFLDMoMH06CZ04rNCGF | CFL | DMo | MH06 | CZ04 | rNCGF | 0.451 | 0.632 | 343.2313 | 498 | 0.043 | 0.068 | -10.2406 | 500 | 0.041 | 0.067
CFLDMoMH06CZ05rDXGF | CFL | DMo | MH06 | CZ05 | rDXGF | 1.303 | 1.221 | 373.1273 | 516 | 0.068 | 0.092 | -13.5234 | 500 | 0.044 | 0.074
CFLDMoMH06CZ05rDXHP | CFL | DMo | MH06 | CZ05 | rDXHP | 1.772 | 1.831 | 0 | 422 | 0.07 | 0.092 | 0 | 500 | 0.044 | 0.074
CFLDMoMH06CZ05rNCEH | CFL | DMo | MH06 | CZ05 | rNCEH | 0.871 | 1.235 | 0 | 312 | 0.045 | 0.075 | 0 | 500 | 0.044 | 0.074
CFLDMoMH06CZ05rNCGF | CFL | DMo | MH06 | CZ05 | rNCGF | 0.444 | 0.636 | 372.0684 | 497 | 0.045 | 0.075 | -13.4965 | 500 | 0.044 | 0.074
CFLDMoMH06CZ06rDXGF | CFL | DMo | MH06 | CZ06 | rDXGF | 1.82 | 1.783 | 293.4249 | 568 | 0.069 | 0.097 | -6.7538 | 500 | 0.044 | 0.074
CFLDMoMH06CZ06rDXHP | CFL | DMo | MH06 | CZ06 | rDXHP | 2.311 | 2.384 | 0 | 525 | 0.075 | 0.102 | 0 | 500 | 0.044 | 0.074
CFLDMoMH06CZ06rNCEH | CFL | DMo | MH06 | CZ06 | rNCEH | 0.843 | 1.185 | 0 | 400 | 0.045 | 0.075 | 0 | 500 | 0.044 | 0.074
CFLDMoMH06CZ06rNCGF | CFL | DMo | MH06 | CZ06 | rNCGF | 0.448 | 0.641 | 293.0684 | 501 | 0.045 | 0.074 | -6.6594 | 500 | 0.044 | 0.074
CFLDMoMH06CZ07rDXGF | CFL | DMo | MH06 | CZ07 | rDXGF | 1.763 | 1.681 | 269.6472 | 593 | 0.064 | 0.1 | -4.9748 | 500 | 0.044 | 0.074
CFLDMoMH06CZ07rDXHP | CFL | DMo | MH06 | CZ07 | rDXHP | 2.264 | 2.279 | 0 | 577 | 0.073 | 0.107 | 0 | 500 | 0.044 | 0.074
CFLDMoMH06CZ07rNCEH | CFL | DMo | MH06 | CZ07 | rNCEH | 0.841 | 1.183 | 0 | 426 | 0.045 | 0.075 | 0 | 500 | 0.044 | 0.074
CFLDMoMH06CZ07rNCGF | CFL | DMo | MH06 | CZ07 | rNCGF | 0.446 | 0.637 | 269.3733 | 503 | 0.044 | 0.074 | -4.9632 | 500 | 0.044 | 0.074
CFLDMoMH06CZ08rDXGF | CFL | DMo | MH06 | CZ08 | rDXGF | 2.825 | 2.401 | 273.3726 | 605 | 0.067 | 0.101 | -5.5805 | 500 | 0.044 | 0.074
CFLDMoMH06CZ08rDXHP | CFL | DMo | MH06 | CZ08 | rDXHP | 3.377 | 3.02 | 0 | 585 | 0.073 | 0.107 | 0 | 500 | 0.044 | 0.074
CFLDMoMH06CZ08rNCEH | CFL | DMo | MH06 | CZ08 | rNCEH | 0.837 | 1.175 | 0 | 422 | 0.045 | 0.075 | 0 | 500 | 0.044 | 0.074
CFLDMoMH06CZ08rNCGF | CFL | DMo | MH06 | CZ08 | rNCGF | 0.462 | 0.654 | 273.1234 | 503 | 0.045 | 0.075 | -5.554 | 500 | 0.044 | 0.074
CFLDMoMH06CZ09rDXGF | CFL | DMo | MH06 | CZ09 | rDXGF | 2.884 | 2.516 | 303.9877 | 577 | 0.073 | 0.099 | -7.1287 | 500 | 0.044 | 0.074
CFLDMoMH06CZ09rDXHP | CFL | DMo | MH06 | CZ09 | rDXHP | 3.414 | 3.132 | 0 | 539 | 0.081 | 0.105 | 0 | 500 | 0.044 | 0.074
CFLDMoMH06CZ09rNCEH | CFL | DMo | MH06 | CZ09 | rNCEH | 0.836 | 1.174 | 0 | 402 | 0.045 | 0.075 | 0 | 500 | 0.044 | 0.074
CFLDMoMH06CZ09rNCGF | CFL | DMo | MH06 | CZ09 | rNCGF | 0.462 | 0.656 | 303.2965 | 501 | 0.045 | 0.075 | -7.0436 | 500 | 0.044 | 0.074
CFLDMoMH06CZ10rDXGF | CFL | DMo | MH06 | CZ10 | rDXGF | 3.159 | 2.775 | 326.5589 | 592 | 0.062 | 0.088 | -8.2063 | 500 | 0.04 | 0.061
CFLDMoMH06CZ10rDXHP | CFL | DMo | MH06 | CZ10 | rDXHP | 3.728 | 3.426 | 0 | 542 | 0.068 | 0.093 | 0 | 500 | 0.04 | 0.061
CFLDMoMH06CZ10rNCEH | CFL | DMo | MH06 | CZ10 | rNCEH | 0.841 | 1.161 | 0 | 389 | 0.041 | 0.063 | 0 | 500 | 0.04 | 0.061
CFLDMoMH06CZ10rNCGF | CFL | DMo | MH06 | CZ10 | rNCGF | 0.457 | 0.625 | 325.2785 | 501 | 0.041 | 0.062 | -8.1178 | 500 | 0.04 | 0.061
CFLDMoMH06CZ11rDXGF | CFL | DMo | MH06 | CZ11 | rDXGF | 3.473 | 3.8 | 364.9301 | 581 | 0.064 | 0.089 | -9.811 | 500 | 0.04 | 0.061
CFLDMoMH06CZ11rDXHP | CFL | DMo | MH06 | CZ11 | rDXHP | 3.972 | 4.422 | 0 | 519 | 0.067 | 0.091 | 0 | 500 | 0.04 | 0.061
CFLDMoMH06CZ11rNCEH | CFL | DMo | MH06 | CZ11 | rNCEH | 0.842 | 1.164 | 0 | 367 | 0.04 | 0.062 | 0 | 500 | 0.04 | 0.061
CFLDMoMH06CZ11rNCGF | CFL | DMo | MH06 | CZ11 | rNCGF | 0.46 | 0.632 | 364.1502 | 499 | 0.041 | 0.062 | -9.7892 | 500 | 0.04 | 0.061
CFLDMoMH06CZ12rDXGF | CFL | DMo | MH06 | CZ12 | rDXGF | 3.114 | 3.186 | 396.9543 | 561 | 0.065 | 0.088 | -11.1191 | 500 | 0.04 | 0.061
CFLDMoMH06CZ12rDXHP | CFL | DMo | MH06 | CZ12 | rDXHP | 3.647 | 3.847 | 0 | 483 | 0.07 | 0.092 | 0 | 500 | 0.04 | 0.061
CFLDMoMH06CZ12rNCEH | CFL | DMo | MH06 | CZ12 | rNCEH | 0.857 | 1.189 | 0 | 352 | 0.04 | 0.062 | 0 | 500 | 0.04 | 0.061
CFLDMoMH06CZ12rNCGF | CFL | DMo | MH06 | CZ12 | rNCGF | 0.456 | 0.627 | 395.2981 | 498 | 0.041 | 0.062 | -11.0552 | 500 | 0.04 | 0.061
CFLDMoMH06CZ13rDXGF | CFL | DMo | MH06 | CZ13 | rDXGF | 3.494 | 3.566 | 352.6031 | 586 | 0.062 | 0.087 | -9.1752 | 500 | 0.04 | 0.061
CFLDMoMH06CZ13rDXHP | CFL | DMo | MH06 | CZ13 | rDXHP | 3.999 | 4.182 | 0 | 528 | 0.063 | 0.09 | 0 | 500 | 0.04 | 0.061
CFLDMoMH06CZ13rNCEH | CFL | DMo | MH06 | CZ13 | rNCEH | 0.837 | 1.152 | 0 | 378 | 0.041 | 0.062 | 0 | 500 | 0.04 | 0.061
CFLDMoMH06CZ13rNCGF | CFL | DMo | MH06 | CZ13 | rNCGF | 0.461 | 0.632 | 351.3233 | 499 | 0.04 | 0.062 | -9.0916 | 500 | 0.04 | 0.061
CFLDMoMH06CZ14rDXGF | CFL | DMo | MH06 | CZ14 | rDXGF | 3.983 | 3.737 | 362.4767 | 581 | 0.064 | 0.09 | -10.6258 | 500 | 0.04 | 0.061
CFLDMoMH06CZ14rDXHP | CFL | DMo | MH06 | CZ14 | rDXHP | 4.509 | 4.382 | 0 | 502 | 0.064 | 0.094 | 0 | 500 | 0.04 | 0.061
CFLDMoMH06CZ14rNCEH | CFL | DMo | MH06 | CZ14 | rNCEH | 0.843 | 1.166 | 0 | 361 | 0.041 | 0.063 | 0 | 500 | 0.04 | 0.061
CFLDMoMH06CZ14rNCGF | CFL | DMo | MH06 | CZ14 | rNCGF | 0.458 | 0.629 | 360.4656 | 498 | 0.04 | 0.062 | -10.4836 | 500 | 0.04 | 0.061
CFLDMoMH06CZ15rDXGF | CFL | DMo | MH06 | CZ15 | rDXGF | 4.236 | 4.225 | 254.2937 | 634 | 0.058 | 0.091 | -4.0017 | 500 | 0.04 | 0.061
CFLDMoMH06CZ15rDXHP | CFL | DMo | MH06 | CZ15 | rDXHP | 4.59 | 4.686 | 0 | 606 | 0.056 | 0.089 | 0 | 500 | 0.04 | 0.061
CFLDMoMH06CZ15rNCEH | CFL | DMo | MH06 | CZ15 | rNCEH | 0.797 | 1.086 | 0 | 448 | 0.041 | 0.062 | 0 | 500 | 0.04 | 0.061
CFLDMoMH06CZ15rNCGF | CFL | DMo | MH06 | CZ15 | rNCGF | 0.476 | 0.646 | 253.2852 | 502 | 0.041 | 0.062 | -3.9181 | 500 | 0.04 | 0.061
CFLDMoMH06CZ16rDXGF | CFL | DMo | MH06 | CZ16 | rDXGF | 1.572 | 1.568 | 446.581 | 530 | 0.063 | 0.09 | -11.587 | 500 | 0.041 | 0.067
CFLDMoMH06CZ16rDXHP | CFL | DMo | MH06 | CZ16 | rDXHP | 2.031 | 2.164 | 0 | 413 | 0.066 | 0.093 | 0 | 500 | 0.041 | 0.067
CFLDMoMH06CZ16rNCEH | CFL | DMo | MH06 | CZ16 | rNCEH | 0.873 | 1.22 | 0 | 347 | 0.043 | 0.068 | 0 | 500 | 0.041 | 0.067
CFLDMoMH06CZ16rNCGF | CFL | DMo | MH06 | CZ16 | rNCGF | 0.448 | 0.628 | 444.6411 | 498 | 0.042 | 0.068 | -11.5312 | 500 | 0.041 | 0.067
CFLDMoMH15CZ01rDXGF | CFL | DMo | MH15 | CZ01 | rDXGF | 0.427 | 0.608 | 460.7581 | 494 | 0.043 | 0.068 | -18.3457 | 500 | 0.041 | 0.067
CFLDMoMH15CZ01rDXHP | CFL | DMo | MH15 | CZ01 | rDXHP | 0.891 | 1.259 | 0 | 379 | 0.042 | 0.068 | 0 | 500 | 0.041 | 0.067
CFLDMoMH15CZ01rNCEH | CFL | DMo | MH15 | CZ01 | rNCEH | 0.891 | 1.259 | 0 | 258 | 0.042 | 0.068 | 0 | 500 | 0.041 | 0.067
CFLDMoMH15CZ01rNCGF | CFL | DMo | MH15 | CZ01 | rNCGF | 0.427 | 0.608 | 459.0822 | 495 | 0.043 | 0.068 | -18.2854 | 500 | 0.041 | 0.067
CFLDMoMH15CZ02rDXGF | CFL | DMo | MH15 | CZ02 | rDXGF | 2.327 | 2.243 | 426.4024 | 540 | 0.072 | 0.093 | -14.1375 | 500 | 0.041 | 0.067
CFLDMoMH15CZ02rDXHP | CFL | DMo | MH15 | CZ02 | rDXHP | 2.871 | 2.925 | 0 | 442 | 0.082 | 0.098 | 0 | 500 | 0.041 | 0.067
CFLDMoMH15CZ02rNCEH | CFL | DMo | MH15 | CZ02 | rNCEH | 0.859 | 1.208 | 0 | 310 | 0.043 | 0.069 | 0 | 500 | 0.041 | 0.067
CFLDMoMH15CZ02rNCGF | CFL | DMo | MH15 | CZ02 | rNCGF | 0.446 | 0.628 | 424.165 | 496 | 0.043 | 0.068 | -14.0336 | 500 | 0.041 | 0.067
CFLDMoMH15CZ03rDXGF | CFL | DMo | MH15 | CZ03 | rDXGF | 1.534 | 1.575 | 373.0626 | 518 | 0.067 | 0.087 | -12.2711 | 500 | 0.041 | 0.067
CFLDMoMH15CZ03rDXHP | CFL | DMo | MH15 | CZ03 | rDXHP | 2.062 | 2.252 | 0 | 444 | 0.075 | 0.093 | 0 | 500 | 0.041 | 0.067
CFLDMoMH15CZ03rNCEH | CFL | DMo | MH15 | CZ03 | rNCEH | 0.865 | 1.214 | 0 | 330 | 0.043 | 0.068 | 0 | 500 | 0.041 | 0.067
CFLDMoMH15CZ03rNCGF | CFL | DMo | MH15 | CZ03 | rNCGF | 0.437 | 0.617 | 372.0473 | 497 | 0.042 | 0.067 | -12.2099 | 500 | 0.041 | 0.067
CFLDMoMH15CZ04rDXGF | CFL | DMo | MH15 | CZ04 | rDXGF | 2.404 | 2.416 | 344.2136 | 554 | 0.068 | 0.093 | -10.3206 | 500 | 0.041 | 0.067
CFLDMoMH15CZ04rDXHP | CFL | DMo | MH15 | CZ04 | rDXHP | 2.958 | 3.089 | 0 | 499 | 0.07 | 0.097 | 0 | 500 | 0.041 | 0.067
CFLDMoMH15CZ04rNCEH | CFL | DMo | MH15 | CZ04 | rNCEH | 0.842 | 1.176 | 0 | 358 | 0.043 | 0.068 | 0 | 500 | 0.041 | 0.067
CFLDMoMH15CZ04rNCGF | CFL | DMo | MH15 | CZ04 | rNCGF | 0.451 | 0.632 | 343.2313 | 498 | 0.043 | 0.068 | -10.2406 | 500 | 0.041 | 0.067
CFLDMoMH15CZ05rDXGF | CFL | DMo | MH15 | CZ05 | rDXGF | 1.208 | 1.155 | 373.6793 | 514 | 0.066 | 0.09 | -13.5844 | 500 | 0.044 | 0.074
CFLDMoMH15CZ05rDXHP | CFL | DMo | MH15 | CZ05 | rDXHP | 1.706 | 1.786 | 0 | 426 | 0.068 | 0.09 | 0 | 500 | 0.044 | 0.074
CFLDMoMH15CZ05rNCEH | CFL | DMo | MH15 | CZ05 | rNCEH | 0.871 | 1.235 | 0 | 312 | 0.045 | 0.075 | 0 | 500 | 0.044 | 0.074
CFLDMoMH15CZ05rNCGF | CFL | DMo | MH15 | CZ05 | rNCGF | 0.444 | 0.636 | 372.0684 | 497 | 0.045 | 0.075 | -13.4965 | 500 | 0.044 | 0.074
CFLDMoMH15CZ06rDXGF | CFL | DMo | MH15 | CZ06 | rDXGF | 1.669 | 1.66 | 293.6506 | 560 | 0.066 | 0.095 | -6.7866 | 500 | 0.044 | 0.074
CFLDMoMH15CZ06rDXHP | CFL | DMo | MH15 | CZ06 | rDXHP | 2.203 | 2.295 | 0 | 524 | 0.073 | 0.1 | 0 | 500 | 0.044 | 0.074
CFLDMoMH15CZ06rNCEH | CFL | DMo | MH15 | CZ06 | rNCEH | 0.843 | 1.185 | 0 | 400 | 0.045 | 0.075 | 0 | 500 | 0.044 | 0.074
CFLDMoMH15CZ06rNCGF | CFL | DMo | MH15 | CZ06 | rNCGF | 0.448 | 0.641 | 293.0684 | 501 | 0.045 | 0.074 | -6.6594 | 500 | 0.044 | 0.074
CFLDMoMH15CZ07rDXGF | CFL | DMo | MH15 | CZ07 | rDXGF | 1.618 | 1.56 | 269.746 | 582 | 0.062 | 0.097 | -4.9967 | 500 | 0.044 | 0.074
CFLDMoMH15CZ07rDXHP | CFL | DMo | MH15 | CZ07 | rDXHP | 2.159 | 2.196 | 0 | 571 | 0.072 | 0.104 | 0 | 500 | 0.044 | 0.074
CFLDMoMH15CZ07rNCEH | CFL | DMo | MH15 | CZ07 | rNCEH | 0.841 | 1.183 | 0 | 426 | 0.045 | 0.075 | 0 | 500 | 0.044 | 0.074
CFLDMoMH15CZ07rNCGF | CFL | DMo | MH15 | CZ07 | rNCGF | 0.446 | 0.637 | 269.3733 | 503 | 0.044 | 0.074 | -4.9632 | 500 | 0.044 | 0.074
CFLDMoMH15CZ08rDXGF | CFL | DMo | MH15 | CZ08 | rDXGF | 2.619 | 2.244 | 273.5236 | 594 | 0.066 | 0.099 | -5.607 | 500 | 0.044 | 0.074
CFLDMoMH15CZ08rDXHP | CFL | DMo | MH15 | CZ08 | rDXHP | 3.192 | 2.884 | 0 | 579 | 0.071 | 0.105 | 0 | 500 | 0.044 | 0.074
CFLDMoMH15CZ08rNCEH | CFL | DMo | MH15 | CZ08 | rNCEH | 0.837 | 1.175 | 0 | 422 | 0.045 | 0.075 | 0 | 500 | 0.044 | 0.074
CFLDMoMH15CZ08rNCGF | CFL | DMo | MH15 | CZ08 | rNCGF | 0.462 | 0.654 | 273.1234 | 503 | 0.045 | 0.075 | -5.554 | 500 | 0.044 | 0.074
CFLDMoMH15CZ09rDXGF | CFL | DMo | MH15 | CZ09 | rDXGF | 2.67 | 2.354 | 304.3081 | 570 | 0.07 | 0.097 | -7.1636 | 500 | 0.044 | 0.074
CFLDMoMH15CZ09rDXHP | CFL | DMo | MH15 | CZ09 | rDXHP | 3.228 | 2.989 | 0 | 536 | 0.078 | 0.102 | 0 | 500 | 0.044 | 0.074
CFLDMoMH15CZ09rNCEH | CFL | DMo | MH15 | CZ09 | rNCEH | 0.836 | 1.174 | 0 | 402 | 0.045 | 0.075 | 0 | 500 | 0.044 | 0.074
CFLDMoMH15CZ09rNCGF | CFL | DMo | MH15 | CZ09 | rNCGF | 0.462 | 0.656 | 303.2965 | 501 | 0.045 | 0.075 | -7.0436 | 500 | 0.044 | 0.074
CFLDMoMH15CZ10rDXGF | CFL | DMo | MH15 | CZ10 | rDXGF | 2.916 | 2.574 | 327.0358 | 582 | 0.061 | 0.086 | -8.2469 | 500 | 0.04 | 0.061
CFLDMoMH15CZ10rDXHP | CFL | DMo | MH15 | CZ10 | rDXHP | 3.518 | 3.26 | 0 | 538 | 0.066 | 0.091 | 0 | 500 | 0.04 | 0.061
CFLDMoMH15CZ10rNCEH | CFL | DMo | MH15 | CZ10 | rNCEH | 0.841 | 1.161 | 0 | 389 | 0.041 | 0.063 | 0 | 500 | 0.04 | 0.061
CFLDMoMH15CZ10rNCGF | CFL | DMo | MH15 | CZ10 | rNCGF | 0.457 | 0.625 | 325.2785 | 501 | 0.041 | 0.062 | -8.1178 | 500 | 0.04 | 0.061
CFLDMoMH15CZ11rDXGF | CFL | DMo | MH15 | CZ11 | rDXGF | 3.237 | 3.56 | 365.5286 | 573 | 0.062 | 0.087 | -9.8627 | 500 | 0.04 | 0.061
CFLDMoMH15CZ11rDXHP | CFL | DMo | MH15 | CZ11 | rDXHP | 3.749 | 4.192 | 0 | 516 | 0.065 | 0.09 | 0 | 500 | 0.04 | 0.061
CFLDMoMH15CZ11rNCEH | CFL | DMo | MH15 | CZ11 | rNCEH | 0.842 | 1.164 | 0 | 367 | 0.04 | 0.062 | 0 | 500 | 0.04 | 0.061
CFLDMoMH15CZ11rNCGF | CFL | DMo | MH15 | CZ11 | rNCGF | 0.46 | 0.632 | 364.1502 | 499 | 0.041 | 0.062 | -9.7892 | 500 | 0.04 | 0.061
CFLDMoMH15CZ12rDXGF | CFL | DMo | MH15 | CZ12 | rDXGF | 2.869 | 2.955 | 397.7381 | 556 | 0.063 | 0.087 | -11.1735 | 500 | 0.04 | 0.061
CFLDMoMH15CZ12rDXHP | CFL | DMo | MH15 | CZ12 | rDXHP | 3.447 | 3.656 | 0 | 483 | 0.067 | 0.089 | 0 | 500 | 0.04 | 0.061
CFLDMoMH15CZ12rNCEH | CFL | DMo | MH15 | CZ12 | rNCEH | 0.857 | 1.189 | 0 | 352 | 0.04 | 0.062 | 0 | 500 | 0.04 | 0.061
CFLDMoMH15CZ12rNCGF | CFL | DMo | MH15 | CZ12 | rNCGF | 0.456 | 0.627 | 395.2981 | 498 | 0.041 | 0.062 | -11.0552 | 500 | 0.04 | 0.061
CFLDMoMH15CZ13rDXGF | CFL | DMo | MH15 | CZ13 | rDXGF | 3.212 | 3.296 | 353.2102 | 579 | 0.062 | 0.086 | -9.2218 | 500 | 0.04 | 0.061
CFLDMoMH15CZ13rDXHP | CFL | DMo | MH15 | CZ13 | rDXHP | 3.776 | 3.968 | 0 | 525 | 0.062 | 0.088 | 0 | 500 | 0.04 | 0.061
CFLDMoMH15CZ13rNCEH | CFL | DMo | MH15 | CZ13 | rNCEH | 0.837 | 1.152 | 0 | 378 | 0.041 | 0.062 | 0 | 500 | 0.04 | 0.061
CFLDMoMH15CZ13rNCGF | CFL | DMo | MH15 | CZ13 | rNCGF | 0.461 | 0.632 | 351.3233 | 499 | 0.04 | 0.062 | -9.0916 | 500 | 0.04 | 0.061
CFLDMoMH15CZ14rDXGF | CFL | DMo | MH15 | CZ14 | rDXGF | 3.731 | 3.491 | 363.1575 | 572 | 0.063 | 0.089 | -10.6871 | 500 | 0.04 | 0.061
CFLDMoMH15CZ14rDXHP | CFL | DMo | MH15 | CZ14 | rDXHP | 4.248 | 4.149 | 0 | 500 | 0.064 | 0.092 | 0 | 500 | 0.04 | 0.061
CFLDMoMH15CZ14rNCEH | CFL | DMo | MH15 | CZ14 | rNCEH | 0.843 | 1.166 | 0 | 361 | 0.041 | 0.063 | 0 | 500 | 0.04 | 0.061
CFLDMoMH15CZ14rNCGF | CFL | DMo | MH15 | CZ14 | rNCGF | 0.458 | 0.629 | 360.4656 | 498 | 0.04 | 0.062 | -10.4836 | 500 | 0.04 | 0.061
CFLDMoMH15CZ15rDXGF | CFL | DMo | MH15 | CZ15 | rDXGF | 3.933 | 3.922 | 254.5394 | 622 | 0.057 | 0.09 | -4.0238 | 500 | 0.04 | 0.061
CFLDMoMH15CZ15rDXHP | CFL | DMo | MH15 | CZ15 | rDXHP | 4.331 | 4.434 | 0 | 598 | 0.055 | 0.087 | 0 | 500 | 0.04 | 0.061
CFLDMoMH15CZ15rNCEH | CFL | DMo | MH15 | CZ15 | rNCEH | 0.797 | 1.086 | 0 | 448 | 0.041 | 0.062 | 0 | 500 | 0.04 | 0.061
CFLDMoMH15CZ15rNCGF | CFL | DMo | MH15 | CZ15 | rNCGF | 0.476 | 0.646 | 253.2852 | 502 | 0.041 | 0.062 | -3.9181 | 500 | 0.04 | 0.061
CFLDMoMH15CZ16rDXGF | CFL | DMo | MH15 | CZ16 | rDXGF | 1.439 | 1.456 | 447.4829 | 527 | 0.061 | 0.088 | -11.645 | 500 | 0.041 | 0.067
CFLDMoMH15CZ16rDXHP | CFL | DMo | MH15 | CZ16 | rDXHP | 1.946 | 2.095 | 0 | 416 | 0.064 | 0.091 | 0 | 500 | 0.041 | 0.067
CFLDMoMH15CZ16rNCEH | CFL | DMo | MH15 | CZ16 | rNCEH | 0.873 | 1.22 | 0 | 347 | 0.043 | 0.068 | 0 | 500 | 0.041 | 0.067
CFLDMoMH15CZ16rNCGF | CFL | DMo | MH15 | CZ16 | rNCGF | 0.448 | 0.628 | 444.6411 | 498 | 0.042 | 0.068 | -11.5312 | 500 | 0.041 | 0.067
CFLDMoMH72CZ01rDXGF | CFL | DMo | MH72 | CZ01 | rDXGF | 0.422 | 0.598 | 521.292 | 493 | 0.043 | 0.068 | -16.1583 | 500 | 0.041 | 0.067
CFLDMoMH72CZ01rDXHP | CFL | DMo | MH72 | CZ01 | rDXHP | 0.963 | 1.326 | 0 | 378 | 0.043 | 0.068 | 0 | 500 | 0.041 | 0.067
CFLDMoMH72CZ01rNCEH | CFL | DMo | MH72 | CZ01 | rNCEH | 0.963 | 1.326 | 0 | 283 | 0.043 | 0.067 | 0 | 500 | 0.041 | 0.067
CFLDMoMH72CZ01rNCGF | CFL | DMo | MH72 | CZ01 | rNCGF | 0.422 | 0.598 | 520.1213 | 495 | 0.043 | 0.068 | -16.1718 | 500 | 0.041 | 0.067
CFLDMoMH72CZ02rDXGF | CFL | DMo | MH72 | CZ02 | rDXGF | 2.484 | 2.494 | 469.9973 | 536 | 0.086 | 0.101 | -12.7592 | 500 | 0.041 | 0.067
CFLDMoMH72CZ02rDXHP | CFL | DMo | MH72 | CZ02 | rDXHP | 3.356 | 3.501 | 0 | 440 | 0.096 | 0.111 | 0 | 500 | 0.041 | 0.067
CFLDMoMH72CZ02rNCEH | CFL | DMo | MH72 | CZ02 | rNCEH | 0.924 | 1.268 | 0 | 321 | 0.043 | 0.068 | 0 | 500 | 0.041 | 0.067
CFLDMoMH72CZ02rNCGF | CFL | DMo | MH72 | CZ02 | rNCGF | 0.442 | 0.619 | 468.5558 | 496 | 0.043 | 0.068 | -12.645 | 500 | 0.041 | 0.067
CFLDMoMH72CZ03rDXGF | CFL | DMo | MH72 | CZ03 | rDXGF | 1.944 | 1.909 | 418.0292 | 519 | 0.075 | 0.094 | -11.0604 | 500 | 0.041 | 0.067
CFLDMoMH72CZ03rDXHP | CFL | DMo | MH72 | CZ03 | rDXHP | 2.756 | 2.826 | 0 | 446 | 0.084 | 0.102 | 0 | 500 | 0.041 | 0.067
CFLDMoMH72CZ03rNCEH | CFL | DMo | MH72 | CZ03 | rNCEH | 0.933 | 1.277 | 0 | 342 | 0.042 | 0.068 | 0 | 500 | 0.041 | 0.067
CFLDMoMH72CZ03rNCGF | CFL | DMo | MH72 | CZ03 | rNCGF | 0.432 | 0.607 | 417.5982 | 497 | 0.042 | 0.068 | -11.0603 | 500 | 0.041 | 0.067
CFLDMoMH72CZ04rDXGF | CFL | DMo | MH72 | CZ04 | rDXGF | 2.502 | 2.841 | 374.6781 | 563 | 0.073 | 0.098 | -8.2274 | 500 | 0.041 | 0.067
CFLDMoMH72CZ04rDXHP | CFL | DMo | MH72 | CZ04 | rDXHP | 3.378 | 3.887 | 0 | 518 | 0.091 | 0.109 | 0 | 500 | 0.041 | 0.067
CFLDMoMH72CZ04rNCEH | CFL | DMo | MH72 | CZ04 | rNCEH | 0.907 | 1.235 | 0 | 383 | 0.043 | 0.068 | 0 | 500 | 0.041 | 0.067
CFLDMoMH72CZ04rNCGF | CFL | DMo | MH72 | CZ04 | rNCGF | 0.446 | 0.622 | 374.4217 | 500 | 0.042 | 0.068 | -8.2461 | 500 | 0.041 | 0.067
CFLDMoMH72CZ05rDXGF | CFL | DMo | MH72 | CZ05 | rDXGF | 1.569 | 1.363 | 423.1812 | 515 | 0.066 | 0.089 | -12.633 | 500 | 0.044 | 0.074
CFLDMoMH72CZ05rDXHP | CFL | DMo | MH72 | CZ05 | rDXHP | 2.281 | 2.159 | 0 | 426 | 0.077 | 0.097 | 0 | 500 | 0.044 | 0.074
CFLDMoMH72CZ05rNCEH | CFL | DMo | MH72 | CZ05 | rNCEH | 0.94 | 1.299 | 0 | 325 | 0.045 | 0.074 | 0 | 500 | 0.044 | 0.074
CFLDMoMH72CZ05rNCGF | CFL | DMo | MH72 | CZ05 | rNCGF | 0.439 | 0.626 | 421.9454 | 497 | 0.045 | 0.075 | -12.5155 | 500 | 0.044 | 0.074
CFLDMoMH72CZ06rDXGF | CFL | DMo | MH72 | CZ06 | rDXGF | 2.004 | 2.08 | 318.0513 | 581 | 0.069 | 0.105 | -4.879 | 500 | 0.044 | 0.074
CFLDMoMH72CZ06rDXHP | CFL | DMo | MH72 | CZ06 | rDXHP | 2.803 | 2.972 | 0 | 558 | 0.077 | 0.115 | 0 | 500 | 0.044 | 0.074
CFLDMoMH72CZ06rNCEH | CFL | DMo | MH72 | CZ06 | rNCEH | 0.91 | 1.245 | 0 | 425 | 0.044 | 0.075 | 0 | 500 | 0.044 | 0.074
CFLDMoMH72CZ06rNCGF | CFL | DMo | MH72 | CZ06 | rNCGF | 0.442 | 0.629 | 317.9517 | 502 | 0.045 | 0.074 | -4.8892 | 500 | 0.044 | 0.074
CFLDMoMH72CZ07rDXGF | CFL | DMo | MH72 | CZ07 | rDXGF | 1.848 | 1.666 | 328.0074 | 576 | 0.07 | 0.1 | -6.3894 | 500 | 0.044 | 0.074
CFLDMoMH72CZ07rDXHP | CFL | DMo | MH72 | CZ07 | rDXHP | 2.623 | 2.475 | 0 | 548 | 0.081 | 0.11 | 0 | 500 | 0.044 | 0.074
CFLDMoMH72CZ07rNCEH | CFL | DMo | MH72 | CZ07 | rNCEH | 0.909 | 1.244 | 0 | 406 | 0.044 | 0.074 | 0 | 500 | 0.044 | 0.074
CFLDMoMH72CZ07rNCGF | CFL | DMo | MH72 | CZ07 | rNCGF | 0.44 | 0.626 | 327.5041 | 501 | 0.045 | 0.075 | -6.3748 | 500 | 0.044 | 0.074
CFLDMoMH72CZ08rDXGF | CFL | DMo | MH72 | CZ08 | rDXGF | 2.432 | 2.457 | 317.6258 | 601 | 0.07 | 0.102 | -5.4856 | 500 | 0.044 | 0.074
CFLDMoMH72CZ08rDXHP | CFL | DMo | MH72 | CZ08 | rDXHP | 3.3 | 3.413 | 0 | 586 | 0.082 | 0.113 | 0 | 500 | 0.044 | 0.074
CFLDMoMH72CZ08rNCEH | CFL | DMo | MH72 | CZ08 | rNCEH | 0.901 | 1.234 | 0 | 423 | 0.045 | 0.075 | 0 | 500 | 0.044 | 0.074
CFLDMoMH72CZ08rNCGF | CFL | DMo | MH72 | CZ08 | rNCGF | 0.457 | 0.643 | 317.5244 | 502 | 0.045 | 0.074 | -5.4776 | 500 | 0.044 | 0.074
CFLDMoMH72CZ09rDXGF | CFL | DMo | MH72 | CZ09 | rDXGF | 3.176 | 3.013 | 339.2312 | 593 | 0.071 | 0.106 | -6.1842 | 500 | 0.044 | 0.074
CFLDMoMH72CZ09rDXHP | CFL | DMo | MH72 | CZ09 | rDXHP | 4.187 | 4.064 | 0 | 571 | 0.084 | 0.119 | 0 | 500 | 0.044 | 0.074
CFLDMoMH72CZ09rNCEH | CFL | DMo | MH72 | CZ09 | rNCEH | 0.899 | 1.231 | 0 | 412 | 0.045 | 0.075 | 0 | 500 | 0.044 | 0.074
CFLDMoMH72CZ09rNCGF | CFL | DMo | MH72 | CZ09 | rNCGF | 0.457 | 0.646 | 338.8463 | 501 | 0.045 | 0.075 | -6.1541 | 500 | 0.044 | 0.074
CFLDMoMH72CZ10rDXGF | CFL | DMo | MH72 | CZ10 | rDXGF | 2.596 | 2.791 | 336.9184 | 593 | 0.065 | 0.087 | -5.9923 | 500 | 0.04 | 0.062
CFLDMoMH72CZ10rDXHP | CFL | DMo | MH72 | CZ10 | rDXHP | 3.494 | 3.818 | 0 | 564 | 0.075 | 0.096 | 0 | 500 | 0.04 | 0.062
CFLDMoMH72CZ10rNCEH | CFL | DMo | MH72 | CZ10 | rNCEH | 0.903 | 1.218 | 0 | 417 | 0.041 | 0.062 | 0 | 500 | 0.04 | 0.062
CFLDMoMH72CZ10rNCGF | CFL | DMo | MH72 | CZ10 | rNCGF | 0.452 | 0.615 | 336.5354 | 502 | 0.041 | 0.063 | -5.9606 | 500 | 0.04 | 0.062
CFLDMoMH72CZ11rDXGF | CFL | DMo | MH72 | CZ11 | rDXGF | 3.401 | 3.92 | 429.2048 | 576 | 0.066 | 0.091 | -9.6416 | 500 | 0.04 | 0.062
CFLDMoMH72CZ11rDXHP | CFL | DMo | MH72 | CZ11 | rDXHP | 4.409 | 5.117 | 0 | 519 | 0.075 | 0.101 | 0 | 500 | 0.04 | 0.062
CFLDMoMH72CZ11rNCEH | CFL | DMo | MH72 | CZ11 | rNCEH | 0.902 | 1.219 | 0 | 368 | 0.04 | 0.062 | 0 | 500 | 0.04 | 0.062
CFLDMoMH72CZ11rNCGF | CFL | DMo | MH72 | CZ11 | rNCGF | 0.455 | 0.623 | 428.0131 | 499 | 0.04 | 0.063 | -9.6254 | 500 | 0.04 | 0.062
CFLDMoMH72CZ12rDXGF | CFL | DMo | MH72 | CZ12 | rDXGF | 3.095 | 3.552 | 437.3838 | 566 | 0.067 | 0.091 | -9.8193 | 500 | 0.04 | 0.062
CFLDMoMH72CZ12rDXHP | CFL | DMo | MH72 | CZ12 | rDXHP | 4.075 | 4.725 | 0 | 500 | 0.075 | 0.099 | 0 | 500 | 0.04 | 0.062
CFLDMoMH72CZ12rNCEH | CFL | DMo | MH72 | CZ12 | rNCEH | 0.919 | 1.245 | 0 | 365 | 0.04 | 0.062 | 0 | 500 | 0.04 | 0.062
CFLDMoMH72CZ12rNCGF | CFL | DMo | MH72 | CZ12 | rNCGF | 0.451 | 0.617 | 436.0893 | 498 | 0.041 | 0.062 | -9.7879 | 500 | 0.04 | 0.062
CFLDMoMH72CZ13rDXGF | CFL | DMo | MH72 | CZ13 | rDXGF | 3.353 | 3.779 | 393.0708 | 589 | 0.065 | 0.09 | -8.288 | 500 | 0.04 | 0.062
CFLDMoMH72CZ13rDXHP | CFL | DMo | MH72 | CZ13 | rDXHP | 4.36 | 4.953 | 0 | 548 | 0.072 | 0.099 | 0 | 500 | 0.04 | 0.062
CFLDMoMH72CZ13rNCEH | CFL | DMo | MH72 | CZ13 | rNCEH | 0.897 | 1.207 | 0 | 385 | 0.04 | 0.062 | 0 | 500 | 0.04 | 0.062
CFLDMoMH72CZ13rNCGF | CFL | DMo | MH72 | CZ13 | rNCGF | 0.457 | 0.622 | 392.316 | 500 | 0.041 | 0.062 | -8.2652 | 500 | 0.04 | 0.062
CFLDMoMH72CZ14rDXGF | CFL | DMo | MH72 | CZ14 | rDXGF | 3.931 | 3.826 | 391.5964 | 583 | 0.066 | 0.091 | -8.5821 | 500 | 0.04 | 0.062
CFLDMoMH72CZ14rDXHP | CFL | DMo | MH72 | CZ14 | rDXHP | 5.059 | 5.021 | 0 | 531 | 0.074 | 0.1 | 0 | 500 | 0.04 | 0.062
CFLDMoMH72CZ14rNCEH | CFL | DMo | MH72 | CZ14 | rNCEH | 0.903 | 1.221 | 0 | 384 | 0.041 | 0.062 | 0 | 500 | 0.04 | 0.062
CFLDMoMH72CZ14rNCGF | CFL | DMo | MH72 | CZ14 | rNCGF | 0.454 | 0.62 | 389.8823 | 499 | 0.04 | 0.062 | -8.5009 | 500 | 0.04 | 0.062
CFLDMoMH72CZ15rDXGF | CFL | DMo | MH72 | CZ15 | rDXGF | 4.241 | 4.232 | 278.9078 | 622 | 0.065 | 0.094 | -3.06 | 500 | 0.04 | 0.062
CFLDMoMH72CZ15rDXHP | CFL | DMo | MH72 | CZ15 | rDXHP | 5.247 | 5.294 | 0 | 613 | 0.064 | 0.095 | 0 | 500 | 0.04 | 0.062
CFLDMoMH72CZ15rNCEH | CFL | DMo | MH72 | CZ15 | rNCEH | 0.852 | 1.136 | 0 | 459 | 0.041 | 0.063 | 0 | 500 | 0.04 | 0.062
CFLDMoMH72CZ15rNCGF | CFL | DMo | MH72 | CZ15 | rNCGF | 0.47 | 0.635 | 278.5396 | 503 | 0.04 | 0.062 | -3.0609 | 500 | 0.04 | 0.062
CFLDMoMH72CZ16rDXGF | CFL | DMo | MH72 | CZ16 | rDXGF | 2.279 | 2.277 | 545.1882 | 545 | 0.06 | 0.091 | -11.871 | 500 | 0.041 | 0.067
CFLDMoMH72CZ16rDXHP | CFL | DMo | MH72 | CZ16 | rDXHP | 3.078 | 3.191 | 0 | 432 | 0.067 | 0.099 | 0 | 500 | 0.041 | 0.067
CFLDMoMH72CZ16rNCEH | CFL | DMo | MH72 | CZ16 | rNCEH | 0.94 | 1.282 | 0 | 340 | 0.042 | 0.068 | 0 | 500 | 0.041 | 0.067
CFLDMoMH72CZ16rNCGF | CFL | DMo | MH72 | CZ16 | rNCGF | 0.443 | 0.618 | 542.5389 | 497 | 0.043 | 0.068 | -11.8095 | 500 | 0.041 | 0.067
CFLDMoMH85CZ01rDXGF | CFL | DMo | MH85 | CZ01 | rDXGF | 0.432 | 0.614 | 576.5591 | 489 | 0.043 | 0.069 | -20.5427 | 500 | 0.041 | 0.067
CFLDMoMH85CZ01rDXHP | CFL | DMo | MH85 | CZ01 | rDXHP | 0.973 | 1.342 | 0 | 346 | 0.042 | 0.068 | 0 | 500 | 0.041 | 0.067
CFLDMoMH85CZ01rNCEH | CFL | DMo | MH85 | CZ01 | rNCEH | 0.973 | 1.342 | 0 | 231 | 0.042 | 0.068 | 0 | 500 | 0.041 | 0.067
CFLDMoMH85CZ01rNCGF | CFL | DMo | MH85 | CZ01 | rNCGF | 0.432 | 0.614 | 575.4488 | 492 | 0.043 | 0.069 | -20.5844 | 500 | 0.041 | 0.067
CFLDMoMH85CZ02rDXGF | CFL | DMo | MH85 | CZ02 | rDXGF | 1.229 | 1.671 | 560.8674 | 508 | 0.093 | 0.125 | -15.1519 | 500 | 0.041 | 0.067
CFLDMoMH85CZ02rDXHP | CFL | DMo | MH85 | CZ02 | rDXHP | 1.806 | 2.451 | 0 | 387 | 0.1 | 0.136 | 0 | 500 | 0.041 | 0.067
CFLDMoMH85CZ02rNCEH | CFL | DMo | MH85 | CZ02 | rNCEH | 0.933 | 1.283 | 0 | 295 | 0.042 | 0.068 | 0 | 500 | 0.041 | 0.067
CFLDMoMH85CZ02rNCGF | CFL | DMo | MH85 | CZ02 | rNCGF | 0.452 | 0.634 | 557.4821 | 494 | 0.043 | 0.067 | -15.0868 | 500 | 0.041 | 0.067
CFLDMoMH85CZ03rDXGF | CFL | DMo | MH85 | CZ03 | rDXGF | 1.871 | 1.953 | 487.4441 | 520 | 0.073 | 0.095 | -14.5491 | 500 | 0.041 | 0.067
CFLDMoMH85CZ03rDXHP | CFL | DMo | MH85 | CZ03 | rDXHP | 2.66 | 2.871 | 0 | 425 | 0.085 | 0.107 | 0 | 500 | 0.041 | 0.067
CFLDMoMH85CZ03rNCEH | CFL | DMo | MH85 | CZ03 | rNCEH | 0.944 | 1.292 | 0 | 300 | 0.042 | 0.067 | 0 | 500 | 0.041 | 0.067
CFLDMoMH85CZ03rNCGF | CFL | DMo | MH85 | CZ03 | rNCGF | 0.443 | 0.623 | 486.2821 | 494 | 0.043 | 0.068 | -14.5321 | 500 | 0.041 | 0.067
CFLDMoMH85CZ04rDXGF | CFL | DMo | MH85 | CZ04 | rDXGF | 3.154 | 3.109 | 433.8813 | 566 | 0.067 | 0.097 | -11.4986 | 500 | 0.041 | 0.067
CFLDMoMH85CZ04rDXHP | CFL | DMo | MH85 | CZ04 | rDXHP | 4.197 | 4.229 | 0 | 501 | 0.079 | 0.107 | 0 | 500 | 0.041 | 0.067
CFLDMoMH85CZ04rNCEH | CFL | DMo | MH85 | CZ04 | rNCEH | 0.916 | 1.25 | 0 | 339 | 0.042 | 0.068 | 0 | 500 | 0.041 | 0.067
CFLDMoMH85CZ04rNCGF | CFL | DMo | MH85 | CZ04 | rNCGF | 0.456 | 0.638 | 432.7428 | 497 | 0.042 | 0.068 | -11.4443 | 500 | 0.041 | 0.067
CFLDMoMH85CZ05rDXGF | CFL | DMo | MH85 | CZ05 | rDXGF | 1.583 | 1.441 | 443.5679 | 516 | 0.068 | 0.092 | -13.6329 | 500 | 0.044 | 0.074
CFLDMoMH85CZ05rDXHP | CFL | DMo | MH85 | CZ05 | rDXHP | 2.297 | 2.248 | 0 | 420 | 0.077 | 0.103 | 0 | 500 | 0.044 | 0.074
CFLDMoMH85CZ05rNCEH | CFL | DMo | MH85 | CZ05 | rNCEH | 0.95 | 1.316 | 0 | 309 | 0.045 | 0.075 | 0 | 500 | 0.044 | 0.074
CFLDMoMH85CZ05rNCGF | CFL | DMo | MH85 | CZ05 | rNCGF | 0.449 | 0.642 | 442.3925 | 496 | 0.045 | 0.075 | -13.6176 | 500 | 0.044 | 0.074
CFLDMoMH85CZ06rDXGF | CFL | DMo | MH85 | CZ06 | rDXGF | 2.038 | 2.106 | 348.3092 | 570 | 0.068 | 0.104 | -7.619 | 500 | 0.044 | 0.074
CFLDMoMH85CZ06rDXHP | CFL | DMo | MH85 | CZ06 | rDXHP | 2.846 | 3.004 | 0 | 537 | 0.078 | 0.114 | 0 | 500 | 0.044 | 0.074
CFLDMoMH85CZ06rNCEH | CFL | DMo | MH85 | CZ06 | rNCEH | 0.921 | 1.261 | 0 | 390 | 0.045 | 0.075 | 0 | 500 | 0.044 | 0.074
CFLDMoMH85CZ06rNCGF | CFL | DMo | MH85 | CZ06 | rNCGF | 0.453 | 0.646 | 347.9019 | 500 | 0.045 | 0.075 | -7.5576 | 500 | 0.044 | 0.074
CFLDMoMH85CZ07rDXGF | CFL | DMo | MH85 | CZ07 | rDXGF | 1.843 | 1.679 | 353.0292 | 572 | 0.069 | 0.099 | -8.2291 | 500 | 0.044 | 0.074
CFLDMoMH85CZ07rDXHP | CFL | DMo | MH85 | CZ07 | rDXHP | 2.614 | 2.489 | 0 | 534 | 0.083 | 0.109 | 0 | 500 | 0.044 | 0.074
CFLDMoMH85CZ07rNCEH | CFL | DMo | MH85 | CZ07 | rNCEH | 0.919 | 1.261 | 0 | 383 | 0.044 | 0.074 | 0 | 500 | 0.044 | 0.074
CFLDMoMH85CZ07rNCGF | CFL | DMo | MH85 | CZ07 | rNCGF | 0.451 | 0.642 | 352.1823 | 499 | 0.045 | 0.075 | -8.2809 | 500 | 0.044 | 0.074
CFLDMoMH85CZ08rDXGF | CFL | DMo | MH85 | CZ08 | rDXGF | 3.027 | 2.438 | 337.3957 | 587 | 0.07 | 0.102 | -6.8522 | 500 | 0.044 | 0.074
CFLDMoMH85CZ08rDXHP | CFL | DMo | MH85 | CZ08 | rDXHP | 4.045 | 3.391 | 0 | 565 | 0.082 | 0.114 | 0 | 500 | 0.044 | 0.074
CFLDMoMH85CZ08rNCEH | CFL | DMo | MH85 | CZ08 | rNCEH | 0.912 | 1.25 | 0 | 405 | 0.045 | 0.075 | 0 | 500 | 0.044 | 0.074
CFLDMoMH85CZ08rNCGF | CFL | DMo | MH85 | CZ08 | rNCGF | 0.467 | 0.66 | 337.1427 | 501 | 0.044 | 0.075 | -6.8384 | 500 | 0.044 | 0.074
CFLDMoMH85CZ09rDXGF | CFL | DMo | MH85 | CZ09 | rDXGF | 2.985 | 2.875 | 381.6236 | 583 | 0.074 | 0.108 | -7.9552 | 500 | 0.044 | 0.074
CFLDMoMH85CZ09rDXHP | CFL | DMo | MH85 | CZ09 | rDXHP | 3.958 | 3.896 | 0 | 545 | 0.085 | 0.119 | 0 | 500 | 0.044 | 0.074
CFLDMoMH85CZ09rNCEH | CFL | DMo | MH85 | CZ09 | rNCEH | 0.909 | 1.247 | 0 | 389 | 0.044 | 0.075 | 0 | 500 | 0.044 | 0.074
CFLDMoMH85CZ09rNCGF | CFL | DMo | MH85 | CZ09 | rNCGF | 0.467 | 0.662 | 380.5645 | 499 | 0.044 | 0.075 | -7.9288 | 500 | 0.044 | 0.074
CFLDMoMH85CZ10rDXGF | CFL | DMo | MH85 | CZ10 | rDXGF | 2.866 | 2.812 | 387.7467 | 587 | 0.065 | 0.089 | -8.3299 | 500 | 0.04 | 0.061
CFLDMoMH85CZ10rDXHP | CFL | DMo | MH85 | CZ10 | rDXHP | 3.826 | 3.842 | 0 | 540 | 0.075 | 0.097 | 0 | 500 | 0.04 | 0.061
CFLDMoMH85CZ10rNCEH | CFL | DMo | MH85 | CZ10 | rNCEH | 0.913 | 1.234 | 0 | 387 | 0.04 | 0.063 | 0 | 500 | 0.04 | 0.061
CFLDMoMH85CZ10rNCGF | CFL | DMo | MH85 | CZ10 | rNCGF | 0.462 | 0.63 | 386.2765 | 500 | 0.041 | 0.062 | -8.3103 | 500 | 0.04 | 0.061
CFLDMoMH85CZ11rDXGF | CFL | DMo | MH85 | CZ11 | rDXGF | 3.777 | 4.17 | 482.2696 | 577 | 0.066 | 0.09 | -12.0202 | 500 | 0.04 | 0.061
CFLDMoMH85CZ11rDXHP | CFL | DMo | MH85 | CZ11 | rDXHP | 4.848 | 5.398 | 0 | 505 | 0.073 | 0.098 | 0 | 500 | 0.04 | 0.061
CFLDMoMH85CZ11rNCEH | CFL | DMo | MH85 | CZ11 | rNCEH | 0.913 | 1.234 | 0 | 337 | 0.041 | 0.063 | 0 | 500 | 0.04 | 0.061
CFLDMoMH85CZ11rNCGF | CFL | DMo | MH85 | CZ11 | rNCGF | 0.465 | 0.638 | 480.3714 | 497 | 0.04 | 0.062 | -11.9745 | 500 | 0.04 | 0.061
CFLDMoMH85CZ12rDXGF | CFL | DMo | MH85 | CZ12 | rDXGF | 2.901 | 3.497 | 481.4318 | 558 | 0.07 | 0.089 | -11.7185 | 500 | 0.04 | 0.061
CFLDMoMH85CZ12rDXHP | CFL | DMo | MH85 | CZ12 | rDXHP | 3.829 | 4.639 | 0 | 479 | 0.079 | 0.098 | 0 | 500 | 0.04 | 0.061
CFLDMoMH85CZ12rNCEH | CFL | DMo | MH85 | CZ12 | rNCEH | 0.93 | 1.26 | 0 | 341 | 0.041 | 0.062 | 0 | 500 | 0.04 | 0.061
CFLDMoMH85CZ12rNCGF | CFL | DMo | MH85 | CZ12 | rNCGF | 0.461 | 0.633 | 479.8481 | 497 | 0.041 | 0.063 | -11.6691 | 500 | 0.04 | 0.061
CFLDMoMH85CZ13rDXGF | CFL | DMo | MH85 | CZ13 | rDXGF | 3.832 | 3.929 | 420.4239 | 588 | 0.064 | 0.093 | -9.1372 | 500 | 0.04 | 0.061
CFLDMoMH85CZ13rDXHP | CFL | DMo | MH85 | CZ13 | rDXHP | 4.928 | 5.129 | 0 | 540 | 0.072 | 0.101 | 0 | 500 | 0.04 | 0.061
CFLDMoMH85CZ13rNCEH | CFL | DMo | MH85 | CZ13 | rNCEH | 0.908 | 1.222 | 0 | 374 | 0.041 | 0.062 | 0 | 500 | 0.04 | 0.061
CFLDMoMH85CZ13rNCGF | CFL | DMo | MH85 | CZ13 | rNCGF | 0.467 | 0.638 | 419.4773 | 499 | 0.041 | 0.063 | -9.1051 | 500 | 0.04 | 0.061
CFLDMoMH85CZ14rDXGF | CFL | DMo | MH85 | CZ14 | rDXGF | 4.163 | 3.794 | 457.0539 | 574 | 0.063 | 0.09 | -11.4359 | 500 | 0.04 | 0.061
CFLDMoMH85CZ14rDXHP | CFL | DMo | MH85 | CZ14 | rDXHP | 5.299 | 4.984 | 0 | 496 | 0.069 | 0.099 | 0 | 500 | 0.04 | 0.061
CFLDMoMH85CZ14rNCEH | CFL | DMo | MH85 | CZ14 | rNCEH | 0.913 | 1.236 | 0 | 348 | 0.041 | 0.062 | 0 | 500 | 0.04 | 0.061
CFLDMoMH85CZ14rNCGF | CFL | DMo | MH85 | CZ14 | rNCGF | 0.464 | 0.635 | 453.8854 | 497 | 0.041 | 0.063 | -11.2941 | 500 | 0.04 | 0.061
CFLDMoMH85CZ15rDXGF | CFL | DMo | MH85 | CZ15 | rDXGF | 4.161 | 4.335 | 304.3692 | 629 | 0.067 | 0.095 | -4.1529 | 500 | 0.04 | 0.061
CFLDMoMH85CZ15rDXHP | CFL | DMo | MH85 | CZ15 | rDXHP | 5.16 | 5.423 | 0 | 605 | 0.065 | 0.095 | 0 | 500 | 0.04 | 0.061
CFLDMoMH85CZ15rNCEH | CFL | DMo | MH85 | CZ15 | rNCEH | 0.862 | 1.151 | 0 | 445 | 0.04 | 0.062 | 0 | 500 | 0.04 | 0.061
CFLDMoMH85CZ15rNCGF | CFL | DMo | MH85 | CZ15 | rNCGF | 0.481 | 0.651 | 303.4645 | 502 | 0.041 | 0.062 | -4.1716 | 500 | 0.04 | 0.061
CFLDMoMH85CZ16rDXGF | CFL | DMo | MH85 | CZ16 | rDXGF | 2.174 | 2.105 | 692.5261 | 532 | 0.063 | 0.09 | -16.009 | 500 | 0.041 | 0.067
CFLDMoMH85CZ16rDXHP | CFL | DMo | MH85 | CZ16 | rDXHP | 2.956 | 2.988 | 0 | 385 | 0.07 | 0.097 | 0 | 500 | 0.041 | 0.067
CFLDMoMH85CZ16rNCEH | CFL | DMo | MH85 | CZ16 | rNCEH | 0.95 | 1.298 | 0 | 293 | 0.042 | 0.068 | 0 | 500 | 0.041 | 0.067
CFLDMoMH85CZ16rNCGF | CFL | DMo | MH85 | CZ16 | rNCGF | 0.453 | 0.633 | 685.8188 | 494 | 0.043 | 0.068 | -15.8623 | 500 | 0.041 | 0.067
CFLMFm1975CZ01rDXGF | CFL | MFm | 1975 | CZ01 | rDXGF | 0.443 | 0.593 | 468.4324 | 486 | 0.043 | 0.07 | -19.5296 | 500 | 0.041 | 0.067
CFLMFm1975CZ01rDXHP | CFL | MFm | 1975 | CZ01 | rDXHP | 0.979 | 1.302 | 0 | 343 | 0.042 | 0.07 | 0 | 500 | 0.041 | 0.067
CFLMFm1975CZ01rNCEH | CFL | MFm | 1975 | CZ01 | rNCEH | 0.979 | 1.296 | 0 | 114 | 0.043 | 0.067 | 0 | 500 | 0.041 | 0.067
CFLMFm1975CZ01rNCGF | CFL | MFm | 1975 | CZ01 | rNCGF | 0.443 | 0.587 | 469.7042 | 487 | 0.043 | 0.068 | -19.6528 | 500 | 0.041 | 0.067
CFLMFm1975CZ02rDXGF | CFL | MFm | 1975 | CZ02 | rDXGF | 0.842 | 1.181 | 405.2235 | 519 | 0.07 | 0.099 | -11.6416 | 500 | 0.041 | 0.067
CFLMFm1975CZ02rDXHP | CFL | MFm | 1975 | CZ02 | rDXHP | 1.348 | 1.856 | 0 | 427 | 0.073 | 0.102 | 0 | 500 | 0.041 | 0.067
CFLMFm1975CZ02rNCEH | CFL | MFm | 1975 | CZ02 | rNCEH | 0.947 | 1.245 | 0 | 274 | 0.042 | 0.068 | 0 | 500 | 0.041 | 0.067
CFLMFm1975CZ02rNCGF | CFL | MFm | 1975 | CZ02 | rNCGF | 0.463 | 0.608 | 405.0567 | 497 | 0.043 | 0.069 | -11.7926 | 500 | 0.041 | 0.067
CFLMFm1975CZ03rDXGF | CFL | MFm | 1975 | CZ03 | rDXGF | 0.573 | 0.83 | 392.9076 | 501 | 0.06 | 0.091 | -11.8937 | 500 | 0.041 | 0.067
CFLMFm1975CZ03rDXHP | CFL | MFm | 1975 | CZ03 | rDXHP | 1.065 | 1.483 | 0 | 415 | 0.057 | 0.093 | 0 | 500 | 0.041 | 0.067
CFLMFm1975CZ03rNCEH | CFL | MFm | 1975 | CZ03 | rNCEH | 0.95 | 1.251 | 0 | 266 | 0.042 | 0.068 | 0 | 500 | 0.041 | 0.067
CFLMFm1975CZ03rNCGF | CFL | MFm | 1975 | CZ03 | rNCGF | 0.452 | 0.596 | 393.4292 | 495 | 0.043 | 0.068 | -11.974 | 500 | 0.041 | 0.067
CFLMFm1975CZ04rDXGF | CFL | MFm | 1975 | CZ04 | rDXGF | 1.212 | 1.478 | 344.6684 | 537 | 0.072 | 0.096 | -9.2041 | 500 | 0.041 | 0.067
CFLMFm1975CZ04rDXHP | CFL | MFm | 1975 | CZ04 | rDXHP | 1.746 | 2.162 | 0 | 472 | 0.078 | 0.103 | 0 | 500 | 0.041 | 0.067
CFLMFm1975CZ04rNCEH | CFL | MFm | 1975 | CZ04 | rNCEH | 0.927 | 1.213 | 0 | 326 | 0.042 | 0.068 | 0 | 500 | 0.041 | 0.067
CFLMFm1975CZ04rNCGF | CFL | MFm | 1975 | CZ04 | rNCGF | 0.467 | 0.612 | 343.9301 | 499 | 0.043 | 0.069 | -9.3726 | 500 | 0.041 | 0.067
CFLMFm1975CZ05rDXGF | CFL | MFm | 1975 | CZ05 | rDXGF | 0.502 | 0.679 | 388.6061 | 501 | 0.053 | 0.087 | -13.2354 | 500 | 0.044 | 0.074
CFLMFm1975CZ05rDXHP | CFL | MFm | 1975 | CZ05 | rDXHP | 0.997 | 1.327 | 0 | 403 | 0.052 | 0.086 | 0 | 500 | 0.044 | 0.074
CFLMFm1975CZ05rNCEH | CFL | MFm | 1975 | CZ05 | rNCEH | 0.955 | 1.266 | 0 | 243 | 0.045 | 0.074 | 0 | 500 | 0.044 | 0.074
CFLMFm1975CZ05rNCGF | CFL | MFm | 1975 | CZ05 | rNCGF | 0.457 | 0.611 | 388.7172 | 496 | 0.045 | 0.075 | -13.3449 | 500 | 0.044 | 0.074
CFLMFm1975CZ06rDXGF | CFL | MFm | 1975 | CZ06 | rDXGF | 0.799 | 1.166 | 318.0971 | 556 | 0.065 | 0.1 | -7.5508 | 500 | 0.044 | 0.074
CFLMFm1975CZ06rDXHP | CFL | MFm | 1975 | CZ06 | rDXHP | 1.282 | 1.806 | 0 | 507 | 0.066 | 0.104 | 0 | 500 | 0.044 | 0.074
CFLMFm1975CZ06rNCEH | CFL | MFm | 1975 | CZ06 | rNCEH | 0.919 | 1.211 | 0 | 358 | 0.044 | 0.074 | 0 | 500 | 0.044 | 0.074
CFLMFm1975CZ06rNCGF | CFL | MFm | 1975 | CZ06 | rNCGF | 0.457 | 0.61 | 316.9737 | 501 | 0.044 | 0.075 | -7.7239 | 500 | 0.044 | 0.074
CFLMFm1975CZ07rDXGF | CFL | MFm | 1975 | CZ07 | rDXGF | 0.695 | 0.857 | 313.4384 | 530 | 0.069 | 0.1 | -7.5334 | 500 | 0.044 | 0.074
CFLMFm1975CZ07rDXHP | CFL | MFm | 1975 | CZ07 | rDXHP | 1.158 | 1.453 | 0 | 478 | 0.07 | 0.101 | 0 | 500 | 0.044 | 0.074
CFLMFm1975CZ07rNCEH | CFL | MFm | 1975 | CZ07 | rNCEH | 0.918 | 1.209 | 0 | 357 | 0.044 | 0.075 | 0 | 500 | 0.044 | 0.074
CFLMFm1975CZ07rNCGF | CFL | MFm | 1975 | CZ07 | rNCGF | 0.457 | 0.607 | 312.8761 | 501 | 0.045 | 0.074 | -7.6905 | 500 | 0.044 | 0.074
CFLMFm1975CZ08rDXGF | CFL | MFm | 1975 | CZ08 | rDXGF | 1.328 | 1.392 | 312.4568 | 574 | 0.065 | 0.097 | -6.8341 | 500 | 0.044 | 0.074
CFLMFm1975CZ08rDXHP | CFL | MFm | 1975 | CZ08 | rDXHP | 1.879 | 2.05 | 0 | 533 | 0.072 | 0.102 | 0 | 500 | 0.044 | 0.074
CFLMFm1975CZ08rNCEH | CFL | MFm | 1975 | CZ08 | rNCEH | 0.911 | 1.195 | 0 | 372 | 0.045 | 0.074 | 0 | 500 | 0.044 | 0.074
CFLMFm1975CZ08rNCGF | CFL | MFm | 1975 | CZ08 | rNCGF | 0.471 | 0.622 | 309.1826 | 503 | 0.045 | 0.075 | -7.1395 | 500 | 0.044 | 0.074
CFLMFm1975CZ09rDXGF | CFL | MFm | 1975 | CZ09 | rDXGF | 1.474 | 1.853 | 345.8246 | 572 | 0.068 | 0.099 | -7.5679 | 500 | 0.045 | 0.074
CFLMFm1975CZ09rDXHP | CFL | MFm | 1975 | CZ09 | rDXHP | 2.035 | 2.573 | 0 | 527 | 0.072 | 0.103 | 0 | 500 | 0.045 | 0.074
CFLMFm1975CZ09rNCEH | CFL | MFm | 1975 | CZ09 | rNCEH | 0.958 | 1.264 | 0 | 356 | 0.044 | 0.075 | 0 | 500 | 0.045 | 0.074
CFLMFm1975CZ09rNCGF | CFL | MFm | 1975 | CZ09 | rNCGF | 0.517 | 0.69 | 341.6711 | 501 | 0.045 | 0.075 | -7.8796 | 500 | 0.045 | 0.074
CFLMFm1975CZ10rDXGF | CFL | MFm | 1975 | CZ10 | rDXGF | 1.582 | 1.648 | 363.1407 | 561 | 0.061 | 0.084 | -8.0638 | 500 | 0.04 | 0.062
CFLMFm1975CZ10rDXHP | CFL | MFm | 1975 | CZ10 | rDXHP | 2.167 | 2.343 | 0 | 506 | 0.065 | 0.089 | 0 | 500 | 0.04 | 0.062
CFLMFm1975CZ10rNCEH | CFL | MFm | 1975 | CZ10 | rNCEH | 0.96 | 1.249 | 0 | 346 | 0.04 | 0.062 | 0 | 500 | 0.04 | 0.062
CFLMFm1975CZ10rNCGF | CFL | MFm | 1975 | CZ10 | rNCGF | 0.512 | 0.66 | 360.8595 | 500 | 0.041 | 0.063 | -8.3066 | 500 | 0.04 | 0.062
CFLMFm1975CZ11rDXGF | CFL | MFm | 1975 | CZ11 | rDXGF | 1.672 | 1.945 | 384.1779 | 555 | 0.065 | 0.088 | -10.2308 | 500 | 0.04 | 0.062
CFLMFm1975CZ11rDXHP | CFL | MFm | 1975 | CZ11 | rDXHP | 2.279 | 2.702 | 0 | 484 | 0.068 | 0.093 | 0 | 500 | 0.04 | 0.062
CFLMFm1975CZ11rNCEH | CFL | MFm | 1975 | CZ11 | rNCEH | 0.932 | 1.21 | 0 | 307 | 0.041 | 0.062 | 0 | 500 | 0.04 | 0.062
CFLMFm1975CZ11rNCGF | CFL | MFm | 1975 | CZ11 | rNCGF | 0.482 | 0.621 | 381.9607 | 499 | 0.041 | 0.062 | -10.4526 | 500 | 0.04 | 0.062
CFLMFm1975CZ12rDXGF | CFL | MFm | 1975 | CZ12 | rDXGF | 1.642 | 1.917 | 388.8701 | 547 | 0.063 | 0.086 | -9.8896 | 500 | 0.04 | 0.062
CFLMFm1975CZ12rDXHP | CFL | MFm | 1975 | CZ12 | rDXHP | 2.267 | 2.698 | 0 | 475 | 0.067 | 0.091 | 0 | 500 | 0.04 | 0.062
CFLMFm1975CZ12rNCEH | CFL | MFm | 1975 | CZ12 | rNCEH | 0.949 | 1.237 | 0 | 313 | 0.04 | 0.062 | 0 | 500 | 0.04 | 0.062
CFLMFm1975CZ12rNCGF | CFL | MFm | 1975 | CZ12 | rNCGF | 0.482 | 0.621 | 387.207 | 499 | 0.041 | 0.062 | -10.0716 | 500 | 0.04 | 0.062
CFLMFm1975CZ13rDXGF | CFL | MFm | 1975 | CZ13 | rDXGF | 1.595 | 1.923 | 371.0202 | 567 | 0.063 | 0.085 | -8.9975 | 500 | 0.04 | 0.062
CFLMFm1975CZ13rDXHP | CFL | MFm | 1975 | CZ13 | rDXHP | 2.179 | 2.658 | 0 | 507 | 0.066 | 0.09 | 0 | 500 | 0.04 | 0.062
CFLMFm1975CZ13rNCEH | CFL | MFm | 1975 | CZ13 | rNCEH | 0.924 | 1.198 | 0 | 330 | 0.04 | 0.063 | 0 | 500 | 0.04 | 0.062
CFLMFm1975CZ13rNCGF | CFL | MFm | 1975 | CZ13 | rNCGF | 0.485 | 0.623 | 367.6587 | 500 | 0.041 | 0.063 | -9.2671 | 500 | 0.04 | 0.062
CFLMFm1975CZ14rDXGF | CFL | MFm | 1975 | CZ14 | rDXGF | 2.696 | 2.493 | 398.0999 | 561 | 0.06 | 0.085 | -9.8047 | 500 | 0.04 | 0.061
CFLMFm1975CZ14rDXHP | CFL | MFm | 1975 | CZ14 | rDXHP | 3.468 | 3.328 | 0 | 491 | 0.065 | 0.088 | 0 | 500 | 0.04 | 0.061
CFLMFm1975CZ14rNCEH | CFL | MFm | 1975 | CZ14 | rNCEH | 1.018 | 1.329 | 0 | 317 | 0.04 | 0.061 | 0 | 500 | 0.04 | 0.061
CFLMFm1975CZ14rNCGF | CFL | MFm | 1975 | CZ14 | rNCGF | 0.569 | 0.74 | 393.715 | 498 | 0.041 | 0.063 | -9.9994 | 500 | 0.04 | 0.061
CFLMFm1975CZ15rDXGF | CFL | MFm | 1975 | CZ15 | rDXGF | 2.757 | 2.884 | 297.6869 | 603 | 0.061 | 0.089 | -4.2036 | 500 | 0.04 | 0.061
CFLMFm1975CZ15rDXHP | CFL | MFm | 1975 | CZ15 | rDXHP | 3.459 | 3.669 | 0 | 585 | 0.063 | 0.091 | 0 | 500 | 0.04 | 0.061
CFLMFm1975CZ15rNCEH | CFL | MFm | 1975 | CZ15 | rNCEH | 0.964 | 1.245 | 0 | 423 | 0.04 | 0.062 | 0 | 500 | 0.04 | 0.061
CFLMFm1975CZ15rNCGF | CFL | MFm | 1975 | CZ15 | rNCGF | 0.582 | 0.752 | 289.4771 | 503 | 0.041 | 0.062 | -4.4936 | 500 | 0.04 | 0.061
CFLMFm1975CZ16rDXGF | CFL | MFm | 1975 | CZ16 | rDXGF | 0.921 | 1.193 | 471.6336 | 529 | 0.058 | 0.087 | -11.7048 | 500 | 0.041 | 0.067
CFLMFm1975CZ16rDXHP | CFL | MFm | 1975 | CZ16 | rDXHP | 1.456 | 1.885 | 0 | 419 | 0.061 | 0.091 | 0 | 500 | 0.041 | 0.067
CFLMFm1975CZ16rNCEH | CFL | MFm | 1975 | CZ16 | rNCEH | 0.954 | 1.253 | 0 | 278 | 0.042 | 0.067 | 0 | 500 | 0.041 | 0.067
CFLMFm1975CZ16rNCGF | CFL | MFm | 1975 | CZ16 | rNCGF | 0.465 | 0.608 | 471.2318 | 497 | 0.043 | 0.068 | -11.9119 | 500 | 0.041 | 0.067
CFLMFm1985CZ01rDXGF | CFL | MFm | 1985 | CZ01 | rDXGF | 0.468 | 0.628 | 520.9958 | 486 | 0.044 | 0.07 | -20.4284 | 500 | 0.042 | 0.067
CFLMFm1985CZ01rDXHP | CFL | MFm | 1985 | CZ01 | rDXHP | 1.003 | 1.336 | 0 | 337 | 0.043 | 0.069 | 0 | 500 | 0.042 | 0.067
CFLMFm1985CZ01rNCEH | CFL | MFm | 1985 | CZ01 | rNCEH | 1.002 | 1.328 | 0 | 95.9 | 0.043 | 0.067 | 0 | 500 | 0.042 | 0.067
CFLMFm1985CZ01rNCGF | CFL | MFm | 1985 | CZ01 | rNCGF | 0.466 | 0.619 | 522.5272 | 487 | 0.043 | 0.068 | -20.5574 | 500 | 0.042 | 0.067
CFLMFm1985CZ02rDXGF | CFL | MFm | 1985 | CZ02 | rDXGF | 0.981 | 1.326 | 416.4519 | 519 | 0.072 | 0.1 | -11.3777 | 500 | 0.042 | 0.067
CFLMFm1985CZ02rDXHP | CFL | MFm | 1985 | CZ02 | rDXHP | 1.502 | 2.017 | 0 | 429 | 0.074 | 0.102 | 0 | 500 | 0.042 | 0.067
CFLMFm1985CZ02rNCEH | CFL | MFm | 1985 | CZ02 | rNCEH | 0.97 | 1.277 | 0 | 279 | 0.042 | 0.068 | 0 | 500 | 0.042 | 0.067
CFLMFm1985CZ02rNCGF | CFL | MFm | 1985 | CZ02 | rNCGF | 0.486 | 0.64 | 416.3181 | 497 | 0.043 | 0.069 | -11.5189 | 500 | 0.042 | 0.067
CFLMFm1985CZ03rDXGF | CFL | MFm | 1985 | CZ03 | rDXGF | 0.627 | 0.967 | 407.4095 | 504 | 0.057 | 0.092 | -11.9048 | 500 | 0.042 | 0.067
CFLMFm1985CZ03rDXHP | CFL | MFm | 1985 | CZ03 | rDXHP | 1.127 | 1.633 | 0 | 420 | 0.058 | 0.095 | 0 | 500 | 0.042 | 0.067
CFLMFm1985CZ03rNCEH | CFL | MFm | 1985 | CZ03 | rNCEH | 0.973 | 1.283 | 0 | 269 | 0.042 | 0.068 | 0 | 500 | 0.042 | 0.067
CFLMFm1985CZ03rNCGF | CFL | MFm | 1985 | CZ03 | rNCGF | 0.475 | 0.628 | 407.9032 | 495 | 0.043 | 0.068 | -11.992 | 500 | 0.042 | 0.067
CFLMFm1985CZ04rDXGF | CFL | MFm | 1985 | CZ04 | rDXGF | 1.314 | 1.578 | 346.9472 | 534 | 0.073 | 0.097 | -8.7363 | 500 | 0.042 | 0.067
CFLMFm1985CZ04rDXHP | CFL | MFm | 1985 | CZ04 | rDXHP | 1.86 | 2.272 | 0 | 474 | 0.079 | 0.104 | 0 | 500 | 0.042 | 0.067
CFLMFm1985CZ04rNCEH | CFL | MFm | 1985 | CZ04 | rNCEH | 0.949 | 1.244 | 0 | 336 | 0.042 | 0.067 | 0 | 500 | 0.042 | 0.067
CFLMFm1985CZ04rNCGF | CFL | MFm | 1985 | CZ04 | rNCGF | 0.49 | 0.643 | 346.2952 | 500 | 0.043 | 0.068 | -8.87 | 500 | 0.042 | 0.067
CFLMFm1985CZ05rDXGF | CFL | MFm | 1985 | CZ05 | rDXGF | 0.61 | 0.819 | 392.9045 | 504 | 0.06 | 0.095 | -12.8579 | 500 | 0.044 | 0.075
CFLMFm1985CZ05rDXHP | CFL | MFm | 1985 | CZ05 | rDXHP | 1.107 | 1.47 | 0 | 411 | 0.059 | 0.095 | 0 | 500 | 0.044 | 0.075
CFLMFm1985CZ05rNCEH | CFL | MFm | 1985 | CZ05 | rNCEH | 0.978 | 1.298 | 0 | 255 | 0.045 | 0.074 | 0 | 500 | 0.044 | 0.075
CFLMFm1985CZ05rNCGF | CFL | MFm | 1985 | CZ05 | rNCGF | 0.48 | 0.643 | 392.963 | 496 | 0.045 | 0.075 | -12.9595 | 500 | 0.044 | 0.075
CFLMFm1985CZ06rDXGF | CFL | MFm | 1985 | CZ06 | rDXGF | 0.751 | 1.274 | 330.1352 | 559 | 0.061 | 0.099 | -8.4303 | 500 | 0.044 | 0.075
CFLMFm1985CZ06rDXHP | CFL | MFm | 1985 | CZ06 | rDXHP | 1.222 | 1.917 | 0 | 507 | 0.061 | 0.101 | 0 | 500 | 0.044 | 0.075
CFLMFm1985CZ06rNCEH | CFL | MFm | 1985 | CZ06 | rNCEH | 0.987 | 1.308 | 0 | 341 | 0.045 | 0.074 | 0 | 500 | 0.044 | 0.075
CFLMFm1985CZ06rNCGF | CFL | MFm | 1985 | CZ06 | rNCGF | 0.525 | 0.706 | 328.7139 | 499 | 0.045 | 0.075 | -8.6517 | 500 | 0.044 | 0.075
CFLMFm1985CZ07rDXGF | CFL | MFm | 1985 | CZ07 | rDXGF | 0.72 | 1.104 | 324.5999 | 559 | 0.059 | 0.093 | -7.9695 | 500 | 0.044 | 0.075
CFLMFm1985CZ07rDXHP | CFL | MFm | 1985 | CZ07 | rDXHP | 1.188 | 1.731 | 0 | 510 | 0.061 | 0.096 | 0 | 500 | 0.044 | 0.075
CFLMFm1985CZ07rNCEH | CFL | MFm | 1985 | CZ07 | rNCEH | 0.986 | 1.306 | 0 | 346 | 0.045 | 0.075 | 0 | 500 | 0.044 | 0.075
CFLMFm1985CZ07rNCGF | CFL | MFm | 1985 | CZ07 | rNCGF | 0.524 | 0.704 | 322.6116 | 500 | 0.044 | 0.075 | -8.3147 | 500 | 0.044 | 0.075
CFLMFm1985CZ08rDXGF | CFL | MFm | 1985 | CZ08 | rDXGF | 1.183 | 1.496 | 314.8537 | 573 | 0.07 | 0.097 | -6.8238 | 500 | 0.044 | 0.075
CFLMFm1985CZ08rDXHP | CFL | MFm | 1985 | CZ08 | rDXHP | 1.686 | 2.15 | 0 | 532 | 0.072 | 0.102 | 0 | 500 | 0.044 | 0.075
CFLMFm1985CZ08rNCEH | CFL | MFm | 1985 | CZ08 | rNCEH | 0.978 | 1.292 | 0 | 371 | 0.044 | 0.075 | 0 | 500 | 0.044 | 0.075
CFLMFm1985CZ08rNCGF | CFL | MFm | 1985 | CZ08 | rNCGF | 0.538 | 0.718 | 311.4905 | 502 | 0.045 | 0.075 | -7.1166 | 500 | 0.044 | 0.075
CFLMFm1985CZ09rDXGF | CFL | MFm | 1985 | CZ09 | rDXGF | 1.721 | 2.061 | 360.2235 | 572 | 0.067 | 0.099 | -7.8965 | 500 | 0.044 | 0.074
CFLMFm1985CZ09rDXHP | CFL | MFm | 1985 | CZ09 | rDXHP | 2.317 | 2.804 | 0 | 524 | 0.073 | 0.104 | 0 | 500 | 0.044 | 0.074
CFLMFm1985CZ09rNCEH | CFL | MFm | 1985 | CZ09 | rNCEH | 1.019 | 1.35 | 0 | 349 | 0.045 | 0.074 | 0 | 500 | 0.044 | 0.074
CFLMFm1985CZ09rNCGF | CFL | MFm | 1985 | CZ09 | rNCGF | 0.577 | 0.776 | 356.1629 | 500 | 0.044 | 0.075 | -8.2101 | 500 | 0.044 | 0.074
CFLMFm1985CZ10rDXGF | CFL | MFm | 1985 | CZ10 | rDXGF | 1.733 | 1.821 | 381.4648 | 561 | 0.062 | 0.084 | -8.4165 | 500 | 0.04 | 0.061
CFLMFm1985CZ10rDXHP | CFL | MFm | 1985 | CZ10 | rDXHP | 2.33 | 2.529 | 0 | 503 | 0.065 | 0.088 | 0 | 500 | 0.04 | 0.061
CFLMFm1985CZ10rNCEH | CFL | MFm | 1985 | CZ10 | rNCEH | 1.019 | 1.331 | 0 | 339 | 0.04 | 0.062 | 0 | 500 | 0.04 | 0.061
CFLMFm1985CZ10rNCGF | CFL | MFm | 1985 | CZ10 | rNCGF | 0.57 | 0.742 | 379.2842 | 500 | 0.041 | 0.062 | -8.6573 | 500 | 0.04 | 0.061
CFLMFm1985CZ11rDXGF | CFL | MFm | 1985 | CZ11 | rDXGF | 1.574 | 1.87 | 382.5241 | 549 | 0.066 | 0.09 | -10.4458 | 500 | 0.04 | 0.062
CFLMFm1985CZ11rDXHP | CFL | MFm | 1985 | CZ11 | rDXHP | 2.16 | 2.607 | 0 | 474 | 0.07 | 0.094 | 0 | 500 | 0.04 | 0.062
CFLMFm1985CZ11rNCEH | CFL | MFm | 1985 | CZ11 | rNCEH | 0.945 | 1.229 | 0 | 305 | 0.04 | 0.062 | 0 | 500 | 0.04 | 0.062
CFLMFm1985CZ11rNCGF | CFL | MFm | 1985 | CZ11 | rNCGF | 0.496 | 0.64 | 380.7694 | 499 | 0.041 | 0.063 | -10.652 | 500 | 0.04 | 0.062
CFLMFm1985CZ12rDXGF | CFL | MFm | 1985 | CZ12 | rDXGF | 1.466 | 1.779 | 388.6513 | 537 | 0.07 | 0.091 | -10.0435 | 500 | 0.04 | 0.062
CFLMFm1985CZ12rDXHP | CFL | MFm | 1985 | CZ12 | rDXHP | 2.052 | 2.529 | 0 | 461 | 0.073 | 0.097 | 0 | 500 | 0.04 | 0.062
CFLMFm1985CZ12rNCEH | CFL | MFm | 1985 | CZ12 | rNCEH | 0.963 | 1.256 | 0 | 309 | 0.04 | 0.062 | 0 | 500 | 0.04 | 0.062
CFLMFm1985CZ12rNCGF | CFL | MFm | 1985 | CZ12 | rNCGF | 0.496 | 0.641 | 387.466 | 499 | 0.041 | 0.063 | -10.194 | 500 | 0.04 | 0.062
CFLMFm1985CZ13rDXGF | CFL | MFm | 1985 | CZ13 | rDXGF | 1.586 | 1.916 | 393.8237 | 563 | 0.064 | 0.087 | -10.027 | 500 | 0.04 | 0.062
CFLMFm1985CZ13rDXHP | CFL | MFm | 1985 | CZ13 | rDXHP | 2.166 | 2.648 | 0 | 495 | 0.067 | 0.091 | 0 | 500 | 0.04 | 0.062
CFLMFm1985CZ13rNCEH | CFL | MFm | 1985 | CZ13 | rNCEH | 0.938 | 1.217 | 0 | 309 | 0.041 | 0.063 | 0 | 500 | 0.04 | 0.062
CFLMFm1985CZ13rNCGF | CFL | MFm | 1985 | CZ13 | rNCGF | 0.499 | 0.642 | 390.806 | 498 | 0.041 | 0.063 | -10.2968 | 500 | 0.04 | 0.062
CFLMFm1985CZ14rDXGF | CFL | MFm | 1985 | CZ14 | rDXGF | 2.322 | 2.417 | 378.1465 | 559 | 0.063 | 0.086 | -8.7885 | 500 | 0.04 | 0.062
CFLMFm1985CZ14rDXHP | CFL | MFm | 1985 | CZ14 | rDXHP | 3.027 | 3.241 | 0 | 496 | 0.067 | 0.09 | 0 | 500 | 0.04 | 0.062
CFLMFm1985CZ14rNCEH | CFL | MFm | 1985 | CZ14 | rNCEH | 1.018 | 1.329 | 0 | 337 | 0.04 | 0.062 | 0 | 500 | 0.04 | 0.062
CFLMFm1985CZ14rNCGF | CFL | MFm | 1985 | CZ14 | rNCGF | 0.57 | 0.741 | 374.7104 | 499 | 0.041 | 0.063 | -8.9633 | 500 | 0.04 | 0.062
CFLMFm1985CZ15rDXGF | CFL | MFm | 1985 | CZ15 | rDXGF | 2.72 | 2.865 | 290.8295 | 599 | 0.061 | 0.088 | -4.3353 | 500 | 0.04 | 0.062
CFLMFm1985CZ15rDXHP | CFL | MFm | 1985 | CZ15 | rDXHP | 3.421 | 3.654 | 0 | 580 | 0.063 | 0.091 | 0 | 500 | 0.04 | 0.062
CFLMFm1985CZ15rNCEH | CFL | MFm | 1985 | CZ15 | rNCEH | 0.964 | 1.244 | 0 | 422 | 0.041 | 0.062 | 0 | 500 | 0.04 | 0.062
CFLMFm1985CZ15rNCGF | CFL | MFm | 1985 | CZ15 | rNCGF | 0.582 | 0.752 | 284.1981 | 503 | 0.041 | 0.063 | -4.6152 | 500 | 0.04 | 0.062
CFLMFm1985CZ16rDXGF | CFL | MFm | 1985 | CZ16 | rDXGF | 1.301 | 1.409 | 496.1614 | 533 | 0.06 | 0.085 | -11.656 | 500 | 0.042 | 0.067
CFLMFm1985CZ16rDXHP | CFL | MFm | 1985 | CZ16 | rDXHP | 1.881 | 2.126 | 0 | 424 | 0.063 | 0.089 | 0 | 500 | 0.042 | 0.067
CFLMFm1985CZ16rNCEH | CFL | MFm | 1985 | CZ16 | rNCEH | 0.976 | 1.285 | 0 | 278 | 0.042 | 0.068 | 0 | 500 | 0.042 | 0.067
CFLMFm1985CZ16rNCGF | CFL | MFm | 1985 | CZ16 | rNCGF | 0.488 | 0.64 | 495.0702 | 497 | 0.043 | 0.068 | -11.8627 | 500 | 0.042 | 0.067
CFLMFm1996CZ01rDXGF | CFL | MFm | 1996 | CZ01 | rDXGF | 0.425 | 0.565 | 425.7567 | 482 | 0.045 | 0.071 | -19.3099 | 500 | 0.041 | 0.067
CFLMFm1996CZ01rDXHP | CFL | MFm | 1996 | CZ01 | rDXHP | 0.958 | 1.272 | 0 | 336 | 0.044 | 0.07 | 0 | 500 | 0.041 | 0.067
CFLMFm1996CZ01rNCEH | CFL | MFm | 1996 | CZ01 | rNCEH | 0.955 | 1.263 | 0 | 97.1 | 0.042 | 0.067 | 0 | 500 | 0.041 | 0.067
CFLMFm1996CZ01rNCGF | CFL | MFm | 1996 | CZ01 | rNCGF | 0.421 | 0.555 | 427.7755 | 485 | 0.043 | 0.068 | -19.6133 | 500 | 0.041 | 0.067
CFLMFm1996CZ02rDXGF | CFL | MFm | 1996 | CZ02 | rDXGF | 0.782 | 1.055 | 347.5422 | 522 | 0.072 | 0.1 | -10.1256 | 500 | 0.041 | 0.067
CFLMFm1996CZ02rDXHP | CFL | MFm | 1996 | CZ02 | rDXHP | 1.283 | 1.719 | 0 | 436 | 0.075 | 0.103 | 0 | 500 | 0.041 | 0.067
CFLMFm1996CZ02rNCEH | CFL | MFm | 1996 | CZ02 | rNCEH | 0.923 | 1.211 | 0 | 301 | 0.042 | 0.068 | 0 | 500 | 0.041 | 0.067
CFLMFm1996CZ02rNCGF | CFL | MFm | 1996 | CZ02 | rNCGF | 0.439 | 0.574 | 347.1186 | 499 | 0.043 | 0.068 | -10.266 | 500 | 0.041 | 0.067
CFLMFm1996CZ03rDXGF | CFL | MFm | 1996 | CZ03 | rDXGF | 0.569 | 0.841 | 338.7927 | 510 | 0.063 | 0.097 | -11.1074 | 500 | 0.041 | 0.067
CFLMFm1996CZ03rDXHP | CFL | MFm | 1996 | CZ03 | rDXHP | 1.061 | 1.494 | 0 | 426 | 0.063 | 0.101 | 0 | 500 | 0.041 | 0.067
CFLMFm1996CZ03rNCEH | CFL | MFm | 1996 | CZ03 | rNCEH | 0.926 | 1.217 | 0 | 285 | 0.042 | 0.067 | 0 | 500 | 0.041 | 0.067
CFLMFm1996CZ03rNCGF | CFL | MFm | 1996 | CZ03 | rNCGF | 0.43 | 0.564 | 338.7601 | 497 | 0.043 | 0.069 | -11.2208 | 500 | 0.041 | 0.067
CFLMFm1996CZ04rDXGF | CFL | MFm | 1996 | CZ04 | rDXGF | 0.971 | 1.213 | 308.1639 | 543 | 0.073 | 0.098 | -8.0913 | 500 | 0.041 | 0.067
CFLMFm1996CZ04rDXHP | CFL | MFm | 1996 | CZ04 | rDXHP | 1.477 | 1.867 | 0 | 481 | 0.078 | 0.105 | 0 | 500 | 0.041 | 0.067
CFLMFm1996CZ04rNCEH | CFL | MFm | 1996 | CZ04 | rNCEH | 0.903 | 1.179 | 0 | 346 | 0.042 | 0.068 | 0 | 500 | 0.041 | 0.067
CFLMFm1996CZ04rNCGF | CFL | MFm | 1996 | CZ04 | rNCGF | 0.445 | 0.579 | 307.0281 | 502 | 0.044 | 0.068 | -8.3166 | 500 | 0.041 | 0.067
CFLMFm1996CZ05rDXGF | CFL | MFm | 1996 | CZ05 | rDXGF | 0.482 | 0.645 | 326.5255 | 512 | 0.054 | 0.088 | -10.89 | 500 | 0.044 | 0.074
CFLMFm1996CZ05rDXHP | CFL | MFm | 1996 | CZ05 | rDXHP | 0.976 | 1.293 | 0 | 425 | 0.053 | 0.088 | 0 | 500 | 0.044 | 0.074
CFLMFm1996CZ05rNCEH | CFL | MFm | 1996 | CZ05 | rNCEH | 0.931 | 1.232 | 0 | 287 | 0.045 | 0.075 | 0 | 500 | 0.044 | 0.074
CFLMFm1996CZ05rNCGF | CFL | MFm | 1996 | CZ05 | rNCGF | 0.433 | 0.577 | 325.9933 | 500 | 0.045 | 0.075 | -11.0167 | 500 | 0.044 | 0.074
CFLMFm1996CZ06rDXGF | CFL | MFm | 1996 | CZ06 | rDXGF | 0.807 | 1.123 | 302.5903 | 551 | 0.076 | 0.108 | -7.7365 | 500 | 0.045 | 0.074
CFLMFm1996CZ06rDXHP | CFL | MFm | 1996 | CZ06 | rDXHP | 1.273 | 1.743 | 0 | 493 | 0.078 | 0.115 | 0 | 500 | 0.045 | 0.074
CFLMFm1996CZ06rNCEH | CFL | MFm | 1996 | CZ06 | rNCEH | 0.953 | 1.259 | 0 | 354 | 0.045 | 0.075 | 0 | 500 | 0.045 | 0.074
CFLMFm1996CZ06rNCGF | CFL | MFm | 1996 | CZ06 | rNCGF | 0.491 | 0.658 | 300.4404 | 502 | 0.045 | 0.075 | -7.9043 | 500 | 0.045 | 0.074
CFLMFm1996CZ07rDXGF | CFL | MFm | 1996 | CZ07 | rDXGF | 0.727 | 1.002 | 283.4678 | 567 | 0.064 | 0.099 | -5.0668 | 500 | 0.045 | 0.074
CFLMFm1996CZ07rDXHP | CFL | MFm | 1996 | CZ07 | rDXHP | 1.195 | 1.612 | 0 | 530 | 0.066 | 0.101 | 0 | 500 | 0.045 | 0.074
CFLMFm1996CZ07rNCEH | CFL | MFm | 1996 | CZ07 | rNCEH | 0.952 | 1.257 | 0 | 405 | 0.045 | 0.075 | 0 | 500 | 0.045 | 0.074
CFLMFm1996CZ07rNCGF | CFL | MFm | 1996 | CZ07 | rNCGF | 0.492 | 0.656 | 281.8112 | 505 | 0.046 | 0.074 | -5.3197 | 500 | 0.045 | 0.074
CFLMFm1996CZ08rDXGF | CFL | MFm | 1996 | CZ08 | rDXGF | 0.894 | 1.228 | 287.0387 | 573 | 0.065 | 0.1 | -5.934 | 500 | 0.045 | 0.074
CFLMFm1996CZ08rDXHP | CFL | MFm | 1996 | CZ08 | rDXHP | 1.367 | 1.847 | 0 | 535 | 0.066 | 0.102 | 0 | 500 | 0.045 | 0.074
CFLMFm1996CZ08rNCEH | CFL | MFm | 1996 | CZ08 | rNCEH | 0.945 | 1.243 | 0 | 389 | 0.045 | 0.074 | 0 | 500 | 0.045 | 0.074
CFLMFm1996CZ08rNCGF | CFL | MFm | 1996 | CZ08 | rNCGF | 0.506 | 0.671 | 282.9418 | 505 | 0.046 | 0.075 | -6.3219 | 500 | 0.045 | 0.074
CFLMFm1996CZ09rDXGF | CFL | MFm | 1996 | CZ09 | rDXGF | 1.271 | 1.46 | 295.954 | 584 | 0.066 | 0.097 | -6.4446 | 500 | 0.045 | 0.075
CFLMFm1996CZ09rDXHP | CFL | MFm | 1996 | CZ09 | rDXHP | 1.822 | 2.138 | 0 | 543 | 0.069 | 0.101 | 0 | 500 | 0.045 | 0.075
CFLMFm1996CZ09rNCEH | CFL | MFm | 1996 | CZ09 | rNCEH | 0.925 | 1.216 | 0 | 378 | 0.045 | 0.075 | 0 | 500 | 0.045 | 0.075
CFLMFm1996CZ09rNCGF | CFL | MFm | 1996 | CZ09 | rNCGF | 0.485 | 0.643 | 291.5338 | 504 | 0.045 | 0.076 | -6.7796 | 500 | 0.045 | 0.075
CFLMFm1996CZ10rDXGF | CFL | MFm | 1996 | CZ10 | rDXGF | 1.002 | 1.149 | 325.4025 | 546 | 0.07 | 0.088 | -8.6768 | 500 | 0.04 | 0.061
CFLMFm1996CZ10rDXHP | CFL | MFm | 1996 | CZ10 | rDXHP | 1.495 | 1.775 | 0 | 479 | 0.082 | 0.096 | 0 | 500 | 0.04 | 0.061
CFLMFm1996CZ10rNCEH | CFL | MFm | 1996 | CZ10 | rNCEH | 0.927 | 1.203 | 0 | 335 | 0.04 | 0.062 | 0 | 500 | 0.04 | 0.061
CFLMFm1996CZ10rNCGF | CFL | MFm | 1996 | CZ10 | rNCGF | 0.48 | 0.615 | 323.1629 | 501 | 0.042 | 0.063 | -8.8966 | 500 | 0.04 | 0.061
CFLMFm1996CZ11rDXGF | CFL | MFm | 1996 | CZ11 | rDXGF | 1.294 | 1.569 | 316.1079 | 558 | 0.063 | 0.087 | -7.9154 | 500 | 0.04 | 0.062
CFLMFm1996CZ11rDXHP | CFL | MFm | 1996 | CZ11 | rDXHP | 1.853 | 2.28 | 0 | 498 | 0.065 | 0.09 | 0 | 500 | 0.04 | 0.062
CFLMFm1996CZ11rNCEH | CFL | MFm | 1996 | CZ11 | rNCEH | 0.913 | 1.185 | 0 | 350 | 0.04 | 0.063 | 0 | 500 | 0.04 | 0.062
CFLMFm1996CZ11rNCGF | CFL | MFm | 1996 | CZ11 | rNCGF | 0.464 | 0.595 | 313.4923 | 502 | 0.041 | 0.063 | -8.1681 | 500 | 0.04 | 0.062
CFLMFm1996CZ12rDXGF | CFL | MFm | 1996 | CZ12 | rDXGF | 1.213 | 1.477 | 346.0856 | 542 | 0.067 | 0.087 | -9.2941 | 500 | 0.04 | 0.062
CFLMFm1996CZ12rDXHP | CFL | MFm | 1996 | CZ12 | rDXHP | 1.771 | 2.195 | 0 | 467 | 0.071 | 0.093 | 0 | 500 | 0.04 | 0.062
CFLMFm1996CZ12rNCEH | CFL | MFm | 1996 | CZ12 | rNCEH | 0.931 | 1.211 | 0 | 316 | 0.041 | 0.062 | 0 | 500 | 0.04 | 0.062
CFLMFm1996CZ12rNCGF | CFL | MFm | 1996 | CZ12 | rNCGF | 0.463 | 0.595 | 344.5611 | 500 | 0.041 | 0.063 | -9.492 | 500 | 0.04 | 0.062
CFLMFm1996CZ13rDXGF | CFL | MFm | 1996 | CZ13 | rDXGF | 1.237 | 1.524 | 320.2527 | 564 | 0.064 | 0.086 | -7.6807 | 500 | 0.04 | 0.062
CFLMFm1996CZ13rDXHP | CFL | MFm | 1996 | CZ13 | rDXHP | 1.771 | 2.208 | 0 | 508 | 0.067 | 0.09 | 0 | 500 | 0.04 | 0.062
CFLMFm1996CZ13rNCEH | CFL | MFm | 1996 | CZ13 | rNCEH | 0.906 | 1.172 | 0 | 350 | 0.041 | 0.062 | 0 | 500 | 0.04 | 0.062
CFLMFm1996CZ13rNCGF | CFL | MFm | 1996 | CZ13 | rNCGF | 0.467 | 0.597 | 317.0616 | 502 | 0.042 | 0.063 | -7.9662 | 500 | 0.04 | 0.062
CFLMFm1996CZ14rDXGF | CFL | MFm | 1996 | CZ14 | rDXGF | 1.908 | 1.805 | 330.7162 | 558 | 0.055 | 0.078 | -8.5943 | 500 | 0.039 | 0.061
CFLMFm1996CZ14rDXHP | CFL | MFm | 1996 | CZ14 | rDXHP | 2.582 | 2.573 | 0 | 489 | 0.059 | 0.083 | 0 | 500 | 0.039 | 0.061
CFLMFm1996CZ14rNCEH | CFL | MFm | 1996 | CZ14 | rNCEH | 0.931 | 1.209 | 0 | 333 | 0.04 | 0.063 | 0 | 500 | 0.039 | 0.061
CFLMFm1996CZ14rNCGF | CFL | MFm | 1996 | CZ14 | rNCGF | 0.483 | 0.619 | 325.1972 | 500 | 0.041 | 0.062 | -8.84 | 500 | 0.039 | 0.061
CFLMFm1996CZ15rDXGF | CFL | MFm | 1996 | CZ15 | rDXGF | 1.7 | 1.903 | 266.4667 | 591 | 0.061 | 0.085 | -4.2219 | 500 | 0.039 | 0.061
CFLMFm1996CZ15rDXHP | CFL | MFm | 1996 | CZ15 | rDXHP | 2.254 | 2.563 | 0 | 572 | 0.063 | 0.088 | 0 | 500 | 0.039 | 0.061
CFLMFm1996CZ15rNCEH | CFL | MFm | 1996 | CZ15 | rNCEH | 0.878 | 1.124 | 0 | 421 | 0.041 | 0.062 | 0 | 500 | 0.039 | 0.061
CFLMFm1996CZ15rNCGF | CFL | MFm | 1996 | CZ15 | rNCGF | 0.496 | 0.632 | 260.4308 | 504 | 0.041 | 0.063 | -4.593 | 500 | 0.039 | 0.061
CFLMFm1996CZ16rDXGF | CFL | MFm | 1996 | CZ16 | rDXGF | 0.965 | 1.111 | 446.9471 | 532 | 0.059 | 0.086 | -12.9265 | 500 | 0.041 | 0.067
CFLMFm1996CZ16rDXHP | CFL | MFm | 1996 | CZ16 | rDXHP | 1.512 | 1.802 | 0 | 404 | 0.063 | 0.089 | 0 | 500 | 0.041 | 0.067
CFLMFm1996CZ16rNCEH | CFL | MFm | 1996 | CZ16 | rNCEH | 0.93 | 1.22 | 0 | 242 | 0.043 | 0.068 | 0 | 500 | 0.041 | 0.067
CFLMFm1996CZ16rNCGF | CFL | MFm | 1996 | CZ16 | rNCGF | 0.442 | 0.576 | 445.3613 | 495 | 0.043 | 0.069 | -13.2291 | 500 | 0.041 | 0.067
CFLMFm2003CZ01rDXGF | CFL | MFm | 2003 | CZ01 | rDXGF | 0.428 | 0.57 | 391.2134 | 487 | 0.045 | 0.071 | -17.2552 | 500 | 0.041 | 0.067
CFLMFm2003CZ01rDXHP | CFL | MFm | 2003 | CZ01 | rDXHP | 0.961 | 1.277 | 0 | 356 | 0.043 | 0.07 | 0 | 500 | 0.041 | 0.067
CFLMFm2003CZ01rNCEH | CFL | MFm | 2003 | CZ01 | rNCEH | 0.96 | 1.269 | 0 | 145 | 0.043 | 0.067 | 0 | 500 | 0.041 | 0.067
CFLMFm2003CZ01rNCGF | CFL | MFm | 2003 | CZ01 | rNCGF | 0.425 | 0.561 | 392.7298 | 489 | 0.043 | 0.068 | -17.5245 | 500 | 0.041 | 0.067
CFLMFm2003CZ02rDXGF | CFL | MFm | 2003 | CZ02 | rDXGF | 0.829 | 1.157 | 336.5468 | 523 | 0.077 | 0.102 | -9.1945 | 500 | 0.041 | 0.068
CFLMFm2003CZ02rDXHP | CFL | MFm | 2003 | CZ02 | rDXHP | 1.327 | 1.827 | 0 | 448 | 0.082 | 0.108 | 0 | 500 | 0.041 | 0.068
CFLMFm2003CZ02rNCEH | CFL | MFm | 2003 | CZ02 | rNCEH | 0.947 | 1.245 | 0 | 311 | 0.042 | 0.068 | 0 | 500 | 0.041 | 0.068
CFLMFm2003CZ02rNCGF | CFL | MFm | 2003 | CZ02 | rNCGF | 0.461 | 0.606 | 336.7529 | 499 | 0.042 | 0.068 | -9.3956 | 500 | 0.041 | 0.068
CFLMFm2003CZ03rDXGF | CFL | MFm | 2003 | CZ03 | rDXGF | 0.518 | 0.706 | 343.8112 | 503 | 0.056 | 0.084 | -11.6711 | 500 | 0.041 | 0.067
CFLMFm2003CZ03rDXHP | CFL | MFm | 2003 | CZ03 | rDXHP | 1.013 | 1.357 | 0 | 416 | 0.056 | 0.085 | 0 | 500 | 0.041 | 0.067
CFLMFm2003CZ03rNCEH | CFL | MFm | 2003 | CZ03 | rNCEH | 0.931 | 1.224 | 0 | 272 | 0.042 | 0.068 | 0 | 500 | 0.041 | 0.067
CFLMFm2003CZ03rNCGF | CFL | MFm | 2003 | CZ03 | rNCGF | 0.434 | 0.57 | 343.7211 | 496 | 0.043 | 0.068 | -11.7789 | 500 | 0.041 | 0.067
CFLMFm2003CZ04rDXGF | CFL | MFm | 2003 | CZ04 | rDXGF | 1.101 | 1.31 | 302.5823 | 550 | 0.066 | 0.09 | -7.1301 | 500 | 0.041 | 0.067
CFLMFm2003CZ04rDXHP | CFL | MFm | 2003 | CZ04 | rDXHP | 1.638 | 1.989 | 0 | 499 | 0.07 | 0.094 | 0 | 500 | 0.041 | 0.067
CFLMFm2003CZ04rNCEH | CFL | MFm | 2003 | CZ04 | rNCEH | 0.907 | 1.185 | 0 | 360 | 0.043 | 0.068 | 0 | 500 | 0.041 | 0.067
CFLMFm2003CZ04rNCGF | CFL | MFm | 2003 | CZ04 | rNCGF | 0.446 | 0.582 | 301.4083 | 503 | 0.043 | 0.068 | -7.3264 | 500 | 0.041 | 0.067
CFLMFm2003CZ05rDXGF | CFL | MFm | 2003 | CZ05 | rDXGF | 0.489 | 0.663 | 320.6786 | 514 | 0.055 | 0.088 | -10.5512 | 500 | 0.044 | 0.074
CFLMFm2003CZ05rDXHP | CFL | MFm | 2003 | CZ05 | rDXHP | 0.983 | 1.312 | 0 | 428 | 0.054 | 0.09 | 0 | 500 | 0.044 | 0.074
CFLMFm2003CZ05rNCEH | CFL | MFm | 2003 | CZ05 | rNCEH | 0.936 | 1.238 | 0 | 295 | 0.045 | 0.074 | 0 | 500 | 0.044 | 0.074
CFLMFm2003CZ05rNCGF | CFL | MFm | 2003 | CZ05 | rNCGF | 0.438 | 0.584 | 320.1759 | 501 | 0.045 | 0.075 | -10.6699 | 500 | 0.044 | 0.074
CFLMFm2003CZ06rDXGF | CFL | MFm | 2003 | CZ06 | rDXGF | 0.724 | 1.059 | 286.1911 | 546 | 0.066 | 0.108 | -6.0799 | 500 | 0.045 | 0.074
CFLMFm2003CZ06rDXHP | CFL | MFm | 2003 | CZ06 | rDXHP | 1.19 | 1.667 | 0 | 501 | 0.065 | 0.11 | 0 | 500 | 0.045 | 0.074
CFLMFm2003CZ06rNCEH | CFL | MFm | 2003 | CZ06 | rNCEH | 0.963 | 1.274 | 0 | 388 | 0.044 | 0.075 | 0 | 500 | 0.045 | 0.074
CFLMFm2003CZ06rNCGF | CFL | MFm | 2003 | CZ06 | rNCGF | 0.501 | 0.672 | 285.1353 | 504 | 0.044 | 0.075 | -6.2192 | 500 | 0.045 | 0.074
CFLMFm2003CZ07rDXGF | CFL | MFm | 2003 | CZ07 | rDXGF | 0.634 | 0.983 | 300.0307 | 562 | 0.056 | 0.091 | -7.3075 | 500 | 0.045 | 0.074
CFLMFm2003CZ07rDXHP | CFL | MFm | 2003 | CZ07 | rDXHP | 1.101 | 1.602 | 0 | 517 | 0.055 | 0.094 | 0 | 500 | 0.045 | 0.074
CFLMFm2003CZ07rNCEH | CFL | MFm | 2003 | CZ07 | rNCEH | 0.961 | 1.27 | 0 | 358 | 0.044 | 0.074 | 0 | 500 | 0.045 | 0.074
CFLMFm2003CZ07rNCGF | CFL | MFm | 2003 | CZ07 | rNCGF | 0.499 | 0.668 | 298.4467 | 501 | 0.045 | 0.075 | -7.5646 | 500 | 0.045 | 0.074
CFLMFm2003CZ08rDXGF | CFL | MFm | 2003 | CZ08 | rDXGF | 0.938 | 1.272 | 291.1998 | 573 | 0.068 | 0.098 | -6.2729 | 500 | 0.045 | 0.074
CFLMFm2003CZ08rDXHP | CFL | MFm | 2003 | CZ08 | rDXHP | 1.412 | 1.896 | 0 | 536 | 0.07 | 0.102 | 0 | 500 | 0.045 | 0.074
CFLMFm2003CZ08rNCEH | CFL | MFm | 2003 | CZ08 | rNCEH | 0.954 | 1.256 | 0 | 378 | 0.045 | 0.074 | 0 | 500 | 0.045 | 0.074
CFLMFm2003CZ08rNCGF | CFL | MFm | 2003 | CZ08 | rNCGF | 0.512 | 0.682 | 288.4712 | 503 | 0.045 | 0.075 | -6.5821 | 500 | 0.045 | 0.074
CFLMFm2003CZ09rDXGF | CFL | MFm | 2003 | CZ09 | rDXGF | 1.049 | 1.357 | 300.7961 | 558 | 0.075 | 0.102 | -6.7663 | 500 | 0.044 | 0.075
CFLMFm2003CZ09rDXHP | CFL | MFm | 2003 | CZ09 | rDXHP | 1.541 | 2.006 | 0 | 512 | 0.082 | 0.11 | 0 | 500 | 0.044 | 0.075
CFLMFm2003CZ09rNCEH | CFL | MFm | 2003 | CZ09 | rNCEH | 0.933 | 1.227 | 0 | 365 | 0.045 | 0.074 | 0 | 500 | 0.044 | 0.075
CFLMFm2003CZ09rNCGF | CFL | MFm | 2003 | CZ09 | rNCGF | 0.491 | 0.652 | 298.9034 | 502 | 0.046 | 0.075 | -7.021 | 500 | 0.044 | 0.075
CFLMFm2003CZ10rDXGF | CFL | MFm | 2003 | CZ10 | rDXGF | 1.038 | 1.189 | 290.4151 | 553 | 0.068 | 0.086 | -5.6106 | 500 | 0.04 | 0.062
CFLMFm2003CZ10rDXHP | CFL | MFm | 2003 | CZ10 | rDXHP | 1.541 | 1.826 | 0 | 510 | 0.075 | 0.092 | 0 | 500 | 0.04 | 0.062
CFLMFm2003CZ10rNCEH | CFL | MFm | 2003 | CZ10 | rNCEH | 0.921 | 1.195 | 0 | 391 | 0.04 | 0.062 | 0 | 500 | 0.04 | 0.062
CFLMFm2003CZ10rNCGF | CFL | MFm | 2003 | CZ10 | rNCGF | 0.472 | 0.606 | 288.6777 | 504 | 0.041 | 0.062 | -5.8424 | 500 | 0.04 | 0.062
CFLMFm2003CZ11rDXGF | CFL | MFm | 2003 | CZ11 | rDXGF | 1.553 | 1.688 | 333.1785 | 561 | 0.058 | 0.083 | -9.0793 | 500 | 0.04 | 0.062
CFLMFm2003CZ11rDXHP | CFL | MFm | 2003 | CZ11 | rDXHP | 2.17 | 2.431 | 0 | 494 | 0.061 | 0.085 | 0 | 500 | 0.04 | 0.062
CFLMFm2003CZ11rNCEH | CFL | MFm | 2003 | CZ11 | rNCEH | 0.924 | 1.2 | 0 | 316 | 0.04 | 0.063 | 0 | 500 | 0.04 | 0.062
CFLMFm2003CZ11rNCGF | CFL | MFm | 2003 | CZ11 | rNCGF | 0.474 | 0.61 | 330.2108 | 499 | 0.041 | 0.063 | -9.3467 | 500 | 0.04 | 0.062
CFLMFm2003CZ12rDXGF | CFL | MFm | 2003 | CZ12 | rDXGF | 0.996 | 1.443 | 320.7142 | 552 | 0.062 | 0.082 | -7.6018 | 500 | 0.04 | 0.062
CFLMFm2003CZ12rDXHP | CFL | MFm | 2003 | CZ12 | rDXHP | 1.516 | 2.152 | 0 | 494 | 0.063 | 0.085 | 0 | 500 | 0.04 | 0.062
CFLMFm2003CZ12rNCEH | CFL | MFm | 2003 | CZ12 | rNCEH | 0.941 | 1.226 | 0 | 349 | 0.04 | 0.062 | 0 | 500 | 0.04 | 0.062
CFLMFm2003CZ12rNCGF | CFL | MFm | 2003 | CZ12 | rNCGF | 0.473 | 0.608 | 319.1922 | 501 | 0.042 | 0.062 | -7.8493 | 500 | 0.04 | 0.062
CFLMFm2003CZ13rDXGF | CFL | MFm | 2003 | CZ13 | rDXGF | 1.397 | 1.62 | 318.8988 | 569 | 0.059 | 0.083 | -7.7773 | 500 | 0.04 | 0.062
CFLMFm2003CZ13rDXHP | CFL | MFm | 2003 | CZ13 | rDXHP | 1.969 | 2.326 | 0 | 516 | 0.061 | 0.086 | 0 | 500 | 0.04 | 0.062
CFLMFm2003CZ13rNCEH | CFL | MFm | 2003 | CZ13 | rNCEH | 0.916 | 1.187 | 0 | 348 | 0.04 | 0.062 | 0 | 500 | 0.04 | 0.062
CFLMFm2003CZ13rNCGF | CFL | MFm | 2003 | CZ13 | rNCGF | 0.477 | 0.612 | 315.8365 | 501 | 0.041 | 0.063 | -8.0899 | 500 | 0.04 | 0.062
CFLMFm2003CZ14rDXGF | CFL | MFm | 2003 | CZ14 | rDXGF | 1.717 | 1.763 | 335.6051 | 564 | 0.055 | 0.079 | -8.8473 | 500 | 0.04 | 0.061
CFLMFm2003CZ14rDXHP | CFL | MFm | 2003 | CZ14 | rDXHP | 2.361 | 2.52 | 0 | 496 | 0.058 | 0.083 | 0 | 500 | 0.04 | 0.061
CFLMFm2003CZ14rNCEH | CFL | MFm | 2003 | CZ14 | rNCEH | 0.933 | 1.211 | 0 | 321 | 0.04 | 0.062 | 0 | 500 | 0.04 | 0.061
CFLMFm2003CZ14rNCGF | CFL | MFm | 2003 | CZ14 | rNCGF | 0.483 | 0.621 | 330.8562 | 499 | 0.041 | 0.063 | -9.0977 | 500 | 0.04 | 0.061
CFLMFm2003CZ15rDXGF | CFL | MFm | 2003 | CZ15 | rDXGF | 1.651 | 1.863 | 261.7449 | 590 | 0.06 | 0.085 | -4.1318 | 500 | 0.04 | 0.061
CFLMFm2003CZ15rDXHP | CFL | MFm | 2003 | CZ15 | rDXHP | 2.2 | 2.519 | 0 | 571 | 0.063 | 0.088 | 0 | 500 | 0.04 | 0.061
CFLMFm2003CZ15rNCEH | CFL | MFm | 2003 | CZ15 | rNCEH | 0.88 | 1.128 | 0 | 421 | 0.041 | 0.063 | 0 | 500 | 0.04 | 0.061
CFLMFm2003CZ15rNCGF | CFL | MFm | 2003 | CZ15 | rNCGF | 0.498 | 0.635 | 256.1763 | 504 | 0.041 | 0.063 | -4.4794 | 500 | 0.04 | 0.061
CFLMFm2003CZ16rDXGF | CFL | MFm | 2003 | CZ16 | rDXGF | 0.988 | 1.124 | 408.5604 | 534 | 0.06 | 0.086 | -11.9133 | 500 | 0.041 | 0.067
CFLMFm2003CZ16rDXHP | CFL | MFm | 2003 | CZ16 | rDXHP | 1.537 | 1.817 | 0 | 419 | 0.064 | 0.09 | 0 | 500 | 0.041 | 0.067
CFLMFm2003CZ16rNCEH | CFL | MFm | 2003 | CZ16 | rNCEH | 0.934 | 1.226 | 0 | 269 | 0.042 | 0.068 | 0 | 500 | 0.041 | 0.067
CFLMFm2003CZ16rNCGF | CFL | MFm | 2003 | CZ16 | rNCGF | 0.447 | 0.582 | 407.0898 | 497 | 0.043 | 0.068 | -12.1718 | 500 | 0.041 | 0.067
CFLMFm2007CZ01rDXGF | CFL | MFm | 2007 | CZ01 | rDXGF | 0.425 | 0.567 | 359.9767 | 486 | 0.045 | 0.071 | -17.8525 | 500 | 0.041 | 0.067
CFLMFm2007CZ01rDXHP | CFL | MFm | 2007 | CZ01 | rDXHP | 0.88 | 1.197 | 0 | 363 | 0.043 | 0.07 | 0 | 500 | 0.041 | 0.067
CFLMFm2007CZ01rNCEH | CFL | MFm | 2007 | CZ01 | rNCEH | 0.879 | 1.191 | 0 | 130 | 0.043 | 0.068 | 0 | 500 | 0.041 | 0.067
CFLMFm2007CZ01rNCGF | CFL | MFm | 2007 | CZ01 | rNCGF | 0.422 | 0.558 | 360.9664 | 489 | 0.043 | 0.069 | -18.043 | 500 | 0.041 | 0.067
CFLMFm2007CZ02rDXGF | CFL | MFm | 2007 | CZ02 | rDXGF | 0.712 | 1.051 | 308.2058 | 524 | 0.069 | 0.095 | -9.7459 | 500 | 0.041 | 0.068
CFLMFm2007CZ02rDXHP | CFL | MFm | 2007 | CZ02 | rDXHP | 1.098 | 1.585 | 0 | 446 | 0.068 | 0.097 | 0 | 500 | 0.041 | 0.068
CFLMFm2007CZ02rNCEH | CFL | MFm | 2007 | CZ02 | rNCEH | 0.871 | 1.171 | 0 | 298 | 0.043 | 0.069 | 0 | 500 | 0.041 | 0.068
CFLMFm2007CZ02rNCGF | CFL | MFm | 2007 | CZ02 | rNCGF | 0.457 | 0.602 | 308.1122 | 498 | 0.043 | 0.068 | -9.9232 | 500 | 0.041 | 0.068
CFLMFm2007CZ03rDXGF | CFL | MFm | 2007 | CZ03 | rDXGF | 0.528 | 0.75 | 315.8854 | 502 | 0.059 | 0.091 | -10.8844 | 500 | 0.041 | 0.067
CFLMFm2007CZ03rDXHP | CFL | MFm | 2007 | CZ03 | rDXHP | 0.933 | 1.304 | 0 | 428 | 0.055 | 0.089 | 0 | 500 | 0.041 | 0.067
CFLMFm2007CZ03rNCEH | CFL | MFm | 2007 | CZ03 | rNCEH | 0.852 | 1.147 | 0 | 280 | 0.043 | 0.068 | 0 | 500 | 0.041 | 0.067
CFLMFm2007CZ03rNCGF | CFL | MFm | 2007 | CZ03 | rNCGF | 0.429 | 0.565 | 315.9346 | 496 | 0.043 | 0.068 | -10.9269 | 500 | 0.041 | 0.067
CFLMFm2007CZ04rDXGF | CFL | MFm | 2007 | CZ04 | rDXGF | 1.098 | 1.232 | 272.0977 | 546 | 0.062 | 0.085 | -6.8738 | 500 | 0.041 | 0.067
CFLMFm2007CZ04rDXHP | CFL | MFm | 2007 | CZ04 | rDXHP | 1.479 | 1.749 | 0 | 496 | 0.063 | 0.087 | 0 | 500 | 0.041 | 0.067
CFLMFm2007CZ04rNCEH | CFL | MFm | 2007 | CZ04 | rNCEH | 0.831 | 1.112 | 0 | 364 | 0.042 | 0.068 | 0 | 500 | 0.041 | 0.067
CFLMFm2007CZ04rNCGF | CFL | MFm | 2007 | CZ04 | rNCGF | 0.442 | 0.578 | 270.8797 | 503 | 0.043 | 0.068 | -7.0283 | 500 | 0.041 | 0.067
CFLMFm2007CZ05rDXGF | CFL | MFm | 2007 | CZ05 | rDXGF | 0.518 | 0.691 | 293.3832 | 510 | 0.06 | 0.093 | -9.6376 | 500 | 0.044 | 0.074
CFLMFm2007CZ05rDXHP | CFL | MFm | 2007 | CZ05 | rDXHP | 0.925 | 1.25 | 0 | 438 | 0.056 | 0.088 | 0 | 500 | 0.044 | 0.074
CFLMFm2007CZ05rNCEH | CFL | MFm | 2007 | CZ05 | rNCEH | 0.856 | 1.161 | 0 | 308 | 0.045 | 0.075 | 0 | 500 | 0.044 | 0.074
CFLMFm2007CZ05rNCGF | CFL | MFm | 2007 | CZ05 | rNCGF | 0.433 | 0.579 | 293.2181 | 501 | 0.045 | 0.075 | -9.7021 | 500 | 0.044 | 0.074
CFLMFm2007CZ06rDXGF | CFL | MFm | 2007 | CZ06 | rDXGF | 0.823 | 1.147 | 267.8248 | 551 | 0.065 | 0.1 | -6.6299 | 500 | 0.045 | 0.074
CFLMFm2007CZ06rDXHP | CFL | MFm | 2007 | CZ06 | rDXHP | 1.19 | 1.646 | 0 | 502 | 0.065 | 0.101 | 0 | 500 | 0.045 | 0.074
CFLMFm2007CZ06rNCEH | CFL | MFm | 2007 | CZ06 | rNCEH | 0.886 | 1.198 | 0 | 374 | 0.045 | 0.074 | 0 | 500 | 0.045 | 0.074
CFLMFm2007CZ06rNCGF | CFL | MFm | 2007 | CZ06 | rNCGF | 0.497 | 0.668 | 267.0742 | 502 | 0.045 | 0.075 | -6.748 | 500 | 0.045 | 0.074
CFLMFm2007CZ07rDXGF | CFL | MFm | 2007 | CZ07 | rDXGF | 0.933 | 1.071 | 271.6224 | 566 | 0.061 | 0.093 | -7.3479 | 500 | 0.045 | 0.074
CFLMFm2007CZ07rDXHP | CFL | MFm | 2007 | CZ07 | rDXHP | 1.31 | 1.579 | 0 | 513 | 0.061 | 0.094 | 0 | 500 | 0.045 | 0.074
CFLMFm2007CZ07rNCEH | CFL | MFm | 2007 | CZ07 | rNCEH | 0.884 | 1.195 | 0 | 358 | 0.045 | 0.075 | 0 | 500 | 0.045 | 0.074
CFLMFm2007CZ07rNCGF | CFL | MFm | 2007 | CZ07 | rNCGF | 0.495 | 0.664 | 270.377 | 501 | 0.045 | 0.075 | -7.5345 | 500 | 0.045 | 0.074
CFLMFm2007CZ08rDXGF | CFL | MFm | 2007 | CZ08 | rDXGF | 1.239 | 1.293 | 260.4709 | 573 | 0.063 | 0.093 | -5.8759 | 500 | 0.045 | 0.074
CFLMFm2007CZ08rDXHP | CFL | MFm | 2007 | CZ08 | rDXHP | 1.607 | 1.785 | 0 | 534 | 0.064 | 0.094 | 0 | 500 | 0.045 | 0.074
CFLMFm2007CZ08rNCEH | CFL | MFm | 2007 | CZ08 | rNCEH | 0.88 | 1.184 | 0 | 386 | 0.046 | 0.074 | 0 | 500 | 0.045 | 0.074
CFLMFm2007CZ08rNCGF | CFL | MFm | 2007 | CZ08 | rNCGF | 0.509 | 0.678 | 257.9308 | 504 | 0.046 | 0.075 | -6.1202 | 500 | 0.045 | 0.074
CFLMFm2007CZ09rDXGF | CFL | MFm | 2007 | CZ09 | rDXGF | 0.917 | 1.253 | 272.9748 | 559 | 0.064 | 0.095 | -6.5792 | 500 | 0.044 | 0.075
CFLMFm2007CZ09rDXHP | CFL | MFm | 2007 | CZ09 | rDXHP | 1.271 | 1.736 | 0 | 513 | 0.063 | 0.095 | 0 | 500 | 0.044 | 0.075
CFLMFm2007CZ09rNCEH | CFL | MFm | 2007 | CZ09 | rNCEH | 0.858 | 1.155 | 0 | 365 | 0.044 | 0.074 | 0 | 500 | 0.044 | 0.075
CFLMFm2007CZ09rNCGF | CFL | MFm | 2007 | CZ09 | rNCGF | 0.487 | 0.649 | 270.7373 | 502 | 0.046 | 0.076 | -6.8248 | 500 | 0.044 | 0.075
CFLMFm2007CZ10rDXGF | CFL | MFm | 2007 | CZ10 | rDXGF | 1.012 | 1.19 | 262.6519 | 561 | 0.058 | 0.08 | -5.7009 | 500 | 0.04 | 0.062
CFLMFm2007CZ10rDXHP | CFL | MFm | 2007 | CZ10 | rDXHP | 1.378 | 1.689 | 0 | 515 | 0.058 | 0.079 | 0 | 500 | 0.04 | 0.062
CFLMFm2007CZ10rNCEH | CFL | MFm | 2007 | CZ10 | rNCEH | 0.849 | 1.124 | 0 | 386 | 0.041 | 0.062 | 0 | 500 | 0.04 | 0.062
CFLMFm2007CZ10rNCGF | CFL | MFm | 2007 | CZ10 | rNCGF | 0.469 | 0.603 | 260.6359 | 504 | 0.041 | 0.063 | -5.9384 | 500 | 0.04 | 0.062
CFLMFm2007CZ11rDXGF | CFL | MFm | 2007 | CZ11 | rDXGF | 1.423 | 1.599 | 307.3901 | 559 | 0.055 | 0.078 | -9.3706 | 500 | 0.04 | 0.062
CFLMFm2007CZ11rDXHP | CFL | MFm | 2007 | CZ11 | rDXHP | 1.81 | 2.119 | 0 | 488 | 0.055 | 0.079 | 0 | 500 | 0.04 | 0.062
CFLMFm2007CZ11rNCEH | CFL | MFm | 2007 | CZ11 | rNCEH | 0.852 | 1.129 | 0 | 306 | 0.041 | 0.062 | 0 | 500 | 0.04 | 0.062
CFLMFm2007CZ11rNCGF | CFL | MFm | 2007 | CZ11 | rNCGF | 0.47 | 0.606 | 304.0018 | 499 | 0.041 | 0.063 | -9.6218 | 500 | 0.04 | 0.062
CFLMFm2007CZ12rDXGF | CFL | MFm | 2007 | CZ12 | rDXGF | 1.17 | 1.433 | 291.6139 | 553 | 0.058 | 0.08 | -7.6189 | 500 | 0.04 | 0.062
CFLMFm2007CZ12rDXHP | CFL | MFm | 2007 | CZ12 | rDXHP | 1.561 | 1.968 | 0 | 492 | 0.058 | 0.08 | 0 | 500 | 0.04 | 0.062
CFLMFm2007CZ12rNCEH | CFL | MFm | 2007 | CZ12 | rNCEH | 0.868 | 1.155 | 0 | 345 | 0.041 | 0.062 | 0 | 500 | 0.04 | 0.062
CFLMFm2007CZ12rNCGF | CFL | MFm | 2007 | CZ12 | rNCGF | 0.468 | 0.604 | 289.8593 | 501 | 0.041 | 0.063 | -7.8304 | 500 | 0.04 | 0.062
CFLMFm2007CZ13rDXGF | CFL | MFm | 2007 | CZ13 | rDXGF | 1.207 | 1.484 | 282.6565 | 565 | 0.059 | 0.08 | -7.2848 | 500 | 0.04 | 0.062
CFLMFm2007CZ13rDXHP | CFL | MFm | 2007 | CZ13 | rDXHP | 1.57 | 1.978 | 0 | 511 | 0.057 | 0.081 | 0 | 500 | 0.04 | 0.062
CFLMFm2007CZ13rNCEH | CFL | MFm | 2007 | CZ13 | rNCEH | 0.845 | 1.118 | 0 | 356 | 0.041 | 0.063 | 0 | 500 | 0.04 | 0.062
CFLMFm2007CZ13rNCGF | CFL | MFm | 2007 | CZ13 | rNCGF | 0.473 | 0.608 | 279.0761 | 502 | 0.041 | 0.063 | -7.5491 | 500 | 0.04 | 0.062
CFLMFm2007CZ14rDXGF | CFL | MFm | 2007 | CZ14 | rDXGF | 1.532 | 1.634 | 323.3301 | 559 | 0.053 | 0.077 | -9.8077 | 500 | 0.04 | 0.061
CFLMFm2007CZ14rDXHP | CFL | MFm | 2007 | CZ14 | rDXHP | 1.92 | 2.152 | 0 | 482 | 0.054 | 0.078 | 0 | 500 | 0.04 | 0.061
CFLMFm2007CZ14rNCEH | CFL | MFm | 2007 | CZ14 | rNCEH | 0.861 | 1.142 | 0 | 295 | 0.04 | 0.063 | 0 | 500 | 0.04 | 0.061
CFLMFm2007CZ14rNCGF | CFL | MFm | 2007 | CZ14 | rNCGF | 0.479 | 0.617 | 318.0242 | 498 | 0.041 | 0.063 | -10.0552 | 500 | 0.04 | 0.061
CFLMFm2007CZ15rDXGF | CFL | MFm | 2007 | CZ15 | rDXGF | 1.541 | 1.735 | 231.2463 | 587 | 0.057 | 0.082 | -3.8946 | 500 | 0.04 | 0.061
CFLMFm2007CZ15rDXHP | CFL | MFm | 2007 | CZ15 | rDXHP | 1.857 | 2.151 | 0 | 559 | 0.057 | 0.081 | 0 | 500 | 0.04 | 0.061
CFLMFm2007CZ15rNCEH | CFL | MFm | 2007 | CZ15 | rNCEH | 0.813 | 1.063 | 0 | 426 | 0.041 | 0.063 | 0 | 500 | 0.04 | 0.061
CFLMFm2007CZ15rNCGF | CFL | MFm | 2007 | CZ15 | rNCGF | 0.494 | 0.631 | 225.6282 | 505 | 0.041 | 0.063 | -4.2061 | 500 | 0.04 | 0.061
CFLMFm2007CZ16rDXGF | CFL | MFm | 2007 | CZ16 | rDXGF | 0.921 | 1.082 | 391.8332 | 532 | 0.055 | 0.083 | -12.1016 | 500 | 0.041 | 0.067
CFLMFm2007CZ16rDXHP | CFL | MFm | 2007 | CZ16 | rDXHP | 1.325 | 1.632 | 0 | 420 | 0.057 | 0.083 | 0 | 500 | 0.041 | 0.067
CFLMFm2007CZ16rNCEH | CFL | MFm | 2007 | CZ16 | rNCEH | 0.859 | 1.153 | 0 | 257 | 0.043 | 0.068 | 0 | 500 | 0.041 | 0.067
CFLMFm2007CZ16rNCGF | CFL | MFm | 2007 | CZ16 | rNCGF | 0.443 | 0.578 | 389.8632 | 496 | 0.043 | 0.068 | -12.2951 | 500 | 0.041 | 0.067
CFLMFm2011CZ01rDXGF | CFL | MFm | 2011 | CZ01 | rDXGF | 0.428 | 0.57 | 341.8819 | 489 | 0.046 | 0.072 | -17.0042 | 500 | 0.041 | 0.067
CFLMFm2011CZ01rDXHP | CFL | MFm | 2011 | CZ01 | rDXHP | 0.882 | 1.199 | 0 | 369 | 0.044 | 0.071 | 0 | 500 | 0.041 | 0.067
CFLMFm2011CZ01rNCEH | CFL | MFm | 2011 | CZ01 | rNCEH | 0.88 | 1.192 | 0 | 149 | 0.043 | 0.069 | 0 | 500 | 0.041 | 0.067
CFLMFm2011CZ01rNCGF | CFL | MFm | 2011 | CZ01 | rNCGF | 0.423 | 0.559 | 342.6498 | 491 | 0.043 | 0.069 | -17.1802 | 500 | 0.041 | 0.067
CFLMFm2011CZ02rDXGF | CFL | MFm | 2011 | CZ02 | rDXGF | 0.708 | 1.046 | 293.8195 | 530 | 0.068 | 0.095 | -9.05 | 500 | 0.041 | 0.068
CFLMFm2011CZ02rDXHP | CFL | MFm | 2011 | CZ02 | rDXHP | 1.094 | 1.58 | 0 | 454 | 0.067 | 0.096 | 0 | 500 | 0.041 | 0.068
CFLMFm2011CZ02rNCEH | CFL | MFm | 2011 | CZ02 | rNCEH | 0.871 | 1.171 | 0 | 316 | 0.043 | 0.068 | 0 | 500 | 0.041 | 0.068
CFLMFm2011CZ02rNCGF | CFL | MFm | 2011 | CZ02 | rNCGF | 0.458 | 0.603 | 293.5041 | 500 | 0.043 | 0.069 | -9.2267 | 500 | 0.041 | 0.068
CFLMFm2011CZ03rDXGF | CFL | MFm | 2011 | CZ03 | rDXGF | 0.532 | 0.753 | 296.0863 | 506 | 0.061 | 0.091 | -10.0176 | 500 | 0.041 | 0.067
CFLMFm2011CZ03rDXHP | CFL | MFm | 2011 | CZ03 | rDXHP | 0.937 | 1.307 | 0 | 435 | 0.057 | 0.09 | 0 | 500 | 0.041 | 0.067
CFLMFm2011CZ03rNCEH | CFL | MFm | 2011 | CZ03 | rNCEH | 0.852 | 1.147 | 0 | 299 | 0.042 | 0.068 | 0 | 500 | 0.041 | 0.067
CFLMFm2011CZ03rNCGF | CFL | MFm | 2011 | CZ03 | rNCGF | 0.429 | 0.566 | 296.0628 | 498 | 0.042 | 0.069 | -10.0732 | 500 | 0.041 | 0.067
CFLMFm2011CZ04rDXGF | CFL | MFm | 2011 | CZ04 | rDXGF | 1.061 | 1.2 | 259.3383 | 555 | 0.062 | 0.086 | -5.929 | 500 | 0.041 | 0.067
CFLMFm2011CZ04rDXHP | CFL | MFm | 2011 | CZ04 | rDXHP | 1.445 | 1.718 | 0 | 509 | 0.065 | 0.088 | 0 | 500 | 0.041 | 0.067
CFLMFm2011CZ04rNCEH | CFL | MFm | 2011 | CZ04 | rNCEH | 0.832 | 1.112 | 0 | 386 | 0.043 | 0.068 | 0 | 500 | 0.041 | 0.067
CFLMFm2011CZ04rNCGF | CFL | MFm | 2011 | CZ04 | rNCGF | 0.442 | 0.579 | 257.8926 | 506 | 0.043 | 0.069 | -6.1146 | 500 | 0.041 | 0.067
CFLMFm2011CZ05rDXGF | CFL | MFm | 2011 | CZ05 | rDXGF | 0.495 | 0.665 | 282.7934 | 513 | 0.058 | 0.091 | -9.5622 | 500 | 0.044 | 0.074
CFLMFm2011CZ05rDXHP | CFL | MFm | 2011 | CZ05 | rDXHP | 0.905 | 1.228 | 0 | 440 | 0.057 | 0.089 | 0 | 500 | 0.044 | 0.074
CFLMFm2011CZ05rNCEH | CFL | MFm | 2011 | CZ05 | rNCEH | 0.855 | 1.16 | 0 | 314 | 0.045 | 0.075 | 0 | 500 | 0.044 | 0.074
CFLMFm2011CZ05rNCGF | CFL | MFm | 2011 | CZ05 | rNCGF | 0.432 | 0.578 | 282.6328 | 502 | 0.045 | 0.075 | -9.6286 | 500 | 0.044 | 0.074
CFLMFm2011CZ06rDXGF | CFL | MFm | 2011 | CZ06 | rDXGF | 0.775 | 1.093 | 260.1725 | 554 | 0.065 | 0.101 | -6.6147 | 500 | 0.045 | 0.074
CFLMFm2011CZ06rDXHP | CFL | MFm | 2011 | CZ06 | rDXHP | 1.144 | 1.593 | 0 | 504 | 0.064 | 0.102 | 0 | 500 | 0.045 | 0.074
CFLMFm2011CZ06rNCEH | CFL | MFm | 2011 | CZ06 | rNCEH | 0.885 | 1.198 | 0 | 377 | 0.045 | 0.075 | 0 | 500 | 0.045 | 0.074
CFLMFm2011CZ06rNCGF | CFL | MFm | 2011 | CZ06 | rNCGF | 0.496 | 0.667 | 259.5695 | 503 | 0.045 | 0.075 | -6.7441 | 500 | 0.045 | 0.074
CFLMFm2011CZ07rDXGF | CFL | MFm | 2011 | CZ07 | rDXGF | 0.924 | 1.068 | 257.1659 | 578 | 0.061 | 0.093 | -6.2577 | 500 | 0.045 | 0.074
CFLMFm2011CZ07rDXHP | CFL | MFm | 2011 | CZ07 | rDXHP | 1.304 | 1.579 | 0 | 531 | 0.061 | 0.093 | 0 | 500 | 0.045 | 0.074
CFLMFm2011CZ07rNCEH | CFL | MFm | 2011 | CZ07 | rNCEH | 0.884 | 1.195 | 0 | 383 | 0.044 | 0.074 | 0 | 500 | 0.045 | 0.074
CFLMFm2011CZ07rNCGF | CFL | MFm | 2011 | CZ07 | rNCGF | 0.496 | 0.665 | 255.7708 | 504 | 0.045 | 0.075 | -6.4385 | 500 | 0.045 | 0.074
CFLMFm2011CZ08rDXGF | CFL | MFm | 2011 | CZ08 | rDXGF | 1.199 | 1.267 | 248.4174 | 581 | 0.064 | 0.093 | -5.2353 | 500 | 0.045 | 0.074
CFLMFm2011CZ08rDXHP | CFL | MFm | 2011 | CZ08 | rDXHP | 1.571 | 1.762 | 0 | 544 | 0.064 | 0.095 | 0 | 500 | 0.045 | 0.074
CFLMFm2011CZ08rNCEH | CFL | MFm | 2011 | CZ08 | rNCEH | 0.88 | 1.185 | 0 | 401 | 0.045 | 0.075 | 0 | 500 | 0.045 | 0.074
CFLMFm2011CZ08rNCGF | CFL | MFm | 2011 | CZ08 | rNCGF | 0.509 | 0.679 | 245.5602 | 506 | 0.045 | 0.075 | -5.5158 | 500 | 0.045 | 0.074
CFLMFm2011CZ09rDXGF | CFL | MFm | 2011 | CZ09 | rDXGF | 0.874 | 1.216 | 258.382 | 567 | 0.063 | 0.096 | -6.0196 | 500 | 0.044 | 0.075
CFLMFm2011CZ09rDXHP | CFL | MFm | 2011 | CZ09 | rDXHP | 1.23 | 1.699 | 0 | 523 | 0.062 | 0.095 | 0 | 500 | 0.044 | 0.075
CFLMFm2011CZ09rNCEH | CFL | MFm | 2011 | CZ09 | rNCEH | 0.859 | 1.156 | 0 | 382 | 0.045 | 0.075 | 0 | 500 | 0.044 | 0.075
CFLMFm2011CZ09rNCGF | CFL | MFm | 2011 | CZ09 | rNCGF | 0.487 | 0.649 | 255.894 | 504 | 0.045 | 0.075 | -6.266 | 500 | 0.044 | 0.075
CFLMFm2011CZ10rDXGF | CFL | MFm | 2011 | CZ10 | rDXGF | 0.984 | 1.172 | 254.8743 | 566 | 0.059 | 0.08 | -5.3921 | 500 | 0.04 | 0.062
CFLMFm2011CZ10rDXHP | CFL | MFm | 2011 | CZ10 | rDXHP | 1.349 | 1.671 | 0 | 520 | 0.058 | 0.08 | 0 | 500 | 0.04 | 0.062
CFLMFm2011CZ10rNCEH | CFL | MFm | 2011 | CZ10 | rNCEH | 0.849 | 1.124 | 0 | 395 | 0.041 | 0.062 | 0 | 500 | 0.04 | 0.062
CFLMFm2011CZ10rNCGF | CFL | MFm | 2011 | CZ10 | rNCGF | 0.469 | 0.603 | 252.6189 | 506 | 0.041 | 0.063 | -5.6567 | 500 | 0.04 | 0.062
CFLMFm2011CZ11rDXGF | CFL | MFm | 2011 | CZ11 | rDXGF | 1.382 | 1.563 | 292.6899 | 564 | 0.057 | 0.08 | -8.9713 | 500 | 0.04 | 0.062
CFLMFm2011CZ11rDXHP | CFL | MFm | 2011 | CZ11 | rDXHP | 1.768 | 2.081 | 0 | 493 | 0.055 | 0.08 | 0 | 500 | 0.04 | 0.062
CFLMFm2011CZ11rNCEH | CFL | MFm | 2011 | CZ11 | rNCEH | 0.852 | 1.13 | 0 | 316 | 0.041 | 0.063 | 0 | 500 | 0.04 | 0.062
CFLMFm2011CZ11rNCGF | CFL | MFm | 2011 | CZ11 | rNCGF | 0.47 | 0.606 | 289.0839 | 500 | 0.041 | 0.063 | -9.229 | 500 | 0.04 | 0.062
CFLMFm2011CZ12rDXGF | CFL | MFm | 2011 | CZ12 | rDXGF | 1.138 | 1.406 | 279.6231 | 558 | 0.059 | 0.081 | -7.1446 | 500 | 0.04 | 0.062
CFLMFm2011CZ12rDXHP | CFL | MFm | 2011 | CZ12 | rDXHP | 1.529 | 1.941 | 0 | 499 | 0.059 | 0.081 | 0 | 500 | 0.04 | 0.062
CFLMFm2011CZ12rNCEH | CFL | MFm | 2011 | CZ12 | rNCEH | 0.868 | 1.155 | 0 | 358 | 0.041 | 0.062 | 0 | 500 | 0.04 | 0.062
CFLMFm2011CZ12rNCGF | CFL | MFm | 2011 | CZ12 | rNCGF | 0.469 | 0.605 | 277.6297 | 503 | 0.041 | 0.063 | -7.3701 | 500 | 0.04 | 0.062
CFLMFm2011CZ13rDXGF | CFL | MFm | 2011 | CZ13 | rDXGF | 1.165 | 1.449 | 272.0381 | 569 | 0.059 | 0.082 | -6.9559 | 500 | 0.04 | 0.062
CFLMFm2011CZ13rDXHP | CFL | MFm | 2011 | CZ13 | rDXHP | 1.527 | 1.939 | 0 | 517 | 0.058 | 0.082 | 0 | 500 | 0.04 | 0.062
CFLMFm2011CZ13rNCEH | CFL | MFm | 2011 | CZ13 | rNCEH | 0.845 | 1.118 | 0 | 365 | 0.04 | 0.062 | 0 | 500 | 0.04 | 0.062
CFLMFm2011CZ13rNCGF | CFL | MFm | 2011 | CZ13 | rNCGF | 0.473 | 0.609 | 268.2125 | 503 | 0.041 | 0.063 | -7.2326 | 500 | 0.04 | 0.062
CFLMFm2011CZ14rDXGF | CFL | MFm | 2011 | CZ14 | rDXGF | 1.494 | 1.599 | 303.7371 | 562 | 0.054 | 0.078 | -9.4685 | 500 | 0.04 | 0.061
CFLMFm2011CZ14rDXHP | CFL | MFm | 2011 | CZ14 | rDXHP | 1.881 | 2.114 | 0 | 487 | 0.054 | 0.078 | 0 | 500 | 0.04 | 0.061
CFLMFm2011CZ14rNCEH | CFL | MFm | 2011 | CZ14 | rNCEH | 0.862 | 1.142 | 0 | 305 | 0.041 | 0.062 | 0 | 500 | 0.04 | 0.061
CFLMFm2011CZ14rNCGF | CFL | MFm | 2011 | CZ14 | rNCGF | 0.48 | 0.617 | 298.1579 | 499 | 0.041 | 0.063 | -9.7529 | 500 | 0.04 | 0.061
CFLMFm2011CZ15rDXGF | CFL | MFm | 2011 | CZ15 | rDXGF | 1.485 | 1.683 | 225.7611 | 592 | 0.059 | 0.083 | -3.742 | 500 | 0.04 | 0.061
CFLMFm2011CZ15rDXHP | CFL | MFm | 2011 | CZ15 | rDXHP | 1.798 | 2.097 | 0 | 564 | 0.058 | 0.082 | 0 | 500 | 0.04 | 0.061
CFLMFm2011CZ15rNCEH | CFL | MFm | 2011 | CZ15 | rNCEH | 0.813 | 1.063 | 0 | 430 | 0.041 | 0.063 | 0 | 500 | 0.04 | 0.061
CFLMFm2011CZ15rNCGF | CFL | MFm | 2011 | CZ15 | rNCGF | 0.495 | 0.632 | 219.8898 | 506 | 0.042 | 0.063 | -4.0588 | 500 | 0.04 | 0.061
CFLMFm2011CZ16rDXGF | CFL | MFm | 2011 | CZ16 | rDXGF | 0.908 | 1.07 | 369.4588 | 535 | 0.056 | 0.083 | -11.7623 | 500 | 0.041 | 0.067
CFLMFm2011CZ16rDXHP | CFL | MFm | 2011 | CZ16 | rDXHP | 1.312 | 1.622 | 0 | 423 | 0.056 | 0.084 | 0 | 500 | 0.041 | 0.067
CFLMFm2011CZ16rNCEH | CFL | MFm | 2011 | CZ16 | rNCEH | 0.859 | 1.153 | 0 | 265 | 0.042 | 0.068 | 0 | 500 | 0.041 | 0.067
CFLMFm2011CZ16rNCGF | CFL | MFm | 2011 | CZ16 | rNCGF | 0.443 | 0.579 | 367.2862 | 497 | 0.043 | 0.069 | -11.9807 | 500 | 0.041 | 0.067
CFLMFm2015CZ01rDXGF | CFL | MFm | 2015 | CZ01 | rDXGF | 0.432 | 0.576 | 320.4851 | 494 | 0.047 | 0.075 | -15.7103 | 500 | 0.041 | 0.067
CFLMFm2015CZ01rDXHP | CFL | MFm | 2015 | CZ01 | rDXHP | 0.878 | 1.188 | 0 | 385 | 0.045 | 0.071 | 0 | 500 | 0.041 | 0.067
CFLMFm2015CZ01rNCEH | CFL | MFm | 2015 | CZ01 | rNCEH | 0.874 | 1.179 | 0 | 179 | 0.043 | 0.068 | 0 | 500 | 0.041 | 0.067
CFLMFm2015CZ01rNCGF | CFL | MFm | 2015 | CZ01 | rNCGF | 0.425 | 0.562 | 320.8281 | 494 | 0.044 | 0.07 | -15.8059 | 500 | 0.041 | 0.067
CFLMFm2015CZ02rDXGF | CFL | MFm | 2015 | CZ02 | rDXGF | 0.651 | 0.965 | 286.446 | 527 | 0.064 | 0.093 | -9.1541 | 500 | 0.041 | 0.068
CFLMFm2015CZ02rDXHP | CFL | MFm | 2015 | CZ02 | rDXHP | 1.041 | 1.498 | 0 | 456 | 0.065 | 0.095 | 0 | 500 | 0.041 | 0.068
CFLMFm2015CZ02rNCEH | CFL | MFm | 2015 | CZ02 | rNCEH | 0.864 | 1.158 | 0 | 318 | 0.042 | 0.068 | 0 | 500 | 0.041 | 0.068
CFLMFm2015CZ02rNCGF | CFL | MFm | 2015 | CZ02 | rNCGF | 0.458 | 0.603 | 285.9901 | 501 | 0.043 | 0.069 | -9.3062 | 500 | 0.041 | 0.068
CFLMFm2015CZ03rDXGF | CFL | MFm | 2015 | CZ03 | rDXGF | 0.526 | 0.739 | 276.5263 | 511 | 0.059 | 0.088 | -8.7616 | 500 | 0.041 | 0.067
CFLMFm2015CZ03rDXHP | CFL | MFm | 2015 | CZ03 | rDXHP | 0.929 | 1.29 | 0 | 452 | 0.057 | 0.089 | 0 | 500 | 0.041 | 0.067
CFLMFm2015CZ03rNCEH | CFL | MFm | 2015 | CZ03 | rNCEH | 0.846 | 1.135 | 0 | 325 | 0.042 | 0.068 | 0 | 500 | 0.041 | 0.067
CFLMFm2015CZ03rNCGF | CFL | MFm | 2015 | CZ03 | rNCGF | 0.431 | 0.567 | 276.3217 | 501 | 0.043 | 0.068 | -8.803 | 500 | 0.041 | 0.067
CFLMFm2015CZ04rDXGF | CFL | MFm | 2015 | CZ04 | rDXGF | 0.97 | 1.106 | 254.1595 | 551 | 0.062 | 0.085 | -5.9976 | 500 | 0.041 | 0.067
CFLMFm2015CZ04rDXHP | CFL | MFm | 2015 | CZ04 | rDXHP | 1.359 | 1.625 | 0 | 509 | 0.063 | 0.086 | 0 | 500 | 0.041 | 0.067
CFLMFm2015CZ04rNCEH | CFL | MFm | 2015 | CZ04 | rNCEH | 0.826 | 1.1 | 0 | 388 | 0.043 | 0.068 | 0 | 500 | 0.041 | 0.067
CFLMFm2015CZ04rNCGF | CFL | MFm | 2015 | CZ04 | rNCGF | 0.442 | 0.579 | 252.7081 | 506 | 0.043 | 0.069 | -6.175 | 500 | 0.041 | 0.067
CFLMFm2015CZ05rDXGF | CFL | MFm | 2015 | CZ05 | rDXGF | 0.519 | 0.691 | 261.0557 | 524 | 0.062 | 0.093 | -6.5873 | 500 | 0.044 | 0.074
CFLMFm2015CZ05rDXHP | CFL | MFm | 2015 | CZ05 | rDXHP | 0.92 | 1.242 | 0 | 471 | 0.058 | 0.092 | 0 | 500 | 0.044 | 0.074
CFLMFm2015CZ05rNCEH | CFL | MFm | 2015 | CZ05 | rNCEH | 0.85 | 1.149 | 0 | 375 | 0.044 | 0.075 | 0 | 500 | 0.044 | 0.074
CFLMFm2015CZ05rNCGF | CFL | MFm | 2015 | CZ05 | rNCGF | 0.435 | 0.581 | 260.6461 | 508 | 0.046 | 0.075 | -6.6571 | 500 | 0.044 | 0.074
CFLMFm2015CZ06rDXGF | CFL | MFm | 2015 | CZ06 | rDXGF | 0.708 | 1.009 | 253.495 | 550 | 0.061 | 0.098 | -6.5117 | 500 | 0.045 | 0.074
CFLMFm2015CZ06rDXHP | CFL | MFm | 2015 | CZ06 | rDXHP | 1.086 | 1.517 | 0 | 505 | 0.063 | 0.102 | 0 | 500 | 0.045 | 0.074
CFLMFm2015CZ06rNCEH | CFL | MFm | 2015 | CZ06 | rNCEH | 0.879 | 1.186 | 0 | 379 | 0.044 | 0.074 | 0 | 500 | 0.045 | 0.074
CFLMFm2015CZ06rNCGF | CFL | MFm | 2015 | CZ06 | rNCGF | 0.496 | 0.667 | 252.8843 | 504 | 0.045 | 0.075 | -6.6114 | 500 | 0.045 | 0.074
CFLMFm2015CZ07rDXGF | CFL | MFm | 2015 | CZ07 | rDXGF | 0.835 | 0.994 | 250.7736 | 571 | 0.059 | 0.091 | -6.0937 | 500 | 0.045 | 0.074
CFLMFm2015CZ07rDXHP | CFL | MFm | 2015 | CZ07 | rDXHP | 1.228 | 1.513 | 0 | 532 | 0.06 | 0.092 | 0 | 500 | 0.045 | 0.074
CFLMFm2015CZ07rNCEH | CFL | MFm | 2015 | CZ07 | rNCEH | 0.878 | 1.184 | 0 | 385 | 0.044 | 0.075 | 0 | 500 | 0.045 | 0.074
CFLMFm2015CZ07rNCGF | CFL | MFm | 2015 | CZ07 | rNCGF | 0.496 | 0.666 | 249.3908 | 504 | 0.045 | 0.075 | -6.2952 | 500 | 0.045 | 0.074
CFLMFm2015CZ08rDXGF | CFL | MFm | 2015 | CZ08 | rDXGF | 1.092 | 1.174 | 244.0301 | 574 | 0.061 | 0.091 | -5.377 | 500 | 0.045 | 0.074
CFLMFm2015CZ08rDXHP | CFL | MFm | 2015 | CZ08 | rDXHP | 1.478 | 1.675 | 0 | 542 | 0.063 | 0.093 | 0 | 500 | 0.045 | 0.074
CFLMFm2015CZ08rNCEH | CFL | MFm | 2015 | CZ08 | rNCEH | 0.874 | 1.174 | 0 | 400 | 0.045 | 0.075 | 0 | 500 | 0.045 | 0.074
CFLMFm2015CZ08rNCGF | CFL | MFm | 2015 | CZ08 | rNCGF | 0.509 | 0.679 | 241.2162 | 506 | 0.045 | 0.075 | -5.6685 | 500 | 0.045 | 0.074
CFLMFm2015CZ09rDXGF | CFL | MFm | 2015 | CZ09 | rDXGF | 0.795 | 1.12 | 253.5421 | 561 | 0.061 | 0.094 | -6.1049 | 500 | 0.044 | 0.075
CFLMFm2015CZ09rDXHP | CFL | MFm | 2015 | CZ09 | rDXHP | 1.158 | 1.607 | 0 | 521 | 0.061 | 0.095 | 0 | 500 | 0.044 | 0.075
CFLMFm2015CZ09rNCEH | CFL | MFm | 2015 | CZ09 | rNCEH | 0.853 | 1.145 | 0 | 381 | 0.045 | 0.075 | 0 | 500 | 0.044 | 0.075
CFLMFm2015CZ09rNCGF | CFL | MFm | 2015 | CZ09 | rNCGF | 0.487 | 0.649 | 251.0689 | 504 | 0.045 | 0.075 | -6.3589 | 500 | 0.044 | 0.075
CFLMFm2015CZ10rDXGF | CFL | MFm | 2015 | CZ10 | rDXGF | 0.904 | 1.093 | 248.3783 | 561 | 0.057 | 0.079 | -5.2683 | 500 | 0.04 | 0.062
CFLMFm2015CZ10rDXHP | CFL | MFm | 2015 | CZ10 | rDXHP | 1.282 | 1.601 | 0 | 521 | 0.057 | 0.079 | 0 | 500 | 0.04 | 0.062
CFLMFm2015CZ10rNCEH | CFL | MFm | 2015 | CZ10 | rNCEH | 0.844 | 1.113 | 0 | 399 | 0.041 | 0.062 | 0 | 500 | 0.04 | 0.062
CFLMFm2015CZ10rNCGF | CFL | MFm | 2015 | CZ10 | rNCGF | 0.47 | 0.604 | 245.9316 | 506 | 0.042 | 0.063 | -5.5459 | 500 | 0.04 | 0.062
CFLMFm2015CZ11rDXGF | CFL | MFm | 2015 | CZ11 | rDXGF | 1.282 | 1.461 | 284.8953 | 559 | 0.055 | 0.079 | -8.8686 | 500 | 0.04 | 0.062
CFLMFm2015CZ11rDXHP | CFL | MFm | 2015 | CZ11 | rDXHP | 1.67 | 1.975 | 0 | 494 | 0.054 | 0.079 | 0 | 500 | 0.04 | 0.062
CFLMFm2015CZ11rNCEH | CFL | MFm | 2015 | CZ11 | rNCEH | 0.846 | 1.118 | 0 | 320 | 0.041 | 0.063 | 0 | 500 | 0.04 | 0.062
CFLMFm2015CZ11rNCGF | CFL | MFm | 2015 | CZ11 | rNCGF | 0.47 | 0.606 | 281.1028 | 501 | 0.041 | 0.063 | -9.1088 | 500 | 0.04 | 0.062
CFLMFm2015CZ12rDXGF | CFL | MFm | 2015 | CZ12 | rDXGF | 1.036 | 1.294 | 275.336 | 552 | 0.058 | 0.079 | -7.3339 | 500 | 0.04 | 0.062
CFLMFm2015CZ12rDXHP | CFL | MFm | 2015 | CZ12 | rDXHP | 1.434 | 1.832 | 0 | 497 | 0.057 | 0.079 | 0 | 500 | 0.04 | 0.062
CFLMFm2015CZ12rNCEH | CFL | MFm | 2015 | CZ12 | rNCEH | 0.862 | 1.143 | 0 | 356 | 0.041 | 0.063 | 0 | 500 | 0.04 | 0.062
CFLMFm2015CZ12rNCGF | CFL | MFm | 2015 | CZ12 | rNCGF | 0.468 | 0.604 | 273.3233 | 503 | 0.041 | 0.063 | -7.5487 | 500 | 0.04 | 0.062
CFLMFm2015CZ13rDXGF | CFL | MFm | 2015 | CZ13 | rDXGF | 1.074 | 1.346 | 265.9416 | 564 | 0.058 | 0.081 | -6.9147 | 500 | 0.04 | 0.062
CFLMFm2015CZ13rDXHP | CFL | MFm | 2015 | CZ13 | rDXHP | 1.446 | 1.842 | 0 | 517 | 0.058 | 0.081 | 0 | 500 | 0.04 | 0.062
CFLMFm2015CZ13rNCEH | CFL | MFm | 2015 | CZ13 | rNCEH | 0.84 | 1.107 | 0 | 368 | 0.041 | 0.062 | 0 | 500 | 0.04 | 0.062
CFLMFm2015CZ13rNCGF | CFL | MFm | 2015 | CZ13 | rNCGF | 0.474 | 0.609 | 261.9492 | 504 | 0.042 | 0.063 | -7.1802 | 500 | 0.04 | 0.062
CFLMFm2015CZ14rDXGF | CFL | MFm | 2015 | CZ14 | rDXGF | 1.365 | 1.477 | 300.8853 | 556 | 0.055 | 0.079 | -9.781 | 500 | 0.04 | 0.061
CFLMFm2015CZ14rDXHP | CFL | MFm | 2015 | CZ14 | rDXHP | 1.763 | 1.992 | 0 | 486 | 0.054 | 0.079 | 0 | 500 | 0.04 | 0.061
CFLMFm2015CZ14rNCEH | CFL | MFm | 2015 | CZ14 | rNCEH | 0.855 | 1.13 | 0 | 301 | 0.04 | 0.062 | 0 | 500 | 0.04 | 0.061
CFLMFm2015CZ14rNCGF | CFL | MFm | 2015 | CZ14 | rNCGF | 0.479 | 0.617 | 295.2674 | 499 | 0.041 | 0.063 | -10.0479 | 500 | 0.04 | 0.061
CFLMFm2015CZ15rDXGF | CFL | MFm | 2015 | CZ15 | rDXGF | 1.362 | 1.557 | 221.9225 | 585 | 0.058 | 0.082 | -3.744 | 500 | 0.04 | 0.061
CFLMFm2015CZ15rDXHP | CFL | MFm | 2015 | CZ15 | rDXHP | 1.693 | 1.987 | 0 | 561 | 0.057 | 0.081 | 0 | 500 | 0.04 | 0.061
CFLMFm2015CZ15rNCEH | CFL | MFm | 2015 | CZ15 | rNCEH | 0.809 | 1.054 | 0 | 431 | 0.041 | 0.063 | 0 | 500 | 0.04 | 0.061
CFLMFm2015CZ15rNCGF | CFL | MFm | 2015 | CZ15 | rNCGF | 0.495 | 0.632 | 215.9368 | 506 | 0.041 | 0.062 | -4.0554 | 500 | 0.04 | 0.061
CFLMFm2015CZ16rDXGF | CFL | MFm | 2015 | CZ16 | rDXGF | 0.804 | 0.958 | 369.6624 | 529 | 0.055 | 0.082 | -12.838 | 500 | 0.041 | 0.067
CFLMFm2015CZ16rDXHP | CFL | MFm | 2015 | CZ16 | rDXHP | 1.214 | 1.511 | 0 | 418 | 0.055 | 0.083 | 0 | 500 | 0.041 | 0.067
CFLMFm2015CZ16rNCEH | CFL | MFm | 2015 | CZ16 | rNCEH | 0.852 | 1.139 | 0 | 247 | 0.043 | 0.068 | 0 | 500 | 0.041 | 0.067
CFLMFm2015CZ16rNCGF | CFL | MFm | 2015 | CZ16 | rNCGF | 0.441 | 0.577 | 367.5138 | 496 | 0.043 | 0.069 | -12.9991 | 500 | 0.041 | 0.067
CFLMFm2017CZ01rDXGF | CFL | MFm | 2017 | CZ01 | rDXGF | 0.433 | 0.576 | 318.0006 | 494 | 0.047 | 0.074 | -15.3686 | 500 | 0.041 | 0.067
CFLMFm2017CZ01rDXHP | CFL | MFm | 2017 | CZ01 | rDXHP | 0.879 | 1.189 | 0 | 388 | 0.046 | 0.072 | 0 | 500 | 0.041 | 0.067
CFLMFm2017CZ01rNCEH | CFL | MFm | 2017 | CZ01 | rNCEH | 0.874 | 1.179 | 0 | 182 | 0.043 | 0.068 | 0 | 500 | 0.041 | 0.067
CFLMFm2017CZ01rNCGF | CFL | MFm | 2017 | CZ01 | rNCGF | 0.425 | 0.562 | 318.1889 | 494 | 0.044 | 0.069 | -15.4343 | 500 | 0.041 | 0.067
CFLMFm2017CZ02rDXGF | CFL | MFm | 2017 | CZ02 | rDXGF | 0.642 | 0.955 | 282.5729 | 528 | 0.064 | 0.094 | -8.8671 | 500 | 0.041 | 0.068
CFLMFm2017CZ02rDXHP | CFL | MFm | 2017 | CZ02 | rDXHP | 1.033 | 1.488 | 0 | 459 | 0.064 | 0.095 | 0 | 500 | 0.041 | 0.068
CFLMFm2017CZ02rNCEH | CFL | MFm | 2017 | CZ02 | rNCEH | 0.864 | 1.158 | 0 | 319 | 0.042 | 0.068 | 0 | 500 | 0.041 | 0.068
CFLMFm2017CZ02rNCGF | CFL | MFm | 2017 | CZ02 | rNCGF | 0.458 | 0.603 | 282.0102 | 501 | 0.043 | 0.069 | -9.0001 | 500 | 0.041 | 0.068
CFLMFm2017CZ03rDXGF | CFL | MFm | 2017 | CZ03 | rDXGF | 0.526 | 0.739 | 275.5555 | 512 | 0.059 | 0.088 | -8.698 | 500 | 0.041 | 0.067
CFLMFm2017CZ03rDXHP | CFL | MFm | 2017 | CZ03 | rDXHP | 0.93 | 1.29 | 0 | 452 | 0.058 | 0.088 | 0 | 500 | 0.041 | 0.067
CFLMFm2017CZ03rNCEH | CFL | MFm | 2017 | CZ03 | rNCEH | 0.847 | 1.135 | 0 | 327 | 0.043 | 0.068 | 0 | 500 | 0.041 | 0.067
CFLMFm2017CZ03rNCGF | CFL | MFm | 2017 | CZ03 | rNCGF | 0.431 | 0.567 | 275.3457 | 501 | 0.043 | 0.068 | -8.7411 | 500 | 0.041 | 0.067
CFLMFm2017CZ04rDXGF | CFL | MFm | 2017 | CZ04 | rDXGF | 0.906 | 1.064 | 250.0836 | 552 | 0.06 | 0.084 | -5.4505 | 500 | 0.041 | 0.067
CFLMFm2017CZ04rDXHP | CFL | MFm | 2017 | CZ04 | rDXHP | 1.296 | 1.586 | 0 | 514 | 0.062 | 0.086 | 0 | 500 | 0.041 | 0.067
CFLMFm2017CZ04rNCEH | CFL | MFm | 2017 | CZ04 | rNCEH | 0.825 | 1.1 | 0 | 393 | 0.042 | 0.069 | 0 | 500 | 0.041 | 0.067
CFLMFm2017CZ04rNCGF | CFL | MFm | 2017 | CZ04 | rNCGF | 0.442 | 0.578 | 248.6084 | 508 | 0.043 | 0.068 | -5.6334 | 500 | 0.041 | 0.067
CFLMFm2017CZ05rDXGF | CFL | MFm | 2017 | CZ05 | rDXGF | 0.52 | 0.691 | 260.3603 | 525 | 0.063 | 0.092 | -6.4773 | 500 | 0.044 | 0.074
CFLMFm2017CZ05rDXHP | CFL | MFm | 2017 | CZ05 | rDXHP | 0.921 | 1.243 | 0 | 473 | 0.059 | 0.093 | 0 | 500 | 0.044 | 0.074
CFLMFm2017CZ05rNCEH | CFL | MFm | 2017 | CZ05 | rNCEH | 0.851 | 1.149 | 0 | 378 | 0.045 | 0.075 | 0 | 500 | 0.044 | 0.074
CFLMFm2017CZ05rNCGF | CFL | MFm | 2017 | CZ05 | rNCGF | 0.435 | 0.581 | 259.9417 | 508 | 0.046 | 0.075 | -6.5498 | 500 | 0.044 | 0.074
CFLMFm2017CZ06rDXGF | CFL | MFm | 2017 | CZ06 | rDXGF | 0.703 | 1.004 | 255.0276 | 547 | 0.061 | 0.099 | -6.5959 | 500 | 0.045 | 0.074
CFLMFm2017CZ06rDXHP | CFL | MFm | 2017 | CZ06 | rDXHP | 1.081 | 1.511 | 0 | 503 | 0.063 | 0.101 | 0 | 500 | 0.045 | 0.074
CFLMFm2017CZ06rNCEH | CFL | MFm | 2017 | CZ06 | rNCEH | 0.879 | 1.186 | 0 | 375 | 0.044 | 0.074 | 0 | 500 | 0.045 | 0.074
CFLMFm2017CZ06rNCGF | CFL | MFm | 2017 | CZ06 | rNCGF | 0.496 | 0.667 | 254.4115 | 503 | 0.045 | 0.075 | -6.6945 | 500 | 0.045 | 0.074
CFLMFm2017CZ07rDXGF | CFL | MFm | 2017 | CZ07 | rDXGF | 0.829 | 0.99 | 252.1599 | 569 | 0.059 | 0.091 | -6.1514 | 500 | 0.045 | 0.074
CFLMFm2017CZ07rDXHP | CFL | MFm | 2017 | CZ07 | rDXHP | 1.221 | 1.508 | 0 | 529 | 0.06 | 0.093 | 0 | 500 | 0.045 | 0.074
CFLMFm2017CZ07rNCEH | CFL | MFm | 2017 | CZ07 | rNCEH | 0.878 | 1.184 | 0 | 382 | 0.044 | 0.075 | 0 | 500 | 0.045 | 0.074
CFLMFm2017CZ07rNCGF | CFL | MFm | 2017 | CZ07 | rNCGF | 0.496 | 0.666 | 250.7933 | 504 | 0.045 | 0.076 | -6.338 | 500 | 0.045 | 0.074
CFLMFm2017CZ08rDXGF | CFL | MFm | 2017 | CZ08 | rDXGF | 0.995 | 1.123 | 239.5222 | 574 | 0.06 | 0.091 | -4.734 | 500 | 0.045 | 0.074
CFLMFm2017CZ08rDXHP | CFL | MFm | 2017 | CZ08 | rDXHP | 1.382 | 1.625 | 0 | 546 | 0.061 | 0.092 | 0 | 500 | 0.045 | 0.074
CFLMFm2017CZ08rNCEH | CFL | MFm | 2017 | CZ08 | rNCEH | 0.874 | 1.174 | 0 | 405 | 0.045 | 0.075 | 0 | 500 | 0.045 | 0.074
CFLMFm2017CZ08rNCGF | CFL | MFm | 2017 | CZ08 | rNCGF | 0.509 | 0.679 | 236.6784 | 507 | 0.046 | 0.075 | -5.0335 | 500 | 0.045 | 0.074
CFLMFm2017CZ09rDXGF | CFL | MFm | 2017 | CZ09 | rDXGF | 0.733 | 1.074 | 248.5451 | 564 | 0.058 | 0.093 | -5.5938 | 500 | 0.044 | 0.075
CFLMFm2017CZ09rDXHP | CFL | MFm | 2017 | CZ09 | rDXHP | 1.098 | 1.561 | 0 | 525 | 0.058 | 0.093 | 0 | 500 | 0.044 | 0.075
CFLMFm2017CZ09rNCEH | CFL | MFm | 2017 | CZ09 | rNCEH | 0.853 | 1.144 | 0 | 386 | 0.045 | 0.075 | 0 | 500 | 0.044 | 0.075
CFLMFm2017CZ09rNCGF | CFL | MFm | 2017 | CZ09 | rNCGF | 0.487 | 0.649 | 246.0439 | 505 | 0.045 | 0.076 | -5.8598 | 500 | 0.044 | 0.075
CFLMFm2017CZ10rDXGF | CFL | MFm | 2017 | CZ10 | rDXGF | 0.832 | 1.05 | 244.3996 | 563 | 0.056 | 0.079 | -4.8337 | 500 | 0.04 | 0.062
CFLMFm2017CZ10rDXHP | CFL | MFm | 2017 | CZ10 | rDXHP | 1.21 | 1.559 | 0 | 526 | 0.057 | 0.079 | 0 | 500 | 0.04 | 0.062
CFLMFm2017CZ10rNCEH | CFL | MFm | 2017 | CZ10 | rNCEH | 0.843 | 1.113 | 0 | 403 | 0.041 | 0.062 | 0 | 500 | 0.04 | 0.062
CFLMFm2017CZ10rNCGF | CFL | MFm | 2017 | CZ10 | rNCGF | 0.469 | 0.604 | 241.8976 | 508 | 0.041 | 0.063 | -5.117 | 500 | 0.04 | 0.062
CFLMFm2017CZ11rDXGF | CFL | MFm | 2017 | CZ11 | rDXGF | 1.189 | 1.391 | 279.7885 | 559 | 0.056 | 0.08 | -8.4905 | 500 | 0.04 | 0.062
CFLMFm2017CZ11rDXHP | CFL | MFm | 2017 | CZ11 | rDXHP | 1.576 | 1.904 | 0 | 497 | 0.056 | 0.08 | 0 | 500 | 0.04 | 0.062
CFLMFm2017CZ11rNCEH | CFL | MFm | 2017 | CZ11 | rNCEH | 0.846 | 1.118 | 0 | 323 | 0.041 | 0.063 | 0 | 500 | 0.04 | 0.062
CFLMFm2017CZ11rNCGF | CFL | MFm | 2017 | CZ11 | rNCGF | 0.469 | 0.605 | 275.9847 | 501 | 0.041 | 0.063 | -8.726 | 500 | 0.04 | 0.062
CFLMFm2017CZ12rDXGF | CFL | MFm | 2017 | CZ12 | rDXGF | 0.959 | 1.239 | 270.9145 | 552 | 0.057 | 0.08 | -6.9318 | 500 | 0.04 | 0.062
CFLMFm2017CZ12rDXHP | CFL | MFm | 2017 | CZ12 | rDXHP | 1.358 | 1.777 | 0 | 500 | 0.057 | 0.08 | 0 | 500 | 0.04 | 0.062
CFLMFm2017CZ12rNCEH | CFL | MFm | 2017 | CZ12 | rNCEH | 0.861 | 1.142 | 0 | 359 | 0.04 | 0.062 | 0 | 500 | 0.04 | 0.062
CFLMFm2017CZ12rNCGF | CFL | MFm | 2017 | CZ12 | rNCGF | 0.468 | 0.604 | 268.8815 | 504 | 0.042 | 0.063 | -7.1395 | 500 | 0.04 | 0.062
CFLMFm2017CZ13rDXGF | CFL | MFm | 2017 | CZ13 | rDXGF | 0.993 | 1.288 | 261.8485 | 564 | 0.057 | 0.081 | -6.606 | 500 | 0.04 | 0.062
CFLMFm2017CZ13rDXHP | CFL | MFm | 2017 | CZ13 | rDXHP | 1.365 | 1.786 | 0 | 519 | 0.056 | 0.081 | 0 | 500 | 0.04 | 0.062
CFLMFm2017CZ13rNCEH | CFL | MFm | 2017 | CZ13 | rNCEH | 0.84 | 1.107 | 0 | 370 | 0.041 | 0.063 | 0 | 500 | 0.04 | 0.062
CFLMFm2017CZ13rNCGF | CFL | MFm | 2017 | CZ13 | rNCGF | 0.473 | 0.608 | 257.8218 | 504 | 0.041 | 0.062 | -6.8772 | 500 | 0.04 | 0.062
CFLMFm2017CZ14rDXGF | CFL | MFm | 2017 | CZ14 | rDXGF | 1.279 | 1.428 | 295.3263 | 557 | 0.055 | 0.079 | -9.525 | 500 | 0.04 | 0.061
CFLMFm2017CZ14rDXHP | CFL | MFm | 2017 | CZ14 | rDXHP | 1.677 | 1.942 | 0 | 489 | 0.055 | 0.079 | 0 | 500 | 0.04 | 0.061
CFLMFm2017CZ14rNCEH | CFL | MFm | 2017 | CZ14 | rNCEH | 0.855 | 1.13 | 0 | 303 | 0.041 | 0.062 | 0 | 500 | 0.04 | 0.061
CFLMFm2017CZ14rNCGF | CFL | MFm | 2017 | CZ14 | rNCGF | 0.479 | 0.616 | 289.7827 | 499 | 0.042 | 0.063 | -9.7992 | 500 | 0.04 | 0.061
CFLMFm2017CZ15rDXGF | CFL | MFm | 2017 | CZ15 | rDXGF | 1.29 | 1.509 | 220.3146 | 585 | 0.058 | 0.082 | -3.624 | 500 | 0.04 | 0.061
CFLMFm2017CZ15rDXHP | CFL | MFm | 2017 | CZ15 | rDXHP | 1.62 | 1.94 | 0 | 560 | 0.055 | 0.08 | 0 | 500 | 0.04 | 0.061
CFLMFm2017CZ15rNCEH | CFL | MFm | 2017 | CZ15 | rNCEH | 0.808 | 1.054 | 0 | 432 | 0.04 | 0.063 | 0 | 500 | 0.04 | 0.061
CFLMFm2017CZ15rNCGF | CFL | MFm | 2017 | CZ15 | rNCGF | 0.495 | 0.632 | 214.3525 | 506 | 0.042 | 0.063 | -3.96 | 500 | 0.04 | 0.061
CFLMFm2017CZ16rDXGF | CFL | MFm | 2017 | CZ16 | rDXGF | 0.753 | 0.929 | 359.6125 | 529 | 0.054 | 0.082 | -12.4663 | 500 | 0.041 | 0.067
CFLMFm2017CZ16rDXHP | CFL | MFm | 2017 | CZ16 | rDXHP | 1.163 | 1.48 | 0 | 424 | 0.055 | 0.082 | 0 | 500 | 0.041 | 0.067
CFLMFm2017CZ16rNCEH | CFL | MFm | 2017 | CZ16 | rNCEH | 0.851 | 1.139 | 0 | 250 | 0.042 | 0.068 | 0 | 500 | 0.041 | 0.067
CFLMFm2017CZ16rNCGF | CFL | MFm | 2017 | CZ16 | rNCGF | 0.441 | 0.576 | 357.5374 | 497 | 0.043 | 0.068 | -12.6437 | 500 | 0.041 | 0.067
CFLMFm2020CZ01rDXGF | CFL | MFm | 2020 | CZ01 | rDXGF | 0.433 | 0.576 | 318.0006 | 494 | 0.047 | 0.074 | -15.3686 | 500 | 0.041 | 0.067
CFLMFm2020CZ01rDXHP | CFL | MFm | 2020 | CZ01 | rDXHP | 0.879 | 1.189 | 0 | 388 | 0.046 | 0.072 | 0 | 500 | 0.041 | 0.067
CFLMFm2020CZ01rNCEH | CFL | MFm | 2020 | CZ01 | rNCEH | 0.874 | 1.179 | 0 | 182 | 0.043 | 0.068 | 0 | 500 | 0.041 | 0.067
CFLMFm2020CZ01rNCGF | CFL | MFm | 2020 | CZ01 | rNCGF | 0.425 | 0.562 | 318.1889 | 494 | 0.044 | 0.069 | -15.4343 | 500 | 0.041 | 0.067
CFLMFm2020CZ02rDXGF | CFL | MFm | 2020 | CZ02 | rDXGF | 0.642 | 0.955 | 282.5729 | 528 | 0.064 | 0.094 | -8.8671 | 500 | 0.041 | 0.068
CFLMFm2020CZ02rDXHP | CFL | MFm | 2020 | CZ02 | rDXHP | 1.033 | 1.488 | 0 | 459 | 0.064 | 0.095 | 0 | 500 | 0.041 | 0.068
CFLMFm2020CZ02rNCEH | CFL | MFm | 2020 | CZ02 | rNCEH | 0.864 | 1.158 | 0 | 319 | 0.042 | 0.068 | 0 | 500 | 0.041 | 0.068
CFLMFm2020CZ02rNCGF | CFL | MFm | 2020 | CZ02 | rNCGF | 0.458 | 0.603 | 282.0102 | 501 | 0.043 | 0.069 | -9.0001 | 500 | 0.041 | 0.068
CFLMFm2020CZ03rDXGF | CFL | MFm | 2020 | CZ03 | rDXGF | 0.526 | 0.739 | 275.5555 | 512 | 0.059 | 0.088 | -8.698 | 500 | 0.041 | 0.067
CFLMFm2020CZ03rDXHP | CFL | MFm | 2020 | CZ03 | rDXHP | 0.93 | 1.29 | 0 | 452 | 0.058 | 0.088 | 0 | 500 | 0.041 | 0.067
CFLMFm2020CZ03rNCEH | CFL | MFm | 2020 | CZ03 | rNCEH | 0.847 | 1.135 | 0 | 327 | 0.043 | 0.068 | 0 | 500 | 0.041 | 0.067
CFLMFm2020CZ03rNCGF | CFL | MFm | 2020 | CZ03 | rNCGF | 0.431 | 0.567 | 275.3457 | 501 | 0.043 | 0.068 | -8.7411 | 500 | 0.041 | 0.067
CFLMFm2020CZ04rDXGF | CFL | MFm | 2020 | CZ04 | rDXGF | 0.899 | 1.057 | 249.6087 | 552 | 0.06 | 0.084 | -5.3603 | 500 | 0.041 | 0.067
CFLMFm2020CZ04rDXHP | CFL | MFm | 2020 | CZ04 | rDXHP | 1.289 | 1.578 | 0 | 515 | 0.061 | 0.086 | 0 | 500 | 0.041 | 0.067
CFLMFm2020CZ04rNCEH | CFL | MFm | 2020 | CZ04 | rNCEH | 0.825 | 1.1 | 0 | 394 | 0.042 | 0.069 | 0 | 500 | 0.041 | 0.067
CFLMFm2020CZ04rNCGF | CFL | MFm | 2020 | CZ04 | rNCGF | 0.442 | 0.578 | 248.1311 | 508 | 0.043 | 0.068 | -5.546 | 500 | 0.041 | 0.067
CFLMFm2020CZ05rDXGF | CFL | MFm | 2020 | CZ05 | rDXGF | 0.52 | 0.691 | 260.3603 | 525 | 0.063 | 0.092 | -6.4773 | 500 | 0.044 | 0.074
CFLMFm2020CZ05rDXHP | CFL | MFm | 2020 | CZ05 | rDXHP | 0.921 | 1.243 | 0 | 473 | 0.059 | 0.093 | 0 | 500 | 0.044 | 0.074
CFLMFm2020CZ05rNCEH | CFL | MFm | 2020 | CZ05 | rNCEH | 0.851 | 1.149 | 0 | 378 | 0.045 | 0.075 | 0 | 500 | 0.044 | 0.074
CFLMFm2020CZ05rNCGF | CFL | MFm | 2020 | CZ05 | rNCGF | 0.435 | 0.581 | 259.9417 | 508 | 0.046 | 0.075 | -6.5498 | 500 | 0.044 | 0.074
CFLMFm2020CZ06rDXGF | CFL | MFm | 2020 | CZ06 | rDXGF | 0.703 | 1.004 | 255.0276 | 547 | 0.061 | 0.099 | -6.5959 | 500 | 0.045 | 0.074
CFLMFm2020CZ06rDXHP | CFL | MFm | 2020 | CZ06 | rDXHP | 1.081 | 1.511 | 0 | 503 | 0.063 | 0.101 | 0 | 500 | 0.045 | 0.074
CFLMFm2020CZ06rNCEH | CFL | MFm | 2020 | CZ06 | rNCEH | 0.879 | 1.186 | 0 | 375 | 0.044 | 0.074 | 0 | 500 | 0.045 | 0.074
CFLMFm2020CZ06rNCGF | CFL | MFm | 2020 | CZ06 | rNCGF | 0.496 | 0.667 | 254.4115 | 503 | 0.045 | 0.075 | -6.6945 | 500 | 0.045 | 0.074
CFLMFm2020CZ07rDXGF | CFL | MFm | 2020 | CZ07 | rDXGF | 0.829 | 0.99 | 252.1599 | 569 | 0.059 | 0.091 | -6.1514 | 500 | 0.045 | 0.074
CFLMFm2020CZ07rDXHP | CFL | MFm | 2020 | CZ07 | rDXHP | 1.221 | 1.508 | 0 | 529 | 0.06 | 0.093 | 0 | 500 | 0.045 | 0.074
CFLMFm2020CZ07rNCEH | CFL | MFm | 2020 | CZ07 | rNCEH | 0.878 | 1.184 | 0 | 382 | 0.044 | 0.075 | 0 | 500 | 0.045 | 0.074
CFLMFm2020CZ07rNCGF | CFL | MFm | 2020 | CZ07 | rNCGF | 0.496 | 0.666 | 250.7933 | 504 | 0.045 | 0.076 | -6.338 | 500 | 0.045 | 0.074
CFLMFm2020CZ08rDXGF | CFL | MFm | 2020 | CZ08 | rDXGF | 0.987 | 1.114 | 239.076 | 574 | 0.059 | 0.09 | -4.6564 | 500 | 0.045 | 0.074
CFLMFm2020CZ08rDXHP | CFL | MFm | 2020 | CZ08 | rDXHP | 1.373 | 1.616 | 0 | 547 | 0.061 | 0.092 | 0 | 500 | 0.045 | 0.074
CFLMFm2020CZ08rNCEH | CFL | MFm | 2020 | CZ08 | rNCEH | 0.874 | 1.174 | 0 | 406 | 0.045 | 0.075 | 0 | 500 | 0.045 | 0.074
CFLMFm2020CZ08rNCGF | CFL | MFm | 2020 | CZ08 | rNCGF | 0.509 | 0.679 | 236.2273 | 507 | 0.046 | 0.075 | -4.96 | 500 | 0.045 | 0.074
CFLMFm2020CZ09rDXGF | CFL | MFm | 2020 | CZ09 | rDXGF | 0.728 | 1.067 | 247.9487 | 564 | 0.058 | 0.093 | -5.5263 | 500 | 0.044 | 0.075
CFLMFm2020CZ09rDXHP | CFL | MFm | 2020 | CZ09 | rDXHP | 1.093 | 1.554 | 0 | 526 | 0.057 | 0.093 | 0 | 500 | 0.044 | 0.075
CFLMFm2020CZ09rNCEH | CFL | MFm | 2020 | CZ09 | rNCEH | 0.853 | 1.144 | 0 | 386 | 0.045 | 0.075 | 0 | 500 | 0.044 | 0.075
CFLMFm2020CZ09rNCGF | CFL | MFm | 2020 | CZ09 | rNCGF | 0.487 | 0.649 | 245.4369 | 506 | 0.045 | 0.076 | -5.7931 | 500 | 0.044 | 0.075
CFLMFm2020CZ10rDXGF | CFL | MFm | 2020 | CZ10 | rDXGF | 0.831 | 1.047 | 244.2887 | 563 | 0.056 | 0.079 | -4.8119 | 500 | 0.04 | 0.062
CFLMFm2020CZ10rDXHP | CFL | MFm | 2020 | CZ10 | rDXHP | 1.21 | 1.556 | 0 | 526 | 0.057 | 0.079 | 0 | 500 | 0.04 | 0.062
CFLMFm2020CZ10rNCEH | CFL | MFm | 2020 | CZ10 | rNCEH | 0.843 | 1.113 | 0 | 403 | 0.041 | 0.062 | 0 | 500 | 0.04 | 0.062
CFLMFm2020CZ10rNCGF | CFL | MFm | 2020 | CZ10 | rNCGF | 0.469 | 0.604 | 241.7869 | 508 | 0.041 | 0.063 | -5.0954 | 500 | 0.04 | 0.062
CFLMFm2020CZ11rDXGF | CFL | MFm | 2020 | CZ11 | rDXGF | 1.179 | 1.377 | 278.697 | 558 | 0.056 | 0.08 | -8.3981 | 500 | 0.04 | 0.062
CFLMFm2020CZ11rDXHP | CFL | MFm | 2020 | CZ11 | rDXHP | 1.565 | 1.89 | 0 | 498 | 0.055 | 0.08 | 0 | 500 | 0.04 | 0.062
CFLMFm2020CZ11rNCEH | CFL | MFm | 2020 | CZ11 | rNCEH | 0.846 | 1.118 | 0 | 323 | 0.041 | 0.063 | 0 | 500 | 0.04 | 0.062
CFLMFm2020CZ11rNCGF | CFL | MFm | 2020 | CZ11 | rNCGF | 0.469 | 0.605 | 274.8985 | 502 | 0.041 | 0.063 | -8.6338 | 500 | 0.04 | 0.062
CFLMFm2020CZ12rDXGF | CFL | MFm | 2020 | CZ12 | rDXGF | 0.951 | 1.229 | 270.0592 | 552 | 0.057 | 0.08 | -6.8618 | 500 | 0.04 | 0.062
CFLMFm2020CZ12rDXHP | CFL | MFm | 2020 | CZ12 | rDXHP | 1.349 | 1.766 | 0 | 500 | 0.057 | 0.079 | 0 | 500 | 0.04 | 0.062
CFLMFm2020CZ12rNCEH | CFL | MFm | 2020 | CZ12 | rNCEH | 0.861 | 1.142 | 0 | 360 | 0.04 | 0.062 | 0 | 500 | 0.04 | 0.062
CFLMFm2020CZ12rNCGF | CFL | MFm | 2020 | CZ12 | rNCGF | 0.468 | 0.604 | 268.0247 | 504 | 0.042 | 0.064 | -7.0729 | 500 | 0.04 | 0.062
CFLMFm2020CZ13rDXGF | CFL | MFm | 2020 | CZ13 | rDXGF | 0.982 | 1.275 | 260.9809 | 564 | 0.057 | 0.081 | -6.5336 | 500 | 0.04 | 0.062
CFLMFm2020CZ13rDXHP | CFL | MFm | 2020 | CZ13 | rDXHP | 1.354 | 1.772 | 0 | 519 | 0.056 | 0.081 | 0 | 500 | 0.04 | 0.062
CFLMFm2020CZ13rNCEH | CFL | MFm | 2020 | CZ13 | rNCEH | 0.84 | 1.107 | 0 | 371 | 0.041 | 0.063 | 0 | 500 | 0.04 | 0.062
CFLMFm2020CZ13rNCGF | CFL | MFm | 2020 | CZ13 | rNCGF | 0.473 | 0.608 | 256.9584 | 504 | 0.041 | 0.063 | -6.8059 | 500 | 0.04 | 0.062
CFLMFm2020CZ14rDXGF | CFL | MFm | 2020 | CZ14 | rDXGF | 1.264 | 1.412 | 293.9572 | 557 | 0.055 | 0.079 | -9.4416 | 500 | 0.04 | 0.061
CFLMFm2020CZ14rDXHP | CFL | MFm | 2020 | CZ14 | rDXHP | 1.661 | 1.926 | 0 | 489 | 0.055 | 0.079 | 0 | 500 | 0.04 | 0.061
CFLMFm2020CZ14rNCEH | CFL | MFm | 2020 | CZ14 | rNCEH | 0.855 | 1.13 | 0 | 303 | 0.041 | 0.063 | 0 | 500 | 0.04 | 0.061
CFLMFm2020CZ14rNCGF | CFL | MFm | 2020 | CZ14 | rNCGF | 0.479 | 0.616 | 288.407 | 499 | 0.042 | 0.063 | -9.72 | 500 | 0.04 | 0.061
CFLMFm2020CZ15rDXGF | CFL | MFm | 2020 | CZ15 | rDXGF | 1.277 | 1.495 | 219.9504 | 585 | 0.058 | 0.084 | -3.5853 | 500 | 0.04 | 0.061
CFLMFm2020CZ15rDXHP | CFL | MFm | 2020 | CZ15 | rDXHP | 1.607 | 1.924 | 0 | 560 | 0.056 | 0.079 | 0 | 500 | 0.04 | 0.061
CFLMFm2020CZ15rNCEH | CFL | MFm | 2020 | CZ15 | rNCEH | 0.808 | 1.054 | 0 | 432 | 0.04 | 0.063 | 0 | 500 | 0.04 | 0.061
CFLMFm2020CZ15rNCGF | CFL | MFm | 2020 | CZ15 | rNCGF | 0.495 | 0.632 | 213.9832 | 506 | 0.042 | 0.063 | -3.9253 | 500 | 0.04 | 0.061
CFLMFm2020CZ16rDXGF | CFL | MFm | 2020 | CZ16 | rDXGF | 0.794 | 0.977 | 337.4272 | 534 | 0.053 | 0.081 | -10.8887 | 500 | 0.041 | 0.067
CFLMFm2020CZ16rDXHP | CFL | MFm | 2020 | CZ16 | rDXHP | 1.206 | 1.533 | 0 | 437 | 0.054 | 0.083 | 0 | 500 | 0.041 | 0.067
CFLMFm2020CZ16rNCEH | CFL | MFm | 2020 | CZ16 | rNCEH | 0.854 | 1.141 | 0 | 280 | 0.043 | 0.068 | 0 | 500 | 0.041 | 0.067
CFLMFm2020CZ16rNCGF | CFL | MFm | 2020 | CZ16 | rNCGF | 0.444 | 0.58 | 334.7523 | 500 | 0.043 | 0.068 | -11.1253 | 500 | 0.041 | 0.067
CFLSFm1975CZ01rDXGF | CFL | SFm | 1975 | CZ01 | rDXGF | 0.52 | 0.746 | 678.1491 | 490 | 0.042 | 0.068 | -17.8929 | 500 | 0.041 | 0.067
CFLSFm1975CZ01rDXHP | CFL | SFm | 1975 | CZ01 | rDXHP | 1.151 | 1.58 | 0 | 349 | 0.042 | 0.067 | 0 | 500 | 0.041 | 0.067
CFLSFm1975CZ01rNCEH | CFL | SFm | 1975 | CZ01 | rNCEH | 1.151 | 1.588 | 0 | 234 | 0.041 | 0.066 | 0 | 500 | 0.041 | 0.067
CFLSFm1975CZ01rNCGF | CFL | SFm | 1975 | CZ01 | rNCGF | 0.52 | 0.746 | 681.3832 | 491 | 0.042 | 0.068 | -18.1052 | 500 | 0.041 | 0.067
CFLSFm1975CZ02rDXGF | CFL | SFm | 1975 | CZ02 | rDXGF | 1.87 | 2.327 | 602.2349 | 514 | 0.1 | 0.113 | -15.5307 | 500 | 0.041 | 0.067
CFLSFm1975CZ02rDXHP | CFL | SFm | 1975 | CZ02 | rDXHP | 2.519 | 3.185 | 0 | 401 | 0.109 | 0.124 | 0 | 500 | 0.041 | 0.067
CFLSFm1975CZ02rNCEH | CFL | SFm | 1975 | CZ02 | rNCEH | 1.11 | 1.514 | 0 | 292 | 0.042 | 0.067 | 0 | 500 | 0.041 | 0.067
CFLSFm1975CZ02rNCGF | CFL | SFm | 1975 | CZ02 | rNCGF | 0.539 | 0.767 | 603.0188 | 493 | 0.042 | 0.068 | -15.6404 | 500 | 0.041 | 0.067
CFLSFm1975CZ03rDXGF | CFL | SFm | 1975 | CZ03 | rDXGF | 1.555 | 1.767 | 540.5747 | 503 | 0.081 | 0.105 | -14.4447 | 500 | 0.041 | 0.067
CFLSFm1975CZ03rDXHP | CFL | SFm | 1975 | CZ03 | rDXHP | 2.206 | 2.579 | 0 | 406 | 0.093 | 0.112 | 0 | 500 | 0.041 | 0.067
CFLSFm1975CZ03rNCEH | CFL | SFm | 1975 | CZ03 | rNCEH | 1.116 | 1.524 | 0 | 299 | 0.042 | 0.067 | 0 | 500 | 0.041 | 0.067
CFLSFm1975CZ03rNCGF | CFL | SFm | 1975 | CZ03 | rNCGF | 0.531 | 0.758 | 541.8321 | 493 | 0.042 | 0.068 | -14.5659 | 500 | 0.041 | 0.067
CFLSFm1975CZ04rDXGF | CFL | SFm | 1975 | CZ04 | rDXGF | 2.093 | 2.723 | 460.8382 | 544 | 0.074 | 0.099 | -10.6384 | 500 | 0.041 | 0.067
CFLSFm1975CZ04rDXHP | CFL | SFm | 1975 | CZ04 | rDXHP | 2.791 | 3.625 | 0 | 475 | 0.087 | 0.113 | 0 | 500 | 0.041 | 0.067
CFLSFm1975CZ04rNCEH | CFL | SFm | 1975 | CZ04 | rNCEH | 1.084 | 1.475 | 0 | 353 | 0.042 | 0.068 | 0 | 500 | 0.041 | 0.067
CFLSFm1975CZ04rNCGF | CFL | SFm | 1975 | CZ04 | rNCGF | 0.544 | 0.771 | 460.9391 | 497 | 0.042 | 0.067 | -10.8043 | 500 | 0.041 | 0.067
CFLSFm1975CZ05rDXGF | CFL | SFm | 1975 | CZ05 | rDXGF | 1.387 | 1.402 | 567.4922 | 500 | 0.08 | 0.096 | -16.6416 | 500 | 0.044 | 0.074
CFLSFm1975CZ05rDXHP | CFL | SFm | 1975 | CZ05 | rDXHP | 2.018 | 2.195 | 0 | 380 | 0.084 | 0.1 | 0 | 500 | 0.044 | 0.074
CFLSFm1975CZ05rNCEH | CFL | SFm | 1975 | CZ05 | rNCEH | 1.124 | 1.548 | 0 | 267 | 0.045 | 0.074 | 0 | 500 | 0.044 | 0.074
CFLSFm1975CZ05rNCGF | CFL | SFm | 1975 | CZ05 | rNCGF | 0.54 | 0.781 | 568.4469 | 493 | 0.045 | 0.074 | -16.7681 | 500 | 0.044 | 0.074
CFLSFm1975CZ06rDXGF | CFL | SFm | 1975 | CZ06 | rDXGF | 1.79 | 2.078 | 373.4157 | 552 | 0.07 | 0.104 | -7.8247 | 500 | 0.044 | 0.075
CFLSFm1975CZ06rDXHP | CFL | SFm | 1975 | CZ06 | rDXHP | 2.439 | 2.88 | 0 | 507 | 0.084 | 0.115 | 0 | 500 | 0.044 | 0.075
CFLSFm1975CZ06rNCEH | CFL | SFm | 1975 | CZ06 | rNCEH | 1.071 | 1.468 | 0 | 392 | 0.045 | 0.075 | 0 | 500 | 0.044 | 0.075
CFLSFm1975CZ06rNCGF | CFL | SFm | 1975 | CZ06 | rNCGF | 0.531 | 0.766 | 373.195 | 499 | 0.045 | 0.075 | -7.9124 | 500 | 0.044 | 0.075
CFLSFm1975CZ07rDXGF | CFL | SFm | 1975 | CZ07 | rDXGF | 1.608 | 1.666 | 397.7709 | 552 | 0.081 | 0.103 | -9.6108 | 500 | 0.044 | 0.075
CFLSFm1975CZ07rDXHP | CFL | SFm | 1975 | CZ07 | rDXHP | 2.225 | 2.415 | 0 | 497 | 0.093 | 0.117 | 0 | 500 | 0.044 | 0.075
CFLSFm1975CZ07rNCEH | CFL | SFm | 1975 | CZ07 | rNCEH | 1.069 | 1.464 | 0 | 368 | 0.044 | 0.074 | 0 | 500 | 0.044 | 0.075
CFLSFm1975CZ07rNCGF | CFL | SFm | 1975 | CZ07 | rNCGF | 0.529 | 0.762 | 397.5959 | 497 | 0.045 | 0.075 | -9.7474 | 500 | 0.044 | 0.075
CFLSFm1975CZ08rDXGF | CFL | SFm | 1975 | CZ08 | rDXGF | 2.11 | 2.469 | 373.6944 | 582 | 0.076 | 0.1 | -7.4624 | 500 | 0.044 | 0.075
CFLSFm1975CZ08rDXHP | CFL | SFm | 1975 | CZ08 | rDXHP | 2.801 | 3.328 | 0 | 545 | 0.088 | 0.108 | 0 | 500 | 0.044 | 0.075
CFLSFm1975CZ08rNCEH | CFL | SFm | 1975 | CZ08 | rNCEH | 1.058 | 1.445 | 0 | 397 | 0.044 | 0.074 | 0 | 500 | 0.044 | 0.075
CFLSFm1975CZ08rNCGF | CFL | SFm | 1975 | CZ08 | rNCGF | 0.542 | 0.776 | 372.227 | 499 | 0.045 | 0.075 | -7.6069 | 500 | 0.044 | 0.075
CFLSFm1975CZ09rDXGF | CFL | SFm | 1975 | CZ09 | rDXGF | 2.987 | 3.119 | 419.6549 | 574 | 0.068 | 0.103 | -8.8557 | 500 | 0.045 | 0.075
CFLSFm1975CZ09rDXHP | CFL | SFm | 1975 | CZ09 | rDXHP | 3.943 | 4.184 | 0 | 532 | 0.088 | 0.119 | 0 | 500 | 0.045 | 0.075
CFLSFm1975CZ09rNCEH | CFL | SFm | 1975 | CZ09 | rNCEH | 1.085 | 1.487 | 0 | 375 | 0.044 | 0.074 | 0 | 500 | 0.045 | 0.075
CFLSFm1975CZ09rNCGF | CFL | SFm | 1975 | CZ09 | rNCGF | 0.568 | 0.817 | 418.4709 | 498 | 0.045 | 0.075 | -8.9779 | 500 | 0.045 | 0.075
CFLSFm1975CZ10rDXGF | CFL | SFm | 1975 | CZ10 | rDXGF | 1.853 | 2.481 | 455.3774 | 561 | 0.073 | 0.089 | -9.5441 | 500 | 0.041 | 0.062
CFLSFm1975CZ10rDXHP | CFL | SFm | 1975 | CZ10 | rDXHP | 2.606 | 3.466 | 0 | 506 | 0.085 | 0.102 | 0 | 500 | 0.041 | 0.062
CFLSFm1975CZ10rNCEH | CFL | SFm | 1975 | CZ10 | rNCEH | 1.085 | 1.462 | 0 | 364 | 0.041 | 0.062 | 0 | 500 | 0.041 | 0.062
CFLSFm1975CZ10rNCGF | CFL | SFm | 1975 | CZ10 | rNCGF | 0.556 | 0.772 | 454.3301 | 498 | 0.041 | 0.062 | -9.6887 | 500 | 0.041 | 0.062
CFLSFm1975CZ11rDXGF | CFL | SFm | 1975 | CZ11 | rDXGF | 2.603 | 3.228 | 541.1172 | 558 | 0.072 | 0.096 | -11.8235 | 500 | 0.04 | 0.062
CFLSFm1975CZ11rDXHP | CFL | SFm | 1975 | CZ11 | rDXHP | 3.523 | 4.377 | 0 | 484 | 0.085 | 0.108 | 0 | 500 | 0.04 | 0.062
CFLSFm1975CZ11rNCEH | CFL | SFm | 1975 | CZ11 | rNCEH | 1.062 | 1.431 | 0 | 333 | 0.04 | 0.063 | 0 | 500 | 0.04 | 0.062
CFLSFm1975CZ11rNCGF | CFL | SFm | 1975 | CZ11 | rNCGF | 0.534 | 0.741 | 540.256 | 497 | 0.041 | 0.062 | -11.9614 | 500 | 0.04 | 0.062
CFLSFm1975CZ12rDXGF | CFL | SFm | 1975 | CZ12 | rDXGF | 2.585 | 3.239 | 525.3772 | 549 | 0.073 | 0.093 | -11.5374 | 500 | 0.04 | 0.062
CFLSFm1975CZ12rDXHP | CFL | SFm | 1975 | CZ12 | rDXHP | 3.485 | 4.387 | 0 | 471 | 0.085 | 0.105 | 0 | 500 | 0.04 | 0.062
CFLSFm1975CZ12rNCEH | CFL | SFm | 1975 | CZ12 | rNCEH | 1.083 | 1.462 | 0 | 336 | 0.041 | 0.062 | 0 | 500 | 0.04 | 0.062
CFLSFm1975CZ12rNCGF | CFL | SFm | 1975 | CZ12 | rNCGF | 0.53 | 0.737 | 525.0277 | 497 | 0.041 | 0.062 | -11.6773 | 500 | 0.04 | 0.062
CFLSFm1975CZ13rDXGF | CFL | SFm | 1975 | CZ13 | rDXGF | 2.603 | 3.206 | 490.4915 | 575 | 0.068 | 0.092 | -10.7807 | 500 | 0.04 | 0.062
CFLSFm1975CZ13rDXHP | CFL | SFm | 1975 | CZ13 | rDXHP | 3.516 | 4.335 | 0 | 513 | 0.078 | 0.102 | 0 | 500 | 0.04 | 0.062
CFLSFm1975CZ13rNCEH | CFL | SFm | 1975 | CZ13 | rNCEH | 1.052 | 1.414 | 0 | 343 | 0.04 | 0.062 | 0 | 500 | 0.04 | 0.062
CFLSFm1975CZ13rNCGF | CFL | SFm | 1975 | CZ13 | rNCGF | 0.535 | 0.741 | 488.9029 | 497 | 0.041 | 0.062 | -10.9525 | 500 | 0.04 | 0.062
CFLSFm1975CZ14rDXGF | CFL | SFm | 1975 | CZ14 | rDXGF | 3.737 | 3.875 | 514.5949 | 576 | 0.066 | 0.092 | -10.9735 | 500 | 0.04 | 0.062
CFLSFm1975CZ14rDXHP | CFL | SFm | 1975 | CZ14 | rDXHP | 4.927 | 5.189 | 0 | 508 | 0.079 | 0.104 | 0 | 500 | 0.04 | 0.062
CFLSFm1975CZ14rNCEH | CFL | SFm | 1975 | CZ14 | rNCEH | 1.071 | 1.443 | 0 | 348 | 0.04 | 0.062 | 0 | 500 | 0.04 | 0.062
CFLSFm1975CZ14rNCGF | CFL | SFm | 1975 | CZ14 | rNCGF | 0.541 | 0.751 | 512.0498 | 497 | 0.04 | 0.062 | -11.16 | 500 | 0.04 | 0.062
CFLSFm1975CZ15rDXGF | CFL | SFm | 1975 | CZ15 | rDXGF | 3.834 | 4.049 | 349.5786 | 599 | 0.067 | 0.097 | -5.0704 | 500 | 0.04 | 0.062
CFLSFm1975CZ15rDXHP | CFL | SFm | 1975 | CZ15 | rDXHP | 4.989 | 5.295 | 0 | 592 | 0.078 | 0.111 | 0 | 500 | 0.04 | 0.062
CFLSFm1975CZ15rNCEH | CFL | SFm | 1975 | CZ15 | rNCEH | 1.005 | 1.339 | 0 | 432 | 0.04 | 0.061 | 0 | 500 | 0.04 | 0.062
CFLSFm1975CZ15rNCGF | CFL | SFm | 1975 | CZ15 | rNCGF | 0.556 | 0.765 | 346.537 | 501 | 0.04 | 0.062 | -5.2529 | 500 | 0.04 | 0.062
CFLSFm1975CZ16rDXGF | CFL | SFm | 1975 | CZ16 | rDXGF | 2.175 | 2.3 | 668.9844 | 540 | 0.067 | 0.096 | -13.1069 | 500 | 0.041 | 0.067
CFLSFm1975CZ16rDXHP | CFL | SFm | 1975 | CZ16 | rDXHP | 2.915 | 3.188 | 0 | 414 | 0.07 | 0.1 | 0 | 500 | 0.041 | 0.067
CFLSFm1975CZ16rNCEH | CFL | SFm | 1975 | CZ16 | rNCEH | 1.117 | 1.524 | 0 | 312 | 0.042 | 0.067 | 0 | 500 | 0.041 | 0.067
CFLSFm1975CZ16rNCGF | CFL | SFm | 1975 | CZ16 | rNCGF | 0.542 | 0.767 | 669.2266 | 495 | 0.043 | 0.068 | -13.2645 | 500 | 0.041 | 0.067
CFLSFm1985CZ01rDXGF | CFL | SFm | 1985 | CZ01 | rDXGF | 0.598 | 0.859 | 674.5464 | 485 | 0.043 | 0.067 | -22.6974 | 500 | 0.041 | 0.067
CFLSFm1985CZ01rDXHP | CFL | SFm | 1985 | CZ01 | rDXHP | 1.228 | 1.693 | 0 | 301 | 0.042 | 0.067 | 0 | 500 | 0.041 | 0.067
CFLSFm1985CZ01rNCEH | CFL | SFm | 1985 | CZ01 | rNCEH | 1.228 | 1.7 | 0 | 204 | 0.042 | 0.066 | 0 | 500 | 0.041 | 0.067
CFLSFm1985CZ01rNCGF | CFL | SFm | 1985 | CZ01 | rNCGF | 0.598 | 0.859 | 680.0088 | 486 | 0.043 | 0.067 | -23.1128 | 500 | 0.041 | 0.067
CFLSFm1985CZ02rDXGF | CFL | SFm | 1985 | CZ02 | rDXGF | 0.861 | 1.195 | 619.4353 | 495 | 0.057 | 0.086 | -16.6917 | 500 | 0.041 | 0.067
CFLSFm1985CZ02rDXHP | CFL | SFm | 1985 | CZ02 | rDXHP | 1.448 | 1.961 | 0 | 358 | 0.058 | 0.087 | 0 | 500 | 0.041 | 0.067
CFLSFm1985CZ02rNCEH | CFL | SFm | 1985 | CZ02 | rNCEH | 1.186 | 1.627 | 0 | 282 | 0.042 | 0.068 | 0 | 500 | 0.041 | 0.067
CFLSFm1985CZ02rNCGF | CFL | SFm | 1985 | CZ02 | rNCGF | 0.615 | 0.878 | 621.562 | 491 | 0.042 | 0.068 | -16.8585 | 500 | 0.041 | 0.067
CFLSFm1985CZ03rDXGF | CFL | SFm | 1985 | CZ03 | rDXGF | 1.545 | 1.851 | 547.4822 | 506 | 0.085 | 0.106 | -17.1445 | 500 | 0.041 | 0.067
CFLSFm1985CZ03rDXHP | CFL | SFm | 1985 | CZ03 | rDXHP | 2.194 | 2.682 | 0 | 382 | 0.087 | 0.114 | 0 | 500 | 0.041 | 0.067
CFLSFm1985CZ03rNCEH | CFL | SFm | 1985 | CZ03 | rNCEH | 1.192 | 1.637 | 0 | 279 | 0.042 | 0.068 | 0 | 500 | 0.041 | 0.067
CFLSFm1985CZ03rNCGF | CFL | SFm | 1985 | CZ03 | rNCGF | 0.607 | 0.869 | 549.8556 | 490 | 0.043 | 0.068 | -17.3894 | 500 | 0.041 | 0.067
CFLSFm1985CZ04rDXGF | CFL | SFm | 1985 | CZ04 | rDXGF | 2.86 | 3.061 | 462.7354 | 558 | 0.062 | 0.088 | -13.0948 | 500 | 0.041 | 0.067
CFLSFm1985CZ04rDXHP | CFL | SFm | 1985 | CZ04 | rDXHP | 3.742 | 4.088 | 0 | 471 | 0.075 | 0.098 | 0 | 500 | 0.041 | 0.067
CFLSFm1985CZ04rNCEH | CFL | SFm | 1985 | CZ04 | rNCEH | 1.161 | 1.587 | 0 | 327 | 0.043 | 0.067 | 0 | 500 | 0.041 | 0.067
CFLSFm1985CZ04rNCGF | CFL | SFm | 1985 | CZ04 | rNCGF | 0.62 | 0.883 | 462.9766 | 494 | 0.043 | 0.068 | -13.2945 | 500 | 0.041 | 0.067
CFLSFm1985CZ05rDXGF | CFL | SFm | 1985 | CZ05 | rDXGF | 1.416 | 1.54 | 495.0965 | 506 | 0.077 | 0.097 | -16.7461 | 500 | 0.044 | 0.074
CFLSFm1985CZ05rDXHP | CFL | SFm | 1985 | CZ05 | rDXHP | 2.053 | 2.346 | 0 | 375 | 0.088 | 0.107 | 0 | 500 | 0.044 | 0.074
CFLSFm1985CZ05rNCEH | CFL | SFm | 1985 | CZ05 | rNCEH | 1.201 | 1.664 | 0 | 275 | 0.045 | 0.075 | 0 | 500 | 0.044 | 0.074
CFLSFm1985CZ05rNCGF | CFL | SFm | 1985 | CZ05 | rNCGF | 0.616 | 0.896 | 496.6452 | 492 | 0.044 | 0.074 | -16.9569 | 500 | 0.044 | 0.074
CFLSFm1985CZ06rDXGF | CFL | SFm | 1985 | CZ06 | rDXGF | 2.263 | 2.556 | 404.3564 | 560 | 0.068 | 0.104 | -9.4325 | 500 | 0.044 | 0.074
CFLSFm1985CZ06rDXHP | CFL | SFm | 1985 | CZ06 | rDXHP | 2.998 | 3.431 | 0 | 502 | 0.083 | 0.119 | 0 | 500 | 0.044 | 0.074
CFLSFm1985CZ06rNCEH | CFL | SFm | 1985 | CZ06 | rNCEH | 1.204 | 1.666 | 0 | 373 | 0.045 | 0.074 | 0 | 500 | 0.044 | 0.074
CFLSFm1985CZ06rNCGF | CFL | SFm | 1985 | CZ06 | rNCGF | 0.663 | 0.964 | 404.4461 | 497 | 0.044 | 0.074 | -9.5703 | 500 | 0.044 | 0.074
CFLSFm1985CZ07rDXGF | CFL | SFm | 1985 | CZ07 | rDXGF | 1.961 | 2.029 | 419.274 | 556 | 0.073 | 0.101 | -10.3814 | 500 | 0.044 | 0.074
CFLSFm1985CZ07rDXHP | CFL | SFm | 1985 | CZ07 | rDXHP | 2.644 | 2.827 | 0 | 497 | 0.088 | 0.113 | 0 | 500 | 0.044 | 0.074
CFLSFm1985CZ07rNCEH | CFL | SFm | 1985 | CZ07 | rNCEH | 1.202 | 1.663 | 0 | 365 | 0.044 | 0.073 | 0 | 500 | 0.044 | 0.074
CFLSFm1985CZ07rNCGF | CFL | SFm | 1985 | CZ07 | rNCGF | 0.661 | 0.96 | 419.2835 | 496 | 0.044 | 0.074 | -10.5412 | 500 | 0.044 | 0.074
CFLSFm1985CZ08rDXGF | CFL | SFm | 1985 | CZ08 | rDXGF | 3.531 | 3.056 | 381.6178 | 582 | 0.071 | 0.104 | -7.8142 | 500 | 0.044 | 0.074
CFLSFm1985CZ08rDXHP | CFL | SFm | 1985 | CZ08 | rDXHP | 4.486 | 4.018 | 0 | 546 | 0.082 | 0.113 | 0 | 500 | 0.044 | 0.074
CFLSFm1985CZ08rNCEH | CFL | SFm | 1985 | CZ08 | rNCEH | 1.191 | 1.644 | 0 | 394 | 0.044 | 0.074 | 0 | 500 | 0.044 | 0.074
CFLSFm1985CZ08rNCGF | CFL | SFm | 1985 | CZ08 | rNCGF | 0.675 | 0.974 | 380.2957 | 499 | 0.045 | 0.074 | -7.9656 | 500 | 0.044 | 0.074
CFLSFm1985CZ09rDXGF | CFL | SFm | 1985 | CZ09 | rDXGF | 2.871 | 2.996 | 437.4302 | 569 | 0.079 | 0.11 | -9.3252 | 500 | 0.044 | 0.074
CFLSFm1985CZ09rDXHP | CFL | SFm | 1985 | CZ09 | rDXHP | 3.797 | 4.034 | 0 | 523 | 0.093 | 0.125 | 0 | 500 | 0.044 | 0.074
CFLSFm1985CZ09rNCEH | CFL | SFm | 1985 | CZ09 | rNCEH | 1.129 | 1.552 | 0 | 371 | 0.044 | 0.074 | 0 | 500 | 0.044 | 0.074
CFLSFm1985CZ09rNCGF | CFL | SFm | 1985 | CZ09 | rNCGF | 0.612 | 0.882 | 436.501 | 498 | 0.045 | 0.075 | -9.4437 | 500 | 0.044 | 0.074
CFLSFm1985CZ10rDXGF | CFL | SFm | 1985 | CZ10 | rDXGF | 2.183 | 2.46 | 491.7599 | 564 | 0.071 | 0.091 | -11.1545 | 500 | 0.04 | 0.062
CFLSFm1985CZ10rDXHP | CFL | SFm | 1985 | CZ10 | rDXHP | 3.032 | 3.455 | 0 | 498 | 0.083 | 0.104 | 0 | 500 | 0.04 | 0.062
CFLSFm1985CZ10rNCEH | CFL | SFm | 1985 | CZ10 | rNCEH | 1.126 | 1.524 | 0 | 346 | 0.04 | 0.062 | 0 | 500 | 0.04 | 0.062
CFLSFm1985CZ10rNCGF | CFL | SFm | 1985 | CZ10 | rNCGF | 0.598 | 0.834 | 490.6559 | 497 | 0.04 | 0.063 | -11.3286 | 500 | 0.04 | 0.062
CFLSFm1985CZ11rDXGF | CFL | SFm | 1985 | CZ11 | rDXGF | 3.046 | 3.473 | 553.3816 | 568 | 0.071 | 0.096 | -13.9067 | 500 | 0.04 | 0.061
CFLSFm1985CZ11rDXHP | CFL | SFm | 1985 | CZ11 | rDXHP | 4.098 | 4.709 | 0 | 477 | 0.079 | 0.107 | 0 | 500 | 0.04 | 0.061
CFLSFm1985CZ11rNCEH | CFL | SFm | 1985 | CZ11 | rNCEH | 1.104 | 1.492 | 0 | 306 | 0.04 | 0.062 | 0 | 500 | 0.04 | 0.061
CFLSFm1985CZ11rNCGF | CFL | SFm | 1985 | CZ11 | rNCGF | 0.575 | 0.801 | 552.3736 | 495 | 0.04 | 0.062 | -14.076 | 500 | 0.04 | 0.061
CFLSFm1985CZ12rDXGF | CFL | SFm | 1985 | CZ12 | rDXGF | 2.305 | 3.092 | 516.0459 | 547 | 0.077 | 0.094 | -12.6369 | 500 | 0.04 | 0.061
CFLSFm1985CZ12rDXHP | CFL | SFm | 1985 | CZ12 | rDXHP | 3.163 | 4.222 | 0 | 460 | 0.091 | 0.107 | 0 | 500 | 0.04 | 0.061
CFLSFm1985CZ12rNCEH | CFL | SFm | 1985 | CZ12 | rNCEH | 1.125 | 1.524 | 0 | 324 | 0.04 | 0.063 | 0 | 500 | 0.04 | 0.061
CFLSFm1985CZ12rNCGF | CFL | SFm | 1985 | CZ12 | rNCGF | 0.572 | 0.799 | 515.8439 | 496 | 0.04 | 0.063 | -12.7973 | 500 | 0.04 | 0.061
CFLSFm1985CZ13rDXGF | CFL | SFm | 1985 | CZ13 | rDXGF | 3.217 | 3.388 | 481.2152 | 581 | 0.064 | 0.093 | -10.9366 | 500 | 0.04 | 0.061
CFLSFm1985CZ13rDXHP | CFL | SFm | 1985 | CZ13 | rDXHP | 4.316 | 4.6 | 0 | 519 | 0.076 | 0.105 | 0 | 500 | 0.04 | 0.061
CFLSFm1985CZ13rNCEH | CFL | SFm | 1985 | CZ13 | rNCEH | 1.095 | 1.476 | 0 | 342 | 0.041 | 0.062 | 0 | 500 | 0.04 | 0.061
CFLSFm1985CZ13rNCGF | CFL | SFm | 1985 | CZ13 | rNCGF | 0.577 | 0.803 | 479.4944 | 497 | 0.04 | 0.063 | -11.1149 | 500 | 0.04 | 0.061
CFLSFm1985CZ14rDXGF | CFL | SFm | 1985 | CZ14 | rDXGF | 3.734 | 3.557 | 502.5731 | 571 | 0.069 | 0.092 | -13.1154 | 500 | 0.04 | 0.062
CFLSFm1985CZ14rDXHP | CFL | SFm | 1985 | CZ14 | rDXHP | 4.939 | 4.823 | 0 | 481 | 0.083 | 0.106 | 0 | 500 | 0.04 | 0.062
CFLSFm1985CZ14rNCEH | CFL | SFm | 1985 | CZ14 | rNCEH | 1.116 | 1.508 | 0 | 322 | 0.04 | 0.062 | 0 | 500 | 0.04 | 0.062
CFLSFm1985CZ14rNCGF | CFL | SFm | 1985 | CZ14 | rNCGF | 0.585 | 0.815 | 500.3246 | 496 | 0.04 | 0.063 | -13.2554 | 500 | 0.04 | 0.062
CFLSFm1985CZ15rDXGF | CFL | SFm | 1985 | CZ15 | rDXGF | 3.249 | 3.705 | 360.0828 | 602 | 0.069 | 0.096 | -5.6224 | 500 | 0.04 | 0.062
CFLSFm1985CZ15rDXHP | CFL | SFm | 1985 | CZ15 | rDXHP | 4.302 | 4.917 | 0 | 594 | 0.081 | 0.111 | 0 | 500 | 0.04 | 0.062
CFLSFm1985CZ15rNCEH | CFL | SFm | 1985 | CZ15 | rNCEH | 1.049 | 1.404 | 0 | 424 | 0.04 | 0.062 | 0 | 500 | 0.04 | 0.062
CFLSFm1985CZ15rNCGF | CFL | SFm | 1985 | CZ15 | rNCGF | 0.601 | 0.829 | 357.0508 | 500 | 0.041 | 0.062 | -5.8214 | 500 | 0.04 | 0.062
CFLSFm1985CZ16rDXGF | CFL | SFm | 1985 | CZ16 | rDXGF | 2.098 | 2.219 | 759.4203 | 531 | 0.077 | 0.099 | -17.0267 | 500 | 0.041 | 0.067
CFLSFm1985CZ16rDXHP | CFL | SFm | 1985 | CZ16 | rDXHP | 2.811 | 3.086 | 0 | 358 | 0.084 | 0.105 | 0 | 500 | 0.041 | 0.067
CFLSFm1985CZ16rNCEH | CFL | SFm | 1985 | CZ16 | rNCEH | 1.193 | 1.637 | 0 | 280 | 0.042 | 0.067 | 0 | 500 | 0.041 | 0.067
CFLSFm1985CZ16rNCGF | CFL | SFm | 1985 | CZ16 | rNCGF | 0.617 | 0.878 | 762.0011 | 491 | 0.042 | 0.067 | -17.2816 | 500 | 0.041 | 0.067
CFLSFm1996CZ01rDXGF | CFL | SFm | 1996 | CZ01 | rDXGF | 0.67 | 0.966 | 602.3588 | 492 | 0.042 | 0.068 | -15.0793 | 500 | 0.042 | 0.067
CFLSFm1996CZ01rDXHP | CFL | SFm | 1996 | CZ01 | rDXHP | 1.299 | 1.798 | 0 | 374 | 0.042 | 0.067 | 0 | 500 | 0.042 | 0.067
CFLSFm1996CZ01rNCEH | CFL | SFm | 1996 | CZ01 | rNCEH | 1.305 | 1.804 | 0 | 277 | 0.042 | 0.066 | 0 | 500 | 0.042 | 0.067
CFLSFm1996CZ01rNCGF | CFL | SFm | 1996 | CZ01 | rNCGF | 0.67 | 0.966 | 603.8671 | 493 | 0.042 | 0.068 | -15.1879 | 500 | 0.042 | 0.067
CFLSFm1996CZ02rDXGF | CFL | SFm | 1996 | CZ02 | rDXGF | 2.47 | 2.78 | 540.7625 | 522 | 0.072 | 0.098 | -12.4567 | 500 | 0.042 | 0.067
CFLSFm1996CZ02rDXHP | CFL | SFm | 1996 | CZ02 | rDXHP | 3.196 | 3.666 | 0 | 432 | 0.108 | 0.122 | 0 | 500 | 0.042 | 0.067
CFLSFm1996CZ02rNCEH | CFL | SFm | 1996 | CZ02 | rNCEH | 1.257 | 1.732 | 0 | 330 | 0.042 | 0.068 | 0 | 500 | 0.042 | 0.067
CFLSFm1996CZ02rNCGF | CFL | SFm | 1996 | CZ02 | rNCGF | 0.688 | 0.984 | 540.7474 | 495 | 0.043 | 0.067 | -12.5332 | 500 | 0.042 | 0.067
CFLSFm1996CZ03rDXGF | CFL | SFm | 1996 | CZ03 | rDXGF | 1.792 | 2.138 | 535.2294 | 504 | 0.081 | 0.106 | -13.7798 | 500 | 0.042 | 0.067
CFLSFm1996CZ03rDXHP | CFL | SFm | 1996 | CZ03 | rDXHP | 2.418 | 2.93 | 0 | 407 | 0.087 | 0.117 | 0 | 500 | 0.042 | 0.067
CFLSFm1996CZ03rNCEH | CFL | SFm | 1996 | CZ03 | rNCEH | 1.263 | 1.742 | 0 | 304 | 0.042 | 0.068 | 0 | 500 | 0.042 | 0.067
CFLSFm1996CZ03rNCGF | CFL | SFm | 1996 | CZ03 | rNCGF | 0.68 | 0.976 | 535.7004 | 493 | 0.043 | 0.068 | -13.8516 | 500 | 0.042 | 0.067
CFLSFm1996CZ04rDXGF | CFL | SFm | 1996 | CZ04 | rDXGF | 2.819 | 3.26 | 455.862 | 547 | 0.073 | 0.097 | -11.205 | 500 | 0.042 | 0.067
CFLSFm1996CZ04rDXHP | CFL | SFm | 1996 | CZ04 | rDXHP | 3.614 | 4.221 | 0 | 477 | 0.079 | 0.106 | 0 | 500 | 0.042 | 0.067
CFLSFm1996CZ04rNCEH | CFL | SFm | 1996 | CZ04 | rNCEH | 1.232 | 1.693 | 0 | 343 | 0.042 | 0.068 | 0 | 500 | 0.042 | 0.067
CFLSFm1996CZ04rNCGF | CFL | SFm | 1996 | CZ04 | rNCGF | 0.693 | 0.99 | 455.1411 | 496 | 0.042 | 0.068 | -11.2851 | 500 | 0.042 | 0.067
CFLSFm1996CZ05rDXGF | CFL | SFm | 1996 | CZ05 | rDXGF | 1.763 | 1.764 | 607.5599 | 507 | 0.074 | 0.105 | -18.3905 | 500 | 0.044 | 0.075
CFLSFm1996CZ05rDXHP | CFL | SFm | 1996 | CZ05 | rDXHP | 2.402 | 2.553 | 0 | 375 | 0.077 | 0.106 | 0 | 500 | 0.044 | 0.075
CFLSFm1996CZ05rNCEH | CFL | SFm | 1996 | CZ05 | rNCEH | 1.273 | 1.772 | 0 | 244 | 0.044 | 0.074 | 0 | 500 | 0.044 | 0.075
CFLSFm1996CZ05rNCGF | CFL | SFm | 1996 | CZ05 | rNCGF | 0.691 | 1.006 | 606.7157 | 491 | 0.045 | 0.075 | -18.4082 | 500 | 0.044 | 0.075
CFLSFm1996CZ06rDXGF | CFL | SFm | 1996 | CZ06 | rDXGF | 2.432 | 2.708 | 388.3573 | 573 | 0.067 | 0.103 | -8.528 | 500 | 0.043 | 0.074
CFLSFm1996CZ06rDXHP | CFL | SFm | 1996 | CZ06 | rDXHP | 3.21 | 3.61 | 0 | 527 | 0.08 | 0.116 | 0 | 500 | 0.043 | 0.074
CFLSFm1996CZ06rNCEH | CFL | SFm | 1996 | CZ06 | rNCEH | 1.262 | 1.753 | 0 | 382 | 0.045 | 0.074 | 0 | 500 | 0.043 | 0.074
CFLSFm1996CZ06rNCGF | CFL | SFm | 1996 | CZ06 | rNCGF | 0.722 | 1.052 | 387.7009 | 498 | 0.044 | 0.075 | -8.638 | 500 | 0.043 | 0.074
CFLSFm1996CZ07rDXGF | CFL | SFm | 1996 | CZ07 | rDXGF | 2.105 | 1.865 | 384.0266 | 546 | 0.064 | 0.095 | -8.8806 | 500 | 0.043 | 0.074
CFLSFm1996CZ07rDXHP | CFL | SFm | 1996 | CZ07 | rDXHP | 2.816 | 2.634 | 0 | 502 | 0.092 | 0.111 | 0 | 500 | 0.043 | 0.074
CFLSFm1996CZ07rNCEH | CFL | SFm | 1996 | CZ07 | rNCEH | 1.26 | 1.751 | 0 | 381 | 0.044 | 0.075 | 0 | 500 | 0.043 | 0.074
CFLSFm1996CZ07rNCGF | CFL | SFm | 1996 | CZ07 | rNCGF | 0.72 | 1.048 | 383.4284 | 497 | 0.044 | 0.074 | -8.9266 | 500 | 0.043 | 0.074
CFLSFm1996CZ08rDXGF | CFL | SFm | 1996 | CZ08 | rDXGF | 3.245 | 3.135 | 365.4982 | 594 | 0.064 | 0.1 | -6.9126 | 500 | 0.043 | 0.074
CFLSFm1996CZ08rDXHP | CFL | SFm | 1996 | CZ08 | rDXHP | 4.159 | 4.097 | 0 | 571 | 0.081 | 0.115 | 0 | 500 | 0.043 | 0.074
CFLSFm1996CZ08rNCEH | CFL | SFm | 1996 | CZ08 | rNCEH | 1.249 | 1.732 | 0 | 404 | 0.044 | 0.075 | 0 | 500 | 0.043 | 0.074
CFLSFm1996CZ08rNCGF | CFL | SFm | 1996 | CZ08 | rNCGF | 0.734 | 1.063 | 363.2355 | 499 | 0.044 | 0.075 | -7.0413 | 500 | 0.043 | 0.074
CFLSFm1996CZ09rDXGF | CFL | SFm | 1996 | CZ09 | rDXGF | 2.719 | 3.311 | 395.8487 | 585 | 0.068 | 0.101 | -8.017 | 500 | 0.045 | 0.074
CFLSFm1996CZ09rDXHP | CFL | SFm | 1996 | CZ09 | rDXHP | 3.532 | 4.31 | 0 | 543 | 0.083 | 0.118 | 0 | 500 | 0.045 | 0.074
CFLSFm1996CZ09rNCEH | CFL | SFm | 1996 | CZ09 | rNCEH | 1.222 | 1.692 | 0 | 389 | 0.044 | 0.074 | 0 | 500 | 0.045 | 0.074
CFLSFm1996CZ09rNCGF | CFL | SFm | 1996 | CZ09 | rNCGF | 0.707 | 1.023 | 394.0622 | 499 | 0.045 | 0.075 | -8.0851 | 500 | 0.045 | 0.074
CFLSFm1996CZ10rDXGF | CFL | SFm | 1996 | CZ10 | rDXGF | 3.038 | 2.88 | 460.52 | 577 | 0.063 | 0.087 | -9.9793 | 500 | 0.04 | 0.062
CFLSFm1996CZ10rDXHP | CFL | SFm | 1996 | CZ10 | rDXHP | 4.064 | 3.939 | 0 | 517 | 0.074 | 0.097 | 0 | 500 | 0.04 | 0.062
CFLSFm1996CZ10rNCEH | CFL | SFm | 1996 | CZ10 | rNCEH | 1.217 | 1.656 | 0 | 353 | 0.04 | 0.062 | 0 | 500 | 0.04 | 0.062
CFLSFm1996CZ10rNCGF | CFL | SFm | 1996 | CZ10 | rNCGF | 0.688 | 0.966 | 458.1774 | 497 | 0.04 | 0.062 | -10.1756 | 500 | 0.04 | 0.062
CFLSFm1996CZ11rDXGF | CFL | SFm | 1996 | CZ11 | rDXGF | 2.739 | 3.38 | 560.0861 | 562 | 0.07 | 0.092 | -12.6209 | 500 | 0.04 | 0.062
CFLSFm1996CZ11rDXHP | CFL | SFm | 1996 | CZ11 | rDXHP | 3.686 | 4.544 | 0 | 474 | 0.081 | 0.103 | 0 | 500 | 0.04 | 0.062
CFLSFm1996CZ11rNCEH | CFL | SFm | 1996 | CZ11 | rNCEH | 1.183 | 1.607 | 0 | 309 | 0.04 | 0.062 | 0 | 500 | 0.04 | 0.062
CFLSFm1996CZ11rNCGF | CFL | SFm | 1996 | CZ11 | rNCGF | 0.654 | 0.916 | 558.4954 | 495 | 0.041 | 0.062 | -12.7526 | 500 | 0.04 | 0.062
CFLSFm1996CZ12rDXGF | CFL | SFm | 1996 | CZ12 | rDXGF | 3.319 | 3.453 | 510.6469 | 546 | 0.064 | 0.088 | -11.961 | 500 | 0.04 | 0.062
CFLSFm1996CZ12rDXHP | CFL | SFm | 1996 | CZ12 | rDXHP | 4.344 | 4.606 | 0 | 462 | 0.074 | 0.098 | 0 | 500 | 0.04 | 0.062
CFLSFm1996CZ12rNCEH | CFL | SFm | 1996 | CZ12 | rNCEH | 1.204 | 1.639 | 0 | 324 | 0.04 | 0.062 | 0 | 500 | 0.04 | 0.062
CFLSFm1996CZ12rNCGF | CFL | SFm | 1996 | CZ12 | rNCGF | 0.652 | 0.914 | 509.6079 | 496 | 0.041 | 0.062 | -12.0688 | 500 | 0.04 | 0.062
CFLSFm1996CZ13rDXGF | CFL | SFm | 1996 | CZ13 | rDXGF | 3.189 | 3.384 | 503.9382 | 571 | 0.064 | 0.091 | -10.7466 | 500 | 0.04 | 0.062
CFLSFm1996CZ13rDXHP | CFL | SFm | 1996 | CZ13 | rDXHP | 4.253 | 4.558 | 0 | 506 | 0.072 | 0.101 | 0 | 500 | 0.04 | 0.062
CFLSFm1996CZ13rNCEH | CFL | SFm | 1996 | CZ13 | rNCEH | 1.174 | 1.592 | 0 | 334 | 0.041 | 0.062 | 0 | 500 | 0.04 | 0.062
CFLSFm1996CZ13rNCGF | CFL | SFm | 1996 | CZ13 | rNCGF | 0.656 | 0.917 | 501.9361 | 496 | 0.041 | 0.062 | -10.8714 | 500 | 0.04 | 0.062
CFLSFm1996CZ14rDXGF | CFL | SFm | 1996 | CZ14 | rDXGF | 3.156 | 3.258 | 458.5733 | 572 | 0.064 | 0.089 | -11.4523 | 500 | 0.04 | 0.062
CFLSFm1996CZ14rDXHP | CFL | SFm | 1996 | CZ14 | rDXHP | 4.212 | 4.433 | 0 | 486 | 0.074 | 0.099 | 0 | 500 | 0.04 | 0.062
CFLSFm1996CZ14rNCEH | CFL | SFm | 1996 | CZ14 | rNCEH | 1.12 | 1.514 | 0 | 331 | 0.04 | 0.062 | 0 | 500 | 0.04 | 0.062
CFLSFm1996CZ14rNCGF | CFL | SFm | 1996 | CZ14 | rNCGF | 0.59 | 0.821 | 455.8404 | 496 | 0.04 | 0.062 | -11.558 | 500 | 0.04 | 0.062
CFLSFm1996CZ15rDXGF | CFL | SFm | 1996 | CZ15 | rDXGF | 3.397 | 3.691 | 342.8336 | 601 | 0.065 | 0.093 | -5.5036 | 500 | 0.04 | 0.062
CFLSFm1996CZ15rDXHP | CFL | SFm | 1996 | CZ15 | rDXHP | 4.471 | 4.882 | 0 | 591 | 0.075 | 0.103 | 0 | 500 | 0.04 | 0.062
CFLSFm1996CZ15rNCEH | CFL | SFm | 1996 | CZ15 | rNCEH | 1.053 | 1.41 | 0 | 420 | 0.04 | 0.062 | 0 | 500 | 0.04 | 0.062
CFLSFm1996CZ15rNCGF | CFL | SFm | 1996 | CZ15 | rNCGF | 0.605 | 0.835 | 338.52 | 500 | 0.041 | 0.062 | -5.6595 | 500 | 0.04 | 0.062
CFLSFm1996CZ16rDXGF | CFL | SFm | 1996 | CZ16 | rDXGF | 2.434 | 2.359 | 542.1719 | 531 | 0.076 | 0.095 | -10.9008 | 500 | 0.042 | 0.067
CFLSFm1996CZ16rDXHP | CFL | SFm | 1996 | CZ16 | rDXHP | 3.152 | 3.209 | 0 | 419 | 0.072 | 0.094 | 0 | 500 | 0.042 | 0.067
CFLSFm1996CZ16rNCEH | CFL | SFm | 1996 | CZ16 | rNCEH | 1.264 | 1.742 | 0 | 347 | 0.042 | 0.068 | 0 | 500 | 0.042 | 0.067
CFLSFm1996CZ16rNCGF | CFL | SFm | 1996 | CZ16 | rNCGF | 0.69 | 0.985 | 541.6581 | 497 | 0.043 | 0.068 | -10.9723 | 500 | 0.042 | 0.067
CFLSFm2003CZ01rDXGF | CFL | SFm | 2003 | CZ01 | rDXGF | 0.694 | 1.002 | 595.0445 | 492 | 0.042 | 0.068 | -15.9164 | 500 | 0.041 | 0.067
CFLSFm2003CZ01rDXHP | CFL | SFm | 2003 | CZ01 | rDXHP | 1.324 | 1.835 | 0 | 370 | 0.042 | 0.067 | 0 | 500 | 0.041 | 0.067
CFLSFm2003CZ01rNCEH | CFL | SFm | 2003 | CZ01 | rNCEH | 1.326 | 1.838 | 0 | 268 | 0.042 | 0.067 | 0 | 500 | 0.041 | 0.067
CFLSFm2003CZ01rNCGF | CFL | SFm | 2003 | CZ01 | rNCGF | 0.694 | 1.002 | 596.5377 | 493 | 0.042 | 0.068 | -16.0323 | 500 | 0.041 | 0.067
CFLSFm2003CZ02rDXGF | CFL | SFm | 2003 | CZ02 | rDXGF | 2.04 | 2.307 | 576.7348 | 519 | 0.085 | 0.103 | -13.6406 | 500 | 0.041 | 0.067
CFLSFm2003CZ02rDXHP | CFL | SFm | 2003 | CZ02 | rDXHP | 2.77 | 3.208 | 0 | 411 | 0.093 | 0.112 | 0 | 500 | 0.041 | 0.067
CFLSFm2003CZ02rNCEH | CFL | SFm | 2003 | CZ02 | rNCEH | 1.197 | 1.643 | 0 | 301 | 0.042 | 0.068 | 0 | 500 | 0.041 | 0.067
CFLSFm2003CZ02rNCGF | CFL | SFm | 2003 | CZ02 | rNCGF | 0.626 | 0.894 | 577.5551 | 493 | 0.043 | 0.068 | -13.7705 | 500 | 0.041 | 0.067
CFLSFm2003CZ03rDXGF | CFL | SFm | 2003 | CZ03 | rDXGF | 1.948 | 2.127 | 524.0771 | 504 | 0.078 | 0.096 | -13.5613 | 500 | 0.041 | 0.067
CFLSFm2003CZ03rDXHP | CFL | SFm | 2003 | CZ03 | rDXHP | 2.587 | 2.931 | 0 | 409 | 0.091 | 0.106 | 0 | 500 | 0.041 | 0.067
CFLSFm2003CZ03rNCEH | CFL | SFm | 2003 | CZ03 | rNCEH | 1.288 | 1.779 | 0 | 309 | 0.042 | 0.068 | 0 | 500 | 0.041 | 0.067
CFLSFm2003CZ03rNCGF | CFL | SFm | 2003 | CZ03 | rNCGF | 0.705 | 1.012 | 524.5386 | 494 | 0.042 | 0.067 | -13.6275 | 500 | 0.041 | 0.067
CFLSFm2003CZ04rDXGF | CFL | SFm | 2003 | CZ04 | rDXGF | 3.274 | 3.438 | 491.8494 | 548 | 0.065 | 0.092 | -11.5687 | 500 | 0.041 | 0.067
CFLSFm2003CZ04rDXHP | CFL | SFm | 2003 | CZ04 | rDXHP | 4.138 | 4.425 | 0 | 477 | 0.075 | 0.102 | 0 | 500 | 0.041 | 0.067
CFLSFm2003CZ04rNCEH | CFL | SFm | 2003 | CZ04 | rNCEH | 1.256 | 1.729 | 0 | 336 | 0.042 | 0.068 | 0 | 500 | 0.041 | 0.067
CFLSFm2003CZ04rNCGF | CFL | SFm | 2003 | CZ04 | rNCGF | 0.715 | 1.024 | 491.3465 | 495 | 0.042 | 0.068 | -11.6479 | 500 | 0.041 | 0.067
CFLSFm2003CZ05rDXGF | CFL | SFm | 2003 | CZ05 | rDXGF | 1.789 | 1.789 | 525.5269 | 508 | 0.072 | 0.1 | -15.6716 | 500 | 0.044 | 0.074
CFLSFm2003CZ05rDXHP | CFL | SFm | 2003 | CZ05 | rDXHP | 2.427 | 2.575 | 0 | 393 | 0.079 | 0.099 | 0 | 500 | 0.044 | 0.074
CFLSFm2003CZ05rNCEH | CFL | SFm | 2003 | CZ05 | rNCEH | 1.298 | 1.81 | 0 | 283 | 0.044 | 0.074 | 0 | 500 | 0.044 | 0.074
CFLSFm2003CZ05rNCGF | CFL | SFm | 2003 | CZ05 | rNCGF | 0.716 | 1.044 | 525.6346 | 493 | 0.045 | 0.074 | -15.6724 | 500 | 0.044 | 0.074
CFLSFm2003CZ06rDXGF | CFL | SFm | 2003 | CZ06 | rDXGF | 2.62 | 2.787 | 348.2969 | 571 | 0.068 | 0.102 | -6.1583 | 500 | 0.044 | 0.074
CFLSFm2003CZ06rDXHP | CFL | SFm | 2003 | CZ06 | rDXHP | 3.423 | 3.697 | 0 | 543 | 0.08 | 0.114 | 0 | 500 | 0.044 | 0.074
CFLSFm2003CZ06rNCEH | CFL | SFm | 2003 | CZ06 | rNCEH | 1.285 | 1.789 | 0 | 413 | 0.044 | 0.074 | 0 | 500 | 0.044 | 0.074
CFLSFm2003CZ06rNCGF | CFL | SFm | 2003 | CZ06 | rNCGF | 0.746 | 1.087 | 347.7176 | 500 | 0.045 | 0.074 | -6.2041 | 500 | 0.044 | 0.074
CFLSFm2003CZ07rDXGF | CFL | SFm | 2003 | CZ07 | rDXGF | 2.366 | 2.365 | 404.6052 | 568 | 0.069 | 0.101 | -9.4847 | 500 | 0.044 | 0.074
CFLSFm2003CZ07rDXHP | CFL | SFm | 2003 | CZ07 | rDXHP | 3.094 | 3.187 | 0 | 523 | 0.081 | 0.112 | 0 | 500 | 0.044 | 0.074
CFLSFm2003CZ07rNCEH | CFL | SFm | 2003 | CZ07 | rNCEH | 1.283 | 1.786 | 0 | 370 | 0.044 | 0.075 | 0 | 500 | 0.044 | 0.074
CFLSFm2003CZ07rNCGF | CFL | SFm | 2003 | CZ07 | rNCGF | 0.742 | 1.082 | 403.7804 | 497 | 0.044 | 0.075 | -9.5767 | 500 | 0.044 | 0.074
CFLSFm2003CZ08rDXGF | CFL | SFm | 2003 | CZ08 | rDXGF | 3.779 | 3.369 | 358.8728 | 600 | 0.066 | 0.1 | -6.6272 | 500 | 0.044 | 0.074
CFLSFm2003CZ08rDXHP | CFL | SFm | 2003 | CZ08 | rDXHP | 4.766 | 4.357 | 0 | 580 | 0.077 | 0.111 | 0 | 500 | 0.044 | 0.074
CFLSFm2003CZ08rNCEH | CFL | SFm | 2003 | CZ08 | rNCEH | 1.272 | 1.767 | 0 | 406 | 0.045 | 0.075 | 0 | 500 | 0.044 | 0.074
CFLSFm2003CZ08rNCGF | CFL | SFm | 2003 | CZ08 | rNCGF | 0.755 | 1.095 | 356.4647 | 499 | 0.045 | 0.074 | -6.7218 | 500 | 0.044 | 0.074
CFLSFm2003CZ09rDXGF | CFL | SFm | 2003 | CZ09 | rDXGF | 3.67 | 3.497 | 413.0455 | 567 | 0.069 | 0.103 | -8.0025 | 500 | 0.044 | 0.074
CFLSFm2003CZ09rDXHP | CFL | SFm | 2003 | CZ09 | rDXHP | 4.631 | 4.505 | 0 | 524 | 0.081 | 0.115 | 0 | 500 | 0.044 | 0.074
CFLSFm2003CZ09rNCEH | CFL | SFm | 2003 | CZ09 | rNCEH | 1.28 | 1.78 | 0 | 384 | 0.044 | 0.074 | 0 | 500 | 0.044 | 0.074
CFLSFm2003CZ09rNCGF | CFL | SFm | 2003 | CZ09 | rNCGF | 0.762 | 1.108 | 411.6101 | 498 | 0.044 | 0.075 | -8.0562 | 500 | 0.044 | 0.074
CFLSFm2003CZ10rDXGF | CFL | SFm | 2003 | CZ10 | rDXGF | 2.848 | 2.708 | 461.5467 | 569 | 0.06 | 0.084 | -10.053 | 500 | 0.041 | 0.062
CFLSFm2003CZ10rDXHP | CFL | SFm | 2003 | CZ10 | rDXHP | 3.852 | 3.773 | 0 | 511 | 0.067 | 0.094 | 0 | 500 | 0.041 | 0.062
CFLSFm2003CZ10rNCEH | CFL | SFm | 2003 | CZ10 | rNCEH | 1.16 | 1.572 | 0 | 346 | 0.041 | 0.062 | 0 | 500 | 0.041 | 0.062
CFLSFm2003CZ10rNCGF | CFL | SFm | 2003 | CZ10 | rNCGF | 0.631 | 0.882 | 459.8721 | 497 | 0.041 | 0.063 | -10.2088 | 500 | 0.041 | 0.062
CFLSFm2003CZ11rDXGF | CFL | SFm | 2003 | CZ11 | rDXGF | 2.932 | 3.332 | 474.1863 | 565 | 0.064 | 0.089 | -11.1147 | 500 | 0.041 | 0.062
CFLSFm2003CZ11rDXHP | CFL | SFm | 2003 | CZ11 | rDXHP | 3.934 | 4.502 | 0 | 491 | 0.073 | 0.097 | 0 | 500 | 0.041 | 0.062
CFLSFm2003CZ11rNCEH | CFL | SFm | 2003 | CZ11 | rNCEH | 1.163 | 1.578 | 0 | 330 | 0.04 | 0.062 | 0 | 500 | 0.041 | 0.062
CFLSFm2003CZ11rNCGF | CFL | SFm | 2003 | CZ11 | rNCGF | 0.633 | 0.886 | 472.8378 | 496 | 0.04 | 0.062 | -11.2571 | 500 | 0.041 | 0.062
CFLSFm2003CZ12rDXGF | CFL | SFm | 2003 | CZ12 | rDXGF | 2.646 | 3.011 | 481.9236 | 543 | 0.067 | 0.086 | -11.1454 | 500 | 0.041 | 0.062
CFLSFm2003CZ12rDXHP | CFL | SFm | 2003 | CZ12 | rDXHP | 3.533 | 4.073 | 0 | 463 | 0.074 | 0.095 | 0 | 500 | 0.041 | 0.062
CFLSFm2003CZ12rNCEH | CFL | SFm | 2003 | CZ12 | rNCEH | 1.183 | 1.609 | 0 | 335 | 0.04 | 0.062 | 0 | 500 | 0.041 | 0.062
CFLSFm2003CZ12rNCGF | CFL | SFm | 2003 | CZ12 | rNCGF | 0.63 | 0.883 | 481.4939 | 496 | 0.04 | 0.062 | -11.2653 | 500 | 0.041 | 0.062
CFLSFm2003CZ13rDXGF | CFL | SFm | 2003 | CZ13 | rDXGF | 2.617 | 3.123 | 444.7673 | 573 | 0.065 | 0.088 | -9.2787 | 500 | 0.041 | 0.062
CFLSFm2003CZ13rDXHP | CFL | SFm | 2003 | CZ13 | rDXHP | 3.547 | 4.224 | 0 | 516 | 0.072 | 0.094 | 0 | 500 | 0.041 | 0.062
CFLSFm2003CZ13rNCEH | CFL | SFm | 2003 | CZ13 | rNCEH | 1.153 | 1.562 | 0 | 354 | 0.04 | 0.062 | 0 | 500 | 0.041 | 0.062
CFLSFm2003CZ13rNCGF | CFL | SFm | 2003 | CZ13 | rNCGF | 0.635 | 0.887 | 442.8734 | 498 | 0.04 | 0.062 | -9.4375 | 500 | 0.041 | 0.062
CFLSFm2003CZ14rDXGF | CFL | SFm | 2003 | CZ14 | rDXGF | 4.282 | 4.186 | 487.4134 | 571 | 0.058 | 0.086 | -11.267 | 500 | 0.04 | 0.062
CFLSFm2003CZ14rDXHP | CFL | SFm | 2003 | CZ14 | rDXHP | 5.434 | 5.456 | 0 | 495 | 0.059 | 0.092 | 0 | 500 | 0.04 | 0.062
CFLSFm2003CZ14rNCEH | CFL | SFm | 2003 | CZ14 | rNCEH | 1.217 | 1.656 | 0 | 335 | 0.04 | 0.062 | 0 | 500 | 0.04 | 0.062
CFLSFm2003CZ14rNCGF | CFL | SFm | 2003 | CZ14 | rNCGF | 0.686 | 0.962 | 483.9404 | 496 | 0.041 | 0.063 | -11.391 | 500 | 0.04 | 0.062
CFLSFm2003CZ15rDXGF | CFL | SFm | 2003 | CZ15 | rDXGF | 3.429 | 4.067 | 351.4842 | 598 | 0.067 | 0.092 | -5.3208 | 500 | 0.04 | 0.062
CFLSFm2003CZ15rDXHP | CFL | SFm | 2003 | CZ15 | rDXHP | 4.486 | 5.308 | 0 | 584 | 0.077 | 0.102 | 0 | 500 | 0.04 | 0.062
CFLSFm2003CZ15rNCEH | CFL | SFm | 2003 | CZ15 | rNCEH | 1.15 | 1.552 | 0 | 422 | 0.04 | 0.062 | 0 | 500 | 0.04 | 0.062
CFLSFm2003CZ15rNCGF | CFL | SFm | 2003 | CZ15 | rNCGF | 0.701 | 0.977 | 347.7904 | 500 | 0.041 | 0.063 | -5.4452 | 500 | 0.04 | 0.062
CFLSFm2003CZ16rDXGF | CFL | SFm | 2003 | CZ16 | rDXGF | 1.846 | 2.256 | 539.9305 | 528 | 0.076 | 0.1 | -10.7707 | 500 | 0.041 | 0.067
CFLSFm2003CZ16rDXHP | CFL | SFm | 2003 | CZ16 | rDXHP | 2.483 | 3.071 | 0 | 417 | 0.082 | 0.106 | 0 | 500 | 0.041 | 0.067
CFLSFm2003CZ16rNCEH | CFL | SFm | 2003 | CZ16 | rNCEH | 1.289 | 1.779 | 0 | 349 | 0.042 | 0.068 | 0 | 500 | 0.041 | 0.067
CFLSFm2003CZ16rNCGF | CFL | SFm | 2003 | CZ16 | rNCGF | 0.715 | 1.022 | 539.8368 | 497 | 0.042 | 0.068 | -10.8422 | 500 | 0.041 | 0.067
CFLSFm2007CZ01rDXGF | CFL | SFm | 2007 | CZ01 | rDXGF | 0.69 | 0.998 | 568.3211 | 492 | 0.042 | 0.068 | -16.518 | 500 | 0.041 | 0.067
CFLSFm2007CZ01rDXHP | CFL | SFm | 2007 | CZ01 | rDXHP | 1.227 | 1.741 | 0 | 375 | 0.042 | 0.068 | 0 | 500 | 0.041 | 0.067
CFLSFm2007CZ01rNCEH | CFL | SFm | 2007 | CZ01 | rNCEH | 1.232 | 1.746 | 0 | 251 | 0.041 | 0.066 | 0 | 500 | 0.041 | 0.067
CFLSFm2007CZ01rNCGF | CFL | SFm | 2007 | CZ01 | rNCGF | 0.69 | 0.998 | 568.9379 | 492 | 0.042 | 0.068 | -16.5842 | 500 | 0.041 | 0.067
CFLSFm2007CZ02rDXGF | CFL | SFm | 2007 | CZ02 | rDXGF | 2.107 | 2.268 | 543.0316 | 521 | 0.066 | 0.088 | -15.2226 | 500 | 0.041 | 0.067
CFLSFm2007CZ02rDXHP | CFL | SFm | 2007 | CZ02 | rDXHP | 2.577 | 2.908 | 0 | 414 | 0.086 | 0.104 | 0 | 500 | 0.041 | 0.067
CFLSFm2007CZ02rNCEH | CFL | SFm | 2007 | CZ02 | rNCEH | 1.104 | 1.552 | 0 | 276 | 0.043 | 0.067 | 0 | 500 | 0.041 | 0.067
CFLSFm2007CZ02rNCGF | CFL | SFm | 2007 | CZ02 | rNCGF | 0.62 | 0.888 | 542.9083 | 492 | 0.043 | 0.068 | -15.3205 | 500 | 0.041 | 0.067
CFLSFm2007CZ03rDXGF | CFL | SFm | 2007 | CZ03 | rDXGF | 2.093 | 2.243 | 496.2414 | 508 | 0.076 | 0.095 | -12.8742 | 500 | 0.041 | 0.067
CFLSFm2007CZ03rDXHP | CFL | SFm | 2007 | CZ03 | rDXHP | 2.492 | 2.827 | 0 | 428 | 0.081 | 0.098 | 0 | 500 | 0.041 | 0.067
CFLSFm2007CZ03rNCEH | CFL | SFm | 2007 | CZ03 | rNCEH | 1.194 | 1.687 | 0 | 316 | 0.042 | 0.068 | 0 | 500 | 0.041 | 0.067
CFLSFm2007CZ03rNCGF | CFL | SFm | 2007 | CZ03 | rNCGF | 0.7 | 1.007 | 496.2431 | 494 | 0.043 | 0.067 | -12.9103 | 500 | 0.041 | 0.067
CFLSFm2007CZ04rDXGF | CFL | SFm | 2007 | CZ04 | rDXGF | 3.011 | 3.17 | 462.2822 | 544 | 0.059 | 0.087 | -11.8697 | 500 | 0.041 | 0.067
CFLSFm2007CZ04rDXHP | CFL | SFm | 2007 | CZ04 | rDXHP | 3.431 | 3.742 | 0 | 472 | 0.069 | 0.095 | 0 | 500 | 0.041 | 0.067
CFLSFm2007CZ04rNCEH | CFL | SFm | 2007 | CZ04 | rNCEH | 1.165 | 1.641 | 0 | 330 | 0.042 | 0.068 | 0 | 500 | 0.041 | 0.067
CFLSFm2007CZ04rNCGF | CFL | SFm | 2007 | CZ04 | rNCGF | 0.711 | 1.019 | 461.298 | 495 | 0.043 | 0.068 | -11.9302 | 500 | 0.041 | 0.067
CFLSFm2007CZ05rDXGF | CFL | SFm | 2007 | CZ05 | rDXGF | 1.736 | 1.72 | 500.6827 | 507 | 0.07 | 0.093 | -14.8157 | 500 | 0.044 | 0.074
CFLSFm2007CZ05rDXHP | CFL | SFm | 2007 | CZ05 | rDXHP | 2.16 | 2.342 | 0 | 408 | 0.071 | 0.094 | 0 | 500 | 0.044 | 0.074
CFLSFm2007CZ05rNCEH | CFL | SFm | 2007 | CZ05 | rNCEH | 1.204 | 1.718 | 0 | 289 | 0.044 | 0.074 | 0 | 500 | 0.044 | 0.074
CFLSFm2007CZ05rNCGF | CFL | SFm | 2007 | CZ05 | rNCGF | 0.711 | 1.039 | 500.3666 | 494 | 0.045 | 0.075 | -14.8814 | 500 | 0.044 | 0.074
CFLSFm2007CZ06rDXGF | CFL | SFm | 2007 | CZ06 | rDXGF | 2.616 | 2.653 | 359.2837 | 556 | 0.065 | 0.095 | -7.7841 | 500 | 0.044 | 0.074
CFLSFm2007CZ06rDXHP | CFL | SFm | 2007 | CZ06 | rDXHP | 3.038 | 3.223 | 0 | 512 | 0.075 | 0.102 | 0 | 500 | 0.044 | 0.074
CFLSFm2007CZ06rNCEH | CFL | SFm | 2007 | CZ06 | rNCEH | 1.193 | 1.7 | 0 | 393 | 0.044 | 0.074 | 0 | 500 | 0.044 | 0.074
CFLSFm2007CZ06rNCGF | CFL | SFm | 2007 | CZ06 | rNCGF | 0.74 | 1.082 | 358.5615 | 498 | 0.044 | 0.074 | -7.8303 | 500 | 0.044 | 0.074
CFLSFm2007CZ07rDXGF | CFL | SFm | 2007 | CZ07 | rDXGF | 2.222 | 2.314 | 337.1998 | 571 | 0.061 | 0.096 | -7.3624 | 500 | 0.044 | 0.074
CFLSFm2007CZ07rDXHP | CFL | SFm | 2007 | CZ07 | rDXHP | 2.647 | 2.885 | 0 | 537 | 0.07 | 0.103 | 0 | 500 | 0.044 | 0.074
CFLSFm2007CZ07rNCEH | CFL | SFm | 2007 | CZ07 | rNCEH | 1.19 | 1.695 | 0 | 397 | 0.044 | 0.074 | 0 | 500 | 0.044 | 0.074
CFLSFm2007CZ07rNCGF | CFL | SFm | 2007 | CZ07 | rNCGF | 0.737 | 1.077 | 336.2751 | 498 | 0.044 | 0.074 | -7.4276 | 500 | 0.044 | 0.074
CFLSFm2007CZ08rDXGF | CFL | SFm | 2007 | CZ08 | rDXGF | 3.536 | 3.23 | 338.8534 | 590 | 0.062 | 0.097 | -6.6488 | 500 | 0.044 | 0.074
CFLSFm2007CZ08rDXHP | CFL | SFm | 2007 | CZ08 | rDXHP | 3.999 | 3.809 | 0 | 558 | 0.07 | 0.102 | 0 | 500 | 0.044 | 0.074
CFLSFm2007CZ08rNCEH | CFL | SFm | 2007 | CZ08 | rNCEH | 1.182 | 1.679 | 0 | 405 | 0.044 | 0.074 | 0 | 500 | 0.044 | 0.074
CFLSFm2007CZ08rNCGF | CFL | SFm | 2007 | CZ08 | rNCGF | 0.75 | 1.091 | 336.2079 | 499 | 0.045 | 0.075 | -6.7731 | 500 | 0.044 | 0.074
CFLSFm2007CZ09rDXGF | CFL | SFm | 2007 | CZ09 | rDXGF | 3.587 | 3.313 | 394.3661 | 561 | 0.07 | 0.097 | -8.0604 | 500 | 0.044 | 0.074
CFLSFm2007CZ09rDXHP | CFL | SFm | 2007 | CZ09 | rDXHP | 4.052 | 3.908 | 0 | 510 | 0.076 | 0.102 | 0 | 500 | 0.044 | 0.074
CFLSFm2007CZ09rNCEH | CFL | SFm | 2007 | CZ09 | rNCEH | 1.191 | 1.693 | 0 | 380 | 0.044 | 0.074 | 0 | 500 | 0.044 | 0.074
CFLSFm2007CZ09rNCGF | CFL | SFm | 2007 | CZ09 | rNCGF | 0.757 | 1.103 | 392.255 | 498 | 0.044 | 0.074 | -8.0615 | 500 | 0.044 | 0.074
CFLSFm2007CZ10rDXGF | CFL | SFm | 2007 | CZ10 | rDXGF | 2.712 | 2.572 | 434.5527 | 567 | 0.056 | 0.081 | -10.2585 | 500 | 0.041 | 0.062
CFLSFm2007CZ10rDXHP | CFL | SFm | 2007 | CZ10 | rDXHP | 3.295 | 3.281 | 0 | 503 | 0.06 | 0.087 | 0 | 500 | 0.041 | 0.062
CFLSFm2007CZ10rNCEH | CFL | SFm | 2007 | CZ10 | rNCEH | 1.071 | 1.485 | 0 | 341 | 0.041 | 0.062 | 0 | 500 | 0.041 | 0.062
CFLSFm2007CZ10rNCGF | CFL | SFm | 2007 | CZ10 | rNCGF | 0.626 | 0.877 | 431.9852 | 497 | 0.041 | 0.063 | -10.3676 | 500 | 0.041 | 0.062
CFLSFm2007CZ11rDXGF | CFL | SFm | 2007 | CZ11 | rDXGF | 2.747 | 3.102 | 444.9705 | 564 | 0.06 | 0.086 | -10.9823 | 500 | 0.041 | 0.062
CFLSFm2007CZ11rDXHP | CFL | SFm | 2007 | CZ11 | rDXHP | 3.308 | 3.813 | 0 | 485 | 0.064 | 0.088 | 0 | 500 | 0.041 | 0.062
CFLSFm2007CZ11rNCEH | CFL | SFm | 2007 | CZ11 | rNCEH | 1.075 | 1.492 | 0 | 325 | 0.041 | 0.062 | 0 | 500 | 0.041 | 0.062
CFLSFm2007CZ11rNCGF | CFL | SFm | 2007 | CZ11 | rNCGF | 0.628 | 0.881 | 442.8686 | 496 | 0.041 | 0.063 | -11.0985 | 500 | 0.041 | 0.062
CFLSFm2007CZ12rDXGF | CFL | SFm | 2007 | CZ12 | rDXGF | 2.737 | 2.88 | 457.9868 | 543 | 0.059 | 0.08 | -11.2179 | 500 | 0.041 | 0.062
CFLSFm2007CZ12rDXHP | CFL | SFm | 2007 | CZ12 | rDXHP | 3.263 | 3.565 | 0 | 464 | 0.061 | 0.083 | 0 | 500 | 0.041 | 0.062
CFLSFm2007CZ12rNCEH | CFL | SFm | 2007 | CZ12 | rNCEH | 1.094 | 1.522 | 0 | 330 | 0.04 | 0.062 | 0 | 500 | 0.041 | 0.062
CFLSFm2007CZ12rNCGF | CFL | SFm | 2007 | CZ12 | rNCGF | 0.625 | 0.878 | 456.7173 | 496 | 0.04 | 0.062 | -11.2985 | 500 | 0.041 | 0.062
CFLSFm2007CZ13rDXGF | CFL | SFm | 2007 | CZ13 | rDXGF | 2.831 | 3.031 | 421.737 | 568 | 0.056 | 0.082 | -9.9474 | 500 | 0.041 | 0.062
CFLSFm2007CZ13rDXHP | CFL | SFm | 2007 | CZ13 | rDXHP | 3.368 | 3.717 | 0 | 501 | 0.058 | 0.084 | 0 | 500 | 0.041 | 0.062
CFLSFm2007CZ13rNCEH | CFL | SFm | 2007 | CZ13 | rNCEH | 1.066 | 1.477 | 0 | 346 | 0.041 | 0.062 | 0 | 500 | 0.041 | 0.062
CFLSFm2007CZ13rNCGF | CFL | SFm | 2007 | CZ13 | rNCGF | 0.63 | 0.882 | 418.8367 | 497 | 0.04 | 0.062 | -10.0613 | 500 | 0.041 | 0.062
CFLSFm2007CZ14rDXGF | CFL | SFm | 2007 | CZ14 | rDXGF | 3.712 | 3.708 | 459.8411 | 563 | 0.057 | 0.082 | -11.5627 | 500 | 0.04 | 0.062
CFLSFm2007CZ14rDXHP | CFL | SFm | 2007 | CZ14 | rDXHP | 4.307 | 4.43 | 0 | 481 | 0.06 | 0.088 | 0 | 500 | 0.04 | 0.062
CFLSFm2007CZ14rNCEH | CFL | SFm | 2007 | CZ14 | rNCEH | 1.128 | 1.57 | 0 | 325 | 0.04 | 0.062 | 0 | 500 | 0.04 | 0.062
CFLSFm2007CZ14rNCGF | CFL | SFm | 2007 | CZ14 | rNCGF | 0.681 | 0.956 | 455.6383 | 496 | 0.041 | 0.062 | -11.6222 | 500 | 0.04 | 0.062
CFLSFm2007CZ15rDXGF | CFL | SFm | 2007 | CZ15 | rDXGF | 3.762 | 3.979 | 319.5643 | 596 | 0.061 | 0.089 | -5.0412 | 500 | 0.04 | 0.062
CFLSFm2007CZ15rDXHP | CFL | SFm | 2007 | CZ15 | rDXHP | 4.355 | 4.679 | 0 | 575 | 0.066 | 0.094 | 0 | 500 | 0.04 | 0.062
CFLSFm2007CZ15rNCEH | CFL | SFm | 2007 | CZ15 | rNCEH | 1.067 | 1.472 | 0 | 422 | 0.04 | 0.063 | 0 | 500 | 0.04 | 0.062
CFLSFm2007CZ15rNCGF | CFL | SFm | 2007 | CZ15 | rNCGF | 0.696 | 0.971 | 314.6131 | 500 | 0.041 | 0.062 | -5.1687 | 500 | 0.04 | 0.062
CFLSFm2007CZ16rDXGF | CFL | SFm | 2007 | CZ16 | rDXGF | 1.973 | 1.976 | 517.7748 | 526 | 0.068 | 0.096 | -10.5278 | 500 | 0.041 | 0.067
CFLSFm2007CZ16rDXHP | CFL | SFm | 2007 | CZ16 | rDXHP | 2.385 | 2.568 | 0 | 419 | 0.07 | 0.096 | 0 | 500 | 0.041 | 0.067
CFLSFm2007CZ16rNCEH | CFL | SFm | 2007 | CZ16 | rNCEH | 1.198 | 1.69 | 0 | 347 | 0.042 | 0.068 | 0 | 500 | 0.041 | 0.067
CFLSFm2007CZ16rNCGF | CFL | SFm | 2007 | CZ16 | rNCGF | 0.71 | 1.017 | 516.9772 | 497 | 0.042 | 0.068 | -10.5534 | 500 | 0.041 | 0.067
CFLSFm2011CZ01rDXGF | CFL | SFm | 2011 | CZ01 | rDXGF | 0.691 | 0.998 | 535.0296 | 492 | 0.043 | 0.068 | -15.947 | 500 | 0.041 | 0.067
CFLSFm2011CZ01rDXHP | CFL | SFm | 2011 | CZ01 | rDXHP | 1.227 | 1.741 | 0 | 380 | 0.042 | 0.067 | 0 | 500 | 0.041 | 0.067
CFLSFm2011CZ01rNCEH | CFL | SFm | 2011 | CZ01 | rNCEH | 1.232 | 1.746 | 0 | 261 | 0.041 | 0.067 | 0 | 500 | 0.041 | 0.067
CFLSFm2011CZ01rNCGF | CFL | SFm | 2011 | CZ01 | rNCGF | 0.691 | 0.998 | 535.544 | 493 | 0.043 | 0.068 | -16.0108 | 500 | 0.041 | 0.067
CFLSFm2011CZ02rDXGF | CFL | SFm | 2011 | CZ02 | rDXGF | 2.054 | 2.223 | 508.5822 | 523 | 0.075 | 0.094 | -14.8914 | 500 | 0.041 | 0.067
CFLSFm2011CZ02rDXHP | CFL | SFm | 2011 | CZ02 | rDXHP | 2.525 | 2.866 | 0 | 416 | 0.084 | 0.101 | 0 | 500 | 0.041 | 0.067
CFLSFm2011CZ02rNCEH | CFL | SFm | 2011 | CZ02 | rNCEH | 1.104 | 1.552 | 0 | 281 | 0.043 | 0.067 | 0 | 500 | 0.041 | 0.067
CFLSFm2011CZ02rNCGF | CFL | SFm | 2011 | CZ02 | rNCGF | 0.62 | 0.888 | 508.3559 | 492 | 0.043 | 0.068 | -14.9965 | 500 | 0.041 | 0.067
CFLSFm2011CZ03rDXGF | CFL | SFm | 2011 | CZ03 | rDXGF | 2.008 | 2.186 | 448.0247 | 510 | 0.071 | 0.094 | -12.1096 | 500 | 0.041 | 0.067
CFLSFm2011CZ03rDXHP | CFL | SFm | 2011 | CZ03 | rDXHP | 2.406 | 2.767 | 0 | 433 | 0.076 | 0.097 | 0 | 500 | 0.041 | 0.067
CFLSFm2011CZ03rNCEH | CFL | SFm | 2011 | CZ03 | rNCEH | 1.194 | 1.687 | 0 | 328 | 0.043 | 0.068 | 0 | 500 | 0.041 | 0.067
CFLSFm2011CZ03rNCGF | CFL | SFm | 2011 | CZ03 | rNCGF | 0.699 | 1.007 | 447.9586 | 495 | 0.042 | 0.068 | -12.1352 | 500 | 0.041 | 0.067
CFLSFm2011CZ04rDXGF | CFL | SFm | 2011 | CZ04 | rDXGF | 2.799 | 2.992 | 415.7896 | 548 | 0.062 | 0.09 | -10.9785 | 500 | 0.041 | 0.067
CFLSFm2011CZ04rDXHP | CFL | SFm | 2011 | CZ04 | rDXHP | 3.248 | 3.588 | 0 | 480 | 0.07 | 0.097 | 0 | 500 | 0.041 | 0.067
CFLSFm2011CZ04rNCEH | CFL | SFm | 2011 | CZ04 | rNCEH | 1.165 | 1.64 | 0 | 341 | 0.042 | 0.067 | 0 | 500 | 0.041 | 0.067
CFLSFm2011CZ04rNCGF | CFL | SFm | 2011 | CZ04 | rNCGF | 0.71 | 1.018 | 414.7888 | 496 | 0.042 | 0.067 | -11.0242 | 500 | 0.041 | 0.067
CFLSFm2011CZ05rDXGF | CFL | SFm | 2011 | CZ05 | rDXGF | 1.423 | 1.543 | 491.5517 | 501 | 0.072 | 0.093 | -16.0447 | 500 | 0.044 | 0.074
CFLSFm2011CZ05rDXHP | CFL | SFm | 2011 | CZ05 | rDXHP | 1.865 | 2.177 | 0 | 396 | 0.068 | 0.092 | 0 | 500 | 0.044 | 0.074
CFLSFm2011CZ05rNCEH | CFL | SFm | 2011 | CZ05 | rNCEH | 1.203 | 1.717 | 0 | 270 | 0.045 | 0.074 | 0 | 500 | 0.044 | 0.074
CFLSFm2011CZ05rNCGF | CFL | SFm | 2011 | CZ05 | rNCGF | 0.708 | 1.037 | 491.3178 | 493 | 0.045 | 0.075 | -16.0484 | 500 | 0.044 | 0.074
CFLSFm2011CZ06rDXGF | CFL | SFm | 2011 | CZ06 | rDXGF | 2.222 | 2.361 | 355.4786 | 553 | 0.071 | 0.098 | -8.4926 | 500 | 0.044 | 0.074
CFLSFm2011CZ06rDXHP | CFL | SFm | 2011 | CZ06 | rDXHP | 2.673 | 2.959 | 0 | 507 | 0.076 | 0.103 | 0 | 500 | 0.044 | 0.074
CFLSFm2011CZ06rNCEH | CFL | SFm | 2011 | CZ06 | rNCEH | 1.192 | 1.699 | 0 | 380 | 0.044 | 0.074 | 0 | 500 | 0.044 | 0.074
CFLSFm2011CZ06rNCGF | CFL | SFm | 2011 | CZ06 | rNCGF | 0.739 | 1.081 | 354.9041 | 498 | 0.045 | 0.075 | -8.5091 | 500 | 0.044 | 0.074
CFLSFm2011CZ07rDXGF | CFL | SFm | 2011 | CZ07 | rDXGF | 2.117 | 2.251 | 312.3756 | 580 | 0.064 | 0.098 | -6.2377 | 500 | 0.044 | 0.074
CFLSFm2011CZ07rDXHP | CFL | SFm | 2011 | CZ07 | rDXHP | 2.577 | 2.85 | 0 | 547 | 0.068 | 0.102 | 0 | 500 | 0.044 | 0.074
CFLSFm2011CZ07rNCEH | CFL | SFm | 2011 | CZ07 | rNCEH | 1.19 | 1.695 | 0 | 410 | 0.044 | 0.074 | 0 | 500 | 0.044 | 0.074
CFLSFm2011CZ07rNCGF | CFL | SFm | 2011 | CZ07 | rNCGF | 0.737 | 1.078 | 311.388 | 500 | 0.044 | 0.075 | -6.2812 | 500 | 0.044 | 0.074
CFLSFm2011CZ08rDXGF | CFL | SFm | 2011 | CZ08 | rDXGF | 3.292 | 3.074 | 314.2954 | 597 | 0.062 | 0.097 | -5.9438 | 500 | 0.044 | 0.074
CFLSFm2011CZ08rDXHP | CFL | SFm | 2011 | CZ08 | rDXHP | 3.79 | 3.681 | 0 | 570 | 0.071 | 0.104 | 0 | 500 | 0.044 | 0.074
CFLSFm2011CZ08rNCEH | CFL | SFm | 2011 | CZ08 | rNCEH | 1.182 | 1.679 | 0 | 414 | 0.044 | 0.074 | 0 | 500 | 0.044 | 0.074
CFLSFm2011CZ08rNCGF | CFL | SFm | 2011 | CZ08 | rNCGF | 0.75 | 1.09 | 311.5532 | 500 | 0.045 | 0.074 | -6.0321 | 500 | 0.044 | 0.074
CFLSFm2011CZ09rDXGF | CFL | SFm | 2011 | CZ09 | rDXGF | 3.348 | 3.138 | 359.2197 | 563 | 0.067 | 0.096 | -7.477 | 500 | 0.044 | 0.074
CFLSFm2011CZ09rDXHP | CFL | SFm | 2011 | CZ09 | rDXHP | 3.843 | 3.754 | 0 | 522 | 0.08 | 0.104 | 0 | 500 | 0.044 | 0.074
CFLSFm2011CZ09rNCEH | CFL | SFm | 2011 | CZ09 | rNCEH | 1.191 | 1.693 | 0 | 388 | 0.045 | 0.075 | 0 | 500 | 0.044 | 0.074
CFLSFm2011CZ09rNCGF | CFL | SFm | 2011 | CZ09 | rNCGF | 0.757 | 1.103 | 357.0793 | 499 | 0.045 | 0.075 | -7.5841 | 500 | 0.044 | 0.074
CFLSFm2011CZ10rDXGF | CFL | SFm | 2011 | CZ10 | rDXGF | 2.618 | 2.5 | 413.0202 | 570 | 0.057 | 0.082 | -9.9222 | 500 | 0.041 | 0.062
CFLSFm2011CZ10rDXHP | CFL | SFm | 2011 | CZ10 | rDXHP | 3.211 | 3.209 | 0 | 507 | 0.062 | 0.088 | 0 | 500 | 0.041 | 0.062
CFLSFm2011CZ10rNCEH | CFL | SFm | 2011 | CZ10 | rNCEH | 1.07 | 1.485 | 0 | 344 | 0.04 | 0.062 | 0 | 500 | 0.041 | 0.062
CFLSFm2011CZ10rNCGF | CFL | SFm | 2011 | CZ10 | rNCGF | 0.626 | 0.877 | 410.3776 | 497 | 0.041 | 0.063 | -10.0455 | 500 | 0.041 | 0.062
CFLSFm2011CZ11rDXGF | CFL | SFm | 2011 | CZ11 | rDXGF | 2.632 | 2.989 | 420.2574 | 565 | 0.061 | 0.086 | -10.6648 | 500 | 0.041 | 0.062
CFLSFm2011CZ11rDXHP | CFL | SFm | 2011 | CZ11 | rDXHP | 3.189 | 3.702 | 0 | 492 | 0.065 | 0.09 | 0 | 500 | 0.041 | 0.062
CFLSFm2011CZ11rNCEH | CFL | SFm | 2011 | CZ11 | rNCEH | 1.074 | 1.492 | 0 | 330 | 0.04 | 0.062 | 0 | 500 | 0.041 | 0.062
CFLSFm2011CZ11rNCGF | CFL | SFm | 2011 | CZ11 | rNCGF | 0.628 | 0.88 | 418.1061 | 497 | 0.041 | 0.062 | -10.7745 | 500 | 0.041 | 0.062
CFLSFm2011CZ12rDXGF | CFL | SFm | 2011 | CZ12 | rDXGF | 2.66 | 2.813 | 431.384 | 546 | 0.061 | 0.081 | -10.8418 | 500 | 0.041 | 0.062
CFLSFm2011CZ12rDXHP | CFL | SFm | 2011 | CZ12 | rDXHP | 3.19 | 3.5 | 0 | 468 | 0.063 | 0.084 | 0 | 500 | 0.041 | 0.062
CFLSFm2011CZ12rNCEH | CFL | SFm | 2011 | CZ12 | rNCEH | 1.094 | 1.522 | 0 | 335 | 0.04 | 0.062 | 0 | 500 | 0.041 | 0.062
CFLSFm2011CZ12rNCGF | CFL | SFm | 2011 | CZ12 | rNCGF | 0.625 | 0.878 | 430.0675 | 496 | 0.041 | 0.063 | -10.9213 | 500 | 0.041 | 0.062
CFLSFm2011CZ13rDXGF | CFL | SFm | 2011 | CZ13 | rDXGF | 2.743 | 2.94 | 399.7884 | 568 | 0.058 | 0.083 | -9.7521 | 500 | 0.041 | 0.062
CFLSFm2011CZ13rDXHP | CFL | SFm | 2011 | CZ13 | rDXHP | 3.287 | 3.631 | 0 | 503 | 0.06 | 0.087 | 0 | 500 | 0.041 | 0.062
CFLSFm2011CZ13rNCEH | CFL | SFm | 2011 | CZ13 | rNCEH | 1.065 | 1.477 | 0 | 351 | 0.04 | 0.062 | 0 | 500 | 0.041 | 0.062
CFLSFm2011CZ13rNCGF | CFL | SFm | 2011 | CZ13 | rNCGF | 0.63 | 0.882 | 396.8428 | 498 | 0.041 | 0.062 | -9.8647 | 500 | 0.041 | 0.062
CFLSFm2011CZ14rDXGF | CFL | SFm | 2011 | CZ14 | rDXGF | 3.547 | 3.565 | 425.3729 | 565 | 0.058 | 0.083 | -10.9637 | 500 | 0.04 | 0.062
CFLSFm2011CZ14rDXHP | CFL | SFm | 2011 | CZ14 | rDXHP | 4.154 | 4.293 | 0 | 486 | 0.064 | 0.089 | 0 | 500 | 0.04 | 0.062
CFLSFm2011CZ14rNCEH | CFL | SFm | 2011 | CZ14 | rNCEH | 1.128 | 1.57 | 0 | 331 | 0.04 | 0.062 | 0 | 500 | 0.04 | 0.062
CFLSFm2011CZ14rNCGF | CFL | SFm | 2011 | CZ14 | rNCGF | 0.68 | 0.956 | 421.2473 | 496 | 0.04 | 0.062 | -11.0031 | 500 | 0.04 | 0.062
CFLSFm2011CZ15rDXGF | CFL | SFm | 2011 | CZ15 | rDXGF | 3.585 | 3.809 | 306.8987 | 599 | 0.062 | 0.089 | -5.0352 | 500 | 0.04 | 0.062
CFLSFm2011CZ15rDXHP | CFL | SFm | 2011 | CZ15 | rDXHP | 4.169 | 4.501 | 0 | 569 | 0.062 | 0.09 | 0 | 500 | 0.04 | 0.062
CFLSFm2011CZ15rNCEH | CFL | SFm | 2011 | CZ15 | rNCEH | 1.067 | 1.472 | 0 | 424 | 0.04 | 0.063 | 0 | 500 | 0.04 | 0.062
CFLSFm2011CZ15rNCGF | CFL | SFm | 2011 | CZ15 | rNCGF | 0.696 | 0.971 | 301.9056 | 500 | 0.041 | 0.062 | -5.1881 | 500 | 0.04 | 0.062
CFLSFm2011CZ16rDXGF | CFL | SFm | 2011 | CZ16 | rDXGF | 1.927 | 1.948 | 478.1152 | 525 | 0.068 | 0.095 | -10.12 | 500 | 0.041 | 0.067
CFLSFm2011CZ16rDXHP | CFL | SFm | 2011 | CZ16 | rDXHP | 2.338 | 2.54 | 0 | 424 | 0.071 | 0.098 | 0 | 500 | 0.041 | 0.067
CFLSFm2011CZ16rNCEH | CFL | SFm | 2011 | CZ16 | rNCEH | 1.198 | 1.69 | 0 | 356 | 0.042 | 0.068 | 0 | 500 | 0.041 | 0.067
CFLSFm2011CZ16rNCGF | CFL | SFm | 2011 | CZ16 | rNCGF | 0.71 | 1.017 | 477.342 | 498 | 0.042 | 0.068 | -10.1416 | 500 | 0.041 | 0.067
CFLSFm2015CZ01rDXGF | CFL | SFm | 2015 | CZ01 | rDXGF | 0.692 | 1 | 488.3282 | 495 | 0.042 | 0.068 | -14.9371 | 500 | 0.041 | 0.067
CFLSFm2015CZ01rDXHP | CFL | SFm | 2015 | CZ01 | rDXHP | 1.219 | 1.723 | 0 | 395 | 0.043 | 0.068 | 0 | 500 | 0.041 | 0.067
CFLSFm2015CZ01rNCEH | CFL | SFm | 2015 | CZ01 | rNCEH | 1.223 | 1.727 | 0 | 280 | 0.041 | 0.067 | 0 | 500 | 0.041 | 0.067
CFLSFm2015CZ01rNCGF | CFL | SFm | 2015 | CZ01 | rNCGF | 0.692 | 1 | 488.1331 | 494 | 0.042 | 0.068 | -14.9464 | 500 | 0.041 | 0.067
CFLSFm2015CZ02rDXGF | CFL | SFm | 2015 | CZ02 | rDXGF | 1.726 | 1.935 | 480.7463 | 521 | 0.071 | 0.093 | -15.0899 | 500 | 0.041 | 0.067
CFLSFm2015CZ02rDXHP | CFL | SFm | 2015 | CZ02 | rDXHP | 2.202 | 2.581 | 0 | 418 | 0.08 | 0.1 | 0 | 500 | 0.041 | 0.067
CFLSFm2015CZ02rNCEH | CFL | SFm | 2015 | CZ02 | rNCEH | 1.095 | 1.535 | 0 | 278 | 0.043 | 0.068 | 0 | 500 | 0.041 | 0.067
CFLSFm2015CZ02rNCGF | CFL | SFm | 2015 | CZ02 | rNCGF | 0.619 | 0.887 | 479.9561 | 493 | 0.042 | 0.067 | -15.1148 | 500 | 0.041 | 0.067
CFLSFm2015CZ03rDXGF | CFL | SFm | 2015 | CZ03 | rDXGF | 1.85 | 2.039 | 391.2835 | 511 | 0.072 | 0.093 | -10.5945 | 500 | 0.041 | 0.067
CFLSFm2015CZ03rDXHP | CFL | SFm | 2015 | CZ03 | rDXHP | 2.266 | 2.633 | 0 | 447 | 0.075 | 0.095 | 0 | 500 | 0.041 | 0.067
CFLSFm2015CZ03rNCEH | CFL | SFm | 2015 | CZ03 | rNCEH | 1.185 | 1.67 | 0 | 349 | 0.042 | 0.068 | 0 | 500 | 0.041 | 0.067
CFLSFm2015CZ03rNCGF | CFL | SFm | 2015 | CZ03 | rNCGF | 0.7 | 1.008 | 390.8666 | 497 | 0.043 | 0.068 | -10.5848 | 500 | 0.041 | 0.067
CFLSFm2015CZ04rDXGF | CFL | SFm | 2015 | CZ04 | rDXGF | 2.345 | 2.583 | 397.1686 | 540 | 0.067 | 0.091 | -11.1863 | 500 | 0.041 | 0.067
CFLSFm2015CZ04rDXHP | CFL | SFm | 2015 | CZ04 | rDXHP | 2.819 | 3.201 | 0 | 477 | 0.07 | 0.095 | 0 | 500 | 0.041 | 0.067
CFLSFm2015CZ04rNCEH | CFL | SFm | 2015 | CZ04 | rNCEH | 1.157 | 1.624 | 0 | 336 | 0.043 | 0.068 | 0 | 500 | 0.041 | 0.067
CFLSFm2015CZ04rNCGF | CFL | SFm | 2015 | CZ04 | rNCGF | 0.708 | 1.017 | 395.8604 | 497 | 0.042 | 0.067 | -11.2229 | 500 | 0.041 | 0.067
CFLSFm2015CZ05rDXGF | CFL | SFm | 2015 | CZ05 | rDXGF | 1.546 | 1.608 | 382.1324 | 511 | 0.066 | 0.09 | -12.0001 | 500 | 0.044 | 0.074
CFLSFm2015CZ05rDXHP | CFL | SFm | 2015 | CZ05 | rDXHP | 1.981 | 2.229 | 0 | 433 | 0.069 | 0.092 | 0 | 500 | 0.044 | 0.074
CFLSFm2015CZ05rNCEH | CFL | SFm | 2015 | CZ05 | rNCEH | 1.196 | 1.701 | 0 | 333 | 0.045 | 0.074 | 0 | 500 | 0.044 | 0.074
CFLSFm2015CZ05rNCGF | CFL | SFm | 2015 | CZ05 | rNCGF | 0.711 | 1.04 | 381.6334 | 497 | 0.045 | 0.075 | -11.9772 | 500 | 0.044 | 0.074
CFLSFm2015CZ06rDXGF | CFL | SFm | 2015 | CZ06 | rDXGF | 1.814 | 2.044 | 342.1234 | 544 | 0.068 | 0.096 | -8.9145 | 500 | 0.044 | 0.074
CFLSFm2015CZ06rDXHP | CFL | SFm | 2015 | CZ06 | rDXHP | 2.313 | 2.674 | 0 | 499 | 0.081 | 0.105 | 0 | 500 | 0.044 | 0.074
CFLSFm2015CZ06rNCEH | CFL | SFm | 2015 | CZ06 | rNCEH | 1.184 | 1.683 | 0 | 375 | 0.044 | 0.075 | 0 | 500 | 0.044 | 0.074
CFLSFm2015CZ06rNCGF | CFL | SFm | 2015 | CZ06 | rNCGF | 0.738 | 1.081 | 341.4581 | 498 | 0.044 | 0.075 | -8.9042 | 500 | 0.044 | 0.074
CFLSFm2015CZ07rDXGF | CFL | SFm | 2015 | CZ07 | rDXGF | 1.763 | 1.972 | 303.0502 | 569 | 0.062 | 0.095 | -6.2953 | 500 | 0.044 | 0.074
CFLSFm2015CZ07rDXHP | CFL | SFm | 2015 | CZ07 | rDXHP | 2.262 | 2.604 | 0 | 541 | 0.066 | 0.1 | 0 | 500 | 0.044 | 0.074
CFLSFm2015CZ07rNCEH | CFL | SFm | 2015 | CZ07 | rNCEH | 1.182 | 1.679 | 0 | 407 | 0.044 | 0.074 | 0 | 500 | 0.044 | 0.074
CFLSFm2015CZ07rNCGF | CFL | SFm | 2015 | CZ07 | rNCGF | 0.737 | 1.078 | 302.0692 | 500 | 0.045 | 0.075 | -6.3453 | 500 | 0.044 | 0.074
CFLSFm2015CZ08rDXGF | CFL | SFm | 2015 | CZ08 | rDXGF | 2.575 | 2.564 | 305.6944 | 567 | 0.061 | 0.095 | -6.0474 | 500 | 0.044 | 0.074
CFLSFm2015CZ08rDXHP | CFL | SFm | 2015 | CZ08 | rDXHP | 3.117 | 3.211 | 0 | 535 | 0.075 | 0.106 | 0 | 500 | 0.044 | 0.074
CFLSFm2015CZ08rNCEH | CFL | SFm | 2015 | CZ08 | rNCEH | 1.168 | 1.678 | 0 | 430 | 0.044 | 0.09 | 0 | 500 | 0.044 | 0.074
CFLSFm2015CZ08rNCGF | CFL | SFm | 2015 | CZ08 | rNCGF | 0.738 | 1.105 | 304.9212 | 521 | 0.044 | 0.092 | -6.112 | 500 | 0.044 | 0.074
CFLSFm2015CZ09rDXGF | CFL | SFm | 2015 | CZ09 | rDXGF | 2.512 | 2.566 | 347.9491 | 548 | 0.062 | 0.092 | -7.6997 | 500 | 0.044 | 0.074
CFLSFm2015CZ09rDXHP | CFL | SFm | 2015 | CZ09 | rDXHP | 3.025 | 3.199 | 0 | 502 | 0.072 | 0.1 | 0 | 500 | 0.044 | 0.074
CFLSFm2015CZ09rNCEH | CFL | SFm | 2015 | CZ09 | rNCEH | 1.178 | 1.673 | 0 | 411 | 0.045 | 0.075 | 0 | 500 | 0.044 | 0.074
CFLSFm2015CZ09rNCGF | CFL | SFm | 2015 | CZ09 | rNCGF | 0.747 | 1.094 | 347.1077 | 531 | 0.044 | 0.074 | -7.7124 | 500 | 0.044 | 0.074
CFLSFm2015CZ10rDXGF | CFL | SFm | 2015 | CZ10 | rDXGF | 2.213 | 2.187 | 389.2647 | 552 | 0.056 | 0.08 | -9.7685 | 500 | 0.041 | 0.062
CFLSFm2015CZ10rDXHP | CFL | SFm | 2015 | CZ10 | rDXHP | 2.815 | 2.901 | 0 | 492 | 0.063 | 0.086 | 0 | 500 | 0.041 | 0.062
CFLSFm2015CZ10rNCEH | CFL | SFm | 2015 | CZ10 | rNCEH | 1.058 | 1.466 | 0 | 360 | 0.04 | 0.063 | 0 | 500 | 0.041 | 0.062
CFLSFm2015CZ10rNCGF | CFL | SFm | 2015 | CZ10 | rNCGF | 0.617 | 0.872 | 387.9617 | 514 | 0.04 | 0.064 | -9.7728 | 500 | 0.041 | 0.062
CFLSFm2015CZ11rDXGF | CFL | SFm | 2015 | CZ11 | rDXGF | 2.239 | 2.633 | 404.0021 | 553 | 0.062 | 0.086 | -10.5507 | 500 | 0.041 | 0.062
CFLSFm2015CZ11rDXHP | CFL | SFm | 2015 | CZ11 | rDXHP | 2.804 | 3.346 | 0 | 481 | 0.065 | 0.091 | 0 | 500 | 0.041 | 0.062
CFLSFm2015CZ11rNCEH | CFL | SFm | 2015 | CZ11 | rNCEH | 1.063 | 1.473 | 0 | 344 | 0.04 | 0.062 | 0 | 500 | 0.041 | 0.062
CFLSFm2015CZ11rNCGF | CFL | SFm | 2015 | CZ11 | rNCGF | 0.621 | 0.875 | 402.7649 | 510 | 0.04 | 0.062 | -10.5745 | 500 | 0.041 | 0.062
CFLSFm2015CZ12rDXGF | CFL | SFm | 2015 | CZ12 | rDXGF | 2.025 | 2.336 | 421.5426 | 533 | 0.061 | 0.082 | -11.1134 | 500 | 0.041 | 0.062
CFLSFm2015CZ12rDXHP | CFL | SFm | 2015 | CZ12 | rDXHP | 2.57 | 3.034 | 0 | 457 | 0.065 | 0.087 | 0 | 500 | 0.041 | 0.062
CFLSFm2015CZ12rNCEH | CFL | SFm | 2015 | CZ12 | rNCEH | 1.08 | 1.5 | 0 | 340 | 0.04 | 0.062 | 0 | 500 | 0.041 | 0.062
CFLSFm2015CZ12rNCGF | CFL | SFm | 2015 | CZ12 | rNCGF | 0.614 | 0.868 | 420.6698 | 506 | 0.04 | 0.062 | -11.101 | 500 | 0.041 | 0.062
CFLSFm2015CZ13rDXGF | CFL | SFm | 2015 | CZ13 | rDXGF | 2.398 | 2.627 | 385.1869 | 556 | 0.058 | 0.082 | -9.6206 | 500 | 0.041 | 0.062
CFLSFm2015CZ13rDXHP | CFL | SFm | 2015 | CZ13 | rDXHP | 2.964 | 3.326 | 0 | 496 | 0.062 | 0.086 | 0 | 500 | 0.041 | 0.062
CFLSFm2015CZ13rNCEH | CFL | SFm | 2015 | CZ13 | rNCEH | 1.055 | 1.459 | 0 | 367 | 0.041 | 0.062 | 0 | 500 | 0.041 | 0.062
CFLSFm2015CZ13rNCGF | CFL | SFm | 2015 | CZ13 | rNCGF | 0.624 | 0.877 | 383.4497 | 518 | 0.04 | 0.062 | -9.6197 | 500 | 0.041 | 0.062
CFLSFm2015CZ14rDXGF | CFL | SFm | 2015 | CZ14 | rDXGF | 3.054 | 3.12 | 425.0424 | 553 | 0.057 | 0.082 | -11.42 | 500 | 0.04 | 0.062
CFLSFm2015CZ14rDXHP | CFL | SFm | 2015 | CZ14 | rDXHP | 3.702 | 3.89 | 0 | 482 | 0.062 | 0.088 | 0 | 500 | 0.04 | 0.062
CFLSFm2015CZ14rNCEH | CFL | SFm | 2015 | CZ14 | rNCEH | 1.116 | 1.55 | 0 | 343 | 0.04 | 0.062 | 0 | 500 | 0.04 | 0.062
CFLSFm2015CZ14rNCGF | CFL | SFm | 2015 | CZ14 | rNCGF | 0.673 | 0.949 | 422.0483 | 508 | 0.041 | 0.062 | -11.4083 | 500 | 0.04 | 0.062
CFLSFm2015CZ15rDXGF | CFL | SFm | 2015 | CZ15 | rDXGF | 3.203 | 3.435 | 298.4156 | 590 | 0.06 | 0.088 | -5.1329 | 500 | 0.04 | 0.062
CFLSFm2015CZ15rDXHP | CFL | SFm | 2015 | CZ15 | rDXHP | 3.786 | 4.128 | 0 | 556 | 0.057 | 0.084 | 0 | 500 | 0.04 | 0.062
CFLSFm2015CZ15rNCEH | CFL | SFm | 2015 | CZ15 | rNCEH | 1.061 | 1.459 | 0 | 425 | 0.041 | 0.062 | 0 | 500 | 0.04 | 0.062
CFLSFm2015CZ15rNCGF | CFL | SFm | 2015 | CZ15 | rNCGF | 0.696 | 0.972 | 293.2393 | 500 | 0.041 | 0.063 | -5.2082 | 500 | 0.04 | 0.062
CFLSFm2015CZ16rDXGF | CFL | SFm | 2015 | CZ16 | rDXGF | 1.384 | 1.518 | 491.8319 | 515 | 0.073 | 0.098 | -11.7569 | 500 | 0.041 | 0.067
CFLSFm2015CZ16rDXHP | CFL | SFm | 2015 | CZ16 | rDXHP | 1.851 | 2.142 | 0 | 407 | 0.078 | 0.101 | 0 | 500 | 0.041 | 0.067
CFLSFm2015CZ16rNCEH | CFL | SFm | 2015 | CZ16 | rNCEH | 1.187 | 1.67 | 0 | 329 | 0.042 | 0.067 | 0 | 500 | 0.041 | 0.067
CFLSFm2015CZ16rNCGF | CFL | SFm | 2015 | CZ16 | rNCGF | 0.707 | 1.014 | 490.5416 | 497 | 0.043 | 0.068 | -11.7402 | 500 | 0.041 | 0.067
CFLSFm2017CZ01rDXGF | CFL | SFm | 2017 | CZ01 | rDXGF | 0.692 | 1 | 478.1321 | 495 | 0.042 | 0.068 | -14.3924 | 500 | 0.041 | 0.067
CFLSFm2017CZ01rDXHP | CFL | SFm | 2017 | CZ01 | rDXHP | 1.219 | 1.723 | 0 | 399 | 0.042 | 0.068 | 0 | 500 | 0.041 | 0.067
CFLSFm2017CZ01rNCEH | CFL | SFm | 2017 | CZ01 | rNCEH | 1.223 | 1.727 | 0 | 283 | 0.041 | 0.067 | 0 | 500 | 0.041 | 0.067
CFLSFm2017CZ01rNCGF | CFL | SFm | 2017 | CZ01 | rNCGF | 0.692 | 1 | 477.6742 | 495 | 0.042 | 0.068 | -14.3722 | 500 | 0.041 | 0.067
CFLSFm2017CZ02rDXGF | CFL | SFm | 2017 | CZ02 | rDXGF | 1.669 | 1.887 | 464.0386 | 521 | 0.074 | 0.094 | -14.7708 | 500 | 0.041 | 0.067
CFLSFm2017CZ02rDXHP | CFL | SFm | 2017 | CZ02 | rDXHP | 2.14 | 2.529 | 0 | 420 | 0.081 | 0.103 | 0 | 500 | 0.041 | 0.067
CFLSFm2017CZ02rNCEH | CFL | SFm | 2017 | CZ02 | rNCEH | 1.095 | 1.535 | 0 | 279 | 0.043 | 0.068 | 0 | 500 | 0.041 | 0.067
CFLSFm2017CZ02rNCGF | CFL | SFm | 2017 | CZ02 | rNCGF | 0.619 | 0.887 | 462.9879 | 493 | 0.043 | 0.068 | -14.7986 | 500 | 0.041 | 0.067
CFLSFm2017CZ03rDXGF | CFL | SFm | 2017 | CZ03 | rDXGF | 1.844 | 2.034 | 386.4463 | 511 | 0.074 | 0.093 | -10.4855 | 500 | 0.041 | 0.067
CFLSFm2017CZ03rDXHP | CFL | SFm | 2017 | CZ03 | rDXHP | 2.264 | 2.631 | 0 | 449 | 0.078 | 0.097 | 0 | 500 | 0.041 | 0.067
CFLSFm2017CZ03rNCEH | CFL | SFm | 2017 | CZ03 | rNCEH | 1.185 | 1.67 | 0 | 351 | 0.042 | 0.068 | 0 | 500 | 0.041 | 0.067
CFLSFm2017CZ03rNCGF | CFL | SFm | 2017 | CZ03 | rNCGF | 0.7 | 1.008 | 386.0413 | 497 | 0.043 | 0.068 | -10.4732 | 500 | 0.041 | 0.067
CFLSFm2017CZ04rDXGF | CFL | SFm | 2017 | CZ04 | rDXGF | 2.226 | 2.488 | 384.179 | 541 | 0.062 | 0.088 | -10.65 | 500 | 0.041 | 0.067
CFLSFm2017CZ04rDXHP | CFL | SFm | 2017 | CZ04 | rDXHP | 2.698 | 3.105 | 0 | 479 | 0.073 | 0.097 | 0 | 500 | 0.041 | 0.067
CFLSFm2017CZ04rNCEH | CFL | SFm | 2017 | CZ04 | rNCEH | 1.157 | 1.624 | 0 | 338 | 0.043 | 0.068 | 0 | 500 | 0.041 | 0.067
CFLSFm2017CZ04rNCGF | CFL | SFm | 2017 | CZ04 | rNCGF | 0.708 | 1.017 | 382.864 | 497 | 0.042 | 0.068 | -10.6711 | 500 | 0.041 | 0.067
CFLSFm2017CZ05rDXGF | CFL | SFm | 2017 | CZ05 | rDXGF | 1.544 | 1.608 | 376.7853 | 512 | 0.067 | 0.091 | -11.7221 | 500 | 0.044 | 0.074
CFLSFm2017CZ05rDXHP | CFL | SFm | 2017 | CZ05 | rDXHP | 1.977 | 2.227 | 0 | 435 | 0.068 | 0.092 | 0 | 500 | 0.044 | 0.074
CFLSFm2017CZ05rNCEH | CFL | SFm | 2017 | CZ05 | rNCEH | 1.196 | 1.701 | 0 | 337 | 0.045 | 0.074 | 0 | 500 | 0.044 | 0.074
CFLSFm2017CZ05rNCGF | CFL | SFm | 2017 | CZ05 | rNCGF | 0.711 | 1.04 | 376.3012 | 497 | 0.045 | 0.075 | -11.6942 | 500 | 0.044 | 0.074
CFLSFm2017CZ06rDXGF | CFL | SFm | 2017 | CZ06 | rDXGF | 1.816 | 2.046 | 350.4287 | 540 | 0.065 | 0.094 | -8.9985 | 500 | 0.044 | 0.074
CFLSFm2017CZ06rDXHP | CFL | SFm | 2017 | CZ06 | rDXHP | 2.314 | 2.675 | 0 | 497 | 0.08 | 0.103 | 0 | 500 | 0.044 | 0.074
CFLSFm2017CZ06rNCEH | CFL | SFm | 2017 | CZ06 | rNCEH | 1.184 | 1.683 | 0 | 370 | 0.044 | 0.075 | 0 | 500 | 0.044 | 0.074
CFLSFm2017CZ06rNCGF | CFL | SFm | 2017 | CZ06 | rNCGF | 0.738 | 1.081 | 349.6775 | 498 | 0.044 | 0.075 | -8.9136 | 500 | 0.044 | 0.074
CFLSFm2017CZ07rDXGF | CFL | SFm | 2017 | CZ07 | rDXGF | 1.763 | 1.971 | 308.4198 | 566 | 0.059 | 0.093 | -6.6287 | 500 | 0.044 | 0.074
CFLSFm2017CZ07rDXHP | CFL | SFm | 2017 | CZ07 | rDXHP | 2.262 | 2.603 | 0 | 536 | 0.064 | 0.099 | 0 | 500 | 0.044 | 0.074
CFLSFm2017CZ07rNCEH | CFL | SFm | 2017 | CZ07 | rNCEH | 1.182 | 1.679 | 0 | 402 | 0.044 | 0.074 | 0 | 500 | 0.044 | 0.074
CFLSFm2017CZ07rNCGF | CFL | SFm | 2017 | CZ07 | rNCGF | 0.737 | 1.078 | 307.3737 | 500 | 0.045 | 0.075 | -6.6535 | 500 | 0.044 | 0.074
CFLSFm2017CZ08rDXGF | CFL | SFm | 2017 | CZ08 | rDXGF | 2.387 | 2.434 | 298.5841 | 561 | 0.062 | 0.095 | -5.6961 | 500 | 0.044 | 0.074
CFLSFm2017CZ08rDXHP | CFL | SFm | 2017 | CZ08 | rDXHP | 2.923 | 3.077 | 0 | 536 | 0.072 | 0.104 | 0 | 500 | 0.044 | 0.074
CFLSFm2017CZ08rNCEH | CFL | SFm | 2017 | CZ08 | rNCEH | 1.168 | 1.686 | 0 | 439 | 0.044 | 0.1 | 0 | 500 | 0.044 | 0.074
CFLSFm2017CZ08rNCGF | CFL | SFm | 2017 | CZ08 | rNCGF | 0.738 | 1.102 | 297.7932 | 520 | 0.044 | 0.091 | -5.7168 | 500 | 0.044 | 0.074
CFLSFm2017CZ09rDXGF | CFL | SFm | 2017 | CZ09 | rDXGF | 2.373 | 2.461 | 338.242 | 549 | 0.06 | 0.09 | -7.3016 | 500 | 0.044 | 0.074
CFLSFm2017CZ09rDXHP | CFL | SFm | 2017 | CZ09 | rDXHP | 2.89 | 3.099 | 0 | 505 | 0.08 | 0.104 | 0 | 500 | 0.044 | 0.074
CFLSFm2017CZ09rNCEH | CFL | SFm | 2017 | CZ09 | rNCEH | 1.178 | 1.673 | 0 | 410 | 0.045 | 0.075 | 0 | 500 | 0.044 | 0.074
CFLSFm2017CZ09rNCGF | CFL | SFm | 2017 | CZ09 | rNCGF | 0.747 | 1.094 | 337.4701 | 526 | 0.045 | 0.075 | -7.2374 | 500 | 0.044 | 0.074
CFLSFm2017CZ10rDXGF | CFL | SFm | 2017 | CZ10 | rDXGF | 2.066 | 2.083 | 376.6944 | 549 | 0.057 | 0.08 | -9.5356 | 500 | 0.041 | 0.062
CFLSFm2017CZ10rDXHP | CFL | SFm | 2017 | CZ10 | rDXHP | 2.661 | 2.794 | 0 | 495 | 0.064 | 0.087 | 0 | 500 | 0.041 | 0.062
CFLSFm2017CZ10rNCEH | CFL | SFm | 2017 | CZ10 | rNCEH | 1.058 | 1.465 | 0 | 360 | 0.04 | 0.062 | 0 | 500 | 0.041 | 0.062
CFLSFm2017CZ10rNCGF | CFL | SFm | 2017 | CZ10 | rNCGF | 0.617 | 0.87 | 375.3732 | 519 | 0.041 | 0.063 | -9.5295 | 500 | 0.041 | 0.062
CFLSFm2017CZ11rDXGF | CFL | SFm | 2017 | CZ11 | rDXGF | 2.098 | 2.504 | 395.7993 | 549 | 0.06 | 0.085 | -10.33 | 500 | 0.041 | 0.062
CFLSFm2017CZ11rDXHP | CFL | SFm | 2017 | CZ11 | rDXHP | 2.667 | 3.222 | 0 | 483 | 0.066 | 0.09 | 0 | 500 | 0.041 | 0.062
CFLSFm2017CZ11rNCEH | CFL | SFm | 2017 | CZ11 | rNCEH | 1.063 | 1.473 | 0 | 350 | 0.041 | 0.062 | 0 | 500 | 0.041 | 0.062
CFLSFm2017CZ11rNCGF | CFL | SFm | 2017 | CZ11 | rNCGF | 0.621 | 0.874 | 394.4697 | 509 | 0.04 | 0.062 | -10.351 | 500 | 0.041 | 0.062
CFLSFm2017CZ12rDXGF | CFL | SFm | 2017 | CZ12 | rDXGF | 1.907 | 2.235 | 412.018 | 533 | 0.06 | 0.083 | -10.8207 | 500 | 0.041 | 0.062
CFLSFm2017CZ12rDXHP | CFL | SFm | 2017 | CZ12 | rDXHP | 2.446 | 2.93 | 0 | 459 | 0.067 | 0.089 | 0 | 500 | 0.041 | 0.062
CFLSFm2017CZ12rNCEH | CFL | SFm | 2017 | CZ12 | rNCEH | 1.08 | 1.5 | 0 | 343 | 0.041 | 0.062 | 0 | 500 | 0.041 | 0.062
CFLSFm2017CZ12rNCGF | CFL | SFm | 2017 | CZ12 | rNCGF | 0.614 | 0.868 | 411.0684 | 504 | 0.04 | 0.063 | -10.8099 | 500 | 0.041 | 0.062
CFLSFm2017CZ13rDXGF | CFL | SFm | 2017 | CZ13 | rDXGF | 2.266 | 2.521 | 376.7812 | 555 | 0.061 | 0.084 | -9.1615 | 500 | 0.041 | 0.062
CFLSFm2017CZ13rDXHP | CFL | SFm | 2017 | CZ13 | rDXHP | 2.845 | 3.232 | 0 | 496 | 0.063 | 0.086 | 0 | 500 | 0.041 | 0.062
CFLSFm2017CZ13rNCEH | CFL | SFm | 2017 | CZ13 | rNCEH | 1.054 | 1.458 | 0 | 368 | 0.04 | 0.061 | 0 | 500 | 0.041 | 0.062
CFLSFm2017CZ13rNCGF | CFL | SFm | 2017 | CZ13 | rNCGF | 0.624 | 0.877 | 375.0002 | 515 | 0.041 | 0.063 | -9.153 | 500 | 0.041 | 0.062
CFLSFm2017CZ14rDXGF | CFL | SFm | 2017 | CZ14 | rDXGF | 2.915 | 3.025 | 419.0411 | 551 | 0.057 | 0.082 | -11.4049 | 500 | 0.04 | 0.062
CFLSFm2017CZ14rDXHP | CFL | SFm | 2017 | CZ14 | rDXHP | 3.558 | 3.788 | 0 | 483 | 0.062 | 0.088 | 0 | 500 | 0.04 | 0.062
CFLSFm2017CZ14rNCEH | CFL | SFm | 2017 | CZ14 | rNCEH | 1.116 | 1.55 | 0 | 343 | 0.04 | 0.062 | 0 | 500 | 0.04 | 0.062
CFLSFm2017CZ14rNCGF | CFL | SFm | 2017 | CZ14 | rNCGF | 0.672 | 0.949 | 416.1918 | 511 | 0.04 | 0.063 | -11.3918 | 500 | 0.04 | 0.062
CFLSFm2017CZ15rDXGF | CFL | SFm | 2017 | CZ15 | rDXGF | 3.085 | 3.346 | 295.1585 | 590 | 0.061 | 0.088 | -5.0179 | 500 | 0.04 | 0.062
CFLSFm2017CZ15rDXHP | CFL | SFm | 2017 | CZ15 | rDXHP | 3.678 | 4.048 | 0 | 558 | 0.058 | 0.085 | 0 | 500 | 0.04 | 0.062
CFLSFm2017CZ15rNCEH | CFL | SFm | 2017 | CZ15 | rNCEH | 1.061 | 1.458 | 0 | 425 | 0.041 | 0.062 | 0 | 500 | 0.04 | 0.062
CFLSFm2017CZ15rNCGF | CFL | SFm | 2017 | CZ15 | rNCGF | 0.695 | 0.971 | 290.0908 | 500 | 0.04 | 0.062 | -5.0886 | 500 | 0.04 | 0.062
CFLSFm2017CZ16rDXGF | CFL | SFm | 2017 | CZ16 | rDXGF | 1.323 | 1.481 | 480.2006 | 515 | 0.072 | 0.097 | -11.5086 | 500 | 0.041 | 0.067
CFLSFm2017CZ16rDXHP | CFL | SFm | 2017 | CZ16 | rDXHP | 1.794 | 2.107 | 0 | 410 | 0.076 | 0.1 | 0 | 500 | 0.041 | 0.067
CFLSFm2017CZ16rNCEH | CFL | SFm | 2017 | CZ16 | rNCEH | 1.187 | 1.67 | 0 | 331 | 0.042 | 0.067 | 0 | 500 | 0.041 | 0.067
CFLSFm2017CZ16rNCGF | CFL | SFm | 2017 | CZ16 | rNCGF | 0.706 | 1.014 | 479.1547 | 497 | 0.042 | 0.068 | -11.4973 | 500 | 0.041 | 0.067
CFLSFm2020CZ01rDXGF | CFL | SFm | 2020 | CZ01 | rDXGF | 0.692 | 1.001 | 472.8965 | 495 | 0.042 | 0.068 | -14.1597 | 500 | 0.041 | 0.067
CFLSFm2020CZ01rDXHP | CFL | SFm | 2020 | CZ01 | rDXHP | 1.219 | 1.723 | 0 | 400 | 0.042 | 0.068 | 0 | 500 | 0.041 | 0.067
CFLSFm2020CZ01rNCEH | CFL | SFm | 2020 | CZ01 | rNCEH | 1.223 | 1.727 | 0 | 286 | 0.041 | 0.067 | 0 | 500 | 0.041 | 0.067
CFLSFm2020CZ01rNCGF | CFL | SFm | 2020 | CZ01 | rNCGF | 0.692 | 1.001 | 472.4516 | 495 | 0.042 | 0.068 | -14.1414 | 500 | 0.041 | 0.067
CFLSFm2020CZ02rDXGF | CFL | SFm | 2020 | CZ02 | rDXGF | 1.66 | 1.878 | 459.436 | 521 | 0.075 | 0.095 | -14.7053 | 500 | 0.041 | 0.067
CFLSFm2020CZ02rDXHP | CFL | SFm | 2020 | CZ02 | rDXHP | 2.13 | 2.52 | 0 | 421 | 0.082 | 0.103 | 0 | 500 | 0.041 | 0.067
CFLSFm2020CZ02rNCEH | CFL | SFm | 2020 | CZ02 | rNCEH | 1.095 | 1.535 | 0 | 280 | 0.043 | 0.068 | 0 | 500 | 0.041 | 0.067
CFLSFm2020CZ02rNCGF | CFL | SFm | 2020 | CZ02 | rNCGF | 0.619 | 0.887 | 458.4064 | 493 | 0.043 | 0.068 | -14.7292 | 500 | 0.041 | 0.067
CFLSFm2020CZ03rDXGF | CFL | SFm | 2020 | CZ03 | rDXGF | 1.84 | 2.03 | 382.4812 | 511 | 0.073 | 0.092 | -10.4351 | 500 | 0.041 | 0.067
CFLSFm2020CZ03rDXHP | CFL | SFm | 2020 | CZ03 | rDXHP | 2.26 | 2.627 | 0 | 449 | 0.078 | 0.097 | 0 | 500 | 0.041 | 0.067
CFLSFm2020CZ03rNCEH | CFL | SFm | 2020 | CZ03 | rNCEH | 1.185 | 1.67 | 0 | 353 | 0.042 | 0.068 | 0 | 500 | 0.041 | 0.067
CFLSFm2020CZ03rNCGF | CFL | SFm | 2020 | CZ03 | rNCGF | 0.7 | 1.008 | 382.0824 | 497 | 0.043 | 0.068 | -10.4271 | 500 | 0.041 | 0.067
CFLSFm2020CZ04rDXGF | CFL | SFm | 2020 | CZ04 | rDXGF | 2.193 | 2.463 | 380.5868 | 541 | 0.061 | 0.088 | -10.5568 | 500 | 0.041 | 0.067
CFLSFm2020CZ04rDXHP | CFL | SFm | 2020 | CZ04 | rDXHP | 2.663 | 3.079 | 0 | 480 | 0.072 | 0.097 | 0 | 500 | 0.041 | 0.067
CFLSFm2020CZ04rNCEH | CFL | SFm | 2020 | CZ04 | rNCEH | 1.157 | 1.623 | 0 | 340 | 0.043 | 0.067 | 0 | 500 | 0.041 | 0.067
CFLSFm2020CZ04rNCGF | CFL | SFm | 2020 | CZ04 | rNCGF | 0.708 | 1.017 | 379.3013 | 497 | 0.042 | 0.068 | -10.5742 | 500 | 0.041 | 0.067
CFLSFm2020CZ05rDXGF | CFL | SFm | 2020 | CZ05 | rDXGF | 1.545 | 1.608 | 372.3855 | 516 | 0.07 | 0.092 | -11.6097 | 500 | 0.044 | 0.074
CFLSFm2020CZ05rDXHP | CFL | SFm | 2020 | CZ05 | rDXHP | 1.974 | 2.225 | 0 | 438 | 0.069 | 0.091 | 0 | 500 | 0.044 | 0.074
CFLSFm2020CZ05rNCEH | CFL | SFm | 2020 | CZ05 | rNCEH | 1.196 | 1.701 | 0 | 340 | 0.045 | 0.074 | 0 | 500 | 0.044 | 0.074
CFLSFm2020CZ05rNCGF | CFL | SFm | 2020 | CZ05 | rNCGF | 0.711 | 1.04 | 371.9123 | 497 | 0.045 | 0.075 | -11.5926 | 500 | 0.044 | 0.074
CFLSFm2020CZ06rDXGF | CFL | SFm | 2020 | CZ06 | rDXGF | 1.798 | 2.031 | 342.0267 | 543 | 0.068 | 0.096 | -8.8282 | 500 | 0.044 | 0.074
CFLSFm2020CZ06rDXHP | CFL | SFm | 2020 | CZ06 | rDXHP | 2.297 | 2.661 | 0 | 498 | 0.08 | 0.104 | 0 | 500 | 0.044 | 0.074
CFLSFm2020CZ06rNCEH | CFL | SFm | 2020 | CZ06 | rNCEH | 1.184 | 1.683 | 0 | 375 | 0.044 | 0.075 | 0 | 500 | 0.044 | 0.074
CFLSFm2020CZ06rNCGF | CFL | SFm | 2020 | CZ06 | rNCGF | 0.738 | 1.081 | 341.2604 | 498 | 0.044 | 0.075 | -8.8209 | 500 | 0.044 | 0.074
CFLSFm2020CZ07rDXGF | CFL | SFm | 2020 | CZ07 | rDXGF | 1.745 | 1.958 | 303.0666 | 569 | 0.062 | 0.095 | -6.2196 | 500 | 0.044 | 0.074
CFLSFm2020CZ07rDXHP | CFL | SFm | 2020 | CZ07 | rDXHP | 2.244 | 2.59 | 0 | 541 | 0.069 | 0.101 | 0 | 500 | 0.044 | 0.074
CFLSFm2020CZ07rNCEH | CFL | SFm | 2020 | CZ07 | rNCEH | 1.182 | 1.679 | 0 | 406 | 0.044 | 0.074 | 0 | 500 | 0.044 | 0.074
CFLSFm2020CZ07rNCGF | CFL | SFm | 2020 | CZ07 | rNCGF | 0.737 | 1.078 | 302.0291 | 500 | 0.045 | 0.075 | -6.2435 | 500 | 0.044 | 0.074
CFLSFm2020CZ08rDXGF | CFL | SFm | 2020 | CZ08 | rDXGF | 2.344 | 2.406 | 296.5409 | 561 | 0.062 | 0.095 | -5.6795 | 500 | 0.044 | 0.074
CFLSFm2020CZ08rDXHP | CFL | SFm | 2020 | CZ08 | rDXHP | 2.878 | 3.048 | 0 | 530 | 0.072 | 0.103 | 0 | 500 | 0.044 | 0.074
CFLSFm2020CZ08rNCEH | CFL | SFm | 2020 | CZ08 | rNCEH | 1.168 | 1.685 | 0 | 437 | 0.044 | 0.1 | 0 | 500 | 0.044 | 0.074
CFLSFm2020CZ08rNCGF | CFL | SFm | 2020 | CZ08 | rNCGF | 0.738 | 1.102 | 295.7744 | 525 | 0.044 | 0.091 | -5.6898 | 500 | 0.044 | 0.074
CFLSFm2020CZ09rDXGF | CFL | SFm | 2020 | CZ09 | rDXGF | 2.334 | 2.432 | 335.248 | 548 | 0.064 | 0.092 | -7.2259 | 500 | 0.044 | 0.074
CFLSFm2020CZ09rDXHP | CFL | SFm | 2020 | CZ09 | rDXHP | 2.849 | 3.07 | 0 | 505 | 0.081 | 0.105 | 0 | 500 | 0.044 | 0.074
CFLSFm2020CZ09rNCEH | CFL | SFm | 2020 | CZ09 | rNCEH | 1.177 | 1.672 | 0 | 411 | 0.044 | 0.074 | 0 | 500 | 0.044 | 0.074
CFLSFm2020CZ09rNCGF | CFL | SFm | 2020 | CZ09 | rNCGF | 0.746 | 1.093 | 334.5372 | 528 | 0.044 | 0.074 | -7.1428 | 500 | 0.044 | 0.074
CFLSFm2020CZ10rDXGF | CFL | SFm | 2020 | CZ10 | rDXGF | 2.031 | 2.061 | 373.5877 | 550 | 0.057 | 0.08 | -9.5083 | 500 | 0.041 | 0.062
CFLSFm2020CZ10rDXHP | CFL | SFm | 2020 | CZ10 | rDXHP | 2.625 | 2.771 | 0 | 493 | 0.063 | 0.086 | 0 | 500 | 0.041 | 0.062
CFLSFm2020CZ10rNCEH | CFL | SFm | 2020 | CZ10 | rNCEH | 1.058 | 1.465 | 0 | 358 | 0.04 | 0.062 | 0 | 500 | 0.041 | 0.062
CFLSFm2020CZ10rNCGF | CFL | SFm | 2020 | CZ10 | rNCGF | 0.616 | 0.87 | 372.2981 | 515 | 0.04 | 0.064 | -9.5263 | 500 | 0.041 | 0.062
CFLSFm2020CZ11rDXGF | CFL | SFm | 2020 | CZ11 | rDXGF | 2.054 | 2.465 | 392.5167 | 549 | 0.06 | 0.084 | -10.3385 | 500 | 0.041 | 0.062
CFLSFm2020CZ11rDXHP | CFL | SFm | 2020 | CZ11 | rDXHP | 2.621 | 3.185 | 0 | 484 | 0.066 | 0.091 | 0 | 500 | 0.041 | 0.062
CFLSFm2020CZ11rNCEH | CFL | SFm | 2020 | CZ11 | rNCEH | 1.063 | 1.472 | 0 | 350 | 0.041 | 0.062 | 0 | 500 | 0.041 | 0.062
CFLSFm2020CZ11rNCGF | CFL | SFm | 2020 | CZ11 | rNCGF | 0.621 | 0.874 | 391.2086 | 512 | 0.041 | 0.062 | -10.3591 | 500 | 0.041 | 0.062
CFLSFm2020CZ12rDXGF | CFL | SFm | 2020 | CZ12 | rDXGF | 1.867 | 2.201 | 408.3875 | 532 | 0.06 | 0.082 | -10.7823 | 500 | 0.041 | 0.062
CFLSFm2020CZ12rDXHP | CFL | SFm | 2020 | CZ12 | rDXHP | 2.403 | 2.894 | 0 | 459 | 0.066 | 0.089 | 0 | 500 | 0.041 | 0.062
CFLSFm2020CZ12rNCEH | CFL | SFm | 2020 | CZ12 | rNCEH | 1.079 | 1.5 | 0 | 345 | 0.04 | 0.062 | 0 | 500 | 0.041 | 0.062
CFLSFm2020CZ12rNCGF | CFL | SFm | 2020 | CZ12 | rNCGF | 0.614 | 0.868 | 407.4914 | 508 | 0.041 | 0.063 | -10.7824 | 500 | 0.041 | 0.062
CFLSFm2020CZ13rDXGF | CFL | SFm | 2020 | CZ13 | rDXGF | 2.223 | 2.488 | 373.5229 | 553 | 0.059 | 0.084 | -9.1062 | 500 | 0.041 | 0.062
CFLSFm2020CZ13rDXHP | CFL | SFm | 2020 | CZ13 | rDXHP | 2.806 | 3.203 | 0 | 497 | 0.063 | 0.086 | 0 | 500 | 0.041 | 0.062
CFLSFm2020CZ13rNCEH | CFL | SFm | 2020 | CZ13 | rNCEH | 1.054 | 1.458 | 0 | 370 | 0.04 | 0.062 | 0 | 500 | 0.041 | 0.062
CFLSFm2020CZ13rNCGF | CFL | SFm | 2020 | CZ13 | rNCGF | 0.623 | 0.876 | 371.7787 | 514 | 0.04 | 0.062 | -9.0853 | 500 | 0.041 | 0.062
CFLSFm2020CZ14rDXGF | CFL | SFm | 2020 | CZ14 | rDXGF | 2.852 | 2.986 | 415.4641 | 551 | 0.057 | 0.082 | -11.4206 | 500 | 0.04 | 0.062
CFLSFm2020CZ14rDXHP | CFL | SFm | 2020 | CZ14 | rDXHP | 3.494 | 3.746 | 0 | 483 | 0.063 | 0.088 | 0 | 500 | 0.04 | 0.062
CFLSFm2020CZ14rNCEH | CFL | SFm | 2020 | CZ14 | rNCEH | 1.116 | 1.55 | 0 | 337 | 0.04 | 0.062 | 0 | 500 | 0.04 | 0.062
CFLSFm2020CZ14rNCGF | CFL | SFm | 2020 | CZ14 | rNCGF | 0.672 | 0.949 | 412.6599 | 517 | 0.04 | 0.063 | -11.393 | 500 | 0.04 | 0.062
CFLSFm2020CZ15rDXGF | CFL | SFm | 2020 | CZ15 | rDXGF | 3.03 | 3.304 | 293.33 | 589 | 0.061 | 0.087 | -5.0417 | 500 | 0.04 | 0.062
CFLSFm2020CZ15rDXHP | CFL | SFm | 2020 | CZ15 | rDXHP | 3.623 | 4.008 | 0 | 558 | 0.056 | 0.084 | 0 | 500 | 0.04 | 0.062
CFLSFm2020CZ15rNCEH | CFL | SFm | 2020 | CZ15 | rNCEH | 1.061 | 1.458 | 0 | 425 | 0.041 | 0.062 | 0 | 500 | 0.04 | 0.062
CFLSFm2020CZ15rNCGF | CFL | SFm | 2020 | CZ15 | rNCGF | 0.695 | 0.971 | 288.292 | 500 | 0.04 | 0.062 | -5.1533 | 500 | 0.04 | 0.062
CFLSFm2020CZ16rDXGF | CFL | SFm | 2020 | CZ16 | rDXGF | 1.679 | 1.775 | 422.9739 | 524 | 0.062 | 0.091 | -9.2549 | 500 | 0.041 | 0.067
CFLSFm2020CZ16rDXHP | CFL | SFm | 2020 | CZ16 | rDXHP | 2.137 | 2.392 | 0 | 438 | 0.063 | 0.091 | 0 | 500 | 0.041 | 0.067
CFLSFm2020CZ16rNCEH | CFL | SFm | 2020 | CZ16 | rNCEH | 1.19 | 1.673 | 0 | 372 | 0.043 | 0.068 | 0 | 500 | 0.041 | 0.067
CFLSFm2020CZ16rNCGF | CFL | SFm | 2020 | CZ16 | rNCGF | 0.711 | 1.018 | 421.9427 | 499 | 0.043 | 0.067 | -9.2491 | 500 | 0.041 | 0.067

## HVAC wtd
Create Weighted HVAC System DEER2023 results | [6 empty] | max | 1.2622 | 1.917 | 0
[7 empty] | avg | 0.53062 | 0.68563 | -0.0076018 | 22.27% | HVAC Weights | [6 empty] | Impacts Row Match | [5 empty] | Un Wtd kWh | [5 empty] | Un Wtd kW | [5 empty] | Un Wtd therm
[7 empty] | min | 0 | 0 | -0.029993 |  | 5 | 6 | 7 | 8 | 9 | 10 |  | 5 | 6 | 8 | 9 | 10 | 7 | [6 empty] | kW type: | 1
[23 empty] | rDXOH | rNCOH | 1.0946 | 0.95793 | 0.99959 | 0.67893
Index for HVAC | Index for Vint | Ltg | IOU | BldgType | BldgVint | BldgLoc | BldgHVAC | kWh | kW | therm |  | rDXGF | rDXHP | rNCGF | rNCEH | rDXOH | rNCOH | sum | rDXGF | rDXHP | rNCGF | rNCEH | rDXGF | rNCGF | rDXGF | rDXHP | rNCGF | rNCEH | rDXOH | rNCOH | rDXGF | rDXHP | rNCGF | rNCEH | rDXOH | rNCOH | rDXGF | rDXHP | rNCGF | rNCEH | rDXOH | rNCOH
CFLSFm1975CZ01 | CFLPGESFmCZ011975 | CFL | PGE | SFm | 1975 | CZ01 | rWtd | 0.9564 | 1.0232 | -0.029993 |  | 345.7206 | 19.869 | 27192.981 | 1562.815 | 27.8166 | 2187.941 | 31337.1432 | 897 | 898 | 900 | 899 | 897 | 900 | 1 | 0.698 | 0.982 | 0.468 | 1 | 0.982 | 1.0244 | 1.0244 | 1.0244 | 1 | 1.0244 | 1.0244 | -0.03413 | 0 | -0.03413 | 0 | 0 | 0
CFLSFm1975CZ02 | CFLPGESFmCZ021975 | CFL | PGE | SFm | 1975 | CZ02 | rWtd | 0.9851 | 1.3964 | -0.027416 |  | 58933.5129 | 3386.9835 | 95620.2993 | 5495.4195 | 4741.7769 | 7693.5873 | 175871.5794 | 901 | 902 | 904 | 903 | 901 | 904 | 1.028 | 0.802 | 0.986 | 0.584 | 1.028 | 0.986 | 2 | 2 | 1.0244 | 1.0244 | 2 | 1.0244 | -0.031061 | 0 | -0.031281 | 0 | 0 | 0
CFLSFm1975CZ03 | CFLPGESFmCZ031975 | CFL | PGE | SFm | 1975 | CZ03 | rWtd | 0.97011 | 1.1428 | -0.025574 |  | 65011.2546 | 3736.279 | 457847.418 | 26313.07 | 5230.7906 | 36838.298 | 594977.1102 | 905 | 906 | 908 | 907 | 905 | 908 | 1.006 | 0.812 | 0.986 | 0.598 | 1.006 | 0.986 | 1.9756 | 2 | 1.0244 | 1.0244 | 1.9756 | 1.0244 | -0.028889 | 0 | -0.029132 | 0 | 0 | 0
CFLSFm1975CZ04 | CFLPGESFmCZ041975 | CFL | PGE | SFm | 1975 | CZ04 | rWtd | 1.0301 | 1.4183 | -0.018844 |  | 145209.1509 | 8345.3535 | 146170.9968 | 8400.632 | 11683.4949 | 11760.8848 | 331570.5129 | 909 | 910 | 912 | 911 | 909 | 912 | 1.088 | 0.95 | 0.994 | 0.706 | 1.088 | 0.994 | 1.8049 | 2 | 1.0244 | 1.0244 | 1.8049 | 1.0244 | -0.021277 | 0 | -0.021609 | 0 | 0 | 0
CFLSFm1975CZ05 | CFLPGESFmCZ051975 | CFL | PGE | SFm | 1975 | CZ05 | rWtd | 0.96808 | 1.1816 | -0.029427 |  | 12319.4697 | 708.0155 | 49737.0039 | 2858.4485 | 991.2217 | 4001.8279 | 70615.9872 | 913 | 914 | 916 | 915 | 913 | 916 | 1 | 0.76 | 0.986 | 0.534 | 1 | 0.986 | 1.8182 | 1.9091 | 1.0227 | 1.0227 | 1.8182 | 1.0227 | -0.033283 | 0 | -0.033536 | 0 | 0 | 0
CFLSFm1975CZ06 | CFLPGESFmCZ061975 | CFL | PGE | SFm | 1975 | CZ06 | rWtd | 0 | 0 | 0 |  | 0 | 0 | 0 | 0 | 0 | 0 | 0 | 917 | 918 | 920 | 919 | 917 | 920 | 1.104 | 1.014 | 0.998 | 0.784 | 1.104 | 0.998 | 1.5909 | 1.9091 | 1.0227 | 1.0227 | 1.5909 | 1.0227 | -0.015649 | 0 | -0.015825 | 0 | 0 | 0
CFLSFm1975CZ07 | CFLPGESFmCZ071975 | CFL | PGE | SFm | 1975 | CZ07 | rWtd | 0 | 0 | 0 |  | 0 | 0 | 0 | 0 | 0 | 0 | 0 | 921 | 922 | 924 | 923 | 921 | 924 | 1.104 | 0.994 | 0.994 | 0.736 | 1.104 | 0.994 | 1.8409 | 2 | 1.0227 | 1 | 1.8409 | 1.0227 | -0.019222 | 0 | -0.019495 | 0 | 0 | 0
CFLSFm1975CZ08 | CFLPGESFmCZ081975 | CFL | PGE | SFm | 1975 | CZ08 | rWtd | 0 | 0 | 0 |  | 0 | 0 | 0 | 0 | 0 | 0 | 0 | 925 | 926 | 928 | 927 | 925 | 928 | 1.164 | 1.09 | 0.998 | 0.794 | 1.164 | 0.998 | 1.7273 | 2 | 1.0227 | 1 | 1.7273 | 1.0227 | -0.014925 | 0 | -0.015214 | 0 | 0 | 0
CFLSFm1975CZ09 | CFLPGESFmCZ091975 | CFL | PGE | SFm | 1975 | CZ09 | rWtd | 0 | 0 | 0 |  | 0 | 0 | 0 | 0 | 0 | 0 | 0 | 929 | 930 | 932 | 931 | 929 | 932 | 1.148 | 1.064 | 0.996 | 0.75 | 1.148 | 0.996 | 1.5111 | 1.9556 | 1 | 1 | 1.5111 | 1 | -0.017711 | 0 | -0.017956 | 0 | 0 | 0
CFLSFm1975CZ10 | CFLPGESFmCZ101975 | CFL | PGE | SFm | 1975 | CZ10 | rWtd | 0 | 0 | 0 |  | 0 | 0 | 0 | 0 | 0 | 0 | 0 | 933 | 934 | 936 | 935 | 933 | 936 | 1.122 | 1.012 | 0.996 | 0.728 | 1.122 | 0.996 | 1.7805 | 2 | 1 | 1 | 1.7805 | 1 | -0.019088 | 0 | -0.019377 | 0 | 0 | 0
CFLSFm1975CZ11 | CFLPGESFmCZ111975 | CFL | PGE | SFm | 1975 | CZ11 | rWtd | 1.0991 | 1.7537 | -0.020798 |  | 166500.3303 | 9568.9845 | 12859.6962 | 739.063 | 13396.5783 | 1034.6882 | 204099.3405 | 937 | 938 | 940 | 939 | 937 | 940 | 1.116 | 0.968 | 0.994 | 0.666 | 1.116 | 0.994 | 1.8 | 2 | 1.025 | 1 | 1.8 | 1.025 | -0.023647 | 0 | -0.023923 | 0 | 0 | 0
CFLSFm1975CZ12 | CFLPGESFmCZ121975 | CFL | PGE | SFm | 1975 | CZ12 | rWtd | 1.0757 | 1.7298 | -0.020309 |  | 479843.7411 | 27577.2265 | 70831.2327 | 4070.7605 | 38608.1171 | 5699.0647 | 626630.1426 | 941 | 942 | 944 | 943 | 941 | 944 | 1.098 | 0.942 | 0.994 | 0.672 | 1.098 | 0.994 | 1.825 | 2 | 1.025 | 1.025 | 1.825 | 1.025 | -0.023075 | 0 | -0.023355 | 0 | 0 | 0
CFLSFm1975CZ13 | CFLPGESFmCZ131975 | CFL | PGE | SFm | 1975 | CZ13 | rWtd | 1.1369 | 1.6841 | -0.01896 |  | 235327.17 | 13524.55 | 10153.6482 | 583.543 | 18934.37 | 816.9602 | 279340.2414 | 945 | 946 | 948 | 947 | 945 | 948 | 1.15 | 1.026 | 0.994 | 0.686 | 1.15 | 0.994 | 1.7 | 1.95 | 1.025 | 1 | 1.7 | 1.025 | -0.021561 | 0 | -0.021905 | 0 | 0 | 0
CFLSFm1975CZ14 | CFLPGESFmCZ141975 | CFL | PGE | SFm | 1975 | CZ14 | rWtd | 0 | 0 | 0 |  | 0 | 0 | 0 | 0 | 0 | 0 | 0 | 949 | 950 | 952 | 951 | 949 | 952 | 1.152 | 1.016 | 0.994 | 0.696 | 1.152 | 0.994 | 1.65 | 1.975 | 1 | 1 | 1.65 | 1 | -0.021947 | 0 | -0.02232 | 0 | 0 | 0
CFLSFm1975CZ15 | CFLPGESFmCZ151975 | CFL | PGE | SFm | 1975 | CZ15 | rWtd | 0 | 0 | 0 |  | 0 | 0 | 0 | 0 | 0 | 0 | 0 | 953 | 954 | 956 | 955 | 953 | 956 | 1.198 | 1.184 | 1.002 | 0.864 | 1.198 | 1.002 | 1.675 | 1.95 | 1 | 1 | 1.675 | 1 | -0.010141 | 0 | -0.010506 | 0 | 0 | 0
CFLSFm1975CZ16 | CFLPGESFmCZ161975 | CFL | PGE | SFm | 1975 | CZ16 | rWtd | 1.0235 | 1.3681 | -0.023163 |  | 25441.7667 | 1462.1705 | 21408.9513 | 1230.3995 | 2047.0387 | 1722.5593 | 53312.886 | 957 | 958 | 960 | 959 | 957 | 960 | 1.08 | 0.828 | 0.99 | 0.624 | 1.08 | 0.99 | 1.6341 | 1.7073 | 1.0488 | 1.0244 | 1.6341 | 1.0488 | -0.026214 | 0 | -0.026529 | 0 | 0 | 0
CFLSFm1985CZ01 | CFLPGESFmCZ011985 | CFL | PGE | SFm | 1985 | CZ01 | rWtd | 0.94397 | 1.0475 | -0.029993 |  | 345.7206 | 19.869 | 27192.981 | 1562.815 | 27.8166 | 2187.941 | 31337.1432 | 961 | 962 | 964 | 963 | 961 | 964 | 1 | 0.602 | 0.972 | 0.408 | 1 | 0.972 | 1.0488 | 1.0244 | 1.0488 | 1.0244 | 1.0488 | 1.0488 | -0.03413 | 0 | -0.03413 | 0 | 0 | 0
CFLSFm1985CZ02 | CFLPGESFmCZ021985 | CFL | PGE | SFm | 1985 | CZ02 | rWtd | 0.97033 | 1.1644 | -0.029518 |  | 58933.5129 | 3386.9835 | 95620.2993 | 5495.4195 | 4741.7769 | 7693.5873 | 175871.5794 | 965 | 966 | 968 | 967 | 965 | 968 | 1 | 0.716 | 0.982 | 0.564 | 1 | 0.982 | 1.3902 | 1.4146 | 1.0244 | 1.0244 | 1.3902 | 1.0244 | -0.033383 | 0 | -0.033717 | 0 | 0 | 0
CFLSFm1985CZ03 | CFLPGESFmCZ031985 | CFL | PGE | SFm | 1985 | CZ03 | rWtd | 0.96376 | 1.166 | -0.029993 |  | 65011.2546 | 3736.279 | 457847.418 | 26313.07 | 5230.7906 | 36838.298 | 594977.1102 | 969 | 970 | 972 | 971 | 969 | 972 | 1.012 | 0.764 | 0.98 | 0.558 | 1.012 | 0.98 | 2 | 2 | 1.0488 | 1.0244 | 2 | 1.0488 | -0.03413 | 0 | -0.03413 | 0 | 0 | 0
CFLSFm1985CZ04 | CFLPGESFmCZ041985 | CFL | PGE | SFm | 1985 | CZ04 | rWtd | 1.0389 | 1.2877 | -0.023191 |  | 145209.1509 | 8345.3535 | 146170.9968 | 8400.632 | 11683.4949 | 11760.8848 | 331570.5129 | 973 | 974 | 976 | 975 | 973 | 976 | 1.116 | 0.942 | 0.988 | 0.654 | 1.116 | 0.988 | 1.5122 | 1.8293 | 1.0488 | 1.0488 | 1.5122 | 1.0488 | -0.02619 | 0 | -0.026589 | 0 | 0 | 0
CFLSFm1985CZ05 | CFLPGESFmCZ051985 | CFL | PGE | SFm | 1985 | CZ05 | rWtd | 0.96936 | 1.1523 | -0.029729 |  | 12319.4697 | 708.0155 | 49737.0039 | 2858.4485 | 991.2217 | 4001.8279 | 70615.9872 | 977 | 978 | 980 | 979 | 977 | 980 | 1.012 | 0.75 | 0.984 | 0.55 | 1.012 | 0.984 | 1.75 | 2 | 1 | 1.0227 | 1.75 | 1 | -0.033492 | 0 | -0.033914 | 0 | 0 | 0
CFLSFm1985CZ06 | CFLPGESFmCZ061985 | CFL | PGE | SFm | 1985 | CZ06 | rWtd | 0 | 0 | 0 |  | 0 | 0 | 0 | 0 | 0 | 0 | 0 | 981 | 982 | 984 | 983 | 981 | 984 | 1.12 | 1.004 | 0.994 | 0.746 | 1.12 | 0.994 | 1.5455 | 1.8864 | 1 | 1.0227 | 1.5455 | 1 | -0.018865 | 0 | -0.019141 | 0 | 0 | 0
CFLSFm1985CZ07 | CFLPGESFmCZ071985 | CFL | PGE | SFm | 1985 | CZ07 | rWtd | 0 | 0 | 0 |  | 0 | 0 | 0 | 0 | 0 | 0 | 0 | 985 | 986 | 988 | 987 | 985 | 988 | 1.112 | 0.994 | 0.992 | 0.73 | 1.112 | 0.992 | 1.6591 | 2 | 1 | 1 | 1.6591 | 1 | -0.020763 | 0 | -0.021082 | 0 | 0 | 0
CFLSFm1985CZ08 | CFLPGESFmCZ081985 | CFL | PGE | SFm | 1985 | CZ08 | rWtd | 0 | 0 | 0 |  | 0 | 0 | 0 | 0 | 0 | 0 | 0 | 989 | 990 | 992 | 991 | 989 | 992 | 1.164 | 1.092 | 0.998 | 0.788 | 1.164 | 0.998 | 1.6136 | 1.8636 | 1.0227 | 1 | 1.6136 | 1.0227 | -0.015628 | 0 | -0.015931 | 0 | 0 | 0
CFLSFm1985CZ09 | CFLPGESFmCZ091985 | CFL | PGE | SFm | 1985 | CZ09 | rWtd | 0 | 0 | 0 |  | 0 | 0 | 0 | 0 | 0 | 0 | 0 | 993 | 994 | 996 | 995 | 993 | 996 | 1.138 | 1.046 | 0.996 | 0.742 | 1.138 | 0.996 | 1.7955 | 2 | 1.0227 | 1 | 1.7955 | 1.0227 | -0.01865 | 0 | -0.018887 | 0 | 0 | 0
CFLSFm1985CZ10 | CFLPGESFmCZ101985 | CFL | PGE | SFm | 1985 | CZ10 | rWtd | 0 | 0 | 0 |  | 0 | 0 | 0 | 0 | 0 | 0 | 0 | 997 | 998 | 1000 | 999 | 997 | 1000 | 1.128 | 0.996 | 0.994 | 0.692 | 1.128 | 0.994 | 1.775 | 2 | 1 | 1 | 1.775 | 1 | -0.022309 | 0 | -0.022657 | 0 | 0 | 0
CFLSFm1985CZ11 | CFLPGESFmCZ111985 | CFL | PGE | SFm | 1985 | CZ11 | rWtd | 1.1156 | 1.7288 | -0.024463 |  | 166500.3303 | 9568.9845 | 12859.6962 | 739.063 | 13396.5783 | 1034.6882 | 204099.3405 | 1001 | 1002 | 1004 | 1003 | 1001 | 1004 | 1.136 | 0.954 | 0.99 | 0.612 | 1.136 | 0.99 | 1.775 | 1.975 | 1 | 1 | 1.775 | 1 | -0.027813 | 0 | -0.028152 | 0 | 0 | 0
CFLSFm1985CZ12 | CFLPGESFmCZ121985 | CFL | PGE | SFm | 1985 | CZ12 | rWtd | 1.071 | 1.8093 | -0.022247 |  | 479843.7411 | 27577.2265 | 70831.2327 | 4070.7605 | 38608.1171 | 5699.0647 | 626630.1426 | 1005 | 1006 | 1008 | 1007 | 1005 | 1008 | 1.094 | 0.92 | 0.992 | 0.648 | 1.094 | 0.992 | 1.925 | 2 | 1 | 1 | 1.925 | 1 | -0.025274 | 0 | -0.025595 | 0 | 0 | 0
CFLSFm1985CZ13 | CFLPGESFmCZ131985 | CFL | PGE | SFm | 1985 | CZ13 | rWtd | 1.1484 | 1.5898 | -0.019235 |  | 235327.17 | 13524.55 | 10153.6482 | 583.543 | 18934.37 | 816.9602 | 279340.2414 | 1009 | 1010 | 1012 | 1011 | 1009 | 1012 | 1.162 | 1.038 | 0.994 | 0.684 | 1.162 | 0.994 | 1.6 | 1.9 | 1 | 1.025 | 1.6 | 1 | -0.021873 | 0 | -0.02223 | 0 | 0 | 0
CFLSFm1985CZ14 | CFLPGESFmCZ141985 | CFL | PGE | SFm | 1985 | CZ14 | rWtd | 0 | 0 | 0 |  | 0 | 0 | 0 | 0 | 0 | 0 | 0 | 1013 | 1014 | 1016 | 1015 | 1013 | 1016 | 1.142 | 0.962 | 0.992 | 0.644 | 1.142 | 0.992 | 1.725 | 2 | 1 | 1 | 1.725 | 1 | -0.026231 | 0 | -0.026511 | 0 | 0 | 0
CFLSFm1985CZ15 | CFLPGESFmCZ151985 | CFL | PGE | SFm | 1985 | CZ15 | rWtd | 0 | 0 | 0 |  | 0 | 0 | 0 | 0 | 0 | 0 | 0 | 1017 | 1018 | 1020 | 1019 | 1017 | 1020 | 1.204 | 1.188 | 1 | 0.848 | 1.204 | 1 | 1.725 | 2 | 1.025 | 1 | 1.725 | 1.025 | -0.011245 | 0 | -0.011643 | 0 | 0 | 0
CFLSFm1985CZ16 | CFLPGESFmCZ161985 | CFL | PGE | SFm | 1985 | CZ16 | rWtd | 1.0062 | 1.4913 | -0.029956 |  | 25441.7667 | 1462.1705 | 21408.9513 | 1230.3995 | 2047.0387 | 1722.5593 | 53312.886 | 1021 | 1022 | 1024 | 1023 | 1021 | 1024 | 1.062 | 0.716 | 0.982 | 0.56 | 1.062 | 0.982 | 1.878 | 2 | 1.0244 | 1.0244 | 1.878 | 1.0244 | -0.034053 | 0 | -0.03413 | 0 | 0 | 0
CFLSFm1996CZ01 | CFLPGESFmCZ011996 | CFL | PGE | SFm | 1996 | CZ01 | rWtd | 0.96447 | 1 | -0.026691 |  | 345.7206 | 19.869 | 27192.981 | 1562.815 | 27.8166 | 2187.941 | 31337.1432 | 1025 | 1026 | 1028 | 1027 | 1025 | 1028 | 1 | 0.748 | 0.986 | 0.554 | 1 | 0.986 | 1 | 1 | 1 | 1 | 1 | 1 | -0.030159 | 0 | -0.030376 | 0 | 0 | 0
CFLSFm1996CZ02 | CFLPGESFmCZ021996 | CFL | PGE | SFm | 1996 | CZ02 | rWtd | 0.99681 | 1.2919 | -0.021977 |  | 58933.5129 | 3386.9835 | 95620.2993 | 5495.4195 | 4741.7769 | 7693.5873 | 175871.5794 | 1029 | 1030 | 1032 | 1031 | 1029 | 1032 | 1.044 | 0.864 | 0.99 | 0.66 | 1.044 | 0.99 | 1.7143 | 2 | 1.0238 | 1 | 1.7143 | 1.0238 | -0.024913 | 0 | -0.025066 | 0 | 0 | 0
CFLSFm1996CZ03 | CFLPGESFmCZ031996 | CFL | PGE | SFm | 1996 | CZ03 | rWtd | 0.9708 | 1.1357 | -0.02433 |  | 65011.2546 | 3736.279 | 457847.418 | 26313.07 | 5230.7906 | 36838.298 | 594977.1102 | 1033 | 1034 | 1036 | 1035 | 1033 | 1036 | 1.008 | 0.814 | 0.986 | 0.608 | 1.008 | 0.986 | 1.9286 | 2 | 1.0238 | 1 | 1.9286 | 1.0238 | -0.02756 | 0 | -0.027703 | 0 | 0 | 0
CFLSFm1996CZ04 | CFLPGESFmCZ041996 | CFL | PGE | SFm | 1996 | CZ04 | rWtd | 1.0316 | 1.3714 | -0.019764 |  | 145209.1509 | 8345.3535 | 146170.9968 | 8400.632 | 11683.4949 | 11760.8848 | 331570.5129 | 1037 | 1038 | 1040 | 1039 | 1037 | 1040 | 1.094 | 0.954 | 0.992 | 0.686 | 1.094 | 0.992 | 1.7381 | 1.881 | 1 | 1 | 1.7381 | 1 | -0.02241 | 0 | -0.02257 | 0 | 0 | 0
CFLSFm1996CZ05 | CFLPGESFmCZ051996 | CFL | PGE | SFm | 1996 | CZ05 | rWtd | 0.96571 | 1.1533 | -0.029993 |  | 12319.4697 | 708.0155 | 49737.0039 | 2858.4485 | 991.2217 | 4001.8279 | 70615.9872 | 1041 | 1042 | 1044 | 1043 | 1041 | 1044 | 1.014 | 0.75 | 0.982 | 0.488 | 1.014 | 0.982 | 1.6818 | 1.75 | 1.0227 | 1 | 1.6818 | 1.0227 | -0.03413 | 0 | -0.03413 | 0 | 0 | 0
CFLSFm1996CZ06 | CFLPGESFmCZ061996 | CFL | PGE | SFm | 1996 | CZ06 | rWtd | 0 | 0 | 0 |  | 0 | 0 | 0 | 0 | 0 | 0 | 0 | 1045 | 1046 | 1048 | 1047 | 1045 | 1048 | 1.146 | 1.054 | 0.996 | 0.764 | 1.146 | 0.996 | 1.5581 | 1.8605 | 1.0233 | 1.0465 | 1.5581 | 1.0233 | -0.017056 | 0 | -0.017276 | 0 | 0 | 0
CFLSFm1996CZ07 | CFLPGESFmCZ071996 | CFL | PGE | SFm | 1996 | CZ07 | rWtd | 0 | 0 | 0 |  | 0 | 0 | 0 | 0 | 0 | 0 | 0 | 1049 | 1050 | 1052 | 1051 | 1049 | 1052 | 1.092 | 1.004 | 0.994 | 0.762 | 1.092 | 0.994 | 1.4884 | 2 | 1.0233 | 1.0233 | 1.4884 | 1.0233 | -0.017761 | 0 | -0.017853 | 0 | 0 | 0
CFLSFm1996CZ08 | CFLPGESFmCZ081996 | CFL | PGE | SFm | 1996 | CZ08 | rWtd | 0 | 0 | 0 |  | 0 | 0 | 0 | 0 | 0 | 0 | 0 | 1053 | 1054 | 1056 | 1055 | 1053 | 1056 | 1.188 | 1.142 | 0.998 | 0.808 | 1.188 | 0.998 | 1.4884 | 1.8837 | 1.0233 | 1.0233 | 1.4884 | 1.0233 | -0.013825 | 0 | -0.014083 | 0 | 0 | 0
CFLSFm1996CZ09 | CFLPGESFmCZ091996 | CFL | PGE | SFm | 1996 | CZ09 | rWtd | 0 | 0 | 0 |  | 0 | 0 | 0 | 0 | 0 | 0 | 0 | 1057 | 1058 | 1060 | 1059 | 1057 | 1060 | 1.17 | 1.086 | 0.998 | 0.778 | 1.17 | 0.998 | 1.5111 | 1.8444 | 1 | 1 | 1.5111 | 1 | -0.016034 | 0 | -0.01617 | 0 | 0 | 0
CFLSFm1996CZ10 | CFLPGESFmCZ101996 | CFL | PGE | SFm | 1996 | CZ10 | rWtd | 0 | 0 | 0 |  | 0 | 0 | 0 | 0 | 0 | 0 | 0 | 1061 | 1062 | 1064 | 1063 | 1061 | 1064 | 1.154 | 1.034 | 0.994 | 0.706 | 1.154 | 0.994 | 1.575 | 1.85 | 1 | 1 | 1.575 | 1 | -0.019959 | 0 | -0.020351 | 0 | 0 | 0
CFLSFm1996CZ11 | CFLPGESFmCZ111996 | CFL | PGE | SFm | 1996 | CZ11 | rWtd | 1.1048 | 1.7096 | -0.022199 |  | 166500.3303 | 9568.9845 | 12859.6962 | 739.063 | 13396.5783 | 1034.6882 | 204099.3405 | 1065 | 1066 | 1068 | 1067 | 1065 | 1068 | 1.124 | 0.948 | 0.99 | 0.618 | 1.124 | 0.99 | 1.75 | 2 | 1.025 | 1 | 1.75 | 1.025 | -0.025242 | 0 | -0.025505 | 0 | 0 | 0
CFLSFm1996CZ12 | CFLPGESFmCZ121996 | CFL | PGE | SFm | 1996 | CZ12 | rWtd | 1.0695 | 1.5369 | -0.021047 |  | 479843.7411 | 27577.2265 | 70831.2327 | 4070.7605 | 38608.1171 | 5699.0647 | 626630.1426 | 1069 | 1070 | 1072 | 1071 | 1069 | 1072 | 1.092 | 0.924 | 0.992 | 0.648 | 1.092 | 0.992 | 1.6 | 1.85 | 1.025 | 1 | 1.6 | 1.025 | -0.023922 | 0 | -0.024138 | 0 | 0 | 0
CFLSFm1996CZ13 | CFLPGESFmCZ131996 | CFL | PGE | SFm | 1996 | CZ13 | rWtd | 1.1288 | 1.5859 | -0.018897 |  | 235327.17 | 13524.55 | 10153.6482 | 583.543 | 18934.37 | 816.9602 | 279340.2414 | 1073 | 1074 | 1076 | 1075 | 1073 | 1076 | 1.142 | 1.012 | 0.992 | 0.668 | 1.142 | 0.992 | 1.6 | 1.8 | 1.025 | 1.025 | 1.6 | 1.025 | -0.021493 | 0 | -0.021743 | 0 | 0 | 0
CFLSFm1996CZ14 | CFLPGESFmCZ141996 | CFL | PGE | SFm | 1996 | CZ14 | rWtd | 0 | 0 | 0 |  | 0 | 0 | 0 | 0 | 0 | 0 | 0 | 1077 | 1078 | 1080 | 1079 | 1077 | 1080 | 1.144 | 0.972 | 0.992 | 0.662 | 1.144 | 0.992 | 1.6 | 1.85 | 1 | 1 | 1.6 | 1 | -0.022905 | 0 | -0.023116 | 0 | 0 | 0
CFLSFm1996CZ15 | CFLPGESFmCZ151996 | CFL | PGE | SFm | 1996 | CZ15 | rWtd | 0 | 0 | 0 |  | 0 | 0 | 0 | 0 | 0 | 0 | 0 | 1081 | 1082 | 1084 | 1083 | 1081 | 1084 | 1.202 | 1.182 | 1 | 0.84 | 1.202 | 1 | 1.625 | 1.875 | 1.025 | 1 | 1.625 | 1.025 | -0.011007 | 0 | -0.011319 | 0 | 0 | 0
CFLSFm1996CZ16 | CFLPGESFmCZ161996 | CFL | PGE | SFm | 1996 | CZ16 | rWtd | 1.0179 | 1.4473 | -0.019216 |  | 25441.7667 | 1462.1705 | 21408.9513 | 1230.3995 | 2047.0387 | 1722.5593 | 53312.886 | 1085 | 1086 | 1088 | 1087 | 1085 | 1088 | 1.062 | 0.838 | 0.994 | 0.694 | 1.062 | 0.994 | 1.8095 | 1.7143 | 1.0238 | 1 | 1.8095 | 1.0238 | -0.021802 | 0 | -0.021945 | 0 | 0 | 0
CFLSFm2003CZ01 | CFLPGESFmCZ012003 | CFL | PGE | SFm | 2003 | CZ01 | rWtd | 0.96357 | 1.0244 | -0.028175 |  | 345.7206 | 19.869 | 27192.981 | 1562.815 | 27.8166 | 2187.941 | 31337.1432 | 1089 | 1090 | 1092 | 1091 | 1089 | 1092 | 1 | 0.74 | 0.986 | 0.536 | 1 | 0.986 | 1.0244 | 1.0244 | 1.0244 | 1.0244 | 1.0244 | 1.0244 | -0.031833 | 0 | -0.032065 | 0 | 0 | 0
CFLSFm2003CZ02 | CFLPGESFmCZ022003 | CFL | PGE | SFm | 2003 | CZ02 | rWtd | 0.98967 | 1.4107 | -0.024116 |  | 58933.5129 | 3386.9835 | 95620.2993 | 5495.4195 | 4741.7769 | 7693.5873 | 175871.5794 | 1093 | 1094 | 1096 | 1095 | 1093 | 1096 | 1.038 | 0.822 | 0.986 | 0.602 | 1.038 | 0.986 | 2 | 2 | 1.0488 | 1.0244 | 2 | 1.0488 | -0.027281 | 0 | -0.027541 | 0 | 0 | 0
CFLSFm2003CZ03 | CFLPGESFmCZ032003 | CFL | PGE | SFm | 2003 | CZ03 | rWtd | 0.97293 | 1.1342 | -0.023937 |  | 65011.2546 | 3736.279 | 457847.418 | 26313.07 | 5230.7906 | 36838.298 | 594977.1102 | 1097 | 1098 | 1100 | 1099 | 1097 | 1100 | 1.008 | 0.818 | 0.988 | 0.618 | 1.008 | 0.988 | 1.9024 | 2 | 1.0244 | 1.0244 | 1.9024 | 1.0244 | -0.027123 | 0 | -0.027255 | 0 | 0 | 0
CFLSFm2003CZ04 | CFLPGESFmCZ042003 | CFL | PGE | SFm | 2003 | CZ04 | rWtd | 1.0312 | 1.3101 | -0.020403 |  | 145209.1509 | 8345.3535 | 146170.9968 | 8400.632 | 11683.4949 | 11760.8848 | 331570.5129 | 1101 | 1102 | 1104 | 1103 | 1101 | 1104 | 1.096 | 0.954 | 0.99 | 0.672 | 1.096 | 0.99 | 1.5854 | 1.8293 | 1.0244 | 1.0244 | 1.5854 | 1.0244 | -0.023137 | 0 | -0.023296 | 0 | 0 | 0
CFLSFm2003CZ05 | CFLPGESFmCZ052003 | CFL | PGE | SFm | 2003 | CZ05 | rWtd | 0.97265 | 1.1452 | -0.027545 |  | 12319.4697 | 708.0155 | 49737.0039 | 2858.4485 | 991.2217 | 4001.8279 | 70615.9872 | 1105 | 1106 | 1108 | 1107 | 1105 | 1108 | 1.016 | 0.786 | 0.986 | 0.566 | 1.016 | 0.986 | 1.6364 | 1.7955 | 1.0227 | 1 | 1.6364 | 1.0227 | -0.031343 | 0 | -0.031345 | 0 | 0 | 0
CFLSFm2003CZ06 | CFLPGESFmCZ062003 | CFL | PGE | SFm | 2003 | CZ06 | rWtd | 0 | 0 | 0 |  | 0 | 0 | 0 | 0 | 0 | 0 | 0 | 1109 | 1110 | 1112 | 1111 | 1109 | 1112 | 1.142 | 1.086 | 1 | 0.826 | 1.142 | 1 | 1.5455 | 1.8182 | 1.0227 | 1 | 1.5455 | 1.0227 | -0.012317 | 0 | -0.012408 | 0 | 0 | 0
CFLSFm2003CZ07 | CFLPGESFmCZ072003 | CFL | PGE | SFm | 2003 | CZ07 | rWtd | 0 | 0 | 0 |  | 0 | 0 | 0 | 0 | 0 | 0 | 0 | 1113 | 1114 | 1116 | 1115 | 1113 | 1116 | 1.136 | 1.046 | 0.994 | 0.74 | 1.136 | 0.994 | 1.5682 | 1.8409 | 1 | 1 | 1.5682 | 1 | -0.018969 | 0 | -0.019153 | 0 | 0 | 0
CFLSFm2003CZ08 | CFLPGESFmCZ082003 | CFL | PGE | SFm | 2003 | CZ08 | rWtd | 0 | 0 | 0 |  | 0 | 0 | 0 | 0 | 0 | 0 | 0 | 1117 | 1118 | 1120 | 1119 | 1117 | 1120 | 1.2 | 1.16 | 0.998 | 0.812 | 1.2 | 0.998 | 1.5 | 1.75 | 1.0227 | 1.0227 | 1.5 | 1.0227 | -0.013254 | 0 | -0.013444 | 0 | 0 | 0
CFLSFm2003CZ09 | CFLPGESFmCZ092003 | CFL | PGE | SFm | 2003 | CZ09 | rWtd | 0 | 0 | 0 |  | 0 | 0 | 0 | 0 | 0 | 0 | 0 | 1121 | 1122 | 1124 | 1123 | 1121 | 1124 | 1.134 | 1.048 | 0.996 | 0.768 | 1.134 | 0.996 | 1.5682 | 1.8409 | 1 | 1 | 1.5682 | 1 | -0.016005 | 0 | -0.016112 | 0 | 0 | 0
CFLSFm2003CZ10 | CFLPGESFmCZ102003 | CFL | PGE | SFm | 2003 | CZ10 | rWtd | 0 | 0 | 0 |  | 0 | 0 | 0 | 0 | 0 | 0 | 0 | 1125 | 1126 | 1128 | 1127 | 1125 | 1128 | 1.138 | 1.022 | 0.994 | 0.692 | 1.138 | 0.994 | 1.4634 | 1.6341 | 1 | 1 | 1.4634 | 1 | -0.020106 | 0 | -0.020418 | 0 | 0 | 0
CFLSFm2003CZ11 | CFLPGESFmCZ112003 | CFL | PGE | SFm | 2003 | CZ11 | rWtd | 1.112 | 1.531 | -0.019553 |  | 166500.3303 | 9568.9845 | 12859.6962 | 739.063 | 13396.5783 | 1034.6882 | 204099.3405 | 1129 | 1130 | 1132 | 1131 | 1129 | 1132 | 1.13 | 0.982 | 0.992 | 0.66 | 1.13 | 0.992 | 1.561 | 1.7805 | 1 | 1 | 1.561 | 1 | -0.022229 | 0 | -0.022514 | 0 | 0 | 0
CFLSFm2003CZ12 | CFLPGESFmCZ122003 | CFL | PGE | SFm | 2003 | CZ12 | rWtd | 1.0648 | 1.5601 | -0.019616 |  | 479843.7411 | 27577.2265 | 70831.2327 | 4070.7605 | 38608.1171 | 5699.0647 | 626630.1426 | 1133 | 1134 | 1136 | 1135 | 1133 | 1136 | 1.086 | 0.926 | 0.992 | 0.67 | 1.086 | 0.992 | 1.6341 | 1.8049 | 1 | 1 | 1.6341 | 1 | -0.022291 | 0 | -0.022531 | 0 | 0 | 0
CFLSFm2003CZ13 | CFLPGESFmCZ132003 | CFL | PGE | SFm | 2003 | CZ13 | rWtd | 1.1337 | 1.5694 | -0.01632 |  | 235327.17 | 13524.55 | 10153.6482 | 583.543 | 18934.37 | 816.9602 | 279340.2414 | 1137 | 1138 | 1140 | 1139 | 1137 | 1140 | 1.146 | 1.032 | 0.996 | 0.708 | 1.146 | 0.996 | 1.5854 | 1.7561 | 1 | 1 | 1.5854 | 1 | -0.018557 | 0 | -0.018875 | 0 | 0 | 0
CFLSFm2003CZ14 | CFLPGESFmCZ142003 | CFL | PGE | SFm | 2003 | CZ14 | rWtd | 0 | 0 | 0 |  | 0 | 0 | 0 | 0 | 0 | 0 | 0 | 1141 | 1142 | 1144 | 1143 | 1141 | 1144 | 1.142 | 0.99 | 0.992 | 0.67 | 1.142 | 0.992 | 1.45 | 1.475 | 1.025 | 1 | 1.45 | 1.025 | -0.022534 | 0 | -0.022782 | 0 | 0 | 0
CFLSFm2003CZ15 | CFLPGESFmCZ152003 | CFL | PGE | SFm | 2003 | CZ15 | rWtd | 0 | 0 | 0 |  | 0 | 0 | 0 | 0 | 0 | 0 | 0 | 1145 | 1146 | 1148 | 1147 | 1145 | 1148 | 1.196 | 1.168 | 1 | 0.844 | 1.196 | 1 | 1.675 | 1.925 | 1.025 | 1 | 1.675 | 1.025 | -0.010642 | 0 | -0.01089 | 0 | 0 | 0
CFLSFm2003CZ16 | CFLPGESFmCZ162003 | CFL | PGE | SFm | 2003 | CZ16 | rWtd | 1.0147 | 1.4787 | -0.018988 |  | 25441.7667 | 1462.1705 | 21408.9513 | 1230.3995 | 2047.0387 | 1722.5593 | 53312.886 | 1149 | 1150 | 1152 | 1151 | 1149 | 1152 | 1.056 | 0.834 | 0.994 | 0.698 | 1.056 | 0.994 | 1.8537 | 2 | 1.0244 | 1.0244 | 1.8537 | 1.0244 | -0.021541 | 0 | -0.021684 | 0 | 0 | 0
CFLSFm2007CZ01 | CFLPGESFmCZ012007 | CFL | PGE | SFm | 2007 | CZ01 | rWtd | 0.95966 | 1.0232 | -0.029148 |  | 0 | 0 | 1946.7468 | 111.882 | 0 | 156.6348 | 2215.2636 | 1153 | 1154 | 1156 | 1155 | 1153 | 1156 | 1 | 0.75 | 0.984 | 0.502 | 1 | 0.984 | 1.0244 | 1.0244 | 1.0244 | 1 | 1.0244 | 1.0244 | -0.033036 | 0 | -0.033168 | 0 | 0 | 0
CFLSFm2007CZ02 | CFLPGESFmCZ022007 | CFL | PGE | SFm | 2007 | CZ02 | rWtd | 1.0253 | 1.5799 | -0.02677 |  | 1756.1472 | 100.928 | 164.0646 | 9.429 | 141.2992 | 13.2006 | 2185.0686 | 1157 | 1158 | 1160 | 1159 | 1157 | 1160 | 1.042 | 0.828 | 0.984 | 0.552 | 1.042 | 0.984 | 1.6098 | 2 | 1.0488 | 1.0488 | 1.6098 | 1.0488 | -0.030445 | 0 | -0.030641 | 0 | 0 | 0
CFLSFm2007CZ03 | CFLPGESFmCZ032007 | CFL | PGE | SFm | 2007 | CZ03 | rWtd | 0.97879 | 1.2355 | -0.022676 |  | 1346.6382 | 77.393 | 4471.9392 | 257.008 | 108.3502 | 359.8112 | 6621.1398 | 1161 | 1162 | 1164 | 1163 | 1161 | 1164 | 1.016 | 0.856 | 0.988 | 0.632 | 1.016 | 0.988 | 1.8537 | 1.9756 | 1.0488 | 1.0244 | 1.8537 | 1.0488 | -0.025748 | 0 | -0.025821 | 0 | 0 | 0
CFLSFm2007CZ04 | CFLPGESFmCZ042007 | CFL | PGE | SFm | 2007 | CZ04 | rWtd | 1.0774 | 1.4387 | -0.020865 |  | 5143.3704 | 295.596 | 166.5702 | 9.573 | 413.8344 | 13.4022 | 6042.3462 | 1165 | 1166 | 1168 | 1167 | 1165 | 1168 | 1.088 | 0.944 | 0.99 | 0.66 | 1.088 | 0.99 | 1.439 | 1.6829 | 1.0488 | 1.0244 | 1.439 | 1.0488 | -0.023739 | 0 | -0.02386 | 0 | 0 | 0
CFLSFm2007CZ05 | CFLPGESFmCZ052007 | CFL | PGE | SFm | 2007 | CZ05 | rWtd | 0.97235 | 1.1001 | -0.026139 |  | 126.5502 | 7.273 | 792.4482 | 45.543 | 10.1822 | 63.7602 | 1045.7568 | 1169 | 1170 | 1172 | 1171 | 1169 | 1172 | 1.014 | 0.816 | 0.988 | 0.578 | 1.014 | 0.988 | 1.5909 | 1.6136 | 1.0227 | 1 | 1.5909 | 1.0227 | -0.029631 | 0 | -0.029763 | 0 | 0 | 0
CFLSFm2007CZ06 | CFLPGESFmCZ062007 | CFL | PGE | SFm | 2007 | CZ06 | rWtd | 0 | 0 | 0 |  | 0 | 0 | 0 | 0 | 0 | 0 | 0 | 1173 | 1174 | 1176 | 1175 | 1173 | 1176 | 1.112 | 1.024 | 0.996 | 0.786 | 1.112 | 0.996 | 1.4773 | 1.7045 | 1 | 1 | 1.4773 | 1 | -0.015568 | 0 | -0.015661 | 0 | 0 | 0
CFLSFm2007CZ07 | CFLPGESFmCZ072007 | CFL | PGE | SFm | 2007 | CZ07 | rWtd | 0 | 0 | 0 |  | 0 | 0 | 0 | 0 | 0 | 0 | 0 | 1177 | 1178 | 1180 | 1179 | 1177 | 1180 | 1.142 | 1.074 | 0.996 | 0.794 | 1.142 | 0.996 | 1.3864 | 1.5909 | 1 | 1 | 1.3864 | 1 | -0.014725 | 0 | -0.014855 | 0 | 0 | 0
CFLSFm2007CZ08 | CFLPGESFmCZ082007 | CFL | PGE | SFm | 2007 | CZ08 | rWtd | 0 | 0 | 0 |  | 0 | 0 | 0 | 0 | 0 | 0 | 0 | 1181 | 1182 | 1184 | 1183 | 1181 | 1184 | 1.18 | 1.116 | 0.998 | 0.81 | 1.18 | 0.998 | 1.4091 | 1.5909 | 1.0227 | 1 | 1.4091 | 1.0227 | -0.013298 | 0 | -0.013546 | 0 | 0 | 0
CFLSFm2007CZ09 | CFLPGESFmCZ092007 | CFL | PGE | SFm | 2007 | CZ09 | rWtd | 0 | 0 | 0 |  | 0 | 0 | 0 | 0 | 0 | 0 | 0 | 1185 | 1186 | 1188 | 1187 | 1185 | 1188 | 1.122 | 1.02 | 0.996 | 0.76 | 1.122 | 0.996 | 1.5909 | 1.7273 | 1 | 1 | 1.5909 | 1 | -0.016121 | 0 | -0.016123 | 0 | 0 | 0
CFLSFm2007CZ10 | CFLPGESFmCZ102007 | CFL | PGE | SFm | 2007 | CZ10 | rWtd | 0 | 0 | 0 |  | 0 | 0 | 0 | 0 | 0 | 0 | 0 | 1189 | 1190 | 1192 | 1191 | 1189 | 1192 | 1.134 | 1.006 | 0.994 | 0.682 | 1.134 | 0.994 | 1.3659 | 1.4634 | 1 | 1 | 1.3659 | 1 | -0.020517 | 0 | -0.020735 | 0 | 0 | 0
CFLSFm2007CZ11 | CFLPGESFmCZ112007 | CFL | PGE | SFm | 2007 | CZ11 | rWtd | 1.12 | 1.4683 | -0.019302 |  | 7711.6278 | 443.197 | 0 | 0 | 620.4758 | 0 | 8775.3006 | 1193 | 1194 | 1196 | 1195 | 1193 | 1196 | 1.128 | 0.97 | 0.992 | 0.65 | 1.128 | 0.992 | 1.4634 | 1.561 | 1 | 1 | 1.4634 | 1 | -0.021965 | 0 | -0.022197 | 0 | 0 | 0
CFLSFm2007CZ12 | CFLPGESFmCZ122007 | CFL | PGE | SFm | 2007 | CZ12 | rWtd | 1.0766 | 1.4355 | -0.019718 |  | 17318.7942 | 995.333 | 236.3268 | 13.582 | 1393.4662 | 19.0148 | 19976.517 | 1197 | 1198 | 1200 | 1199 | 1197 | 1200 | 1.086 | 0.928 | 0.992 | 0.66 | 1.086 | 0.992 | 1.439 | 1.4878 | 1 | 1 | 1.439 | 1 | -0.022436 | 0 | -0.022597 | 0 | 0 | 0
CFLSFm2007CZ13 | CFLPGESFmCZ132007 | CFL | PGE | SFm | 2007 | CZ13 | rWtd | 1.1292 | 1.3683 | -0.017483 |  | 7356.5808 | 422.792 | 0 | 0 | 591.9088 | 0 | 8371.2816 | 1201 | 1202 | 1204 | 1203 | 1201 | 1204 | 1.136 | 1.002 | 0.994 | 0.692 | 1.136 | 0.994 | 1.3659 | 1.4146 | 1 | 1 | 1.3659 | 1 | -0.019895 | 0 | -0.020123 | 0 | 0 | 0
CFLSFm2007CZ14 | CFLPGESFmCZ142007 | CFL | PGE | SFm | 2007 | CZ14 | rWtd | 0 | 0 | 0 |  | 0 | 0 | 0 | 0 | 0 | 0 | 0 | 1205 | 1206 | 1208 | 1207 | 1205 | 1208 | 1.126 | 0.962 | 0.992 | 0.65 | 1.126 | 0.992 | 1.425 | 1.5 | 1.025 | 1 | 1.425 | 1.025 | -0.023125 | 0 | -0.023244 | 0 | 0 | 0
CFLSFm2007CZ15 | CFLPGESFmCZ152007 | CFL | PGE | SFm | 2007 | CZ15 | rWtd | 0 | 0 | 0 |  | 0 | 0 | 0 | 0 | 0 | 0 | 0 | 1209 | 1210 | 1212 | 1211 | 1209 | 1212 | 1.192 | 1.15 | 1 | 0.844 | 1.192 | 1 | 1.525 | 1.65 | 1.025 | 1 | 1.525 | 1.025 | -0.010082 | 0 | -0.010337 | 0 | 0 | 0
CFLSFm2007CZ16 | CFLPGESFmCZ162007 | CFL | PGE | SFm | 2007 | CZ16 | rWtd | 1.01 | 1.3427 | -0.018526 |  | 108.3498 | 6.227 | 108.3498 | 6.227 | 8.7178 | 8.7178 | 246.5892 | 1213 | 1214 | 1216 | 1215 | 1213 | 1216 | 1.052 | 0.838 | 0.994 | 0.694 | 1.052 | 0.994 | 1.6585 | 1.7073 | 1.0244 | 1.0244 | 1.6585 | 1.0244 | -0.021056 | 0 | -0.021107 | 0 | 0 | 0
CFLSFm2011CZ01 | CFLPGESFmCZ012011 | CFL | PGE | SFm | 2011 | CZ01 | rWtd | 0.96257 | 1.0463 | -0.02814 |  | 0 | 0 | 1946.7468 | 111.882 | 0 | 156.6348 | 2215.2636 | 1217 | 1218 | 1220 | 1219 | 1217 | 1220 | 1 | 0.76 | 0.986 | 0.522 | 1 | 0.986 | 1.0488 | 1.0244 | 1.0488 | 1 | 1.0488 | 1.0488 | -0.031894 | 0 | -0.032022 | 0 | 0 | 0
CFLSFm2011CZ02 | CFLPGESFmCZ022011 | CFL | PGE | SFm | 2011 | CZ02 | rWtd | 1.029 | 1.7705 | -0.026189 |  | 1756.1472 | 100.928 | 164.0646 | 9.429 | 141.2992 | 13.2006 | 2185.0686 | 1221 | 1222 | 1224 | 1223 | 1221 | 1224 | 1.046 | 0.832 | 0.984 | 0.562 | 1.046 | 0.984 | 1.8293 | 2 | 1.0488 | 1.0488 | 1.8293 | 1.0488 | -0.029783 | 0 | -0.029993 | 0 | 0 | 0
CFLSFm2011CZ03 | CFLPGESFmCZ032011 | CFL | PGE | SFm | 2011 | CZ03 | rWtd | 0.98218 | 1.1905 | -0.021318 |  | 1346.6382 | 77.393 | 4471.9392 | 257.008 | 108.3502 | 359.8112 | 6621.1398 | 1225 | 1226 | 1228 | 1227 | 1225 | 1228 | 1.02 | 0.866 | 0.99 | 0.656 | 1.02 | 0.99 | 1.7317 | 1.8537 | 1.0244 | 1.0488 | 1.7317 | 1.0244 | -0.024219 | 0 | -0.02427 | 0 | 0 | 0
CFLSFm2011CZ04 | CFLPGESFmCZ042011 | CFL | PGE | SFm | 2011 | CZ04 | rWtd | 1.0856 | 1.5064 | -0.019298 |  | 5143.3704 | 295.596 | 166.5702 | 9.573 | 413.8344 | 13.4022 | 6042.3462 | 1229 | 1230 | 1232 | 1231 | 1229 | 1232 | 1.096 | 0.96 | 0.992 | 0.682 | 1.096 | 0.992 | 1.5122 | 1.7073 | 1.0244 | 1.0244 | 1.5122 | 1.0244 | -0.021957 | 0 | -0.022048 | 0 | 0 | 0
CFLSFm2011CZ05 | CFLPGESFmCZ052011 | CFL | PGE | SFm | 2011 | CZ05 | rWtd | 0.96732 | 1.1066 | -0.028205 |  | 126.5502 | 7.273 | 792.4482 | 45.543 | 10.1822 | 63.7602 | 1045.7568 | 1233 | 1234 | 1236 | 1235 | 1233 | 1236 | 1.002 | 0.792 | 0.986 | 0.54 | 1.002 | 0.986 | 1.6364 | 1.5455 | 1.0227 | 1.0227 | 1.6364 | 1.0227 | -0.032089 | 0 | -0.032097 | 0 | 0 | 0
CFLSFm2011CZ06 | CFLPGESFmCZ062011 | CFL | PGE | SFm | 2011 | CZ06 | rWtd | 0 | 0 | 0 |  | 0 | 0 | 0 | 0 | 0 | 0 | 0 | 1237 | 1238 | 1240 | 1239 | 1237 | 1240 | 1.106 | 1.014 | 0.996 | 0.76 | 1.106 | 0.996 | 1.6136 | 1.7273 | 1.0227 | 1 | 1.6136 | 1.0227 | -0.016985 | 0 | -0.017018 | 0 | 0 | 0
CFLSFm2011CZ07 | CFLPGESFmCZ072011 | CFL | PGE | SFm | 2011 | CZ07 | rWtd | 0 | 0 | 0 |  | 0 | 0 | 0 | 0 | 0 | 0 | 0 | 1241 | 1242 | 1244 | 1243 | 1241 | 1244 | 1.16 | 1.094 | 1 | 0.82 | 1.16 | 1 | 1.4545 | 1.5455 | 1 | 1 | 1.4545 | 1 | -0.012475 | 0 | -0.012562 | 0 | 0 | 0
CFLSFm2011CZ08 | CFLPGESFmCZ082011 | CFL | PGE | SFm | 2011 | CZ08 | rWtd | 0 | 0 | 0 |  | 0 | 0 | 0 | 0 | 0 | 0 | 0 | 1245 | 1246 | 1248 | 1247 | 1245 | 1248 | 1.194 | 1.14 | 1 | 0.828 | 1.194 | 1 | 1.4091 | 1.6136 | 1.0227 | 1 | 1.4091 | 1.0227 | -0.011888 | 0 | -0.012064 | 0 | 0 | 0
CFLSFm2011CZ09 | CFLPGESFmCZ092011 | CFL | PGE | SFm | 2011 | CZ09 | rWtd | 0 | 0 | 0 |  | 0 | 0 | 0 | 0 | 0 | 0 | 0 | 1249 | 1250 | 1252 | 1251 | 1249 | 1252 | 1.126 | 1.044 | 0.998 | 0.776 | 1.126 | 0.998 | 1.5227 | 1.8182 | 1.0227 | 1.0227 | 1.5227 | 1.0227 | -0.014954 | 0 | -0.015168 | 0 | 0 | 0
CFLSFm2011CZ10 | CFLPGESFmCZ102011 | CFL | PGE | SFm | 2011 | CZ10 | rWtd | 0 | 0 | 0 |  | 0 | 0 | 0 | 0 | 0 | 0 | 0 | 1253 | 1254 | 1256 | 1255 | 1253 | 1256 | 1.14 | 1.014 | 0.994 | 0.688 | 1.14 | 0.994 | 1.3902 | 1.5122 | 1 | 1 | 1.3902 | 1 | -0.019844 | 0 | -0.020091 | 0 | 0 | 0
CFLSFm2011CZ11 | CFLPGESFmCZ112011 | CFL | PGE | SFm | 2011 | CZ11 | rWtd | 1.1226 | 1.4927 | -0.018744 |  | 7711.6278 | 443.197 | 0 | 0 | 620.4758 | 0 | 8775.3006 | 1257 | 1258 | 1260 | 1259 | 1257 | 1260 | 1.13 | 0.984 | 0.994 | 0.66 | 1.13 | 0.994 | 1.4878 | 1.5854 | 1 | 1 | 1.4878 | 1 | -0.02133 | 0 | -0.021549 | 0 | 0 | 0
CFLSFm2011CZ12 | CFLPGESFmCZ122011 | CFL | PGE | SFm | 2011 | CZ12 | rWtd | 1.0827 | 1.4837 | -0.019057 |  | 17318.7942 | 995.333 | 236.3268 | 13.582 | 1393.4662 | 19.0148 | 19976.517 | 1261 | 1262 | 1264 | 1263 | 1261 | 1264 | 1.092 | 0.936 | 0.992 | 0.67 | 1.092 | 0.992 | 1.4878 | 1.5366 | 1 | 1 | 1.4878 | 1 | -0.021684 | 0 | -0.021843 | 0 | 0 | 0
CFLSFm2011CZ13 | CFLPGESFmCZ132011 | CFL | PGE | SFm | 2011 | CZ13 | rWtd | 1.1294 | 1.4171 | -0.01714 |  | 7356.5808 | 422.792 | 0 | 0 | 591.9088 | 0 | 8371.2816 | 1265 | 1266 | 1268 | 1267 | 1265 | 1268 | 1.136 | 1.006 | 0.996 | 0.702 | 1.136 | 0.996 | 1.4146 | 1.4634 | 1 | 1 | 1.4146 | 1 | -0.019504 | 0 | -0.019729 | 0 | 0 | 0
CFLSFm2011CZ14 | CFLPGESFmCZ142011 | CFL | PGE | SFm | 2011 | CZ14 | rWtd | 0 | 0 | 0 |  | 0 | 0 | 0 | 0 | 0 | 0 | 0 | 1269 | 1270 | 1272 | 1271 | 1269 | 1272 | 1.13 | 0.972 | 0.992 | 0.662 | 1.13 | 0.992 | 1.45 | 1.6 | 1 | 1 | 1.45 | 1 | -0.021927 | 0 | -0.022006 | 0 | 0 | 0
CFLSFm2011CZ15 | CFLPGESFmCZ152011 | CFL | PGE | SFm | 2011 | CZ15 | rWtd | 0 | 0 | 0 |  | 0 | 0 | 0 | 0 | 0 | 0 | 0 | 1273 | 1274 | 1276 | 1275 | 1273 | 1276 | 1.198 | 1.138 | 1 | 0.848 | 1.198 | 1 | 1.55 | 1.55 | 1.025 | 1 | 1.55 | 1.025 | -0.01007 | 0 | -0.010376 | 0 | 0 | 0
CFLSFm2011CZ16 | CFLPGESFmCZ162011 | CFL | PGE | SFm | 2011 | CZ16 | rWtd | 1.0107 | 1.3433 | -0.017806 |  | 108.3498 | 6.227 | 108.3498 | 6.227 | 8.7178 | 8.7178 | 246.5892 | 1277 | 1278 | 1280 | 1279 | 1277 | 1280 | 1.05 | 0.848 | 0.996 | 0.712 | 1.05 | 0.996 | 1.6585 | 1.7317 | 1.0244 | 1.0244 | 1.6585 | 1.0244 | -0.02024 | 0 | -0.020283 | 0 | 0 | 0
CFLSFm2015CZ01 | CFLPGESFmCZ012015 | CFL | PGE | SFm | 2015 | CZ01 | rWtd | 0.96638 | 1.0232 | -0.026269 |  | 0 | 0 | 1946.7468 | 111.882 | 0 | 156.6348 | 2215.2636 | 1281 | 1282 | 1284 | 1283 | 1281 | 1284 | 1 | 0.79 | 0.988 | 0.56 | 1 | 0.988 | 1.0244 | 1.0488 | 1.0244 | 1 | 1.0244 | 1.0244 | -0.029874 | 0 | -0.029893 | 0 | 0 | 0
CFLSFm2015CZ02 | CFLPGESFmCZ022015 | CFL | PGE | SFm | 2015 | CZ02 | rWtd | 1.0258 | 1.6815 | -0.026525 |  | 1756.1472 | 100.928 | 164.0646 | 9.429 | 141.2992 | 13.2006 | 2185.0686 | 1285 | 1286 | 1288 | 1287 | 1285 | 1288 | 1.042 | 0.836 | 0.986 | 0.556 | 1.042 | 0.986 | 1.7317 | 1.9512 | 1.0244 | 1.0488 | 1.7317 | 1.0244 | -0.03018 | 0 | -0.03023 | 0 | 0 | 0
CFLSFm2015CZ03 | CFLPGESFmCZ032015 | CFL | PGE | SFm | 2015 | CZ03 | rWtd | 0.98749 | 1.2124 | -0.018608 |  | 1346.6382 | 77.393 | 4471.9392 | 257.008 | 108.3502 | 359.8112 | 6621.1398 | 1289 | 1290 | 1292 | 1291 | 1289 | 1292 | 1.022 | 0.894 | 0.994 | 0.698 | 1.022 | 0.994 | 1.7561 | 1.8293 | 1.0488 | 1.0244 | 1.7561 | 1.0488 | -0.021189 | 0 | -0.02117 | 0 | 0 | 0
CFLSFm2015CZ04 | CFLPGESFmCZ042015 | CFL | PGE | SFm | 2015 | CZ04 | rWtd | 1.0706 | 1.6186 | -0.019663 |  | 5143.3704 | 295.596 | 166.5702 | 9.573 | 413.8344 | 13.4022 | 6042.3462 | 1293 | 1294 | 1296 | 1295 | 1293 | 1296 | 1.08 | 0.954 | 0.994 | 0.672 | 1.08 | 0.994 | 1.6341 | 1.7073 | 1.0244 | 1.0488 | 1.6341 | 1.0244 | -0.022373 | 0 | -0.022446 | 0 | 0 | 0
CFLSFm2015CZ05 | CFLPGESFmCZ052015 | CFL | PGE | SFm | 2015 | CZ05 | rWtd | 0.98249 | 1.0889 | -0.021056 |  | 126.5502 | 7.273 | 792.4482 | 45.543 | 10.1822 | 63.7602 | 1045.7568 | 1297 | 1298 | 1300 | 1299 | 1297 | 1300 | 1.022 | 0.866 | 0.994 | 0.666 | 1.022 | 0.994 | 1.5 | 1.5682 | 1.0227 | 1.0227 | 1.5 | 1.0227 | -0.024 | 0 | -0.023954 | 0 | 0 | 0
CFLSFm2015CZ06 | CFLPGESFmCZ062015 | CFL | PGE | SFm | 2015 | CZ06 | rWtd | 0 | 0 | 0 |  | 0 | 0 | 0 | 0 | 0 | 0 | 0 | 1301 | 1302 | 1304 | 1303 | 1301 | 1304 | 1.088 | 0.998 | 0.996 | 0.75 | 1.088 | 0.996 | 1.5455 | 1.8409 | 1 | 1 | 1.5455 | 1 | -0.017829 | 0 | -0.017808 | 0 | 0 | 0
CFLSFm2015CZ07 | CFLPGESFmCZ072015 | CFL | PGE | SFm | 2015 | CZ07 | rWtd | 0 | 0 | 0 |  | 0 | 0 | 0 | 0 | 0 | 0 | 0 | 1305 | 1306 | 1308 | 1307 | 1305 | 1308 | 1.138 | 1.082 | 1 | 0.814 | 1.138 | 1 | 1.4091 | 1.5 | 1.0227 | 1 | 1.4091 | 1.0227 | -0.012591 | 0 | -0.012691 | 0 | 0 | 0
CFLSFm2015CZ08 | CFLPGESFmCZ082015 | CFL | PGE | SFm | 2015 | CZ08 | rWtd | 0 | 0 | 0 |  | 0 | 0 | 0 | 0 | 0 | 0 | 0 | 1309 | 1310 | 1312 | 1311 | 1309 | 1312 | 1.134 | 1.07 | 1.042 | 0.86 | 1.134 | 1.042 | 1.3864 | 1.7045 | 1 | 1 | 1.3864 | 1 | -0.012095 | 0 | -0.012224 | 0 | 0 | 0
CFLSFm2015CZ09 | CFLPGESFmCZ092015 | CFL | PGE | SFm | 2015 | CZ09 | rWtd | 0 | 0 | 0 |  | 0 | 0 | 0 | 0 | 0 | 0 | 0 | 1313 | 1314 | 1316 | 1315 | 1313 | 1316 | 1.096 | 1.004 | 1.062 | 0.822 | 1.096 | 1.062 | 1.4091 | 1.6364 | 1 | 1.0227 | 1.4091 | 1 | -0.015399 | 0 | -0.015425 | 0 | 0 | 0
CFLSFm2015CZ10 | CFLPGESFmCZ102015 | CFL | PGE | SFm | 2015 | CZ10 | rWtd | 0 | 0 | 0 |  | 0 | 0 | 0 | 0 | 0 | 0 | 0 | 1317 | 1318 | 1320 | 1319 | 1317 | 1320 | 1.104 | 0.984 | 1.028 | 0.72 | 1.104 | 1.028 | 1.3659 | 1.5366 | 1 | 1 | 1.3659 | 1 | -0.019537 | 0 | -0.019546 | 0 | 0 | 0
CFLSFm2015CZ11 | CFLPGESFmCZ112015 | CFL | PGE | SFm | 2015 | CZ11 | rWtd | 1.0987 | 1.5159 | -0.018544 |  | 7711.6278 | 443.197 | 0 | 0 | 620.4758 | 0 | 8775.3006 | 1321 | 1322 | 1324 | 1323 | 1321 | 1324 | 1.106 | 0.962 | 1.02 | 0.688 | 1.106 | 1.02 | 1.5122 | 1.5854 | 1 | 1 | 1.5122 | 1 | -0.021101 | 0 | -0.021149 | 0 | 0 | 0
CFLSFm2015CZ12 | CFLPGESFmCZ122015 | CFL | PGE | SFm | 2015 | CZ12 | rWtd | 1.0575 | 1.4861 | -0.019532 |  | 17318.7942 | 995.333 | 236.3268 | 13.582 | 1393.4662 | 19.0148 | 19976.517 | 1325 | 1326 | 1328 | 1327 | 1325 | 1328 | 1.066 | 0.914 | 1.012 | 0.68 | 1.066 | 1.012 | 1.4878 | 1.5854 | 1 | 1 | 1.4878 | 1 | -0.022227 | 0 | -0.022202 | 0 | 0 | 0
CFLSFm2015CZ13 | CFLPGESFmCZ132015 | CFL | PGE | SFm | 2015 | CZ13 | rWtd | 1.1059 | 1.4196 | -0.016909 |  | 7356.5808 | 422.792 | 0 | 0 | 591.9088 | 0 | 8371.2816 | 1329 | 1330 | 1332 | 1331 | 1329 | 1332 | 1.112 | 0.992 | 1.036 | 0.734 | 1.112 | 1.036 | 1.4146 | 1.5122 | 1 | 1 | 1.4146 | 1 | -0.019241 | 0 | -0.019239 | 0 | 0 | 0
CFLSFm2015CZ14 | CFLPGESFmCZ142015 | CFL | PGE | SFm | 2015 | CZ14 | rWtd | 0 | 0 | 0 |  | 0 | 0 | 0 | 0 | 0 | 0 | 0 | 1333 | 1334 | 1336 | 1335 | 1333 | 1336 | 1.106 | 0.964 | 1.016 | 0.686 | 1.106 | 1.016 | 1.425 | 1.55 | 1.025 | 1 | 1.425 | 1.025 | -0.02284 | 0 | -0.022817 | 0 | 0 | 0
CFLSFm2015CZ15 | CFLPGESFmCZ152015 | CFL | PGE | SFm | 2015 | CZ15 | rWtd | 0 | 0 | 0 |  | 0 | 0 | 0 | 0 | 0 | 0 | 0 | 1337 | 1338 | 1340 | 1339 | 1337 | 1340 | 1.18 | 1.112 | 1 | 0.85 | 1.18 | 1 | 1.5 | 1.425 | 1.025 | 1.025 | 1.5 | 1.025 | -0.010266 | 0 | -0.010416 | 0 | 0 | 0
CFLSFm2015CZ16 | CFLPGESFmCZ162015 | CFL | PGE | SFm | 2015 | CZ16 | rWtd | 0.99806 | 1.4171 | -0.020649 |  | 108.3498 | 6.227 | 108.3498 | 6.227 | 8.7178 | 8.7178 | 246.5892 | 1341 | 1342 | 1344 | 1343 | 1341 | 1344 | 1.03 | 0.814 | 0.994 | 0.658 | 1.03 | 0.994 | 1.7805 | 1.9024 | 1.0488 | 1.0244 | 1.7805 | 1.0488 | -0.023514 | 0 | -0.02348 | 0 | 0 | 0
CFLSFm2017CZ01 | CFLPGESFmCZ012017 | CFL | PGE | SFm | 2017 | CZ01 | rWtd | 0.96859 | 1.0232 | -0.02526 |  | 0 | 0 | 1946.7468 | 111.882 | 0 | 156.6348 | 2215.2636 | 1345 | 1346 | 1348 | 1347 | 1345 | 1348 | 1 | 0.798 | 0.99 | 0.566 | 1 | 0.99 | 1.0244 | 1.0244 | 1.0244 | 1 | 1.0244 | 1.0244 | -0.028785 | 0 | -0.028744 | 0 | 0 | 0
CFLSFm2017CZ02 | CFLPGESFmCZ022017 | CFL | PGE | SFm | 2017 | CZ02 | rWtd | 1.026 | 1.7482 | -0.025965 |  | 1756.1472 | 100.928 | 164.0646 | 9.429 | 141.2992 | 13.2006 | 2185.0686 | 1349 | 1350 | 1352 | 1351 | 1349 | 1352 | 1.042 | 0.84 | 0.986 | 0.558 | 1.042 | 0.986 | 1.8049 | 1.9756 | 1.0488 | 1.0488 | 1.8049 | 1.0488 | -0.029542 | 0 | -0.029597 | 0 | 0 | 0
CFLSFm2017CZ03 | CFLPGESFmCZ032017 | CFL | PGE | SFm | 2017 | CZ03 | rWtd | 0.9877 | 1.224 | -0.018412 |  | 1346.6382 | 77.393 | 4471.9392 | 257.008 | 108.3502 | 359.8112 | 6621.1398 | 1353 | 1354 | 1356 | 1355 | 1353 | 1356 | 1.022 | 0.898 | 0.994 | 0.702 | 1.022 | 0.994 | 1.8049 | 1.9024 | 1.0488 | 1.0244 | 1.8049 | 1.0488 | -0.020971 | 0 | -0.020946 | 0 | 0 | 0
CFLSFm2017CZ04 | CFLPGESFmCZ042017 | CFL | PGE | SFm | 2017 | CZ04 | rWtd | 1.0727 | 1.5101 | -0.018719 |  | 5143.3704 | 295.596 | 166.5702 | 9.573 | 413.8344 | 13.4022 | 6042.3462 | 1357 | 1358 | 1360 | 1359 | 1357 | 1360 | 1.082 | 0.958 | 0.994 | 0.676 | 1.082 | 0.994 | 1.5122 | 1.7805 | 1.0244 | 1.0488 | 1.5122 | 1.0244 | -0.0213 | 0 | -0.021342 | 0 | 0 | 0
CFLSFm2017CZ05 | CFLPGESFmCZ052017 | CFL | PGE | SFm | 2017 | CZ05 | rWtd | 0.98312 | 1.0917 | -0.02056 |  | 126.5502 | 7.273 | 792.4482 | 45.543 | 10.1822 | 63.7602 | 1045.7568 | 1361 | 1362 | 1364 | 1363 | 1361 | 1364 | 1.024 | 0.87 | 0.994 | 0.674 | 1.024 | 0.994 | 1.5227 | 1.5455 | 1.0227 | 1.0227 | 1.5227 | 1.0227 | -0.023444 | 0 | -0.023388 | 0 | 0 | 0
CFLSFm2017CZ06 | CFLPGESFmCZ062017 | CFL | PGE | SFm | 2017 | CZ06 | rWtd | 0 | 0 | 0 |  | 0 | 0 | 0 | 0 | 0 | 0 | 0 | 1365 | 1366 | 1368 | 1367 | 1365 | 1368 | 1.08 | 0.994 | 0.996 | 0.74 | 1.08 | 0.996 | 1.4773 | 1.8182 | 1 | 1 | 1.4773 | 1 | -0.017997 | 0 | -0.017827 | 0 | 0 | 0
CFLSFm2017CZ07 | CFLPGESFmCZ072017 | CFL | PGE | SFm | 2017 | CZ07 | rWtd | 0 | 0 | 0 |  | 0 | 0 | 0 | 0 | 0 | 0 | 0 | 1369 | 1370 | 1372 | 1371 | 1369 | 1372 | 1.132 | 1.072 | 1 | 0.804 | 1.132 | 1 | 1.3409 | 1.4545 | 1.0227 | 1 | 1.3409 | 1.0227 | -0.013257 | 0 | -0.013307 | 0 | 0 | 0
CFLSFm2017CZ08 | CFLPGESFmCZ082017 | CFL | PGE | SFm | 2017 | CZ08 | rWtd | 0 | 0 | 0 |  | 0 | 0 | 0 | 0 | 0 | 0 | 0 | 1373 | 1374 | 1376 | 1375 | 1373 | 1376 | 1.122 | 1.072 | 1.04 | 0.878 | 1.122 | 1.04 | 1.4091 | 1.6364 | 1 | 1 | 1.4091 | 1 | -0.011392 | 0 | -0.011434 | 0 | 0 | 0
CFLSFm2017CZ09 | CFLPGESFmCZ092017 | CFL | PGE | SFm | 2017 | CZ09 | rWtd | 0 | 0 | 0 |  | 0 | 0 | 0 | 0 | 0 | 0 | 0 | 1377 | 1378 | 1380 | 1379 | 1377 | 1380 | 1.098 | 1.01 | 1.052 | 0.82 | 1.098 | 1.052 | 1.3636 | 1.8182 | 1.0227 | 1.0227 | 1.3636 | 1.0227 | -0.014603 | 0 | -0.014475 | 0 | 0 | 0
CFLSFm2017CZ10 | CFLPGESFmCZ102017 | CFL | PGE | SFm | 2017 | CZ10 | rWtd | 0 | 0 | 0 |  | 0 | 0 | 0 | 0 | 0 | 0 | 0 | 1381 | 1382 | 1384 | 1383 | 1381 | 1384 | 1.098 | 0.99 | 1.038 | 0.72 | 1.098 | 1.038 | 1.3902 | 1.561 | 1 | 1 | 1.3902 | 1 | -0.019071 | 0 | -0.019059 | 0 | 0 | 0
CFLSFm2017CZ11 | CFLPGESFmCZ112017 | CFL | PGE | SFm | 2017 | CZ11 | rWtd | 1.0913 | 1.4708 | -0.018156 |  | 7711.6278 | 443.197 | 0 | 0 | 620.4758 | 0 | 8775.3006 | 1385 | 1386 | 1388 | 1387 | 1385 | 1388 | 1.098 | 0.966 | 1.018 | 0.7 | 1.098 | 1.018 | 1.4634 | 1.6098 | 1 | 1 | 1.4634 | 1 | -0.02066 | 0 | -0.020702 | 0 | 0 | 0
CFLSFm2017CZ12 | CFLPGESFmCZ122017 | CFL | PGE | SFm | 2017 | CZ12 | rWtd | 1.0576 | 1.4657 | -0.019018 |  | 17318.7942 | 995.333 | 236.3268 | 13.582 | 1393.4662 | 19.0148 | 19976.517 | 1389 | 1390 | 1392 | 1391 | 1389 | 1392 | 1.066 | 0.918 | 1.008 | 0.686 | 1.066 | 1.008 | 1.4634 | 1.6341 | 1 | 1 | 1.4634 | 1 | -0.021641 | 0 | -0.02162 | 0 | 0 | 0
CFLSFm2017CZ13 | CFLPGESFmCZ132017 | CFL | PGE | SFm | 2017 | CZ13 | rWtd | 1.104 | 1.4903 | -0.016102 |  | 7356.5808 | 422.792 | 0 | 0 | 591.9088 | 0 | 8371.2816 | 1393 | 1394 | 1396 | 1395 | 1393 | 1396 | 1.11 | 0.992 | 1.03 | 0.736 | 1.11 | 1.03 | 1.4878 | 1.5366 | 1 | 1 | 1.4878 | 1 | -0.018323 | 0 | -0.018306 | 0 | 0 | 0
CFLSFm2017CZ14 | CFLPGESFmCZ142017 | CFL | PGE | SFm | 2017 | CZ14 | rWtd | 0 | 0 | 0 |  | 0 | 0 | 0 | 0 | 0 | 0 | 0 | 1397 | 1398 | 1400 | 1399 | 1397 | 1400 | 1.102 | 0.966 | 1.022 | 0.686 | 1.102 | 1.022 | 1.425 | 1.55 | 1 | 1 | 1.425 | 1 | -0.02281 | 0 | -0.022784 | 0 | 0 | 0
CFLSFm2017CZ15 | CFLPGESFmCZ152017 | CFL | PGE | SFm | 2017 | CZ15 | rWtd | 0 | 0 | 0 |  | 0 | 0 | 0 | 0 | 0 | 0 | 0 | 1401 | 1402 | 1404 | 1403 | 1401 | 1404 | 1.18 | 1.116 | 1 | 0.85 | 1.18 | 1 | 1.525 | 1.45 | 1 | 1.025 | 1.525 | 1 | -0.010036 | 0 | -0.010177 | 0 | 0 | 0
CFLSFm2017CZ16 | CFLPGESFmCZ162017 | CFL | PGE | SFm | 2017 | CZ16 | rWtd | 0.99831 | 1.3927 | -0.020217 |  | 108.3498 | 6.227 | 108.3498 | 6.227 | 8.7178 | 8.7178 | 246.5892 | 1405 | 1406 | 1408 | 1407 | 1405 | 1408 | 1.03 | 0.82 | 0.994 | 0.662 | 1.03 | 0.994 | 1.7561 | 1.8537 | 1.0244 | 1.0244 | 1.7561 | 1.0244 | -0.023017 | 0 | -0.022995 | 0 | 0 | 0
CFLSFm2020CZ01 | CFLPGESFmCZ012020 | CFL | PGE | SFm | 2020 | CZ01 | rWtd | 0.96889 | 1.0232 | -0.024855 |  | 0 | 0 | 1946.7468 | 111.882 | 0 | 156.6348 | 2215.2636 | 1409 | 1410 | 1412 | 1411 | 1409 | 1412 | 1 | 0.8 | 0.99 | 0.572 | 1 | 0.99 | 1.0244 | 1.0244 | 1.0244 | 1 | 1.0244 | 1.0244 | -0.028319 | 0 | -0.028283 | 0 | 0 | 0
CFLSFm2020CZ02 | CFLPGESFmCZ022020 | CFL | PGE | SFm | 2020 | CZ02 | rWtd | 1.0261 | 1.7705 | -0.025849 |  | 1756.1472 | 100.928 | 164.0646 | 9.429 | 141.2992 | 13.2006 | 2185.0686 | 1413 | 1414 | 1416 | 1415 | 1413 | 1416 | 1.042 | 0.842 | 0.986 | 0.56 | 1.042 | 0.986 | 1.8293 | 2 | 1.0488 | 1.0488 | 1.8293 | 1.0488 | -0.029411 | 0 | -0.029458 | 0 | 0 | 0
CFLSFm2020CZ03 | CFLPGESFmCZ032020 | CFL | PGE | SFm | 2020 | CZ03 | rWtd | 0.98785 | 1.2186 | -0.01833 |  | 1346.6382 | 77.393 | 4471.9392 | 257.008 | 108.3502 | 359.8112 | 6621.1398 | 1417 | 1418 | 1420 | 1419 | 1417 | 1420 | 1.022 | 0.898 | 0.994 | 0.706 | 1.022 | 0.994 | 1.7805 | 1.9024 | 1.0488 | 1.0244 | 1.7805 | 1.0488 | -0.02087 | 0 | -0.020854 | 0 | 0 | 0
CFLSFm2020CZ04 | CFLPGESFmCZ042020 | CFL | PGE | SFm | 2020 | CZ04 | rWtd | 1.0728 | 1.4864 | -0.018555 |  | 5143.3704 | 295.596 | 166.5702 | 9.573 | 413.8344 | 13.4022 | 6042.3462 | 1421 | 1422 | 1424 | 1423 | 1421 | 1424 | 1.082 | 0.96 | 0.994 | 0.68 | 1.082 | 0.994 | 1.4878 | 1.7561 | 1.0244 | 1.0488 | 1.4878 | 1.0244 | -0.021114 | 0 | -0.021148 | 0 | 0 | 0
CFLSFm2020CZ05 | CFLPGESFmCZ052020 | CFL | PGE | SFm | 2020 | CZ05 | rWtd | 0.98447 | 1.1008 | -0.020379 |  | 126.5502 | 7.273 | 792.4482 | 45.543 | 10.1822 | 63.7602 | 1045.7568 | 1425 | 1426 | 1428 | 1427 | 1425 | 1428 | 1.032 | 0.876 | 0.994 | 0.68 | 1.032 | 0.994 | 1.5909 | 1.5682 | 1.0227 | 1.0227 | 1.5909 | 1.0227 | -0.023219 | 0 | -0.023185 | 0 | 0 | 0
CFLSFm2020CZ06 | CFLPGESFmCZ062020 | CFL | PGE | SFm | 2020 | CZ06 | rWtd | 0 | 0 | 0 |  | 0 | 0 | 0 | 0 | 0 | 0 | 0 | 1429 | 1430 | 1432 | 1431 | 1429 | 1432 | 1.086 | 0.996 | 0.996 | 0.75 | 1.086 | 0.996 | 1.5455 | 1.8182 | 1 | 1 | 1.5455 | 1 | -0.017656 | 0 | -0.017642 | 0 | 0 | 0
CFLSFm2020CZ07 | CFLPGESFmCZ072020 | CFL | PGE | SFm | 2020 | CZ07 | rWtd | 0 | 0 | 0 |  | 0 | 0 | 0 | 0 | 0 | 0 | 0 | 1433 | 1434 | 1436 | 1435 | 1433 | 1436 | 1.138 | 1.082 | 1 | 0.812 | 1.138 | 1 | 1.4091 | 1.5682 | 1.0227 | 1 | 1.4091 | 1.0227 | -0.012439 | 0 | -0.012487 | 0 | 0 | 0
CFLSFm2020CZ08 | CFLPGESFmCZ082020 | CFL | PGE | SFm | 2020 | CZ08 | rWtd | 0 | 0 | 0 |  | 0 | 0 | 0 | 0 | 0 | 0 | 0 | 1437 | 1438 | 1440 | 1439 | 1437 | 1440 | 1.122 | 1.06 | 1.05 | 0.874 | 1.122 | 1.05 | 1.4091 | 1.6364 | 1 | 1 | 1.4091 | 1 | -0.011359 | 0 | -0.01138 | 0 | 0 | 0
CFLSFm2020CZ09 | CFLPGESFmCZ092020 | CFL | PGE | SFm | 2020 | CZ09 | rWtd | 0 | 0 | 0 |  | 0 | 0 | 0 | 0 | 0 | 0 | 0 | 1441 | 1442 | 1444 | 1443 | 1441 | 1444 | 1.096 | 1.01 | 1.056 | 0.822 | 1.096 | 1.056 | 1.4545 | 1.8409 | 1 | 1 | 1.4545 | 1 | -0.014452 | 0 | -0.014286 | 0 | 0 | 0
CFLSFm2020CZ10 | CFLPGESFmCZ102020 | CFL | PGE | SFm | 2020 | CZ10 | rWtd | 0 | 0 | 0 |  | 0 | 0 | 0 | 0 | 0 | 0 | 0 | 1445 | 1446 | 1448 | 1447 | 1445 | 1448 | 1.1 | 0.986 | 1.03 | 0.716 | 1.1 | 1.03 | 1.3902 | 1.5366 | 1 | 1 | 1.3902 | 1 | -0.019017 | 0 | -0.019053 | 0 | 0 | 0
CFLSFm2020CZ11 | CFLPGESFmCZ112020 | CFL | PGE | SFm | 2020 | CZ11 | rWtd | 1.0914 | 1.4708 | -0.018171 |  | 7711.6278 | 443.197 | 0 | 0 | 620.4758 | 0 | 8775.3006 | 1449 | 1450 | 1452 | 1451 | 1449 | 1452 | 1.098 | 0.968 | 1.024 | 0.7 | 1.098 | 1.024 | 1.4634 | 1.6098 | 1 | 1 | 1.4634 | 1 | -0.020677 | 0 | -0.020718 | 0 | 0 | 0
CFLSFm2020CZ12 | CFLPGESFmCZ122020 | CFL | PGE | SFm | 2020 | CZ12 | rWtd | 1.0559 | 1.4645 | -0.018951 |  | 17318.7942 | 995.333 | 236.3268 | 13.582 | 1393.4662 | 19.0148 | 19976.517 | 1453 | 1454 | 1456 | 1455 | 1453 | 1456 | 1.064 | 0.918 | 1.016 | 0.69 | 1.064 | 1.016 | 1.4634 | 1.6098 | 1 | 1 | 1.4634 | 1 | -0.021565 | 0 | -0.021565 | 0 | 0 | 0
CFLSFm2020CZ13 | CFLPGESFmCZ132020 | CFL | PGE | SFm | 2020 | CZ13 | rWtd | 1.1003 | 1.444 | -0.016005 |  | 7356.5808 | 422.792 | 0 | 0 | 591.9088 | 0 | 8371.2816 | 1457 | 1458 | 1460 | 1459 | 1457 | 1460 | 1.106 | 0.994 | 1.028 | 0.74 | 1.106 | 1.028 | 1.439 | 1.5366 | 1 | 1 | 1.439 | 1 | -0.018212 | 0 | -0.018171 | 0 | 0 | 0
CFLSFm2020CZ14 | CFLPGESFmCZ142020 | CFL | PGE | SFm | 2020 | CZ14 | rWtd | 0 | 0 | 0 |  | 0 | 0 | 0 | 0 | 0 | 0 | 0 | 1461 | 1462 | 1464 | 1463 | 1461 | 1464 | 1.102 | 0.966 | 1.034 | 0.674 | 1.102 | 1.034 | 1.425 | 1.575 | 1 | 1 | 1.425 | 1 | -0.022841 | 0 | -0.022786 | 0 | 0 | 0
CFLSFm2020CZ15 | CFLPGESFmCZ152020 | CFL | PGE | SFm | 2020 | CZ15 | rWtd | 0 | 0 | 0 |  | 0 | 0 | 0 | 0 | 0 | 0 | 0 | 1465 | 1466 | 1468 | 1467 | 1465 | 1468 | 1.178 | 1.116 | 1 | 0.85 | 1.178 | 1 | 1.525 | 1.4 | 1 | 1.025 | 1.525 | 1 | -0.010083 | 0 | -0.010307 | 0 | 0 | 0
CFLSFm2020CZ16 | CFLPGESFmCZ162020 | CFL | PGE | SFm | 2020 | CZ16 | rWtd | 1.0122 | 1.2811 | -0.016261 |  | 108.3498 | 6.227 | 108.3498 | 6.227 | 8.7178 | 8.7178 | 246.5892 | 1469 | 1470 | 1472 | 1471 | 1469 | 1472 | 1.048 | 0.876 | 0.998 | 0.744 | 1.048 | 0.998 | 1.5122 | 1.5366 | 1.0488 | 1.0488 | 1.5122 | 1.0488 | -0.01851 | 0 | -0.018498 | 0 | 0 | 0
CFLSFm1975CZ01 | CFLSCESFmCZ011975 | CFL | SCE | SFm | 1975 | CZ01 | rWtd | 0 | 0 | 0 |  | 0 | 0 | 0 | 0 | 0 | 0 | 0 | 897 | 898 | 900 | 899 | 897 | 900 | 1 | 0.698 | 0.982 | 0.468 | 1 | 0.982 | 1.0244 | 1.0244 | 1.0244 | 1 | 1.0244 | 1.0244 | -0.03413 | 0 | -0.03413 | 0 | 0 | 0
CFLSFm1975CZ02 | CFLSCESFmCZ021975 | CFL | SCE | SFm | 1975 | CZ02 | rWtd | 0 | 0 | 0 |  | 0 | 0 | 0 | 0 | 0 | 0 | 0 | 901 | 902 | 904 | 903 | 901 | 904 | 1.028 | 0.802 | 0.986 | 0.584 | 1.028 | 0.986 | 2 | 2 | 1.0244 | 1.0244 | 2 | 1.0244 | -0.031061 | 0 | -0.031281 | 0 | 0 | 0
CFLSFm1975CZ03 | CFLSCESFmCZ031975 | CFL | SCE | SFm | 1975 | CZ03 | rWtd | 0 | 0 | 0 |  | 0 | 0 | 0 | 0 | 0 | 0 | 0 | 905 | 906 | 908 | 907 | 905 | 908 | 1.006 | 0.812 | 0.986 | 0.598 | 1.006 | 0.986 | 1.9756 | 2 | 1.0244 | 1.0244 | 1.9756 | 1.0244 | -0.028889 | 0 | -0.029132 | 0 | 0 | 0
CFLSFm1975CZ04 | CFLSCESFmCZ041975 | CFL | SCE | SFm | 1975 | CZ04 | rWtd | 0 | 0 | 0 |  | 0 | 0 | 0 | 0 | 0 | 0 | 0 | 909 | 910 | 912 | 911 | 909 | 912 | 1.088 | 0.95 | 0.994 | 0.706 | 1.088 | 0.994 | 1.8049 | 2 | 1.0244 | 1.0244 | 1.8049 | 1.0244 | -0.021277 | 0 | -0.021609 | 0 | 0 | 0
CFLSFm1975CZ05 | CFLSCESFmCZ051975 | CFL | SCE | SFm | 1975 | CZ05 | rWtd | 0.97284 | 1.3359 | -0.029384 |  | 1011.1604 | 58.1127 | 1572.177 | 90.355 | 81.3577 | 126.497 | 2939.6598 | 913 | 914 | 916 | 915 | 913 | 916 | 1 | 0.76 | 0.986 | 0.534 | 1 | 0.986 | 1.8182 | 1.9091 | 1.0227 | 1.0227 | 1.8182 | 1.0227 | -0.033283 | 0 | -0.033536 | 0 | 0 | 0
CFLSFm1975CZ06 | CFLSCESFmCZ061975 | CFL | SCE | SFm | 1975 | CZ06 | rWtd | 1.029 | 1.2403 | -0.013849 |  | 116282.9037 | 6682.9255 | 196028.2434 | 11265.991 | 9356.0957 | 15772.3874 | 355388.5467 | 917 | 918 | 920 | 919 | 917 | 920 | 1.104 | 1.014 | 0.998 | 0.784 | 1.104 | 0.998 | 1.5909 | 1.9091 | 1.0227 | 1.0227 | 1.5909 | 1.0227 | -0.015649 | 0 | -0.015825 | 0 | 0 | 0
CFLSFm1975CZ07 | CFLSCESFmCZ071975 | CFL | SCE | SFm | 1975 | CZ07 | rWtd | 0 | 0 | 0 |  | 0 | 0 | 0 | 0 | 0 | 0 | 0 | 921 | 922 | 924 | 923 | 921 | 924 | 1.104 | 0.994 | 0.994 | 0.736 | 1.104 | 0.994 | 1.8409 | 2 | 1.0227 | 1 | 1.8409 | 1.0227 | -0.019222 | 0 | -0.019495 | 0 | 0 | 0
CFLSFm1975CZ08 | CFLSCESFmCZ081975 | CFL | SCE | SFm | 1975 | CZ08 | rWtd | 1.0789 | 1.4019 | -0.013235 |  | 210262.5135 | 12084.0525 | 187474.7862 | 10774.413 | 16917.6735 | 15084.1782 | 452597.6169 | 925 | 926 | 928 | 927 | 925 | 928 | 1.164 | 1.09 | 0.998 | 0.794 | 1.164 | 0.998 | 1.7273 | 2 | 1.0227 | 1 | 1.7273 | 1.0227 | -0.014925 | 0 | -0.015214 | 0 | 0 | 0
CFLSFm1975CZ09 | CFLSCESFmCZ091975 | CFL | SCE | SFm | 1975 | CZ09 | rWtd | 1.1129 | 1.4306 | -0.015606 |  | 363336.6732 | 20881.418 | 86864.7411 | 4992.2265 | 29233.9852 | 6989.1171 | 512298.1611 | 929 | 930 | 932 | 931 | 929 | 932 | 1.148 | 1.064 | 0.996 | 0.75 | 1.148 | 0.996 | 1.5111 | 1.9556 | 1 | 1 | 1.5111 | 1 | -0.017711 | 0 | -0.017956 | 0 | 0 | 0
CFLSFm1975CZ10 | CFLSCESFmCZ101975 | CFL | SCE | SFm | 1975 | CZ10 | rWtd | 1.1094 | 1.7502 | -0.016788 |  | 411862.5675 | 23670.2625 | 22704.5292 | 1304.858 | 33138.3675 | 1826.8012 | 494507.3859 | 933 | 934 | 936 | 935 | 933 | 936 | 1.122 | 1.012 | 0.996 | 0.728 | 1.122 | 0.996 | 1.7805 | 2 | 1 | 1 | 1.7805 | 1 | -0.019088 | 0 | -0.019377 | 0 | 0 | 0
CFLSFm1975CZ11 | CFLSCESFmCZ111975 | CFL | SCE | SFm | 1975 | CZ11 | rWtd | 0 | 0 | 0 |  | 0 | 0 | 0 | 0 | 0 | 0 | 0 | 937 | 938 | 940 | 939 | 937 | 940 | 1.116 | 0.968 | 0.994 | 0.666 | 1.116 | 0.994 | 1.8 | 2 | 1.025 | 1 | 1.8 | 1.025 | -0.023647 | 0 | -0.023923 | 0 | 0 | 0
CFLSFm1975CZ12 | CFLSCESFmCZ121975 | CFL | SCE | SFm | 1975 | CZ12 | rWtd | 0 | 0 | 0 |  | 0 | 0 | 0 | 0 | 0 | 0 | 0 | 941 | 942 | 944 | 943 | 941 | 944 | 1.098 | 0.942 | 0.994 | 0.672 | 1.098 | 0.994 | 1.825 | 2 | 1.025 | 1.025 | 1.825 | 1.025 | -0.023075 | 0 | -0.023355 | 0 | 0 | 0
CFLSFm1975CZ13 | CFLSCESFmCZ131975 | CFL | SCE | SFm | 1975 | CZ13 | rWtd | 1.1406 | 1.6994 | -0.018954 |  | 62398.0356 | 3586.094 | 1217.9826 | 69.999 | 5020.5316 | 97.9986 | 72390.6414 | 945 | 946 | 948 | 947 | 945 | 948 | 1.15 | 1.026 | 0.994 | 0.686 | 1.15 | 0.994 | 1.7 | 1.95 | 1.025 | 1 | 1.7 | 1.025 | -0.021561 | 0 | -0.021905 | 0 | 0 | 0
CFLSFm1975CZ14 | CFLSCESFmCZ141975 | CFL | SCE | SFm | 1975 | CZ14 | rWtd | 1.1383 | 1.6388 | -0.0193 |  | 162114.7212 | 9316.938 | 7000.6029 | 402.3335 | 13043.7132 | 563.2669 | 192441.5757 | 949 | 950 | 952 | 951 | 949 | 952 | 1.152 | 1.016 | 0.994 | 0.696 | 1.152 | 0.994 | 1.65 | 1.975 | 1 | 1 | 1.65 | 1 | -0.021947 | 0 | -0.02232 | 0 | 0 | 0
CFLSFm1975CZ15 | CFLSCESFmCZ151975 | CFL | SCE | SFm | 1975 | CZ15 | rWtd | 1.196 | 1.6843 | -0.0089137 |  | 42333.5301 | 2432.9615 | 282.576 | 16.24 | 3406.1461 | 22.736 | 48494.1897 | 953 | 954 | 956 | 955 | 953 | 956 | 1.198 | 1.184 | 1.002 | 0.864 | 1.198 | 1.002 | 1.675 | 1.95 | 1 | 1 | 1.675 | 1 | -0.010141 | 0 | -0.010506 | 0 | 0 | 0
CFLSFm1975CZ16 | CFLSCESFmCZ161975 | CFL | SCE | SFm | 1975 | CZ16 | rWtd | 1.0349 | 1.4385 | -0.02313 |  | 58942.5696 | 3387.504 | 30044.9976 | 1726.724 | 4742.5056 | 2417.4136 | 101261.7144 | 957 | 958 | 960 | 959 | 957 | 960 | 1.08 | 0.828 | 0.99 | 0.624 | 1.08 | 0.99 | 1.6341 | 1.7073 | 1.0488 | 1.0244 | 1.6341 | 1.0488 | -0.026214 | 0 | -0.026529 | 0 | 0 | 0
CFLSFm1985CZ01 | CFLSCESFmCZ011985 | CFL | SCE | SFm | 1985 | CZ01 | rWtd | 0 | 0 | 0 |  | 0 | 0 | 0 | 0 | 0 | 0 | 0 | 961 | 962 | 964 | 963 | 961 | 964 | 1 | 0.602 | 0.972 | 0.408 | 1 | 0.972 | 1.0488 | 1.0244 | 1.0488 | 1.0244 | 1.0488 | 1.0488 | -0.03413 | 0 | -0.03413 | 0 | 0 | 0
CFLSFm1985CZ02 | CFLSCESFmCZ021985 | CFL | SCE | SFm | 1985 | CZ02 | rWtd | 0 | 0 | 0 |  | 0 | 0 | 0 | 0 | 0 | 0 | 0 | 965 | 966 | 968 | 967 | 965 | 968 | 1 | 0.716 | 0.982 | 0.564 | 1 | 0.982 | 1.3902 | 1.4146 | 1.0244 | 1.0244 | 1.3902 | 1.0244 | -0.033383 | 0 | -0.033717 | 0 | 0 | 0
CFLSFm1985CZ03 | CFLSCESFmCZ031985 | CFL | SCE | SFm | 1985 | CZ03 | rWtd | 0 | 0 | 0 |  | 0 | 0 | 0 | 0 | 0 | 0 | 0 | 969 | 970 | 972 | 971 | 969 | 972 | 1.012 | 0.764 | 0.98 | 0.558 | 1.012 | 0.98 | 2 | 2 | 1.0488 | 1.0244 | 2 | 1.0488 | -0.03413 | 0 | -0.03413 | 0 | 0 | 0
CFLSFm1985CZ04 | CFLSCESFmCZ041985 | CFL | SCE | SFm | 1985 | CZ04 | rWtd | 0 | 0 | 0 |  | 0 | 0 | 0 | 0 | 0 | 0 | 0 | 973 | 974 | 976 | 975 | 973 | 976 | 1.116 | 0.942 | 0.988 | 0.654 | 1.116 | 0.988 | 1.5122 | 1.8293 | 1.0488 | 1.0488 | 1.5122 | 1.0488 | -0.02619 | 0 | -0.026589 | 0 | 0 | 0
CFLSFm1985CZ05 | CFLSCESFmCZ051985 | CFL | SCE | SFm | 1985 | CZ05 | rWtd | 0.97644 | 1.2992 | -0.029658 |  | 1011.1604 | 58.1127 | 1572.177 | 90.355 | 81.3577 | 126.497 | 2939.6598 | 977 | 978 | 980 | 979 | 977 | 980 | 1.012 | 0.75 | 0.984 | 0.55 | 1.012 | 0.984 | 1.75 | 2 | 1 | 1.0227 | 1.75 | 1 | -0.033492 | 0 | -0.033914 | 0 | 0 | 0
CFLSFm1985CZ06 | CFLSCESFmCZ061985 | CFL | SCE | SFm | 1985 | CZ06 | rWtd | 1.0309 | 1.2102 | -0.01673 |  | 116282.9037 | 6682.9255 | 196028.2434 | 11265.991 | 9356.0957 | 15772.3874 | 355388.5467 | 981 | 982 | 984 | 983 | 981 | 984 | 1.12 | 1.004 | 0.994 | 0.746 | 1.12 | 0.994 | 1.5455 | 1.8864 | 1 | 1.0227 | 1.5455 | 1 | -0.018865 | 0 | -0.019141 | 0 | 0 | 0
CFLSFm1985CZ07 | CFLSCESFmCZ071985 | CFL | SCE | SFm | 1985 | CZ07 | rWtd | 0 | 0 | 0 |  | 0 | 0 | 0 | 0 | 0 | 0 | 0 | 985 | 986 | 988 | 987 | 985 | 988 | 1.112 | 0.994 | 0.992 | 0.73 | 1.112 | 0.992 | 1.6591 | 2 | 1 | 1 | 1.6591 | 1 | -0.020763 | 0 | -0.021082 | 0 | 0 | 0
CFLSFm1985CZ08 | CFLSCESFmCZ081985 | CFL | SCE | SFm | 1985 | CZ08 | rWtd | 1.0788 | 1.3412 | -0.013859 |  | 210262.5135 | 12084.0525 | 187474.7862 | 10774.413 | 16917.6735 | 15084.1782 | 452597.6169 | 989 | 990 | 992 | 991 | 989 | 992 | 1.164 | 1.092 | 0.998 | 0.788 | 1.164 | 0.998 | 1.6136 | 1.8636 | 1.0227 | 1 | 1.6136 | 1.0227 | -0.015628 | 0 | -0.015931 | 0 | 0 | 0
CFLSFm1985CZ09 | CFLSCESFmCZ091985 | CFL | SCE | SFm | 1985 | CZ09 | rWtd | 1.1044 | 1.6545 | -0.01643 |  | 363336.6732 | 20881.418 | 86864.7411 | 4992.2265 | 29233.9852 | 6989.1171 | 512298.1611 | 993 | 994 | 996 | 995 | 993 | 996 | 1.138 | 1.046 | 0.996 | 0.742 | 1.138 | 0.996 | 1.7955 | 2 | 1.0227 | 1 | 1.7955 | 1.0227 | -0.01865 | 0 | -0.018887 | 0 | 0 | 0
CFLSFm1985CZ10 | CFLSCESFmCZ101985 | CFL | SCE | SFm | 1985 | CZ10 | rWtd | 1.1139 | 1.7453 | -0.019621 |  | 411862.5675 | 23670.2625 | 22704.5292 | 1304.858 | 33138.3675 | 1826.8012 | 494507.3859 | 997 | 998 | 1000 | 999 | 997 | 1000 | 1.128 | 0.996 | 0.994 | 0.692 | 1.128 | 0.994 | 1.775 | 2 | 1 | 1 | 1.775 | 1 | -0.022309 | 0 | -0.022657 | 0 | 0 | 0
CFLSFm1985CZ11 | CFLSCESFmCZ111985 | CFL | SCE | SFm | 1985 | CZ11 | rWtd | 0 | 0 | 0 |  | 0 | 0 | 0 | 0 | 0 | 0 | 0 | 1001 | 1002 | 1004 | 1003 | 1001 | 1004 | 1.136 | 0.954 | 0.99 | 0.612 | 1.136 | 0.99 | 1.775 | 1.975 | 1 | 1 | 1.775 | 1 | -0.027813 | 0 | -0.028152 | 0 | 0 | 0
CFLSFm1985CZ12 | CFLSCESFmCZ121985 | CFL | SCE | SFm | 1985 | CZ12 | rWtd | 0 | 0 | 0 |  | 0 | 0 | 0 | 0 | 0 | 0 | 0 | 1005 | 1006 | 1008 | 1007 | 1005 | 1008 | 1.094 | 0.92 | 0.992 | 0.648 | 1.094 | 0.992 | 1.925 | 2 | 1 | 1 | 1.925 | 1 | -0.025274 | 0 | -0.025595 | 0 | 0 | 0
CFLSFm1985CZ13 | CFLSCESFmCZ131985 | CFL | SCE | SFm | 1985 | CZ13 | rWtd | 1.1523 | 1.6034 | -0.019228 |  | 62398.0356 | 3586.094 | 1217.9826 | 69.999 | 5020.5316 | 97.9986 | 72390.6414 | 1009 | 1010 | 1012 | 1011 | 1009 | 1012 | 1.162 | 1.038 | 0.994 | 0.684 | 1.162 | 0.994 | 1.6 | 1.9 | 1 | 1.025 | 1.6 | 1 | -0.021873 | 0 | -0.02223 | 0 | 0 | 0
CFLSFm1985CZ14 | CFLSCESFmCZ141985 | CFL | SCE | SFm | 1985 | CZ14 | rWtd | 1.1263 | 1.7083 | -0.023061 |  | 162114.7212 | 9316.938 | 7000.6029 | 402.3335 | 13043.7132 | 563.2669 | 192441.5757 | 1013 | 1014 | 1016 | 1015 | 1013 | 1016 | 1.142 | 0.962 | 0.992 | 0.644 | 1.142 | 0.992 | 1.725 | 2 | 1 | 1 | 1.725 | 1 | -0.026231 | 0 | -0.026511 | 0 | 0 | 0
CFLSFm1985CZ15 | CFLSCESFmCZ151985 | CFL | SCE | SFm | 1985 | CZ15 | rWtd | 1.2018 | 1.7341 | -0.0098841 |  | 42333.5301 | 2432.9615 | 282.576 | 16.24 | 3406.1461 | 22.736 | 48494.1897 | 1017 | 1018 | 1020 | 1019 | 1017 | 1020 | 1.204 | 1.188 | 1 | 0.848 | 1.204 | 1 | 1.725 | 2 | 1.025 | 1 | 1.725 | 1.025 | -0.011245 | 0 | -0.011643 | 0 | 0 | 0
CFLSFm1985CZ16 | CFLSCESFmCZ161985 | CFL | SCE | SFm | 1985 | CZ16 | rWtd | 1.0162 | 1.5939 | -0.029948 |  | 58942.5696 | 3387.504 | 30044.9976 | 1726.724 | 4742.5056 | 2417.4136 | 101261.7144 | 1021 | 1022 | 1024 | 1023 | 1021 | 1024 | 1.062 | 0.716 | 0.982 | 0.56 | 1.062 | 0.982 | 1.878 | 2 | 1.0244 | 1.0244 | 1.878 | 1.0244 | -0.034053 | 0 | -0.03413 | 0 | 0 | 0
CFLSFm1996CZ01 | CFLSCESFmCZ011996 | CFL | SCE | SFm | 1996 | CZ01 | rWtd | 0 | 0 | 0 |  | 0 | 0 | 0 | 0 | 0 | 0 | 0 | 1025 | 1026 | 1028 | 1027 | 1025 | 1028 | 1 | 0.748 | 0.986 | 0.554 | 1 | 0.986 | 1 | 1 | 1 | 1 | 1 | 1 | -0.030159 | 0 | -0.030376 | 0 | 0 | 0
CFLSFm1996CZ02 | CFLSCESFmCZ021996 | CFL | SCE | SFm | 1996 | CZ02 | rWtd | 0 | 0 | 0 |  | 0 | 0 | 0 | 0 | 0 | 0 | 0 | 1029 | 1030 | 1032 | 1031 | 1029 | 1032 | 1.044 | 0.864 | 0.99 | 0.66 | 1.044 | 0.99 | 1.7143 | 2 | 1.0238 | 1 | 1.7143 | 1.0238 | -0.024913 | 0 | -0.025066 | 0 | 0 | 0
CFLSFm1996CZ03 | CFLSCESFmCZ031996 | CFL | SCE | SFm | 1996 | CZ03 | rWtd | 0 | 0 | 0 |  | 0 | 0 | 0 | 0 | 0 | 0 | 0 | 1033 | 1034 | 1036 | 1035 | 1033 | 1036 | 1.008 | 0.814 | 0.986 | 0.608 | 1.008 | 0.986 | 1.9286 | 2 | 1.0238 | 1 | 1.9286 | 1.0238 | -0.02756 | 0 | -0.027703 | 0 | 0 | 0
CFLSFm1996CZ04 | CFLSCESFmCZ041996 | CFL | SCE | SFm | 1996 | CZ04 | rWtd | 0 | 0 | 0 |  | 0 | 0 | 0 | 0 | 0 | 0 | 0 | 1037 | 1038 | 1040 | 1039 | 1037 | 1040 | 1.094 | 0.954 | 0.992 | 0.686 | 1.094 | 0.992 | 1.7381 | 1.881 | 1 | 1 | 1.7381 | 1 | -0.02241 | 0 | -0.02257 | 0 | 0 | 0
CFLSFm1996CZ05 | CFLSCESFmCZ051996 | CFL | SCE | SFm | 1996 | CZ05 | rWtd | 0.97412 | 1.2814 | -0.029993 |  | 1011.1604 | 58.1127 | 1572.177 | 90.355 | 81.3577 | 126.497 | 2939.6598 | 1041 | 1042 | 1044 | 1043 | 1041 | 1044 | 1.014 | 0.75 | 0.982 | 0.488 | 1.014 | 0.982 | 1.6818 | 1.75 | 1.0227 | 1 | 1.6818 | 1.0227 | -0.03413 | 0 | -0.03413 | 0 | 0 | 0
CFLSFm1996CZ06 | CFLSCESFmCZ061996 | CFL | SCE | SFm | 1996 | CZ06 | rWtd | 1.0428 | 1.2288 | -0.01511 |  | 116282.9037 | 6682.9255 | 196028.2434 | 11265.991 | 9356.0957 | 15772.3874 | 355388.5467 | 1045 | 1046 | 1048 | 1047 | 1045 | 1048 | 1.146 | 1.054 | 0.996 | 0.764 | 1.146 | 0.996 | 1.5581 | 1.8605 | 1.0233 | 1.0465 | 1.5581 | 1.0233 | -0.017056 | 0 | -0.017276 | 0 | 0 | 0
CFLSFm1996CZ07 | CFLSCESFmCZ071996 | CFL | SCE | SFm | 1996 | CZ07 | rWtd | 0 | 0 | 0 |  | 0 | 0 | 0 | 0 | 0 | 0 | 0 | 1049 | 1050 | 1052 | 1051 | 1049 | 1052 | 1.092 | 1.004 | 0.994 | 0.762 | 1.092 | 0.994 | 1.4884 | 2 | 1.0233 | 1.0233 | 1.4884 | 1.0233 | -0.017761 | 0 | -0.017853 | 0 | 0 | 0
CFLSFm1996CZ08 | CFLSCESFmCZ081996 | CFL | SCE | SFm | 1996 | CZ08 | rWtd | 1.0927 | 1.2797 | -0.012256 |  | 210262.5135 | 12084.0525 | 187474.7862 | 10774.413 | 16917.6735 | 15084.1782 | 452597.6169 | 1053 | 1054 | 1056 | 1055 | 1053 | 1056 | 1.188 | 1.142 | 0.998 | 0.808 | 1.188 | 0.998 | 1.4884 | 1.8837 | 1.0233 | 1.0233 | 1.4884 | 1.0233 | -0.013825 | 0 | -0.014083 | 0 | 0 | 0
CFLSFm1996CZ09 | CFLSCESFmCZ091996 | CFL | SCE | SFm | 1996 | CZ09 | rWtd | 1.1312 | 1.4261 | -0.014114 |  | 363336.6732 | 20881.418 | 86864.7411 | 4992.2265 | 29233.9852 | 6989.1171 | 512298.1611 | 1057 | 1058 | 1060 | 1059 | 1057 | 1060 | 1.17 | 1.086 | 0.998 | 0.778 | 1.17 | 0.998 | 1.5111 | 1.8444 | 1 | 1 | 1.5111 | 1 | -0.016034 | 0 | -0.01617 | 0 | 0 | 0
CFLSFm1996CZ10 | CFLSCESFmCZ101996 | CFL | SCE | SFm | 1996 | CZ10 | rWtd | 1.1391 | 1.5581 | -0.017557 |  | 411862.5675 | 23670.2625 | 22704.5292 | 1304.858 | 33138.3675 | 1826.8012 | 494507.3859 | 1061 | 1062 | 1064 | 1063 | 1061 | 1064 | 1.154 | 1.034 | 0.994 | 0.706 | 1.154 | 0.994 | 1.575 | 1.85 | 1 | 1 | 1.575 | 1 | -0.019959 | 0 | -0.020351 | 0 | 0 | 0
CFLSFm1996CZ11 | CFLSCESFmCZ111996 | CFL | SCE | SFm | 1996 | CZ11 | rWtd | 0 | 0 | 0 |  | 0 | 0 | 0 | 0 | 0 | 0 | 0 | 1065 | 1066 | 1068 | 1067 | 1065 | 1068 | 1.124 | 0.948 | 0.99 | 0.618 | 1.124 | 0.99 | 1.75 | 2 | 1.025 | 1 | 1.75 | 1.025 | -0.025242 | 0 | -0.025505 | 0 | 0 | 0
CFLSFm1996CZ12 | CFLSCESFmCZ121996 | CFL | SCE | SFm | 1996 | CZ12 | rWtd | 0 | 0 | 0 |  | 0 | 0 | 0 | 0 | 0 | 0 | 0 | 1069 | 1070 | 1072 | 1071 | 1069 | 1072 | 1.092 | 0.924 | 0.992 | 0.648 | 1.092 | 0.992 | 1.6 | 1.85 | 1.025 | 1 | 1.6 | 1.025 | -0.023922 | 0 | -0.024138 | 0 | 0 | 0
CFLSFm1996CZ13 | CFLSCESFmCZ131996 | CFL | SCE | SFm | 1996 | CZ13 | rWtd | 1.1324 | 1.5989 | -0.018892 |  | 62398.0356 | 3586.094 | 1217.9826 | 69.999 | 5020.5316 | 97.9986 | 72390.6414 | 1073 | 1074 | 1076 | 1075 | 1073 | 1076 | 1.142 | 1.012 | 0.992 | 0.668 | 1.142 | 0.992 | 1.6 | 1.8 | 1.025 | 1.025 | 1.6 | 1.025 | -0.021493 | 0 | -0.021743 | 0 | 0 | 0
CFLSFm1996CZ14 | CFLSCESFmCZ141996 | CFL | SCE | SFm | 1996 | CZ14 | rWtd | 1.1287 | 1.5873 | -0.020136 |  | 162114.7212 | 9316.938 | 7000.6029 | 402.3335 | 13043.7132 | 563.2669 | 192441.5757 | 1077 | 1078 | 1080 | 1079 | 1077 | 1080 | 1.144 | 0.972 | 0.992 | 0.662 | 1.144 | 0.992 | 1.6 | 1.85 | 1 | 1 | 1.6 | 1 | -0.022905 | 0 | -0.023116 | 0 | 0 | 0
CFLSFm1996CZ15 | CFLSCESFmCZ151996 | CFL | SCE | SFm | 1996 | CZ15 | rWtd | 1.1996 | 1.6336 | -0.0096748 |  | 42333.5301 | 2432.9615 | 282.576 | 16.24 | 3406.1461 | 22.736 | 48494.1897 | 1081 | 1082 | 1084 | 1083 | 1081 | 1084 | 1.202 | 1.182 | 1 | 0.84 | 1.202 | 1 | 1.625 | 1.875 | 1.025 | 1 | 1.625 | 1.025 | -0.011007 | 0 | -0.011319 | 0 | 0 | 0
CFLSFm1996CZ16 | CFLSCESFmCZ161996 | CFL | SCE | SFm | 1996 | CZ16 | rWtd | 1.0264 | 1.5406 | -0.019201 |  | 58942.5696 | 3387.504 | 30044.9976 | 1726.724 | 4742.5056 | 2417.4136 | 101261.7144 | 1085 | 1086 | 1088 | 1087 | 1085 | 1088 | 1.062 | 0.838 | 0.994 | 0.694 | 1.062 | 0.994 | 1.8095 | 1.7143 | 1.0238 | 1 | 1.8095 | 1.0238 | -0.021802 | 0 | -0.021945 | 0 | 0 | 0
CFLSFm2003CZ01 | CFLSCESFmCZ012003 | CFL | SCE | SFm | 2003 | CZ01 | rWtd | 0 | 0 | 0 |  | 0 | 0 | 0 | 0 | 0 | 0 | 0 | 1089 | 1090 | 1092 | 1091 | 1089 | 1092 | 1 | 0.74 | 0.986 | 0.536 | 1 | 0.986 | 1.0244 | 1.0244 | 1.0244 | 1.0244 | 1.0244 | 1.0244 | -0.031833 | 0 | -0.032065 | 0 | 0 | 0
CFLSFm2003CZ02 | CFLSCESFmCZ022003 | CFL | SCE | SFm | 2003 | CZ02 | rWtd | 0 | 0 | 0 |  | 0 | 0 | 0 | 0 | 0 | 0 | 0 | 1093 | 1094 | 1096 | 1095 | 1093 | 1096 | 1.038 | 0.822 | 0.986 | 0.602 | 1.038 | 0.986 | 2 | 2 | 1.0488 | 1.0244 | 2 | 1.0488 | -0.027281 | 0 | -0.027541 | 0 | 0 | 0
CFLSFm2003CZ03 | CFLSCESFmCZ032003 | CFL | SCE | SFm | 2003 | CZ03 | rWtd | 0 | 0 | 0 |  | 0 | 0 | 0 | 0 | 0 | 0 | 0 | 1097 | 1098 | 1100 | 1099 | 1097 | 1100 | 1.008 | 0.818 | 0.988 | 0.618 | 1.008 | 0.988 | 1.9024 | 2 | 1.0244 | 1.0244 | 1.9024 | 1.0244 | -0.027123 | 0 | -0.027255 | 0 | 0 | 0
CFLSFm2003CZ04 | CFLSCESFmCZ042003 | CFL | SCE | SFm | 2003 | CZ04 | rWtd | 0 | 0 | 0 |  | 0 | 0 | 0 | 0 | 0 | 0 | 0 | 1101 | 1102 | 1104 | 1103 | 1101 | 1104 | 1.096 | 0.954 | 0.99 | 0.672 | 1.096 | 0.99 | 1.5854 | 1.8293 | 1.0244 | 1.0244 | 1.5854 | 1.0244 | -0.023137 | 0 | -0.023296 | 0 | 0 | 0
CFLSFm2003CZ05 | CFLSCESFmCZ052003 | CFL | SCE | SFm | 2003 | CZ05 | rWtd | 0.98029 | 1.2654 | -0.027545 |  | 1011.1604 | 58.1127 | 1572.177 | 90.355 | 81.3577 | 126.497 | 2939.6598 | 1105 | 1106 | 1108 | 1107 | 1105 | 1108 | 1.016 | 0.786 | 0.986 | 0.566 | 1.016 | 0.986 | 1.6364 | 1.7955 | 1.0227 | 1 | 1.6364 | 1.0227 | -0.031343 | 0 | -0.031345 | 0 | 0 | 0
CFLSFm2003CZ06 | CFLSCESFmCZ062003 | CFL | SCE | SFm | 2003 | CZ06 | rWtd | 1.0463 | 1.2218 | -0.010874 |  | 116282.9037 | 6682.9255 | 196028.2434 | 11265.991 | 9356.0957 | 15772.3874 | 355388.5467 | 1109 | 1110 | 1112 | 1111 | 1109 | 1112 | 1.142 | 1.086 | 1 | 0.826 | 1.142 | 1 | 1.5455 | 1.8182 | 1.0227 | 1 | 1.5455 | 1.0227 | -0.012317 | 0 | -0.012408 | 0 | 0 | 0
CFLSFm2003CZ07 | CFLSCESFmCZ072003 | CFL | SCE | SFm | 2003 | CZ07 | rWtd | 0 | 0 | 0 |  | 0 | 0 | 0 | 0 | 0 | 0 | 0 | 1113 | 1114 | 1116 | 1115 | 1113 | 1116 | 1.136 | 1.046 | 0.994 | 0.74 | 1.136 | 0.994 | 1.5682 | 1.8409 | 1 | 1 | 1.5682 | 1 | -0.018969 | 0 | -0.019153 | 0 | 0 | 0
CFLSFm2003CZ08 | CFLSCESFmCZ082003 | CFL | SCE | SFm | 2003 | CZ08 | rWtd | 1.0993 | 1.2817 | -0.011726 |  | 210262.5135 | 12084.0525 | 187474.7862 | 10774.413 | 16917.6735 | 15084.1782 | 452597.6169 | 1117 | 1118 | 1120 | 1119 | 1117 | 1120 | 1.2 | 1.16 | 0.998 | 0.812 | 1.2 | 0.998 | 1.5 | 1.75 | 1.0227 | 1.0227 | 1.5 | 1.0227 | -0.013254 | 0 | -0.013444 | 0 | 0 | 0
CFLSFm2003CZ09 | CFLSCESFmCZ092003 | CFL | SCE | SFm | 2003 | CZ09 | rWtd | 1.1016 | 1.4697 | -0.014083 |  | 363336.6732 | 20881.418 | 86864.7411 | 4992.2265 | 29233.9852 | 6989.1171 | 512298.1611 | 1121 | 1122 | 1124 | 1123 | 1121 | 1124 | 1.134 | 1.048 | 0.996 | 0.768 | 1.134 | 0.996 | 1.5682 | 1.8409 | 1 | 1 | 1.5682 | 1 | -0.016005 | 0 | -0.016112 | 0 | 0 | 0
CFLSFm2003CZ10 | CFLSCESFmCZ102003 | CFL | SCE | SFm | 2003 | CZ10 | rWtd | 1.1241 | 1.4474 | -0.017683 |  | 411862.5675 | 23670.2625 | 22704.5292 | 1304.858 | 33138.3675 | 1826.8012 | 494507.3859 | 1125 | 1126 | 1128 | 1127 | 1125 | 1128 | 1.138 | 1.022 | 0.994 | 0.692 | 1.138 | 0.994 | 1.4634 | 1.6341 | 1 | 1 | 1.4634 | 1 | -0.020106 | 0 | -0.020418 | 0 | 0 | 0
CFLSFm2003CZ11 | CFLSCESFmCZ112003 | CFL | SCE | SFm | 2003 | CZ11 | rWtd | 0 | 0 | 0 |  | 0 | 0 | 0 | 0 | 0 | 0 | 0 | 1129 | 1130 | 1132 | 1131 | 1129 | 1132 | 1.13 | 0.982 | 0.992 | 0.66 | 1.13 | 0.992 | 1.561 | 1.7805 | 1 | 1 | 1.561 | 1 | -0.022229 | 0 | -0.022514 | 0 | 0 | 0
CFLSFm2003CZ12 | CFLSCESFmCZ122003 | CFL | SCE | SFm | 2003 | CZ12 | rWtd | 0 | 0 | 0 |  | 0 | 0 | 0 | 0 | 0 | 0 | 0 | 1133 | 1134 | 1136 | 1135 | 1133 | 1136 | 1.086 | 0.926 | 0.992 | 0.67 | 1.086 | 0.992 | 1.6341 | 1.8049 | 1 | 1 | 1.6341 | 1 | -0.022291 | 0 | -0.022531 | 0 | 0 | 0
CFLSFm2003CZ13 | CFLSCESFmCZ132003 | CFL | SCE | SFm | 2003 | CZ13 | rWtd | 1.1372 | 1.5826 | -0.016313 |  | 62398.0356 | 3586.094 | 1217.9826 | 69.999 | 5020.5316 | 97.9986 | 72390.6414 | 1137 | 1138 | 1140 | 1139 | 1137 | 1140 | 1.146 | 1.032 | 0.996 | 0.708 | 1.146 | 0.996 | 1.5854 | 1.7561 | 1 | 1 | 1.5854 | 1 | -0.018557 | 0 | -0.018875 | 0 | 0 | 0
CFLSFm2003CZ14 | CFLSCESFmCZ142003 | CFL | SCE | SFm | 2003 | CZ14 | rWtd | 1.1278 | 1.4336 | -0.019812 |  | 162114.7212 | 9316.938 | 7000.6029 | 402.3335 | 13043.7132 | 563.2669 | 192441.5757 | 1141 | 1142 | 1144 | 1143 | 1141 | 1144 | 1.142 | 0.99 | 0.992 | 0.67 | 1.142 | 0.992 | 1.45 | 1.475 | 1.025 | 1 | 1.45 | 1.025 | -0.022534 | 0 | -0.022782 | 0 | 0 | 0
CFLSFm2003CZ15 | CFLSCESFmCZ152003 | CFL | SCE | SFm | 2003 | CZ15 | rWtd | 1.1932 | 1.6832 | -0.0093532 |  | 42333.5301 | 2432.9615 | 282.576 | 16.24 | 3406.1461 | 22.736 | 48494.1897 | 1145 | 1146 | 1148 | 1147 | 1145 | 1148 | 1.196 | 1.168 | 1 | 0.844 | 1.196 | 1 | 1.675 | 1.925 | 1.025 | 1 | 1.675 | 1.025 | -0.010642 | 0 | -0.01089 | 0 | 0 | 0
CFLSFm2003CZ16 | CFLSCESFmCZ162003 | CFL | SCE | SFm | 2003 | CZ16 | rWtd | 1.0226 | 1.5786 | -0.018973 |  | 58942.5696 | 3387.504 | 30044.9976 | 1726.724 | 4742.5056 | 2417.4136 | 101261.7144 | 1149 | 1150 | 1152 | 1151 | 1149 | 1152 | 1.056 | 0.834 | 0.994 | 0.698 | 1.056 | 0.994 | 1.8537 | 2 | 1.0244 | 1.0244 | 1.8537 | 1.0244 | -0.021541 | 0 | -0.021684 | 0 | 0 | 0
CFLSFm2007CZ01 | CFLSCESFmCZ012007 | CFL | SCE | SFm | 2007 | CZ01 | rWtd | 0 | 0 | 0 |  | 0 | 0 | 0 | 0 | 0 | 0 | 0 | 1153 | 1154 | 1156 | 1155 | 1153 | 1156 | 1 | 0.75 | 0.984 | 0.502 | 1 | 0.984 | 1.0244 | 1.0244 | 1.0244 | 1 | 1.0244 | 1.0244 | -0.033036 | 0 | -0.033168 | 0 | 0 | 0
CFLSFm2007CZ02 | CFLSCESFmCZ022007 | CFL | SCE | SFm | 2007 | CZ02 | rWtd | 0 | 0 | 0 |  | 0 | 0 | 0 | 0 | 0 | 0 | 0 | 1157 | 1158 | 1160 | 1159 | 1157 | 1160 | 1.042 | 0.828 | 0.984 | 0.552 | 1.042 | 0.984 | 1.6098 | 2 | 1.0488 | 1.0488 | 1.6098 | 1.0488 | -0.030445 | 0 | -0.030641 | 0 | 0 | 0
CFLSFm2007CZ03 | CFLSCESFmCZ032007 | CFL | SCE | SFm | 2007 | CZ03 | rWtd | 0 | 0 | 0 |  | 0 | 0 | 0 | 0 | 0 | 0 | 0 | 1161 | 1162 | 1164 | 1163 | 1161 | 1164 | 1.016 | 0.856 | 0.988 | 0.632 | 1.016 | 0.988 | 1.8537 | 1.9756 | 1.0488 | 1.0244 | 1.8537 | 1.0488 | -0.025748 | 0 | -0.025821 | 0 | 0 | 0
CFLSFm2007CZ04 | CFLSCESFmCZ042007 | CFL | SCE | SFm | 2007 | CZ04 | rWtd | 0 | 0 | 0 |  | 0 | 0 | 0 | 0 | 0 | 0 | 0 | 1165 | 1166 | 1168 | 1167 | 1165 | 1168 | 1.088 | 0.944 | 0.99 | 0.66 | 1.088 | 0.99 | 1.439 | 1.6829 | 1.0488 | 1.0244 | 1.439 | 1.0488 | -0.023739 | 0 | -0.02386 | 0 | 0 | 0
CFLSFm2007CZ05 | CFLSCESFmCZ052007 | CFL | SCE | SFm | 2007 | CZ05 | rWtd | 1.004 | 1.5921 | -0.02604 |  | 42.456 | 2.44 | 0 | 0 | 3.416 | 0 | 48.312 | 1169 | 1170 | 1172 | 1171 | 1169 | 1172 | 1.014 | 0.816 | 0.988 | 0.578 | 1.014 | 0.988 | 1.5909 | 1.6136 | 1.0227 | 1 | 1.5909 | 1.0227 | -0.029631 | 0 | -0.029763 | 0 | 0 | 0
CFLSFm2007CZ06 | CFLSCESFmCZ062007 | CFL | SCE | SFm | 2007 | CZ06 | rWtd | 1.0781 | 1.3709 | -0.013701 |  | 5705.5818 | 327.907 | 1813.7934 | 104.241 | 459.0698 | 145.9374 | 8556.5304 | 1173 | 1174 | 1176 | 1175 | 1173 | 1176 | 1.112 | 1.024 | 0.996 | 0.786 | 1.112 | 0.996 | 1.4773 | 1.7045 | 1 | 1 | 1.4773 | 1 | -0.015568 | 0 | -0.015661 | 0 | 0 | 0
CFLSFm2007CZ07 | CFLSCESFmCZ072007 | CFL | SCE | SFm | 2007 | CZ07 | rWtd | 0 | 0 | 0 |  | 0 | 0 | 0 | 0 | 0 | 0 | 0 | 1177 | 1178 | 1180 | 1179 | 1177 | 1180 | 1.142 | 1.074 | 0.996 | 0.794 | 1.142 | 0.996 | 1.3864 | 1.5909 | 1 | 1 | 1.3864 | 1 | -0.014725 | 0 | -0.014855 | 0 | 0 | 0
CFLSFm2007CZ08 | CFLSCESFmCZ082007 | CFL | SCE | SFm | 2007 | CZ08 | rWtd | 1.1197 | 1.2981 | -0.011752 |  | 3808.7208 | 218.892 | 1655.5404 | 95.146 | 306.4488 | 133.2044 | 6217.9524 | 1181 | 1182 | 1184 | 1183 | 1181 | 1184 | 1.18 | 1.116 | 0.998 | 0.81 | 1.18 | 0.998 | 1.4091 | 1.5909 | 1.0227 | 1 | 1.4091 | 1.0227 | -0.013298 | 0 | -0.013546 | 0 | 0 | 0
CFLSFm2007CZ09 | CFLSCESFmCZ092007 | CFL | SCE | SFm | 2007 | CZ09 | rWtd | 1.1168 | 1.5978 | -0.014167 |  | 5905.0032 | 339.368 | 0 | 0 | 475.1152 | 0 | 6719.4864 | 1185 | 1186 | 1188 | 1187 | 1185 | 1188 | 1.122 | 1.02 | 0.996 | 0.76 | 1.122 | 0.996 | 1.5909 | 1.7273 | 1 | 1 | 1.5909 | 1 | -0.016121 | 0 | -0.016123 | 0 | 0 | 0
CFLSFm2007CZ10 | CFLSCESFmCZ102007 | CFL | SCE | SFm | 2007 | CZ10 | rWtd | 1.1272 | 1.3699 | -0.018031 |  | 20431.8282 | 1174.243 | 49.8858 | 2.867 | 1643.9402 | 4.0138 | 23306.778 | 1189 | 1190 | 1192 | 1191 | 1189 | 1192 | 1.134 | 1.006 | 0.994 | 0.682 | 1.134 | 0.994 | 1.3659 | 1.4634 | 1 | 1 | 1.3659 | 1 | -0.020517 | 0 | -0.020735 | 0 | 0 | 0
CFLSFm2007CZ11 | CFLSCESFmCZ112007 | CFL | SCE | SFm | 2007 | CZ11 | rWtd | 0 | 0 | 0 |  | 0 | 0 | 0 | 0 | 0 | 0 | 0 | 1193 | 1194 | 1196 | 1195 | 1193 | 1196 | 1.128 | 0.97 | 0.992 | 0.65 | 1.128 | 0.992 | 1.4634 | 1.561 | 1 | 1 | 1.4634 | 1 | -0.021965 | 0 | -0.022197 | 0 | 0 | 0
CFLSFm2007CZ12 | CFLSCESFmCZ122007 | CFL | SCE | SFm | 2007 | CZ12 | rWtd | 0 | 0 | 0 |  | 0 | 0 | 0 | 0 | 0 | 0 | 0 | 1197 | 1198 | 1200 | 1199 | 1197 | 1200 | 1.086 | 0.928 | 0.992 | 0.66 | 1.086 | 0.992 | 1.439 | 1.4878 | 1 | 1 | 1.439 | 1 | -0.022436 | 0 | -0.022597 | 0 | 0 | 0
CFLSFm2007CZ13 | CFLSCESFmCZ132007 | CFL | SCE | SFm | 2007 | CZ13 | rWtd | 1.1292 | 1.3683 | -0.017483 |  | 2374.3866 | 136.459 | 0 | 0 | 191.0426 | 0 | 2701.8882 | 1201 | 1202 | 1204 | 1203 | 1201 | 1204 | 1.136 | 1.002 | 0.994 | 0.692 | 1.136 | 0.994 | 1.3659 | 1.4146 | 1 | 1 | 1.3659 | 1 | -0.019895 | 0 | -0.020123 | 0 | 0 | 0
CFLSFm2007CZ14 | CFLSCESFmCZ142007 | CFL | SCE | SFm | 2007 | CZ14 | rWtd | 1.1177 | 1.4288 | -0.020322 |  | 3163.494 | 181.81 | 0 | 0 | 254.534 | 0 | 3599.838 | 1205 | 1206 | 1208 | 1207 | 1205 | 1208 | 1.126 | 0.962 | 0.992 | 0.65 | 1.126 | 0.992 | 1.425 | 1.5 | 1.025 | 1 | 1.425 | 1.025 | -0.023125 | 0 | -0.023244 | 0 | 0 | 0
CFLSFm2007CZ15 | CFLSCESFmCZ152007 | CFL | SCE | SFm | 2007 | CZ15 | rWtd | 1.1899 | 1.5313 | -0.0088603 |  | 619.5966 | 35.609 | 0 | 0 | 49.8526 | 0 | 705.0582 | 1209 | 1210 | 1212 | 1211 | 1209 | 1212 | 1.192 | 1.15 | 1 | 0.844 | 1.192 | 1 | 1.525 | 1.65 | 1.025 | 1 | 1.525 | 1.025 | -0.010082 | 0 | -0.010337 | 0 | 0 | 0
CFLSFm2007CZ16 | CFLSCESFmCZ162007 | CFL | SCE | SFm | 2007 | CZ16 | rWtd | 0.98785 | 1.1163 | -0.018542 |  | 159.9756 | 9.194 | 948.3522 | 54.503 | 12.8716 | 76.3042 | 1261.2006 | 1213 | 1214 | 1216 | 1215 | 1213 | 1216 | 1.052 | 0.838 | 0.994 | 0.694 | 1.052 | 0.994 | 1.6585 | 1.7073 | 1.0244 | 1.0244 | 1.6585 | 1.0244 | -0.021056 | 0 | -0.021107 | 0 | 0 | 0
CFLSFm2011CZ01 | CFLSCESFmCZ012011 | CFL | SCE | SFm | 2011 | CZ01 | rWtd | 0 | 0 | 0 |  | 0 | 0 | 0 | 0 | 0 | 0 | 0 | 1217 | 1218 | 1220 | 1219 | 1217 | 1220 | 1 | 0.76 | 0.986 | 0.522 | 1 | 0.986 | 1.0488 | 1.0244 | 1.0488 | 1 | 1.0488 | 1.0488 | -0.031894 | 0 | -0.032022 | 0 | 0 | 0
CFLSFm2011CZ02 | CFLSCESFmCZ022011 | CFL | SCE | SFm | 2011 | CZ02 | rWtd | 0 | 0 | 0 |  | 0 | 0 | 0 | 0 | 0 | 0 | 0 | 1221 | 1222 | 1224 | 1223 | 1221 | 1224 | 1.046 | 0.832 | 0.984 | 0.562 | 1.046 | 0.984 | 1.8293 | 2 | 1.0488 | 1.0488 | 1.8293 | 1.0488 | -0.029783 | 0 | -0.029993 | 0 | 0 | 0
CFLSFm2011CZ03 | CFLSCESFmCZ032011 | CFL | SCE | SFm | 2011 | CZ03 | rWtd | 0 | 0 | 0 |  | 0 | 0 | 0 | 0 | 0 | 0 | 0 | 1225 | 1226 | 1228 | 1227 | 1225 | 1228 | 1.02 | 0.866 | 0.99 | 0.656 | 1.02 | 0.99 | 1.7317 | 1.8537 | 1.0244 | 1.0488 | 1.7317 | 1.0244 | -0.024219 | 0 | -0.02427 | 0 | 0 | 0
CFLSFm2011CZ04 | CFLSCESFmCZ042011 | CFL | SCE | SFm | 2011 | CZ04 | rWtd | 0 | 0 | 0 |  | 0 | 0 | 0 | 0 | 0 | 0 | 0 | 1229 | 1230 | 1232 | 1231 | 1229 | 1232 | 1.096 | 0.96 | 0.992 | 0.682 | 1.096 | 0.992 | 1.5122 | 1.7073 | 1.0244 | 1.0244 | 1.5122 | 1.0244 | -0.021957 | 0 | -0.022048 | 0 | 0 | 0
CFLSFm2011CZ05 | CFLSCESFmCZ052011 | CFL | SCE | SFm | 2011 | CZ05 | rWtd | 0.99139 | 1.6318 | -0.0282 |  | 42.456 | 2.44 | 0 | 0 | 3.416 | 0 | 48.312 | 1233 | 1234 | 1236 | 1235 | 1233 | 1236 | 1.002 | 0.792 | 0.986 | 0.54 | 1.002 | 0.986 | 1.6364 | 1.5455 | 1.0227 | 1.0227 | 1.6364 | 1.0227 | -0.032089 | 0 | -0.032097 | 0 | 0 | 0
CFLSFm2011CZ06 | CFLSCESFmCZ062011 | CFL | SCE | SFm | 2011 | CZ06 | rWtd | 1.0731 | 1.4752 | -0.014933 |  | 5705.5818 | 327.907 | 1813.7934 | 104.241 | 459.0698 | 145.9374 | 8556.5304 | 1237 | 1238 | 1240 | 1239 | 1237 | 1240 | 1.106 | 1.014 | 0.996 | 0.76 | 1.106 | 0.996 | 1.6136 | 1.7273 | 1.0227 | 1 | 1.6136 | 1.0227 | -0.016985 | 0 | -0.017018 | 0 | 0 | 0
CFLSFm2011CZ07 | CFLSCESFmCZ072011 | CFL | SCE | SFm | 2011 | CZ07 | rWtd | 0 | 0 | 0 |  | 0 | 0 | 0 | 0 | 0 | 0 | 0 | 1241 | 1242 | 1244 | 1243 | 1241 | 1244 | 1.16 | 1.094 | 1 | 0.82 | 1.16 | 1 | 1.4545 | 1.5455 | 1 | 1 | 1.4545 | 1 | -0.012475 | 0 | -0.012562 | 0 | 0 | 0
CFLSFm2011CZ08 | CFLSCESFmCZ082011 | CFL | SCE | SFm | 2011 | CZ08 | rWtd | 1.1307 | 1.2989 | -0.010494 |  | 3808.7208 | 218.892 | 1655.5404 | 95.146 | 306.4488 | 133.2044 | 6217.9524 | 1245 | 1246 | 1248 | 1247 | 1245 | 1248 | 1.194 | 1.14 | 1 | 0.828 | 1.194 | 1 | 1.4091 | 1.6136 | 1.0227 | 1 | 1.4091 | 1.0227 | -0.011888 | 0 | -0.012064 | 0 | 0 | 0
CFLSFm2011CZ09 | CFLSCESFmCZ092011 | CFL | SCE | SFm | 2011 | CZ09 | rWtd | 1.1219 | 1.5376 | -0.013141 |  | 5905.0032 | 339.368 | 0 | 0 | 475.1152 | 0 | 6719.4864 | 1249 | 1250 | 1252 | 1251 | 1249 | 1252 | 1.126 | 1.044 | 0.998 | 0.776 | 1.126 | 0.998 | 1.5227 | 1.8182 | 1.0227 | 1.0227 | 1.5227 | 1.0227 | -0.014954 | 0 | -0.015168 | 0 | 0 | 0
CFLSFm2011CZ10 | CFLSCESFmCZ102011 | CFL | SCE | SFm | 2011 | CZ10 | rWtd | 1.1333 | 1.3954 | -0.01744 |  | 20431.8282 | 1174.243 | 49.8858 | 2.867 | 1643.9402 | 4.0138 | 23306.778 | 1253 | 1254 | 1256 | 1255 | 1253 | 1256 | 1.14 | 1.014 | 0.994 | 0.688 | 1.14 | 0.994 | 1.3902 | 1.5122 | 1 | 1 | 1.3902 | 1 | -0.019844 | 0 | -0.020091 | 0 | 0 | 0
CFLSFm2011CZ11 | CFLSCESFmCZ112011 | CFL | SCE | SFm | 2011 | CZ11 | rWtd | 0 | 0 | 0 |  | 0 | 0 | 0 | 0 | 0 | 0 | 0 | 1257 | 1258 | 1260 | 1259 | 1257 | 1260 | 1.13 | 0.984 | 0.994 | 0.66 | 1.13 | 0.994 | 1.4878 | 1.5854 | 1 | 1 | 1.4878 | 1 | -0.02133 | 0 | -0.021549 | 0 | 0 | 0
CFLSFm2011CZ12 | CFLSCESFmCZ122011 | CFL | SCE | SFm | 2011 | CZ12 | rWtd | 0 | 0 | 0 |  | 0 | 0 | 0 | 0 | 0 | 0 | 0 | 1261 | 1262 | 1264 | 1263 | 1261 | 1264 | 1.092 | 0.936 | 0.992 | 0.67 | 1.092 | 0.992 | 1.4878 | 1.5366 | 1 | 1 | 1.4878 | 1 | -0.021684 | 0 | -0.021843 | 0 | 0 | 0
CFLSFm2011CZ13 | CFLSCESFmCZ132011 | CFL | SCE | SFm | 2011 | CZ13 | rWtd | 1.1294 | 1.4171 | -0.01714 |  | 2374.3866 | 136.459 | 0 | 0 | 191.0426 | 0 | 2701.8882 | 1265 | 1266 | 1268 | 1267 | 1265 | 1268 | 1.136 | 1.006 | 0.996 | 0.702 | 1.136 | 0.996 | 1.4146 | 1.4634 | 1 | 1 | 1.4146 | 1 | -0.019504 | 0 | -0.019729 | 0 | 0 | 0
CFLSFm2011CZ14 | CFLSCESFmCZ142011 | CFL | SCE | SFm | 2011 | CZ14 | rWtd | 1.122 | 1.4576 | -0.01927 |  | 3163.494 | 181.81 | 0 | 0 | 254.534 | 0 | 3599.838 | 1269 | 1270 | 1272 | 1271 | 1269 | 1272 | 1.13 | 0.972 | 0.992 | 0.662 | 1.13 | 0.992 | 1.45 | 1.6 | 1 | 1 | 1.45 | 1 | -0.021927 | 0 | -0.022006 | 0 | 0 | 0
CFLSFm2011CZ15 | CFLSCESFmCZ152011 | CFL | SCE | SFm | 2011 | CZ15 | rWtd | 1.195 | 1.55 | -0.0088497 |  | 619.5966 | 35.609 | 0 | 0 | 49.8526 | 0 | 705.0582 | 1273 | 1274 | 1276 | 1275 | 1273 | 1276 | 1.198 | 1.138 | 1 | 0.848 | 1.198 | 1 | 1.55 | 1.55 | 1.025 | 1 | 1.55 | 1.025 | -0.01007 | 0 | -0.010376 | 0 | 0 | 0
CFLSFm2011CZ16 | CFLSCESFmCZ162011 | CFL | SCE | SFm | 2011 | CZ16 | rWtd | 0.99005 | 1.1165 | -0.017819 |  | 159.9756 | 9.194 | 948.3522 | 54.503 | 12.8716 | 76.3042 | 1261.2006 | 1277 | 1278 | 1280 | 1279 | 1277 | 1280 | 1.05 | 0.848 | 0.996 | 0.712 | 1.05 | 0.996 | 1.6585 | 1.7317 | 1.0244 | 1.0244 | 1.6585 | 1.0244 | -0.02024 | 0 | -0.020283 | 0 | 0 | 0
CFLSFm2015CZ01 | CFLSCESFmCZ012015 | CFL | SCE | SFm | 2015 | CZ01 | rWtd | 0 | 0 | 0 |  | 0 | 0 | 0 | 0 | 0 | 0 | 0 | 1281 | 1282 | 1284 | 1283 | 1281 | 1284 | 1 | 0.79 | 0.988 | 0.56 | 1 | 0.988 | 1.0244 | 1.0488 | 1.0244 | 1 | 1.0244 | 1.0244 | -0.029874 | 0 | -0.029893 | 0 | 0 | 0
CFLSFm2015CZ02 | CFLSCESFmCZ022015 | CFL | SCE | SFm | 2015 | CZ02 | rWtd | 0 | 0 | 0 |  | 0 | 0 | 0 | 0 | 0 | 0 | 0 | 1285 | 1286 | 1288 | 1287 | 1285 | 1288 | 1.042 | 0.836 | 0.986 | 0.556 | 1.042 | 0.986 | 1.7317 | 1.9512 | 1.0244 | 1.0488 | 1.7317 | 1.0244 | -0.03018 | 0 | -0.03023 | 0 | 0 | 0
CFLSFm2015CZ03 | CFLSCESFmCZ032015 | CFL | SCE | SFm | 2015 | CZ03 | rWtd | 0 | 0 | 0 |  | 0 | 0 | 0 | 0 | 0 | 0 | 0 | 1289 | 1290 | 1292 | 1291 | 1289 | 1292 | 1.022 | 0.894 | 0.994 | 0.698 | 1.022 | 0.994 | 1.7561 | 1.8293 | 1.0488 | 1.0244 | 1.7561 | 1.0488 | -0.021189 | 0 | -0.02117 | 0 | 0 | 0
CFLSFm2015CZ04 | CFLSCESFmCZ042015 | CFL | SCE | SFm | 2015 | CZ04 | rWtd | 0 | 0 | 0 |  | 0 | 0 | 0 | 0 | 0 | 0 | 0 | 1293 | 1294 | 1296 | 1295 | 1293 | 1296 | 1.08 | 0.954 | 0.994 | 0.672 | 1.08 | 0.994 | 1.6341 | 1.7073 | 1.0244 | 1.0488 | 1.6341 | 1.0244 | -0.022373 | 0 | -0.022446 | 0 | 0 | 0
CFLSFm2015CZ05 | CFLSCESFmCZ052015 | CFL | SCE | SFm | 2015 | CZ05 | rWtd | 1.0141 | 1.5034 | -0.021091 |  | 42.456 | 2.44 | 0 | 0 | 3.416 | 0 | 48.312 | 1297 | 1298 | 1300 | 1299 | 1297 | 1300 | 1.022 | 0.866 | 0.994 | 0.666 | 1.022 | 0.994 | 1.5 | 1.5682 | 1.0227 | 1.0227 | 1.5 | 1.0227 | -0.024 | 0 | -0.023954 | 0 | 0 | 0
CFLSFm2015CZ06 | CFLSCESFmCZ062015 | CFL | SCE | SFm | 2015 | CZ06 | rWtd | 1.0594 | 1.4252 | -0.015664 |  | 5705.5818 | 327.907 | 1813.7934 | 104.241 | 459.0698 | 145.9374 | 8556.5304 | 1301 | 1302 | 1304 | 1303 | 1301 | 1304 | 1.088 | 0.998 | 0.996 | 0.75 | 1.088 | 0.996 | 1.5455 | 1.8409 | 1 | 1 | 1.5455 | 1 | -0.017829 | 0 | -0.017808 | 0 | 0 | 0
CFLSFm2015CZ07 | CFLSCESFmCZ072015 | CFL | SCE | SFm | 2015 | CZ07 | rWtd | 0 | 0 | 0 |  | 0 | 0 | 0 | 0 | 0 | 0 | 0 | 1305 | 1306 | 1308 | 1307 | 1305 | 1308 | 1.138 | 1.082 | 1 | 0.814 | 1.138 | 1 | 1.4091 | 1.5 | 1.0227 | 1 | 1.4091 | 1.0227 | -0.012591 | 0 | -0.012691 | 0 | 0 | 0
CFLSFm2015CZ08 | CFLSCESFmCZ082015 | CFL | SCE | SFm | 2015 | CZ08 | rWtd | 1.1011 | 1.2805 | -0.010663 |  | 3808.7208 | 218.892 | 1655.5404 | 95.146 | 306.4488 | 133.2044 | 6217.9524 | 1309 | 1310 | 1312 | 1311 | 1309 | 1312 | 1.134 | 1.07 | 1.042 | 0.86 | 1.134 | 1.042 | 1.3864 | 1.7045 | 1 | 1 | 1.3864 | 1 | -0.012095 | 0 | -0.012224 | 0 | 0 | 0
CFLSFm2015CZ09 | CFLSCESFmCZ092015 | CFL | SCE | SFm | 2015 | CZ09 | rWtd | 1.0914 | 1.4206 | -0.013533 |  | 5905.0032 | 339.368 | 0 | 0 | 475.1152 | 0 | 6719.4864 | 1313 | 1314 | 1316 | 1315 | 1313 | 1316 | 1.096 | 1.004 | 1.062 | 0.822 | 1.096 | 1.062 | 1.4091 | 1.6364 | 1 | 1.0227 | 1.4091 | 1 | -0.015399 | 0 | -0.015425 | 0 | 0 | 0
CFLSFm2015CZ10 | CFLSCESFmCZ102015 | CFL | SCE | SFm | 2015 | CZ10 | rWtd | 1.0977 | 1.3736 | -0.017169 |  | 20431.8282 | 1174.243 | 49.8858 | 2.867 | 1643.9402 | 4.0138 | 23306.778 | 1317 | 1318 | 1320 | 1319 | 1317 | 1320 | 1.104 | 0.984 | 1.028 | 0.72 | 1.104 | 1.028 | 1.3659 | 1.5366 | 1 | 1 | 1.3659 | 1 | -0.019537 | 0 | -0.019546 | 0 | 0 | 0
CFLSFm2015CZ11 | CFLSCESFmCZ112015 | CFL | SCE | SFm | 2015 | CZ11 | rWtd | 0 | 0 | 0 |  | 0 | 0 | 0 | 0 | 0 | 0 | 0 | 1321 | 1322 | 1324 | 1323 | 1321 | 1324 | 1.106 | 0.962 | 1.02 | 0.688 | 1.106 | 1.02 | 1.5122 | 1.5854 | 1 | 1 | 1.5122 | 1 | -0.021101 | 0 | -0.021149 | 0 | 0 | 0
CFLSFm2015CZ12 | CFLSCESFmCZ122015 | CFL | SCE | SFm | 2015 | CZ12 | rWtd | 0 | 0 | 0 |  | 0 | 0 | 0 | 0 | 0 | 0 | 0 | 1325 | 1326 | 1328 | 1327 | 1325 | 1328 | 1.066 | 0.914 | 1.012 | 0.68 | 1.066 | 1.012 | 1.4878 | 1.5854 | 1 | 1 | 1.4878 | 1 | -0.022227 | 0 | -0.022202 | 0 | 0 | 0
CFLSFm2015CZ13 | CFLSCESFmCZ132015 | CFL | SCE | SFm | 2015 | CZ13 | rWtd | 1.1059 | 1.4196 | -0.016909 |  | 2374.3866 | 136.459 | 0 | 0 | 191.0426 | 0 | 2701.8882 | 1329 | 1330 | 1332 | 1331 | 1329 | 1332 | 1.112 | 0.992 | 1.036 | 0.734 | 1.112 | 1.036 | 1.4146 | 1.5122 | 1 | 1 | 1.4146 | 1 | -0.019241 | 0 | -0.019239 | 0 | 0 | 0
CFLSFm2015CZ14 | CFLSCESFmCZ142015 | CFL | SCE | SFm | 2015 | CZ14 | rWtd | 1.0988 | 1.4313 | -0.020072 |  | 3163.494 | 181.81 | 0 | 0 | 254.534 | 0 | 3599.838 | 1333 | 1334 | 1336 | 1335 | 1333 | 1336 | 1.106 | 0.964 | 1.016 | 0.686 | 1.106 | 1.016 | 1.425 | 1.55 | 1.025 | 1 | 1.425 | 1.025 | -0.02284 | 0 | -0.022817 | 0 | 0 | 0
CFLSFm2015CZ15 | CFLSCESFmCZ152015 | CFL | SCE | SFm | 2015 | CZ15 | rWtd | 1.1766 | 1.4962 | -0.0090215 |  | 619.5966 | 35.609 | 0 | 0 | 49.8526 | 0 | 705.0582 | 1337 | 1338 | 1340 | 1339 | 1337 | 1340 | 1.18 | 1.112 | 1 | 0.85 | 1.18 | 1 | 1.5 | 1.425 | 1.025 | 1.025 | 1.5 | 1.025 | -0.010266 | 0 | -0.010416 | 0 | 0 | 0
CFLSFm2015CZ16 | CFLSCESFmCZ162015 | CFL | SCE | SFm | 2015 | CZ16 | rWtd | 0.9831 | 1.1542 | -0.020639 |  | 159.9756 | 9.194 | 948.3522 | 54.503 | 12.8716 | 76.3042 | 1261.2006 | 1341 | 1342 | 1344 | 1343 | 1341 | 1344 | 1.03 | 0.814 | 0.994 | 0.658 | 1.03 | 0.994 | 1.7805 | 1.9024 | 1.0488 | 1.0244 | 1.7805 | 1.0488 | -0.023514 | 0 | -0.02348 | 0 | 0 | 0
CFLSFm2017CZ01 | CFLSCESFmCZ012017 | CFL | SCE | SFm | 2017 | CZ01 | rWtd | 0 | 0 | 0 |  | 0 | 0 | 0 | 0 | 0 | 0 | 0 | 1345 | 1346 | 1348 | 1347 | 1345 | 1348 | 1 | 0.798 | 0.99 | 0.566 | 1 | 0.99 | 1.0244 | 1.0244 | 1.0244 | 1 | 1.0244 | 1.0244 | -0.028785 | 0 | -0.028744 | 0 | 0 | 0
CFLSFm2017CZ02 | CFLSCESFmCZ022017 | CFL | SCE | SFm | 2017 | CZ02 | rWtd | 0 | 0 | 0 |  | 0 | 0 | 0 | 0 | 0 | 0 | 0 | 1349 | 1350 | 1352 | 1351 | 1349 | 1352 | 1.042 | 0.84 | 0.986 | 0.558 | 1.042 | 0.986 | 1.8049 | 1.9756 | 1.0488 | 1.0488 | 1.8049 | 1.0488 | -0.029542 | 0 | -0.029597 | 0 | 0 | 0
CFLSFm2017CZ03 | CFLSCESFmCZ032017 | CFL | SCE | SFm | 2017 | CZ03 | rWtd | 0 | 0 | 0 |  | 0 | 0 | 0 | 0 | 0 | 0 | 0 | 1353 | 1354 | 1356 | 1355 | 1353 | 1356 | 1.022 | 0.898 | 0.994 | 0.702 | 1.022 | 0.994 | 1.8049 | 1.9024 | 1.0488 | 1.0244 | 1.8049 | 1.0488 | -0.020971 | 0 | -0.020946 | 0 | 0 | 0
CFLSFm2017CZ04 | CFLSCESFmCZ042017 | CFL | SCE | SFm | 2017 | CZ04 | rWtd | 0 | 0 | 0 |  | 0 | 0 | 0 | 0 | 0 | 0 | 0 | 1357 | 1358 | 1360 | 1359 | 1357 | 1360 | 1.082 | 0.958 | 0.994 | 0.676 | 1.082 | 0.994 | 1.5122 | 1.7805 | 1.0244 | 1.0488 | 1.5122 | 1.0244 | -0.0213 | 0 | -0.021342 | 0 | 0 | 0
CFLSFm2017CZ05 | CFLSCESFmCZ052017 | CFL | SCE | SFm | 2017 | CZ05 | rWtd | 1.0162 | 1.5239 | -0.020602 |  | 42.456 | 2.44 | 0 | 0 | 3.416 | 0 | 48.312 | 1361 | 1362 | 1364 | 1363 | 1361 | 1364 | 1.024 | 0.87 | 0.994 | 0.674 | 1.024 | 0.994 | 1.5227 | 1.5455 | 1.0227 | 1.0227 | 1.5227 | 1.0227 | -0.023444 | 0 | -0.023388 | 0 | 0 | 0
CFLSFm2017CZ06 | CFLSCESFmCZ062017 | CFL | SCE | SFm | 2017 | CZ06 | rWtd | 1.0533 | 1.3752 | -0.01578 |  | 5705.5818 | 327.907 | 1813.7934 | 104.241 | 459.0698 | 145.9374 | 8556.5304 | 1365 | 1366 | 1368 | 1367 | 1365 | 1368 | 1.08 | 0.994 | 0.996 | 0.74 | 1.08 | 0.996 | 1.4773 | 1.8182 | 1 | 1 | 1.4773 | 1 | -0.017997 | 0 | -0.017827 | 0 | 0 | 0
CFLSFm2017CZ07 | CFLSCESFmCZ072017 | CFL | SCE | SFm | 2017 | CZ07 | rWtd | 0 | 0 | 0 |  | 0 | 0 | 0 | 0 | 0 | 0 | 0 | 1369 | 1370 | 1372 | 1371 | 1369 | 1372 | 1.132 | 1.072 | 1 | 0.804 | 1.132 | 1 | 1.3409 | 1.4545 | 1.0227 | 1 | 1.3409 | 1.0227 | -0.013257 | 0 | -0.013307 | 0 | 0 | 0
CFLSFm2017CZ08 | CFLSCESFmCZ082017 | CFL | SCE | SFm | 2017 | CZ08 | rWtd | 1.0929 | 1.2931 | -0.010022 |  | 3808.7208 | 218.892 | 1655.5404 | 95.146 | 306.4488 | 133.2044 | 6217.9524 | 1373 | 1374 | 1376 | 1375 | 1373 | 1376 | 1.122 | 1.072 | 1.04 | 0.878 | 1.122 | 1.04 | 1.4091 | 1.6364 | 1 | 1 | 1.4091 | 1 | -0.011392 | 0 | -0.011434 | 0 | 0 | 0
CFLSFm2017CZ09 | CFLSCESFmCZ092017 | CFL | SCE | SFm | 2017 | CZ09 | rWtd | 1.0936 | 1.3866 | -0.012833 |  | 5905.0032 | 339.368 | 0 | 0 | 475.1152 | 0 | 6719.4864 | 1377 | 1378 | 1380 | 1379 | 1377 | 1380 | 1.098 | 1.01 | 1.052 | 0.82 | 1.098 | 1.052 | 1.3636 | 1.8182 | 1.0227 | 1.0227 | 1.3636 | 1.0227 | -0.014603 | 0 | -0.014475 | 0 | 0 | 0
CFLSFm2017CZ10 | CFLSCESFmCZ102017 | CFL | SCE | SFm | 2017 | CZ10 | rWtd | 1.0924 | 1.3979 | -0.01676 |  | 20431.8282 | 1174.243 | 49.8858 | 2.867 | 1643.9402 | 4.0138 | 23306.778 | 1381 | 1382 | 1384 | 1383 | 1381 | 1384 | 1.098 | 0.99 | 1.038 | 0.72 | 1.098 | 1.038 | 1.3902 | 1.561 | 1 | 1 | 1.3902 | 1 | -0.019071 | 0 | -0.019059 | 0 | 0 | 0
CFLSFm2017CZ11 | CFLSCESFmCZ112017 | CFL | SCE | SFm | 2017 | CZ11 | rWtd | 0 | 0 | 0 |  | 0 | 0 | 0 | 0 | 0 | 0 | 0 | 1385 | 1386 | 1388 | 1387 | 1385 | 1388 | 1.098 | 0.966 | 1.018 | 0.7 | 1.098 | 1.018 | 1.4634 | 1.6098 | 1 | 1 | 1.4634 | 1 | -0.02066 | 0 | -0.020702 | 0 | 0 | 0
CFLSFm2017CZ12 | CFLSCESFmCZ122017 | CFL | SCE | SFm | 2017 | CZ12 | rWtd | 0 | 0 | 0 |  | 0 | 0 | 0 | 0 | 0 | 0 | 0 | 1389 | 1390 | 1392 | 1391 | 1389 | 1392 | 1.066 | 0.918 | 1.008 | 0.686 | 1.066 | 1.008 | 1.4634 | 1.6341 | 1 | 1 | 1.4634 | 1 | -0.021641 | 0 | -0.02162 | 0 | 0 | 0
CFLSFm2017CZ13 | CFLSCESFmCZ132017 | CFL | SCE | SFm | 2017 | CZ13 | rWtd | 1.104 | 1.4903 | -0.016102 |  | 2374.3866 | 136.459 | 0 | 0 | 191.0426 | 0 | 2701.8882 | 1393 | 1394 | 1396 | 1395 | 1393 | 1396 | 1.11 | 0.992 | 1.03 | 0.736 | 1.11 | 1.03 | 1.4878 | 1.5366 | 1 | 1 | 1.4878 | 1 | -0.018323 | 0 | -0.018306 | 0 | 0 | 0
CFLSFm2017CZ14 | CFLSCESFmCZ142017 | CFL | SCE | SFm | 2017 | CZ14 | rWtd | 1.0951 | 1.4313 | -0.020045 |  | 3163.494 | 181.81 | 0 | 0 | 254.534 | 0 | 3599.838 | 1397 | 1398 | 1400 | 1399 | 1397 | 1400 | 1.102 | 0.966 | 1.022 | 0.686 | 1.102 | 1.022 | 1.425 | 1.55 | 1 | 1 | 1.425 | 1 | -0.02281 | 0 | -0.022784 | 0 | 0 | 0
CFLSFm2017CZ15 | CFLSCESFmCZ152017 | CFL | SCE | SFm | 2017 | CZ15 | rWtd | 1.1768 | 1.5212 | -0.0088193 |  | 619.5966 | 35.609 | 0 | 0 | 49.8526 | 0 | 705.0582 | 1401 | 1402 | 1404 | 1403 | 1401 | 1404 | 1.18 | 1.116 | 1 | 0.85 | 1.18 | 1 | 1.525 | 1.45 | 1 | 1.025 | 1.525 | 1 | -0.010036 | 0 | -0.010177 | 0 | 0 | 0
CFLSFm2017CZ16 | CFLSCESFmCZ162017 | CFL | SCE | SFm | 2017 | CZ16 | rWtd | 0.98332 | 1.1307 | -0.02021 |  | 159.9756 | 9.194 | 948.3522 | 54.503 | 12.8716 | 76.3042 | 1261.2006 | 1405 | 1406 | 1408 | 1407 | 1405 | 1408 | 1.03 | 0.82 | 0.994 | 0.662 | 1.03 | 0.994 | 1.7561 | 1.8537 | 1.0244 | 1.0244 | 1.7561 | 1.0244 | -0.023017 | 0 | -0.022995 | 0 | 0 | 0
CFLSFm2020CZ01 | CFLSCESFmCZ012020 | CFL | SCE | SFm | 2020 | CZ01 | rWtd | 0 | 0 | 0 |  | 0 | 0 | 0 | 0 | 0 | 0 | 0 | 1409 | 1410 | 1412 | 1411 | 1409 | 1412 | 1 | 0.8 | 0.99 | 0.572 | 1 | 0.99 | 1.0244 | 1.0244 | 1.0244 | 1 | 1.0244 | 1.0244 | -0.028319 | 0 | -0.028283 | 0 | 0 | 0
CFLSFm2020CZ02 | CFLSCESFmCZ022020 | CFL | SCE | SFm | 2020 | CZ02 | rWtd | 0 | 0 | 0 |  | 0 | 0 | 0 | 0 | 0 | 0 | 0 | 1413 | 1414 | 1416 | 1415 | 1413 | 1416 | 1.042 | 0.842 | 0.986 | 0.56 | 1.042 | 0.986 | 1.8293 | 2 | 1.0488 | 1.0488 | 1.8293 | 1.0488 | -0.029411 | 0 | -0.029458 | 0 | 0 | 0
CFLSFm2020CZ03 | CFLSCESFmCZ032020 | CFL | SCE | SFm | 2020 | CZ03 | rWtd | 0 | 0 | 0 |  | 0 | 0 | 0 | 0 | 0 | 0 | 0 | 1417 | 1418 | 1420 | 1419 | 1417 | 1420 | 1.022 | 0.898 | 0.994 | 0.706 | 1.022 | 0.994 | 1.7805 | 1.9024 | 1.0488 | 1.0244 | 1.7805 | 1.0488 | -0.02087 | 0 | -0.020854 | 0 | 0 | 0
CFLSFm2020CZ04 | CFLSCESFmCZ042020 | CFL | SCE | SFm | 2020 | CZ04 | rWtd | 0 | 0 | 0 |  | 0 | 0 | 0 | 0 | 0 | 0 | 0 | 1421 | 1422 | 1424 | 1423 | 1421 | 1424 | 1.082 | 0.96 | 0.994 | 0.68 | 1.082 | 0.994 | 1.4878 | 1.7561 | 1.0244 | 1.0488 | 1.4878 | 1.0244 | -0.021114 | 0 | -0.021148 | 0 | 0 | 0
CFLSFm2020CZ05 | CFLSCESFmCZ052020 | CFL | SCE | SFm | 2020 | CZ05 | rWtd | 1.0241 | 1.5898 | -0.020405 |  | 42.456 | 2.44 | 0 | 0 | 3.416 | 0 | 48.312 | 1425 | 1426 | 1428 | 1427 | 1425 | 1428 | 1.032 | 0.876 | 0.994 | 0.68 | 1.032 | 0.994 | 1.5909 | 1.5682 | 1.0227 | 1.0227 | 1.5909 | 1.0227 | -0.023219 | 0 | -0.023185 | 0 | 0 | 0
CFLSFm2020CZ06 | CFLSCESFmCZ062020 | CFL | SCE | SFm | 2020 | CZ06 | rWtd | 1.0578 | 1.4243 | -0.015513 |  | 5705.5818 | 327.907 | 1813.7934 | 104.241 | 459.0698 | 145.9374 | 8556.5304 | 1429 | 1430 | 1432 | 1431 | 1429 | 1432 | 1.086 | 0.996 | 0.996 | 0.75 | 1.086 | 0.996 | 1.5455 | 1.8182 | 1 | 1 | 1.5455 | 1 | -0.017656 | 0 | -0.017642 | 0 | 0 | 0
CFLSFm2020CZ07 | CFLSCESFmCZ072020 | CFL | SCE | SFm | 2020 | CZ07 | rWtd | 0 | 0 | 0 |  | 0 | 0 | 0 | 0 | 0 | 0 | 0 | 1433 | 1434 | 1436 | 1435 | 1433 | 1436 | 1.138 | 1.082 | 1 | 0.812 | 1.138 | 1 | 1.4091 | 1.5682 | 1.0227 | 1 | 1.4091 | 1.0227 | -0.012439 | 0 | -0.012487 | 0 | 0 | 0
CFLSFm2020CZ08 | CFLSCESFmCZ082020 | CFL | SCE | SFm | 2020 | CZ08 | rWtd | 1.0953 | 1.2931 | -0.0099876 |  | 3808.7208 | 218.892 | 1655.5404 | 95.146 | 306.4488 | 133.2044 | 6217.9524 | 1437 | 1438 | 1440 | 1439 | 1437 | 1440 | 1.122 | 1.06 | 1.05 | 0.874 | 1.122 | 1.05 | 1.4091 | 1.6364 | 1 | 1 | 1.4091 | 1 | -0.011359 | 0 | -0.01138 | 0 | 0 | 0
CFLSFm2020CZ09 | CFLSCESFmCZ092020 | CFL | SCE | SFm | 2020 | CZ09 | rWtd | 1.0917 | 1.4741 | -0.0127 |  | 5905.0032 | 339.368 | 0 | 0 | 475.1152 | 0 | 6719.4864 | 1441 | 1442 | 1444 | 1443 | 1441 | 1444 | 1.096 | 1.01 | 1.056 | 0.822 | 1.096 | 1.056 | 1.4545 | 1.8409 | 1 | 1 | 1.4545 | 1 | -0.014452 | 0 | -0.014286 | 0 | 0 | 0
CFLSFm2020CZ10 | CFLSCESFmCZ102020 | CFL | SCE | SFm | 2020 | CZ10 | rWtd | 1.094 | 1.3967 | -0.016712 |  | 20431.8282 | 1174.243 | 49.8858 | 2.867 | 1643.9402 | 4.0138 | 23306.778 | 1445 | 1446 | 1448 | 1447 | 1445 | 1448 | 1.1 | 0.986 | 1.03 | 0.716 | 1.1 | 1.03 | 1.3902 | 1.5366 | 1 | 1 | 1.3902 | 1 | -0.019017 | 0 | -0.019053 | 0 | 0 | 0
CFLSFm2020CZ11 | CFLSCESFmCZ112020 | CFL | SCE | SFm | 2020 | CZ11 | rWtd | 0 | 0 | 0 |  | 0 | 0 | 0 | 0 | 0 | 0 | 0 | 1449 | 1450 | 1452 | 1451 | 1449 | 1452 | 1.098 | 0.968 | 1.024 | 0.7 | 1.098 | 1.024 | 1.4634 | 1.6098 | 1 | 1 | 1.4634 | 1 | -0.020677 | 0 | -0.020718 | 0 | 0 | 0
CFLSFm2020CZ12 | CFLSCESFmCZ122020 | CFL | SCE | SFm | 2020 | CZ12 | rWtd | 0 | 0 | 0 |  | 0 | 0 | 0 | 0 | 0 | 0 | 0 | 1453 | 1454 | 1456 | 1455 | 1453 | 1456 | 1.064 | 0.918 | 1.016 | 0.69 | 1.064 | 1.016 | 1.4634 | 1.6098 | 1 | 1 | 1.4634 | 1 | -0.021565 | 0 | -0.021565 | 0 | 0 | 0
CFLSFm2020CZ13 | CFLSCESFmCZ132020 | CFL | SCE | SFm | 2020 | CZ13 | rWtd | 1.1003 | 1.444 | -0.016005 |  | 2374.3866 | 136.459 | 0 | 0 | 191.0426 | 0 | 2701.8882 | 1457 | 1458 | 1460 | 1459 | 1457 | 1460 | 1.106 | 0.994 | 1.028 | 0.74 | 1.106 | 1.028 | 1.439 | 1.5366 | 1 | 1 | 1.439 | 1 | -0.018212 | 0 | -0.018171 | 0 | 0 | 0
CFLSFm2020CZ14 | CFLSCESFmCZ142020 | CFL | SCE | SFm | 2020 | CZ14 | rWtd | 1.0951 | 1.4326 | -0.020073 |  | 3163.494 | 181.81 | 0 | 0 | 254.534 | 0 | 3599.838 | 1461 | 1462 | 1464 | 1463 | 1461 | 1464 | 1.102 | 0.966 | 1.034 | 0.674 | 1.102 | 1.034 | 1.425 | 1.575 | 1 | 1 | 1.425 | 1 | -0.022841 | 0 | -0.022786 | 0 | 0 | 0
CFLSFm2020CZ15 | CFLSCESFmCZ152020 | CFL | SCE | SFm | 2020 | CZ15 | rWtd | 1.1749 | 1.5187 | -0.0088612 |  | 619.5966 | 35.609 | 0 | 0 | 49.8526 | 0 | 705.0582 | 1465 | 1466 | 1468 | 1467 | 1465 | 1468 | 1.178 | 1.116 | 1 | 0.85 | 1.178 | 1 | 1.525 | 1.4 | 1 | 1.025 | 1.525 | 1 | -0.010083 | 0 | -0.010307 | 0 | 0 | 0
CFLSFm2020CZ16 | CFLSCESFmCZ162020 | CFL | SCE | SFm | 2020 | CZ16 | rWtd | 0.99299 | 1.1158 | -0.016257 |  | 159.9756 | 9.194 | 948.3522 | 54.503 | 12.8716 | 76.3042 | 1261.2006 | 1469 | 1470 | 1472 | 1471 | 1469 | 1472 | 1.048 | 0.876 | 0.998 | 0.744 | 1.048 | 0.998 | 1.5122 | 1.5366 | 1.0488 | 1.0488 | 1.5122 | 1.0488 | -0.01851 | 0 | -0.018498 | 0 | 0 | 0
CFLSFm1975CZ01 | CFLSDGSFmCZ011975 | CFL | SDG | SFm | 1975 | CZ01 | rWtd | 0 | 0 | 0 |  | 0 | 0 | 0 | 0 | 0 | 0 | 0 | 897 | 898 | 900 | 899 | 897 | 900 | 1 | 0.698 | 0.982 | 0.468 | 1 | 0.982 | 1.0244 | 1.0244 | 1.0244 | 1 | 1.0244 | 1.0244 | -0.03413 | 0 | -0.03413 | 0 | 0 | 0
CFLSFm1975CZ02 | CFLSDGSFmCZ021975 | CFL | SDG | SFm | 1975 | CZ02 | rWtd | 0 | 0 | 0 |  | 0 | 0 | 0 | 0 | 0 | 0 | 0 | 901 | 902 | 904 | 903 | 901 | 904 | 1.028 | 0.802 | 0.986 | 0.584 | 1.028 | 0.986 | 2 | 2 | 1.0244 | 1.0244 | 2 | 1.0244 | -0.031061 | 0 | -0.031281 | 0 | 0 | 0
CFLSFm1975CZ03 | CFLSDGSFmCZ031975 | CFL | SDG | SFm | 1975 | CZ03 | rWtd | 0 | 0 | 0 |  | 0 | 0 | 0 | 0 | 0 | 0 | 0 | 905 | 906 | 908 | 907 | 905 | 908 | 1.006 | 0.812 | 0.986 | 0.598 | 1.006 | 0.986 | 1.9756 | 2 | 1.0244 | 1.0244 | 1.9756 | 1.0244 | -0.028889 | 0 | -0.029132 | 0 | 0 | 0
CFLSFm1975CZ04 | CFLSDGSFmCZ041975 | CFL | SDG | SFm | 1975 | CZ04 | rWtd | 0 | 0 | 0 |  | 0 | 0 | 0 | 0 | 0 | 0 | 0 | 909 | 910 | 912 | 911 | 909 | 912 | 1.088 | 0.95 | 0.994 | 0.706 | 1.088 | 0.994 | 1.8049 | 2 | 1.0244 | 1.0244 | 1.8049 | 1.0244 | -0.021277 | 0 | -0.021609 | 0 | 0 | 0
CFLSFm1975CZ05 | CFLSDGSFmCZ051975 | CFL | SDG | SFm | 1975 | CZ05 | rWtd | 0 | 0 | 0 |  | 0 | 0 | 0 | 0 | 0 | 0 | 0 | 913 | 914 | 916 | 915 | 913 | 916 | 1 | 0.76 | 0.986 | 0.534 | 1 | 0.986 | 1.8182 | 1.9091 | 1.0227 | 1.0227 | 1.8182 | 1.0227 | -0.033283 | 0 | -0.033536 | 0 | 0 | 0
CFLSFm1975CZ06 | CFLSDGSFmCZ061975 | CFL | SDG | SFm | 1975 | CZ06 | rWtd | 1.0439 | 1.3176 | -0.013829 |  | 28753.7088 | 1652.512 | 28213.2213 | 1621.4495 | 2313.5168 | 2270.0293 | 64824.4377 | 917 | 918 | 920 | 919 | 917 | 920 | 1.104 | 1.014 | 0.998 | 0.784 | 1.104 | 0.998 | 1.5909 | 1.9091 | 1.0227 | 1.0227 | 1.5909 | 1.0227 | -0.015649 | 0 | -0.015825 | 0 | 0 | 0
CFLSFm1975CZ07 | CFLSDGSFmCZ071975 | CFL | SDG | SFm | 1975 | CZ07 | rWtd | 1.0182 | 1.2841 | -0.017056 |  | 111659.8803 | 6417.2345 | 240240.06 | 13806.9 | 8984.1283 | 19329.66 | 400437.8631 | 921 | 922 | 924 | 923 | 921 | 924 | 1.104 | 0.994 | 0.994 | 0.736 | 1.104 | 0.994 | 1.8409 | 2 | 1.0227 | 1 | 1.8409 | 1.0227 | -0.019222 | 0 | -0.019495 | 0 | 0 | 0
CFLSFm1975CZ08 | CFLSDGSFmCZ081975 | CFL | SDG | SFm | 1975 | CZ08 | rWtd | 1.1366 | 1.6423 | -0.013151 |  | 6395.7963 | 367.5745 | 1017.9087 | 58.5005 | 514.6043 | 81.9007 | 8436.285 | 925 | 926 | 928 | 927 | 925 | 928 | 1.164 | 1.09 | 0.998 | 0.794 | 1.164 | 0.998 | 1.7273 | 2 | 1.0227 | 1 | 1.7273 | 1.0227 | -0.014925 | 0 | -0.015214 | 0 | 0 | 0
CFLSFm1975CZ09 | CFLSDGSFmCZ091975 | CFL | SDG | SFm | 1975 | CZ09 | rWtd | 0 | 0 | 0 |  | 0 | 0 | 0 | 0 | 0 | 0 | 0 | 929 | 930 | 932 | 931 | 929 | 932 | 1.148 | 1.064 | 0.996 | 0.75 | 1.148 | 0.996 | 1.5111 | 1.9556 | 1 | 1 | 1.5111 | 1 | -0.017711 | 0 | -0.017956 | 0 | 0 | 0
CFLSFm1975CZ10 | CFLSDGSFmCZ101975 | CFL | SDG | SFm | 1975 | CZ10 | rWtd | 1.0802 | 1.5774 | -0.016843 |  | 119059.0563 | 6842.4745 | 44165.4543 | 2538.2445 | 9579.4643 | 3553.5423 | 185738.2362 | 933 | 934 | 936 | 935 | 933 | 936 | 1.122 | 1.012 | 0.996 | 0.728 | 1.122 | 0.996 | 1.7805 | 2 | 1 | 1 | 1.7805 | 1 | -0.019088 | 0 | -0.019377 | 0 | 0 | 0
CFLSFm1975CZ11 | CFLSDGSFmCZ111975 | CFL | SDG | SFm | 1975 | CZ11 | rWtd | 0 | 0 | 0 |  | 0 | 0 | 0 | 0 | 0 | 0 | 0 | 937 | 938 | 940 | 939 | 937 | 940 | 1.116 | 0.968 | 0.994 | 0.666 | 1.116 | 0.994 | 1.8 | 2 | 1.025 | 1 | 1.8 | 1.025 | -0.023647 | 0 | -0.023923 | 0 | 0 | 0
CFLSFm1975CZ12 | CFLSDGSFmCZ121975 | CFL | SDG | SFm | 1975 | CZ12 | rWtd | 0 | 0 | 0 |  | 0 | 0 | 0 | 0 | 0 | 0 | 0 | 941 | 942 | 944 | 943 | 941 | 944 | 1.098 | 0.942 | 0.994 | 0.672 | 1.098 | 0.994 | 1.825 | 2 | 1.025 | 1.025 | 1.825 | 1.025 | -0.023075 | 0 | -0.023355 | 0 | 0 | 0
CFLSFm1975CZ13 | CFLSDGSFmCZ131975 | CFL | SDG | SFm | 1975 | CZ13 | rWtd | 0 | 0 | 0 |  | 0 | 0 | 0 | 0 | 0 | 0 | 0 | 945 | 946 | 948 | 947 | 945 | 948 | 1.15 | 1.026 | 0.994 | 0.686 | 1.15 | 0.994 | 1.7 | 1.95 | 1.025 | 1 | 1.7 | 1.025 | -0.021561 | 0 | -0.021905 | 0 | 0 | 0
CFLSFm1975CZ14 | CFLSDGSFmCZ141975 | CFL | SDG | SFm | 1975 | CZ14 | rWtd | 1.0951 | 1.4659 | -0.019385 |  | 4297.9566 | 247.009 | 1849.4808 | 106.292 | 345.8126 | 148.8088 | 6995.3598 | 949 | 950 | 952 | 951 | 949 | 952 | 1.152 | 1.016 | 0.994 | 0.696 | 1.152 | 0.994 | 1.65 | 1.975 | 1 | 1 | 1.65 | 1 | -0.021947 | 0 | -0.02232 | 0 | 0 | 0
CFLSFm1975CZ15 | CFLSDGSFmCZ151975 | CFL | SDG | SFm | 1975 | CZ15 | rWtd | 1.1973 | 1.6889 | -0.0089116 |  | 2230.2189 | 128.1735 | 0 | 0 | 179.4429 | 0 | 2537.8353 | 953 | 954 | 956 | 955 | 953 | 956 | 1.198 | 1.184 | 1.002 | 0.864 | 1.198 | 1.002 | 1.675 | 1.95 | 1 | 1 | 1.675 | 1 | -0.010141 | 0 | -0.010506 | 0 | 0 | 0
CFLSFm1975CZ16 | CFLSDGSFmCZ161975 | CFL | SDG | SFm | 1975 | CZ16 | rWtd | 0 | 0 | 0 |  | 0 | 0 | 0 | 0 | 0 | 0 | 0 | 957 | 958 | 960 | 959 | 957 | 960 | 1.08 | 0.828 | 0.99 | 0.624 | 1.08 | 0.99 | 1.6341 | 1.7073 | 1.0488 | 1.0244 | 1.6341 | 1.0488 | -0.026214 | 0 | -0.026529 | 0 | 0 | 0
CFLSFm1985CZ01 | CFLSDGSFmCZ011985 | CFL | SDG | SFm | 1985 | CZ01 | rWtd | 0 | 0 | 0 |  | 0 | 0 | 0 | 0 | 0 | 0 | 0 | 961 | 962 | 964 | 963 | 961 | 964 | 1 | 0.602 | 0.972 | 0.408 | 1 | 0.972 | 1.0488 | 1.0244 | 1.0488 | 1.0244 | 1.0488 | 1.0488 | -0.03413 | 0 | -0.03413 | 0 | 0 | 0
CFLSFm1985CZ02 | CFLSDGSFmCZ021985 | CFL | SDG | SFm | 1985 | CZ02 | rWtd | 0 | 0 | 0 |  | 0 | 0 | 0 | 0 | 0 | 0 | 0 | 965 | 966 | 968 | 967 | 965 | 968 | 1 | 0.716 | 0.982 | 0.564 | 1 | 0.982 | 1.3902 | 1.4146 | 1.0244 | 1.0244 | 1.3902 | 1.0244 | -0.033383 | 0 | -0.033717 | 0 | 0 | 0
CFLSFm1985CZ03 | CFLSDGSFmCZ031985 | CFL | SDG | SFm | 1985 | CZ03 | rWtd | 0 | 0 | 0 |  | 0 | 0 | 0 | 0 | 0 | 0 | 0 | 969 | 970 | 972 | 971 | 969 | 972 | 1.012 | 0.764 | 0.98 | 0.558 | 1.012 | 0.98 | 2 | 2 | 1.0488 | 1.0244 | 2 | 1.0488 | -0.03413 | 0 | -0.03413 | 0 | 0 | 0
CFLSFm1985CZ04 | CFLSDGSFmCZ041985 | CFL | SDG | SFm | 1985 | CZ04 | rWtd | 0 | 0 | 0 |  | 0 | 0 | 0 | 0 | 0 | 0 | 0 | 973 | 974 | 976 | 975 | 973 | 976 | 1.116 | 0.942 | 0.988 | 0.654 | 1.116 | 0.988 | 1.5122 | 1.8293 | 1.0488 | 1.0488 | 1.5122 | 1.0488 | -0.02619 | 0 | -0.026589 | 0 | 0 | 0
CFLSFm1985CZ05 | CFLSDGSFmCZ051985 | CFL | SDG | SFm | 1985 | CZ05 | rWtd | 0 | 0 | 0 |  | 0 | 0 | 0 | 0 | 0 | 0 | 0 | 977 | 978 | 980 | 979 | 977 | 980 | 1.012 | 0.75 | 0.984 | 0.55 | 1.012 | 0.984 | 1.75 | 2 | 1 | 1.0227 | 1.75 | 1 | -0.033492 | 0 | -0.033914 | 0 | 0 | 0
CFLSFm1985CZ06 | CFLSDGSFmCZ061985 | CFL | SDG | SFm | 1985 | CZ06 | rWtd | 1.0484 | 1.2846 | -0.016698 |  | 28753.7088 | 1652.512 | 28213.2213 | 1621.4495 | 2313.5168 | 2270.0293 | 64824.4377 | 981 | 982 | 984 | 983 | 981 | 984 | 1.12 | 1.004 | 0.994 | 0.746 | 1.12 | 0.994 | 1.5455 | 1.8864 | 1 | 1.0227 | 1.5455 | 1 | -0.018865 | 0 | -0.019141 | 0 | 0 | 0
CFLSFm1985CZ07 | CFLSDGSFmCZ071985 | CFL | SDG | SFm | 1985 | CZ07 | rWtd | 1.0192 | 1.2146 | -0.018438 |  | 111659.8803 | 6417.2345 | 240240.06 | 13806.9 | 8984.1283 | 19329.66 | 400437.8631 | 985 | 986 | 988 | 987 | 985 | 988 | 1.112 | 0.994 | 0.992 | 0.73 | 1.112 | 0.992 | 1.6591 | 2 | 1 | 1 | 1.6591 | 1 | -0.020763 | 0 | -0.021082 | 0 | 0 | 0
CFLSFm1985CZ08 | CFLSDGSFmCZ081985 | CFL | SDG | SFm | 1985 | CZ08 | rWtd | 1.1366 | 1.5432 | -0.013771 |  | 6395.7963 | 367.5745 | 1017.9087 | 58.5005 | 514.6043 | 81.9007 | 8436.285 | 989 | 990 | 992 | 991 | 989 | 992 | 1.164 | 1.092 | 0.998 | 0.788 | 1.164 | 0.998 | 1.6136 | 1.8636 | 1.0227 | 1 | 1.6136 | 1.0227 | -0.015628 | 0 | -0.015931 | 0 | 0 | 0
CFLSFm1985CZ09 | CFLSDGSFmCZ091985 | CFL | SDG | SFm | 1985 | CZ09 | rWtd | 0 | 0 | 0 |  | 0 | 0 | 0 | 0 | 0 | 0 | 0 | 993 | 994 | 996 | 995 | 993 | 996 | 1.138 | 1.046 | 0.996 | 0.742 | 1.138 | 0.996 | 1.7955 | 2 | 1.0227 | 1 | 1.7955 | 1.0227 | -0.01865 | 0 | -0.018887 | 0 | 0 | 0
CFLSFm1985CZ10 | CFLSDGSFmCZ101985 | CFL | SDG | SFm | 1985 | CZ10 | rWtd | 1.0828 | 1.5736 | -0.019688 |  | 119059.0563 | 6842.4745 | 44165.4543 | 2538.2445 | 9579.4643 | 3553.5423 | 185738.2362 | 997 | 998 | 1000 | 999 | 997 | 1000 | 1.128 | 0.996 | 0.994 | 0.692 | 1.128 | 0.994 | 1.775 | 2 | 1 | 1 | 1.775 | 1 | -0.022309 | 0 | -0.022657 | 0 | 0 | 0
CFLSFm1985CZ11 | CFLSDGSFmCZ111985 | CFL | SDG | SFm | 1985 | CZ11 | rWtd | 0 | 0 | 0 |  | 0 | 0 | 0 | 0 | 0 | 0 | 0 | 1001 | 1002 | 1004 | 1003 | 1001 | 1004 | 1.136 | 0.954 | 0.99 | 0.612 | 1.136 | 0.99 | 1.775 | 1.975 | 1 | 1 | 1.775 | 1 | -0.027813 | 0 | -0.028152 | 0 | 0 | 0
CFLSFm1985CZ12 | CFLSDGSFmCZ121985 | CFL | SDG | SFm | 1985 | CZ12 | rWtd | 0 | 0 | 0 |  | 0 | 0 | 0 | 0 | 0 | 0 | 0 | 1005 | 1006 | 1008 | 1007 | 1005 | 1008 | 1.094 | 0.92 | 0.992 | 0.648 | 1.094 | 0.992 | 1.925 | 2 | 1 | 1 | 1.925 | 1 | -0.025274 | 0 | -0.025595 | 0 | 0 | 0
CFLSFm1985CZ13 | CFLSDGSFmCZ131985 | CFL | SDG | SFm | 1985 | CZ13 | rWtd | 0 | 0 | 0 |  | 0 | 0 | 0 | 0 | 0 | 0 | 0 | 1009 | 1010 | 1012 | 1011 | 1009 | 1012 | 1.162 | 1.038 | 0.994 | 0.684 | 1.162 | 0.994 | 1.6 | 1.9 | 1 | 1.025 | 1.6 | 1 | -0.021873 | 0 | -0.02223 | 0 | 0 | 0
CFLSFm1985CZ14 | CFLSDGSFmCZ141985 | CFL | SDG | SFm | 1985 | CZ14 | rWtd | 1.0852 | 1.5166 | -0.023125 |  | 4297.9566 | 247.009 | 1849.4808 | 106.292 | 345.8126 | 148.8088 | 6995.3598 | 1013 | 1014 | 1016 | 1015 | 1013 | 1016 | 1.142 | 0.962 | 0.992 | 0.644 | 1.142 | 0.992 | 1.725 | 2 | 1 | 1 | 1.725 | 1 | -0.026231 | 0 | -0.026511 | 0 | 0 | 0
CFLSFm1985CZ15 | CFLSDGSFmCZ151985 | CFL | SDG | SFm | 1985 | CZ15 | rWtd | 1.2032 | 1.7389 | -0.0098818 |  | 2230.2189 | 128.1735 | 0 | 0 | 179.4429 | 0 | 2537.8353 | 1017 | 1018 | 1020 | 1019 | 1017 | 1020 | 1.204 | 1.188 | 1 | 0.848 | 1.204 | 1 | 1.725 | 2 | 1.025 | 1 | 1.725 | 1.025 | -0.011245 | 0 | -0.011643 | 0 | 0 | 0
CFLSFm1985CZ16 | CFLSDGSFmCZ161985 | CFL | SDG | SFm | 1985 | CZ16 | rWtd | 0 | 0 | 0 |  | 0 | 0 | 0 | 0 | 0 | 0 | 0 | 1021 | 1022 | 1024 | 1023 | 1021 | 1024 | 1.062 | 0.716 | 0.982 | 0.56 | 1.062 | 0.982 | 1.878 | 2 | 1.0244 | 1.0244 | 1.878 | 1.0244 | -0.034053 | 0 | -0.03413 | 0 | 0 | 0
CFLSFm1996CZ01 | CFLSDGSFmCZ011996 | CFL | SDG | SFm | 1996 | CZ01 | rWtd | 0 | 0 | 0 |  | 0 | 0 | 0 | 0 | 0 | 0 | 0 | 1025 | 1026 | 1028 | 1027 | 1025 | 1028 | 1 | 0.748 | 0.986 | 0.554 | 1 | 0.986 | 1 | 1 | 1 | 1 | 1 | 1 | -0.030159 | 0 | -0.030376 | 0 | 0 | 0
CFLSFm1996CZ02 | CFLSDGSFmCZ021996 | CFL | SDG | SFm | 1996 | CZ02 | rWtd | 0 | 0 | 0 |  | 0 | 0 | 0 | 0 | 0 | 0 | 0 | 1029 | 1030 | 1032 | 1031 | 1029 | 1032 | 1.044 | 0.864 | 0.99 | 0.66 | 1.044 | 0.99 | 1.7143 | 2 | 1.0238 | 1 | 1.7143 | 1.0238 | -0.024913 | 0 | -0.025066 | 0 | 0 | 0
CFLSFm1996CZ03 | CFLSDGSFmCZ031996 | CFL | SDG | SFm | 1996 | CZ03 | rWtd | 0 | 0 | 0 |  | 0 | 0 | 0 | 0 | 0 | 0 | 0 | 1033 | 1034 | 1036 | 1035 | 1033 | 1036 | 1.008 | 0.814 | 0.986 | 0.608 | 1.008 | 0.986 | 1.9286 | 2 | 1.0238 | 1 | 1.9286 | 1.0238 | -0.02756 | 0 | -0.027703 | 0 | 0 | 0
CFLSFm1996CZ04 | CFLSDGSFmCZ041996 | CFL | SDG | SFm | 1996 | CZ04 | rWtd | 0 | 0 | 0 |  | 0 | 0 | 0 | 0 | 0 | 0 | 0 | 1037 | 1038 | 1040 | 1039 | 1037 | 1040 | 1.094 | 0.954 | 0.992 | 0.686 | 1.094 | 0.992 | 1.7381 | 1.881 | 1 | 1 | 1.7381 | 1 | -0.02241 | 0 | -0.02257 | 0 | 0 | 0
CFLSFm1996CZ05 | CFLSDGSFmCZ051996 | CFL | SDG | SFm | 1996 | CZ05 | rWtd | 0 | 0 | 0 |  | 0 | 0 | 0 | 0 | 0 | 0 | 0 | 1041 | 1042 | 1044 | 1043 | 1041 | 1044 | 1.014 | 0.75 | 0.982 | 0.488 | 1.014 | 0.982 | 1.6818 | 1.75 | 1.0227 | 1 | 1.6818 | 1.0227 | -0.03413 | 0 | -0.03413 | 0 | 0 | 0
CFLSFm1996CZ06 | CFLSDGSFmCZ061996 | CFL | SDG | SFm | 1996 | CZ06 | rWtd | 1.0636 | 1.3015 | -0.015084 |  | 28753.7088 | 1652.512 | 28213.2213 | 1621.4495 | 2313.5168 | 2270.0293 | 64824.4377 | 1045 | 1046 | 1048 | 1047 | 1045 | 1048 | 1.146 | 1.054 | 0.996 | 0.764 | 1.146 | 0.996 | 1.5581 | 1.8605 | 1.0233 | 1.0465 | 1.5581 | 1.0233 | -0.017056 | 0 | -0.017276 | 0 | 0 | 0
CFLSFm1996CZ07 | CFLSDGSFmCZ071996 | CFL | SDG | SFm | 1996 | CZ07 | rWtd | 1.0157 | 1.179 | -0.015664 |  | 111659.8803 | 6417.2345 | 240240.06 | 13806.9 | 8984.1283 | 19329.66 | 400437.8631 | 1049 | 1050 | 1052 | 1051 | 1049 | 1052 | 1.092 | 1.004 | 0.994 | 0.762 | 1.092 | 0.994 | 1.4884 | 2 | 1.0233 | 1.0233 | 1.4884 | 1.0233 | -0.017761 | 0 | -0.017853 | 0 | 0 | 0
CFLSFm1996CZ08 | CFLSDGSFmCZ081996 | CFL | SDG | SFm | 1996 | CZ08 | rWtd | 1.1586 | 1.4417 | -0.01218 |  | 6395.7963 | 367.5745 | 1017.9087 | 58.5005 | 514.6043 | 81.9007 | 8436.285 | 1053 | 1054 | 1056 | 1055 | 1053 | 1056 | 1.188 | 1.142 | 0.998 | 0.808 | 1.188 | 0.998 | 1.4884 | 1.8837 | 1.0233 | 1.0233 | 1.4884 | 1.0233 | -0.013825 | 0 | -0.014083 | 0 | 0 | 0
CFLSFm1996CZ09 | CFLSDGSFmCZ091996 | CFL | SDG | SFm | 1996 | CZ09 | rWtd | 0 | 0 | 0 |  | 0 | 0 | 0 | 0 | 0 | 0 | 0 | 1057 | 1058 | 1060 | 1059 | 1057 | 1060 | 1.17 | 1.086 | 0.998 | 0.778 | 1.17 | 0.998 | 1.5111 | 1.8444 | 1 | 1 | 1.5111 | 1 | -0.016034 | 0 | -0.01617 | 0 | 0 | 0
CFLSFm1996CZ10 | CFLSDGSFmCZ101996 | CFL | SDG | SFm | 1996 | CZ10 | rWtd | 1.1024 | 1.4295 | -0.017633 |  | 119059.0563 | 6842.4745 | 44165.4543 | 2538.2445 | 9579.4643 | 3553.5423 | 185738.2362 | 1061 | 1062 | 1064 | 1063 | 1061 | 1064 | 1.154 | 1.034 | 0.994 | 0.706 | 1.154 | 0.994 | 1.575 | 1.85 | 1 | 1 | 1.575 | 1 | -0.019959 | 0 | -0.020351 | 0 | 0 | 0
CFLSFm1996CZ11 | CFLSDGSFmCZ111996 | CFL | SDG | SFm | 1996 | CZ11 | rWtd | 0 | 0 | 0 |  | 0 | 0 | 0 | 0 | 0 | 0 | 0 | 1065 | 1066 | 1068 | 1067 | 1065 | 1068 | 1.124 | 0.948 | 0.99 | 0.618 | 1.124 | 0.99 | 1.75 | 2 | 1.025 | 1 | 1.75 | 1.025 | -0.025242 | 0 | -0.025505 | 0 | 0 | 0
CFLSFm1996CZ12 | CFLSDGSFmCZ121996 | CFL | SDG | SFm | 1996 | CZ12 | rWtd | 0 | 0 | 0 |  | 0 | 0 | 0 | 0 | 0 | 0 | 0 | 1069 | 1070 | 1072 | 1071 | 1069 | 1072 | 1.092 | 0.924 | 0.992 | 0.648 | 1.092 | 0.992 | 1.6 | 1.85 | 1.025 | 1 | 1.6 | 1.025 | -0.023922 | 0 | -0.024138 | 0 | 0 | 0
CFLSFm1996CZ13 | CFLSDGSFmCZ131996 | CFL | SDG | SFm | 1996 | CZ13 | rWtd | 0 | 0 | 0 |  | 0 | 0 | 0 | 0 | 0 | 0 | 0 | 1073 | 1074 | 1076 | 1075 | 1073 | 1076 | 1.142 | 1.012 | 0.992 | 0.668 | 1.142 | 0.992 | 1.6 | 1.8 | 1.025 | 1.025 | 1.6 | 1.025 | -0.021493 | 0 | -0.021743 | 0 | 0 | 0
CFLSFm1996CZ14 | CFLSDGSFmCZ141996 | CFL | SDG | SFm | 1996 | CZ14 | rWtd | 1.0872 | 1.4283 | -0.020184 |  | 4297.9566 | 247.009 | 1849.4808 | 106.292 | 345.8126 | 148.8088 | 6995.3598 | 1077 | 1078 | 1080 | 1079 | 1077 | 1080 | 1.144 | 0.972 | 0.992 | 0.662 | 1.144 | 0.992 | 1.6 | 1.85 | 1 | 1 | 1.6 | 1 | -0.022905 | 0 | -0.023116 | 0 | 0 | 0
CFLSFm1996CZ15 | CFLSDGSFmCZ151996 | CFL | SDG | SFm | 1996 | CZ15 | rWtd | 1.201 | 1.6376 | -0.009673 |  | 2230.2189 | 128.1735 | 0 | 0 | 179.4429 | 0 | 2537.8353 | 1081 | 1082 | 1084 | 1083 | 1081 | 1084 | 1.202 | 1.182 | 1 | 0.84 | 1.202 | 1 | 1.625 | 1.875 | 1.025 | 1 | 1.625 | 1.025 | -0.011007 | 0 | -0.011319 | 0 | 0 | 0
CFLSFm1996CZ16 | CFLSDGSFmCZ161996 | CFL | SDG | SFm | 1996 | CZ16 | rWtd | 0 | 0 | 0 |  | 0 | 0 | 0 | 0 | 0 | 0 | 0 | 1085 | 1086 | 1088 | 1087 | 1085 | 1088 | 1.062 | 0.838 | 0.994 | 0.694 | 1.062 | 0.994 | 1.8095 | 1.7143 | 1.0238 | 1 | 1.8095 | 1.0238 | -0.021802 | 0 | -0.021945 | 0 | 0 | 0
CFLSFm2003CZ01 | CFLSDGSFmCZ012003 | CFL | SDG | SFm | 2003 | CZ01 | rWtd | 0 | 0 | 0 |  | 0 | 0 | 0 | 0 | 0 | 0 | 0 | 1089 | 1090 | 1092 | 1091 | 1089 | 1092 | 1 | 0.74 | 0.986 | 0.536 | 1 | 0.986 | 1.0244 | 1.0244 | 1.0244 | 1.0244 | 1.0244 | 1.0244 | -0.031833 | 0 | -0.032065 | 0 | 0 | 0
CFLSFm2003CZ02 | CFLSDGSFmCZ022003 | CFL | SDG | SFm | 2003 | CZ02 | rWtd | 0 | 0 | 0 |  | 0 | 0 | 0 | 0 | 0 | 0 | 0 | 1093 | 1094 | 1096 | 1095 | 1093 | 1096 | 1.038 | 0.822 | 0.986 | 0.602 | 1.038 | 0.986 | 2 | 2 | 1.0488 | 1.0244 | 2 | 1.0488 | -0.027281 | 0 | -0.027541 | 0 | 0 | 0
CFLSFm2003CZ03 | CFLSDGSFmCZ032003 | CFL | SDG | SFm | 2003 | CZ03 | rWtd | 0 | 0 | 0 |  | 0 | 0 | 0 | 0 | 0 | 0 | 0 | 1097 | 1098 | 1100 | 1099 | 1097 | 1100 | 1.008 | 0.818 | 0.988 | 0.618 | 1.008 | 0.988 | 1.9024 | 2 | 1.0244 | 1.0244 | 1.9024 | 1.0244 | -0.027123 | 0 | -0.027255 | 0 | 0 | 0
CFLSFm2003CZ04 | CFLSDGSFmCZ042003 | CFL | SDG | SFm | 2003 | CZ04 | rWtd | 0 | 0 | 0 |  | 0 | 0 | 0 | 0 | 0 | 0 | 0 | 1101 | 1102 | 1104 | 1103 | 1101 | 1104 | 1.096 | 0.954 | 0.99 | 0.672 | 1.096 | 0.99 | 1.5854 | 1.8293 | 1.0244 | 1.0244 | 1.5854 | 1.0244 | -0.023137 | 0 | -0.023296 | 0 | 0 | 0
CFLSFm2003CZ05 | CFLSDGSFmCZ052003 | CFL | SDG | SFm | 2003 | CZ05 | rWtd | 0 | 0 | 0 |  | 0 | 0 | 0 | 0 | 0 | 0 | 0 | 1105 | 1106 | 1108 | 1107 | 1105 | 1108 | 1.016 | 0.786 | 0.986 | 0.566 | 1.016 | 0.986 | 1.6364 | 1.7955 | 1.0227 | 1 | 1.6364 | 1.0227 | -0.031343 | 0 | -0.031345 | 0 | 0 | 0
CFLSFm2003CZ06 | CFLSDGSFmCZ062003 | CFL | SDG | SFm | 2003 | CZ06 | rWtd | 1.0659 | 1.293 | -0.010864 |  | 28753.7088 | 1652.512 | 28213.2213 | 1621.4495 | 2313.5168 | 2270.0293 | 64824.4377 | 1109 | 1110 | 1112 | 1111 | 1109 | 1112 | 1.142 | 1.086 | 1 | 0.826 | 1.142 | 1 | 1.5455 | 1.8182 | 1.0227 | 1 | 1.5455 | 1.0227 | -0.012317 | 0 | -0.012408 | 0 | 0 | 0
CFLSFm2003CZ07 | CFLSDGSFmCZ072003 | CFL | SDG | SFm | 2003 | CZ07 | rWtd | 1.0289 | 1.1847 | -0.01678 |  | 111659.8803 | 6417.2345 | 240240.06 | 13806.9 | 8984.1283 | 19329.66 | 400437.8631 | 1113 | 1114 | 1116 | 1115 | 1113 | 1116 | 1.136 | 1.046 | 0.994 | 0.74 | 1.136 | 0.994 | 1.5682 | 1.8409 | 1 | 1 | 1.5682 | 1 | -0.018969 | 0 | -0.019153 | 0 | 0 | 0
CFLSFm2003CZ08 | CFLSDGSFmCZ082003 | CFL | SDG | SFm | 2003 | CZ08 | rWtd | 1.1692 | 1.4454 | -0.011671 |  | 6395.7963 | 367.5745 | 1017.9087 | 58.5005 | 514.6043 | 81.9007 | 8436.285 | 1117 | 1118 | 1120 | 1119 | 1117 | 1120 | 1.2 | 1.16 | 0.998 | 0.812 | 1.2 | 0.998 | 1.5 | 1.75 | 1.0227 | 1.0227 | 1.5 | 1.0227 | -0.013254 | 0 | -0.013444 | 0 | 0 | 0
CFLSFm2003CZ09 | CFLSDGSFmCZ092003 | CFL | SDG | SFm | 2003 | CZ09 | rWtd | 0 | 0 | 0 |  | 0 | 0 | 0 | 0 | 0 | 0 | 0 | 1121 | 1122 | 1124 | 1123 | 1121 | 1124 | 1.134 | 1.048 | 0.996 | 0.768 | 1.134 | 0.996 | 1.5682 | 1.8409 | 1 | 1 | 1.5682 | 1 | -0.016005 | 0 | -0.016112 | 0 | 0 | 0
CFLSFm2003CZ10 | CFLSDGSFmCZ102003 | CFL | SDG | SFm | 2003 | CZ10 | rWtd | 1.0906 | 1.3443 | -0.017743 |  | 119059.0563 | 6842.4745 | 44165.4543 | 2538.2445 | 9579.4643 | 3553.5423 | 185738.2362 | 1125 | 1126 | 1128 | 1127 | 1125 | 1128 | 1.138 | 1.022 | 0.994 | 0.692 | 1.138 | 0.994 | 1.4634 | 1.6341 | 1 | 1 | 1.4634 | 1 | -0.020106 | 0 | -0.020418 | 0 | 0 | 0
CFLSFm2003CZ11 | CFLSDGSFmCZ112003 | CFL | SDG | SFm | 2003 | CZ11 | rWtd | 0 | 0 | 0 |  | 0 | 0 | 0 | 0 | 0 | 0 | 0 | 1129 | 1130 | 1132 | 1131 | 1129 | 1132 | 1.13 | 0.982 | 0.992 | 0.66 | 1.13 | 0.992 | 1.561 | 1.7805 | 1 | 1 | 1.561 | 1 | -0.022229 | 0 | -0.022514 | 0 | 0 | 0
CFLSFm2003CZ12 | CFLSDGSFmCZ122003 | CFL | SDG | SFm | 2003 | CZ12 | rWtd | 0 | 0 | 0 |  | 0 | 0 | 0 | 0 | 0 | 0 | 0 | 1133 | 1134 | 1136 | 1135 | 1133 | 1136 | 1.086 | 0.926 | 0.992 | 0.67 | 1.086 | 0.992 | 1.6341 | 1.8049 | 1 | 1 | 1.6341 | 1 | -0.022291 | 0 | -0.022531 | 0 | 0 | 0
CFLSFm2003CZ13 | CFLSDGSFmCZ132003 | CFL | SDG | SFm | 2003 | CZ13 | rWtd | 0 | 0 | 0 |  | 0 | 0 | 0 | 0 | 0 | 0 | 0 | 1137 | 1138 | 1140 | 1139 | 1137 | 1140 | 1.146 | 1.032 | 0.996 | 0.708 | 1.146 | 0.996 | 1.5854 | 1.7561 | 1 | 1 | 1.5854 | 1 | -0.018557 | 0 | -0.018875 | 0 | 0 | 0
CFLSFm2003CZ14 | CFLSDGSFmCZ142003 | CFL | SDG | SFm | 2003 | CZ14 | rWtd | 1.0866 | 1.3226 | -0.019868 |  | 4297.9566 | 247.009 | 1849.4808 | 106.292 | 345.8126 | 148.8088 | 6995.3598 | 1141 | 1142 | 1144 | 1143 | 1141 | 1144 | 1.142 | 0.99 | 0.992 | 0.67 | 1.142 | 0.992 | 1.45 | 1.475 | 1.025 | 1 | 1.45 | 1.025 | -0.022534 | 0 | -0.022782 | 0 | 0 | 0
CFLSFm2003CZ15 | CFLSDGSFmCZ152003 | CFL | SDG | SFm | 2003 | CZ15 | rWtd | 1.1946 | 1.6876 | -0.0093517 |  | 2230.2189 | 128.1735 | 0 | 0 | 179.4429 | 0 | 2537.8353 | 1145 | 1146 | 1148 | 1147 | 1145 | 1148 | 1.196 | 1.168 | 1 | 0.844 | 1.196 | 1 | 1.675 | 1.925 | 1.025 | 1 | 1.675 | 1.025 | -0.010642 | 0 | -0.01089 | 0 | 0 | 0
CFLSFm2003CZ16 | CFLSDGSFmCZ162003 | CFL | SDG | SFm | 2003 | CZ16 | rWtd | 0 | 0 | 0 |  | 0 | 0 | 0 | 0 | 0 | 0 | 0 | 1149 | 1150 | 1152 | 1151 | 1149 | 1152 | 1.056 | 0.834 | 0.994 | 0.698 | 1.056 | 0.994 | 1.8537 | 2 | 1.0244 | 1.0244 | 1.8537 | 1.0244 | -0.021541 | 0 | -0.021684 | 0 | 0 | 0
CFLSFm2007CZ01 | CFLSDGSFmCZ012007 | CFL | SDG | SFm | 2007 | CZ01 | rWtd | 0 | 0 | 0 |  | 0 | 0 | 0 | 0 | 0 | 0 | 0 | 1153 | 1154 | 1156 | 1155 | 1153 | 1156 | 1 | 0.75 | 0.984 | 0.502 | 1 | 0.984 | 1.0244 | 1.0244 | 1.0244 | 1 | 1.0244 | 1.0244 | -0.033036 | 0 | -0.033168 | 0 | 0 | 0
CFLSFm2007CZ02 | CFLSDGSFmCZ022007 | CFL | SDG | SFm | 2007 | CZ02 | rWtd | 0 | 0 | 0 |  | 0 | 0 | 0 | 0 | 0 | 0 | 0 | 1157 | 1158 | 1160 | 1159 | 1157 | 1160 | 1.042 | 0.828 | 0.984 | 0.552 | 1.042 | 0.984 | 1.6098 | 2 | 1.0488 | 1.0488 | 1.6098 | 1.0488 | -0.030445 | 0 | -0.030641 | 0 | 0 | 0
CFLSFm2007CZ03 | CFLSDGSFmCZ032007 | CFL | SDG | SFm | 2007 | CZ03 | rWtd | 0 | 0 | 0 |  | 0 | 0 | 0 | 0 | 0 | 0 | 0 | 1161 | 1162 | 1164 | 1163 | 1161 | 1164 | 1.016 | 0.856 | 0.988 | 0.632 | 1.016 | 0.988 | 1.8537 | 1.9756 | 1.0488 | 1.0244 | 1.8537 | 1.0488 | -0.025748 | 0 | -0.025821 | 0 | 0 | 0
CFLSFm2007CZ04 | CFLSDGSFmCZ042007 | CFL | SDG | SFm | 2007 | CZ04 | rWtd | 0 | 0 | 0 |  | 0 | 0 | 0 | 0 | 0 | 0 | 0 | 1165 | 1166 | 1168 | 1167 | 1165 | 1168 | 1.088 | 0.944 | 0.99 | 0.66 | 1.088 | 0.99 | 1.439 | 1.6829 | 1.0488 | 1.0244 | 1.439 | 1.0488 | -0.023739 | 0 | -0.02386 | 0 | 0 | 0
CFLSFm2007CZ05 | CFLSDGSFmCZ052007 | CFL | SDG | SFm | 2007 | CZ05 | rWtd | 0 | 0 | 0 |  | 0 | 0 | 0 | 0 | 0 | 0 | 0 | 1169 | 1170 | 1172 | 1171 | 1169 | 1172 | 1.014 | 0.816 | 0.988 | 0.578 | 1.014 | 0.988 | 1.5909 | 1.6136 | 1.0227 | 1 | 1.5909 | 1.0227 | -0.029631 | 0 | -0.029763 | 0 | 0 | 0
CFLSFm2007CZ06 | CFLSDGSFmCZ062007 | CFL | SDG | SFm | 2007 | CZ06 | rWtd | 1.0555 | 1.2804 | -0.013716 |  | 2681.8968 | 154.132 | 1993.4658 | 114.567 | 215.7848 | 160.3938 | 5320.2402 | 1173 | 1174 | 1176 | 1175 | 1173 | 1176 | 1.112 | 1.024 | 0.996 | 0.786 | 1.112 | 0.996 | 1.4773 | 1.7045 | 1 | 1 | 1.4773 | 1 | -0.015568 | 0 | -0.015661 | 0 | 0 | 0
CFLSFm2007CZ07 | CFLSDGSFmCZ072007 | CFL | SDG | SFm | 2007 | CZ07 | rWtd | 1.0469 | 1.1586 | -0.013009 |  | 4352.958 | 250.17 | 6531.6816 | 375.384 | 350.238 | 525.5376 | 12385.9692 | 1177 | 1178 | 1180 | 1179 | 1177 | 1180 | 1.142 | 1.074 | 0.996 | 0.794 | 1.142 | 0.996 | 1.3864 | 1.5909 | 1 | 1 | 1.3864 | 1 | -0.014725 | 0 | -0.014855 | 0 | 0 | 0
CFLSFm2007CZ08 | CFLSDGSFmCZ082007 | CFL | SDG | SFm | 2007 | CZ08 | rWtd | 1.1768 | 1.4183 | -0.011686 |  | 277.1646 | 15.929 | 0 | 0 | 22.3006 | 0 | 315.3942 | 1181 | 1182 | 1184 | 1183 | 1181 | 1184 | 1.18 | 1.116 | 0.998 | 0.81 | 1.18 | 0.998 | 1.4091 | 1.5909 | 1.0227 | 1 | 1.4091 | 1.0227 | -0.013298 | 0 | -0.013546 | 0 | 0 | 0
CFLSFm2007CZ09 | CFLSDGSFmCZ092007 | CFL | SDG | SFm | 2007 | CZ09 | rWtd | 0 | 0 | 0 |  | 0 | 0 | 0 | 0 | 0 | 0 | 0 | 1185 | 1186 | 1188 | 1187 | 1185 | 1188 | 1.122 | 1.02 | 0.996 | 0.76 | 1.122 | 0.996 | 1.5909 | 1.7273 | 1 | 1 | 1.5909 | 1 | -0.016121 | 0 | -0.016123 | 0 | 0 | 0
CFLSFm2007CZ10 | CFLSDGSFmCZ102007 | CFL | SDG | SFm | 2007 | CZ10 | rWtd | 1.125 | 1.3646 | -0.018033 |  | 6871.3644 | 394.906 | 117.2934 | 6.741 | 552.8684 | 9.4374 | 7952.6106 | 1189 | 1190 | 1192 | 1191 | 1189 | 1192 | 1.134 | 1.006 | 0.994 | 0.682 | 1.134 | 0.994 | 1.3659 | 1.4634 | 1 | 1 | 1.3659 | 1 | -0.020517 | 0 | -0.020735 | 0 | 0 | 0
CFLSFm2007CZ11 | CFLSDGSFmCZ112007 | CFL | SDG | SFm | 2007 | CZ11 | rWtd | 0 | 0 | 0 |  | 0 | 0 | 0 | 0 | 0 | 0 | 0 | 1193 | 1194 | 1196 | 1195 | 1193 | 1196 | 1.128 | 0.97 | 0.992 | 0.65 | 1.128 | 0.992 | 1.4634 | 1.561 | 1 | 1 | 1.4634 | 1 | -0.021965 | 0 | -0.022197 | 0 | 0 | 0
CFLSFm2007CZ12 | CFLSDGSFmCZ122007 | CFL | SDG | SFm | 2007 | CZ12 | rWtd | 0 | 0 | 0 |  | 0 | 0 | 0 | 0 | 0 | 0 | 0 | 1197 | 1198 | 1200 | 1199 | 1197 | 1200 | 1.086 | 0.928 | 0.992 | 0.66 | 1.086 | 0.992 | 1.439 | 1.4878 | 1 | 1 | 1.439 | 1 | -0.022436 | 0 | -0.022597 | 0 | 0 | 0
CFLSFm2007CZ13 | CFLSDGSFmCZ132007 | CFL | SDG | SFm | 2007 | CZ13 | rWtd | 0 | 0 | 0 |  | 0 | 0 | 0 | 0 | 0 | 0 | 0 | 1201 | 1202 | 1204 | 1203 | 1201 | 1204 | 1.136 | 1.002 | 0.994 | 0.692 | 1.136 | 0.994 | 1.3659 | 1.4146 | 1 | 1 | 1.3659 | 1 | -0.019895 | 0 | -0.020123 | 0 | 0 | 0
CFLSFm2007CZ14 | CFLSDGSFmCZ142007 | CFL | SDG | SFm | 2007 | CZ14 | rWtd | 1.0214 | 1.156 | -0.020393 |  | 48.6156 | 2.794 | 100.2414 | 5.761 | 3.9116 | 8.0654 | 169.389 | 1205 | 1206 | 1208 | 1207 | 1205 | 1208 | 1.126 | 0.962 | 0.992 | 0.65 | 1.126 | 0.992 | 1.425 | 1.5 | 1.025 | 1 | 1.425 | 1.025 | -0.023125 | 0 | -0.023244 | 0 | 0 | 0
CFLSFm2007CZ15 | CFLSDGSFmCZ152007 | CFL | SDG | SFm | 2007 | CZ15 | rWtd | 1.1146 | 1.3382 | -0.0089456 |  | 0.54438 | 0.031286 | 0.33441 | 0.019219 | 0.043801 | 0.026907 | 1 | 1209 | 1210 | 1212 | 1211 | 1209 | 1212 | 1.192 | 1.15 | 1 | 0.844 | 1.192 | 1 | 1.525 | 1.65 | 1.025 | 1 | 1.525 | 1.025 | -0.010082 | 0 | -0.010337 | 0 | 0 | 0
CFLSFm2007CZ16 | CFLSDGSFmCZ162007 | CFL | SDG | SFm | 2007 | CZ16 | rWtd | 0 | 0 | 0 |  | 0 | 0 | 0 | 0 | 0 | 0 | 0 | 1213 | 1214 | 1216 | 1215 | 1213 | 1216 | 1.052 | 0.838 | 0.994 | 0.694 | 1.052 | 0.994 | 1.6585 | 1.7073 | 1.0244 | 1.0244 | 1.6585 | 1.0244 | -0.021056 | 0 | -0.021107 | 0 | 0 | 0
CFLSFm2011CZ01 | CFLSDGSFmCZ012011 | CFL | SDG | SFm | 2011 | CZ01 | rWtd | 0 | 0 | 0 |  | 0 | 0 | 0 | 0 | 0 | 0 | 0 | 1217 | 1218 | 1220 | 1219 | 1217 | 1220 | 1 | 0.76 | 0.986 | 0.522 | 1 | 0.986 | 1.0488 | 1.0244 | 1.0488 | 1 | 1.0488 | 1.0488 | -0.031894 | 0 | -0.032022 | 0 | 0 | 0
CFLSFm2011CZ02 | CFLSDGSFmCZ022011 | CFL | SDG | SFm | 2011 | CZ02 | rWtd | 0 | 0 | 0 |  | 0 | 0 | 0 | 0 | 0 | 0 | 0 | 1221 | 1222 | 1224 | 1223 | 1221 | 1224 | 1.046 | 0.832 | 0.984 | 0.562 | 1.046 | 0.984 | 1.8293 | 2 | 1.0488 | 1.0488 | 1.8293 | 1.0488 | -0.029783 | 0 | -0.029993 | 0 | 0 | 0
CFLSFm2011CZ03 | CFLSDGSFmCZ032011 | CFL | SDG | SFm | 2011 | CZ03 | rWtd | 0 | 0 | 0 |  | 0 | 0 | 0 | 0 | 0 | 0 | 0 | 1225 | 1226 | 1228 | 1227 | 1225 | 1228 | 1.02 | 0.866 | 0.99 | 0.656 | 1.02 | 0.99 | 1.7317 | 1.8537 | 1.0244 | 1.0488 | 1.7317 | 1.0244 | -0.024219 | 0 | -0.02427 | 0 | 0 | 0
CFLSFm2011CZ04 | CFLSDGSFmCZ042011 | CFL | SDG | SFm | 2011 | CZ04 | rWtd | 0 | 0 | 0 |  | 0 | 0 | 0 | 0 | 0 | 0 | 0 | 1229 | 1230 | 1232 | 1231 | 1229 | 1232 | 1.096 | 0.96 | 0.992 | 0.682 | 1.096 | 0.992 | 1.5122 | 1.7073 | 1.0244 | 1.0244 | 1.5122 | 1.0244 | -0.021957 | 0 | -0.022048 | 0 | 0 | 0
CFLSFm2011CZ05 | CFLSDGSFmCZ052011 | CFL | SDG | SFm | 2011 | CZ05 | rWtd | 0 | 0 | 0 |  | 0 | 0 | 0 | 0 | 0 | 0 | 0 | 1233 | 1234 | 1236 | 1235 | 1233 | 1236 | 1.002 | 0.792 | 0.986 | 0.54 | 1.002 | 0.986 | 1.6364 | 1.5455 | 1.0227 | 1.0227 | 1.6364 | 1.0227 | -0.032089 | 0 | -0.032097 | 0 | 0 | 0
CFLSFm2011CZ06 | CFLSDGSFmCZ062011 | CFL | SDG | SFm | 2011 | CZ06 | rWtd | 1.0514 | 1.3645 | -0.014939 |  | 2681.8968 | 154.132 | 1993.4658 | 114.567 | 215.7848 | 160.3938 | 5320.2402 | 1237 | 1238 | 1240 | 1239 | 1237 | 1240 | 1.106 | 1.014 | 0.996 | 0.76 | 1.106 | 0.996 | 1.6136 | 1.7273 | 1.0227 | 1 | 1.6136 | 1.0227 | -0.016985 | 0 | -0.017018 | 0 | 0 | 0
CFLSFm2011CZ07 | CFLSDGSFmCZ072011 | CFL | SDG | SFm | 2011 | CZ07 | rWtd | 1.0572 | 1.1836 | -0.011009 |  | 4352.958 | 250.17 | 6531.6816 | 375.384 | 350.238 | 525.5376 | 12385.9692 | 1241 | 1242 | 1244 | 1243 | 1241 | 1244 | 1.16 | 1.094 | 1 | 0.82 | 1.16 | 1 | 1.4545 | 1.5455 | 1 | 1 | 1.4545 | 1 | -0.012475 | 0 | -0.012562 | 0 | 0 | 0
CFLSFm2011CZ08 | CFLSDGSFmCZ082011 | CFL | SDG | SFm | 2011 | CZ08 | rWtd | 1.1913 | 1.4194 | -0.010447 |  | 277.1646 | 15.929 | 0 | 0 | 22.3006 | 0 | 315.3942 | 1245 | 1246 | 1248 | 1247 | 1245 | 1248 | 1.194 | 1.14 | 1 | 0.828 | 1.194 | 1 | 1.4091 | 1.6136 | 1.0227 | 1 | 1.4091 | 1.0227 | -0.011888 | 0 | -0.012064 | 0 | 0 | 0
CFLSFm2011CZ09 | CFLSDGSFmCZ092011 | CFL | SDG | SFm | 2011 | CZ09 | rWtd | 0 | 0 | 0 |  | 0 | 0 | 0 | 0 | 0 | 0 | 0 | 1249 | 1250 | 1252 | 1251 | 1249 | 1252 | 1.126 | 1.044 | 0.998 | 0.776 | 1.126 | 0.998 | 1.5227 | 1.8182 | 1.0227 | 1.0227 | 1.5227 | 1.0227 | -0.014954 | 0 | -0.015168 | 0 | 0 | 0
CFLSFm2011CZ10 | CFLSDGSFmCZ102011 | CFL | SDG | SFm | 2011 | CZ10 | rWtd | 1.131 | 1.3898 | -0.017443 |  | 6871.3644 | 394.906 | 117.2934 | 6.741 | 552.8684 | 9.4374 | 7952.6106 | 1253 | 1254 | 1256 | 1255 | 1253 | 1256 | 1.14 | 1.014 | 0.994 | 0.688 | 1.14 | 0.994 | 1.3902 | 1.5122 | 1 | 1 | 1.3902 | 1 | -0.019844 | 0 | -0.020091 | 0 | 0 | 0
CFLSFm2011CZ11 | CFLSDGSFmCZ112011 | CFL | SDG | SFm | 2011 | CZ11 | rWtd | 0 | 0 | 0 |  | 0 | 0 | 0 | 0 | 0 | 0 | 0 | 1257 | 1258 | 1260 | 1259 | 1257 | 1260 | 1.13 | 0.984 | 0.994 | 0.66 | 1.13 | 0.994 | 1.4878 | 1.5854 | 1 | 1 | 1.4878 | 1 | -0.02133 | 0 | -0.021549 | 0 | 0 | 0
CFLSFm2011CZ12 | CFLSDGSFmCZ122011 | CFL | SDG | SFm | 2011 | CZ12 | rWtd | 0 | 0 | 0 |  | 0 | 0 | 0 | 0 | 0 | 0 | 0 | 1261 | 1262 | 1264 | 1263 | 1261 | 1264 | 1.092 | 0.936 | 0.992 | 0.67 | 1.092 | 0.992 | 1.4878 | 1.5366 | 1 | 1 | 1.4878 | 1 | -0.021684 | 0 | -0.021843 | 0 | 0 | 0
CFLSFm2011CZ13 | CFLSDGSFmCZ132011 | CFL | SDG | SFm | 2011 | CZ13 | rWtd | 0 | 0 | 0 |  | 0 | 0 | 0 | 0 | 0 | 0 | 0 | 1265 | 1266 | 1268 | 1267 | 1265 | 1268 | 1.136 | 1.006 | 0.996 | 0.702 | 1.136 | 0.996 | 1.4146 | 1.4634 | 1 | 1 | 1.4146 | 1 | -0.019504 | 0 | -0.019729 | 0 | 0 | 0
CFLSFm2011CZ14 | CFLSDGSFmCZ142011 | CFL | SDG | SFm | 2011 | CZ14 | rWtd | 1.0232 | 1.1494 | -0.019316 |  | 48.6156 | 2.794 | 100.2414 | 5.761 | 3.9116 | 8.0654 | 169.389 | 1269 | 1270 | 1272 | 1271 | 1269 | 1272 | 1.13 | 0.972 | 0.992 | 0.662 | 1.13 | 0.992 | 1.45 | 1.6 | 1 | 1 | 1.45 | 1 | -0.021927 | 0 | -0.022006 | 0 | 0 | 0
CFLSFm2011CZ15 | CFLSDGSFmCZ152011 | CFL | SDG | SFm | 2011 | CZ15 | rWtd | 1.1179 | 1.3497 | -0.008952 |  | 0.54438 | 0.031286 | 0.33441 | 0.019219 | 0.043801 | 0.026907 | 1 | 1273 | 1274 | 1276 | 1275 | 1273 | 1276 | 1.198 | 1.138 | 1 | 0.848 | 1.198 | 1 | 1.55 | 1.55 | 1.025 | 1 | 1.55 | 1.025 | -0.01007 | 0 | -0.010376 | 0 | 0 | 0
CFLSFm2011CZ16 | CFLSDGSFmCZ162011 | CFL | SDG | SFm | 2011 | CZ16 | rWtd | 0 | 0 | 0 |  | 0 | 0 | 0 | 0 | 0 | 0 | 0 | 1277 | 1278 | 1280 | 1279 | 1277 | 1280 | 1.05 | 0.848 | 0.996 | 0.712 | 1.05 | 0.996 | 1.6585 | 1.7317 | 1.0244 | 1.0244 | 1.6585 | 1.0244 | -0.02024 | 0 | -0.020283 | 0 | 0 | 0
CFLSFm2015CZ01 | CFLSDGSFmCZ012015 | CFL | SDG | SFm | 2015 | CZ01 | rWtd | 0 | 0 | 0 |  | 0 | 0 | 0 | 0 | 0 | 0 | 0 | 1281 | 1282 | 1284 | 1283 | 1281 | 1284 | 1 | 0.79 | 0.988 | 0.56 | 1 | 0.988 | 1.0244 | 1.0488 | 1.0244 | 1 | 1.0244 | 1.0244 | -0.029874 | 0 | -0.029893 | 0 | 0 | 0
CFLSFm2015CZ02 | CFLSDGSFmCZ022015 | CFL | SDG | SFm | 2015 | CZ02 | rWtd | 0 | 0 | 0 |  | 0 | 0 | 0 | 0 | 0 | 0 | 0 | 1285 | 1286 | 1288 | 1287 | 1285 | 1288 | 1.042 | 0.836 | 0.986 | 0.556 | 1.042 | 0.986 | 1.7317 | 1.9512 | 1.0244 | 1.0488 | 1.7317 | 1.0244 | -0.03018 | 0 | -0.03023 | 0 | 0 | 0
CFLSFm2015CZ03 | CFLSDGSFmCZ032015 | CFL | SDG | SFm | 2015 | CZ03 | rWtd | 0 | 0 | 0 |  | 0 | 0 | 0 | 0 | 0 | 0 | 0 | 1289 | 1290 | 1292 | 1291 | 1289 | 1292 | 1.022 | 0.894 | 0.994 | 0.698 | 1.022 | 0.994 | 1.7561 | 1.8293 | 1.0488 | 1.0244 | 1.7561 | 1.0488 | -0.021189 | 0 | -0.02117 | 0 | 0 | 0
CFLSFm2015CZ04 | CFLSDGSFmCZ042015 | CFL | SDG | SFm | 2015 | CZ04 | rWtd | 0 | 0 | 0 |  | 0 | 0 | 0 | 0 | 0 | 0 | 0 | 1293 | 1294 | 1296 | 1295 | 1293 | 1296 | 1.08 | 0.954 | 0.994 | 0.672 | 1.08 | 0.994 | 1.6341 | 1.7073 | 1.0244 | 1.0488 | 1.6341 | 1.0244 | -0.022373 | 0 | -0.022446 | 0 | 0 | 0
CFLSFm2015CZ05 | CFLSDGSFmCZ052015 | CFL | SDG | SFm | 2015 | CZ05 | rWtd | 0 | 0 | 0 |  | 0 | 0 | 0 | 0 | 0 | 0 | 0 | 1297 | 1298 | 1300 | 1299 | 1297 | 1300 | 1.022 | 0.866 | 0.994 | 0.666 | 1.022 | 0.994 | 1.5 | 1.5682 | 1.0227 | 1.0227 | 1.5 | 1.0227 | -0.024 | 0 | -0.023954 | 0 | 0 | 0
CFLSFm2015CZ06 | CFLSDGSFmCZ062015 | CFL | SDG | SFm | 2015 | CZ06 | rWtd | 1.0409 | 1.3214 | -0.01566 |  | 2681.8968 | 154.132 | 1993.4658 | 114.567 | 215.7848 | 160.3938 | 5320.2402 | 1301 | 1302 | 1304 | 1303 | 1301 | 1304 | 1.088 | 0.998 | 0.996 | 0.75 | 1.088 | 0.996 | 1.5455 | 1.8409 | 1 | 1 | 1.5455 | 1 | -0.017829 | 0 | -0.017808 | 0 | 0 | 0
CFLSFm2015CZ07 | CFLSDGSFmCZ072015 | CFL | SDG | SFm | 2015 | CZ07 | rWtd | 1.0484 | 1.1784 | -0.011117 |  | 4352.958 | 250.17 | 6531.6816 | 375.384 | 350.238 | 525.5376 | 12385.9692 | 1305 | 1306 | 1308 | 1307 | 1305 | 1308 | 1.138 | 1.082 | 1 | 0.814 | 1.138 | 1 | 1.4091 | 1.5 | 1.0227 | 1 | 1.4091 | 1.0227 | -0.012591 | 0 | -0.012691 | 0 | 0 | 0
CFLSFm2015CZ08 | CFLSDGSFmCZ082015 | CFL | SDG | SFm | 2015 | CZ08 | rWtd | 1.1308 | 1.4024 | -0.010629 |  | 277.1646 | 15.929 | 0 | 0 | 22.3006 | 0 | 315.3942 | 1309 | 1310 | 1312 | 1311 | 1309 | 1312 | 1.134 | 1.07 | 1.042 | 0.86 | 1.134 | 1.042 | 1.3864 | 1.7045 | 1 | 1 | 1.3864 | 1 | -0.012095 | 0 | -0.012224 | 0 | 0 | 0
CFLSFm2015CZ09 | CFLSDGSFmCZ092015 | CFL | SDG | SFm | 2015 | CZ09 | rWtd | 0 | 0 | 0 |  | 0 | 0 | 0 | 0 | 0 | 0 | 0 | 1313 | 1314 | 1316 | 1315 | 1313 | 1316 | 1.096 | 1.004 | 1.062 | 0.822 | 1.096 | 1.062 | 1.4091 | 1.6364 | 1 | 1.0227 | 1.4091 | 1 | -0.015399 | 0 | -0.015425 | 0 | 0 | 0
CFLSFm2015CZ10 | CFLSDGSFmCZ102015 | CFL | SDG | SFm | 2015 | CZ10 | rWtd | 1.0965 | 1.3682 | -0.017169 |  | 6871.3644 | 394.906 | 117.2934 | 6.741 | 552.8684 | 9.4374 | 7952.6106 | 1317 | 1318 | 1320 | 1319 | 1317 | 1320 | 1.104 | 0.984 | 1.028 | 0.72 | 1.104 | 1.028 | 1.3659 | 1.5366 | 1 | 1 | 1.3659 | 1 | -0.019537 | 0 | -0.019546 | 0 | 0 | 0
CFLSFm2015CZ11 | CFLSDGSFmCZ112015 | CFL | SDG | SFm | 2015 | CZ11 | rWtd | 0 | 0 | 0 |  | 0 | 0 | 0 | 0 | 0 | 0 | 0 | 1321 | 1322 | 1324 | 1323 | 1321 | 1324 | 1.106 | 0.962 | 1.02 | 0.688 | 1.106 | 1.02 | 1.5122 | 1.5854 | 1 | 1 | 1.5122 | 1 | -0.021101 | 0 | -0.021149 | 0 | 0 | 0
CFLSFm2015CZ12 | CFLSDGSFmCZ122015 | CFL | SDG | SFm | 2015 | CZ12 | rWtd | 0 | 0 | 0 |  | 0 | 0 | 0 | 0 | 0 | 0 | 0 | 1325 | 1326 | 1328 | 1327 | 1325 | 1328 | 1.066 | 0.914 | 1.012 | 0.68 | 1.066 | 1.012 | 1.4878 | 1.5854 | 1 | 1 | 1.4878 | 1 | -0.022227 | 0 | -0.022202 | 0 | 0 | 0
CFLSFm2015CZ13 | CFLSDGSFmCZ132015 | CFL | SDG | SFm | 2015 | CZ13 | rWtd | 0 | 0 | 0 |  | 0 | 0 | 0 | 0 | 0 | 0 | 0 | 1329 | 1330 | 1332 | 1331 | 1329 | 1332 | 1.112 | 0.992 | 1.036 | 0.734 | 1.112 | 1.036 | 1.4146 | 1.5122 | 1 | 1 | 1.4146 | 1 | -0.019241 | 0 | -0.019239 | 0 | 0 | 0
CFLSFm2015CZ14 | CFLSDGSFmCZ142015 | CFL | SDG | SFm | 2015 | CZ14 | rWtd | 1.0318 | 1.1568 | -0.020058 |  | 48.6156 | 2.794 | 100.2414 | 5.761 | 3.9116 | 8.0654 | 169.389 | 1333 | 1334 | 1336 | 1335 | 1333 | 1336 | 1.106 | 0.964 | 1.016 | 0.686 | 1.106 | 1.016 | 1.425 | 1.55 | 1.025 | 1 | 1.425 | 1.025 | -0.02284 | 0 | -0.022817 | 0 | 0 | 0
CFLSFm2015CZ15 | CFLSDGSFmCZ152015 | CFL | SDG | SFm | 2015 | CZ15 | rWtd | 1.1065 | 1.3169 | -0.0090718 |  | 0.54438 | 0.031286 | 0.33441 | 0.019219 | 0.043801 | 0.026907 | 1 | 1337 | 1338 | 1340 | 1339 | 1337 | 1340 | 1.18 | 1.112 | 1 | 0.85 | 1.18 | 1 | 1.5 | 1.425 | 1.025 | 1.025 | 1.5 | 1.025 | -0.010266 | 0 | -0.010416 | 0 | 0 | 0
CFLSFm2015CZ16 | CFLSDGSFmCZ162015 | CFL | SDG | SFm | 2015 | CZ16 | rWtd | 0 | 0 | 0 |  | 0 | 0 | 0 | 0 | 0 | 0 | 0 | 1341 | 1342 | 1344 | 1343 | 1341 | 1344 | 1.03 | 0.814 | 0.994 | 0.658 | 1.03 | 0.994 | 1.7805 | 1.9024 | 1.0488 | 1.0244 | 1.7805 | 1.0488 | -0.023514 | 0 | -0.02348 | 0 | 0 | 0
CFLSFm2017CZ01 | CFLSDGSFmCZ012017 | CFL | SDG | SFm | 2017 | CZ01 | rWtd | 0 | 0 | 0 |  | 0 | 0 | 0 | 0 | 0 | 0 | 0 | 1345 | 1346 | 1348 | 1347 | 1345 | 1348 | 1 | 0.798 | 0.99 | 0.566 | 1 | 0.99 | 1.0244 | 1.0244 | 1.0244 | 1 | 1.0244 | 1.0244 | -0.028785 | 0 | -0.028744 | 0 | 0 | 0
CFLSFm2017CZ02 | CFLSDGSFmCZ022017 | CFL | SDG | SFm | 2017 | CZ02 | rWtd | 0 | 0 | 0 |  | 0 | 0 | 0 | 0 | 0 | 0 | 0 | 1349 | 1350 | 1352 | 1351 | 1349 | 1352 | 1.042 | 0.84 | 0.986 | 0.558 | 1.042 | 0.986 | 1.8049 | 1.9756 | 1.0488 | 1.0488 | 1.8049 | 1.0488 | -0.029542 | 0 | -0.029597 | 0 | 0 | 0
CFLSFm2017CZ03 | CFLSDGSFmCZ032017 | CFL | SDG | SFm | 2017 | CZ03 | rWtd | 0 | 0 | 0 |  | 0 | 0 | 0 | 0 | 0 | 0 | 0 | 1353 | 1354 | 1356 | 1355 | 1353 | 1356 | 1.022 | 0.898 | 0.994 | 0.702 | 1.022 | 0.994 | 1.8049 | 1.9024 | 1.0488 | 1.0244 | 1.8049 | 1.0488 | -0.020971 | 0 | -0.020946 | 0 | 0 | 0
CFLSFm2017CZ04 | CFLSDGSFmCZ042017 | CFL | SDG | SFm | 2017 | CZ04 | rWtd | 0 | 0 | 0 |  | 0 | 0 | 0 | 0 | 0 | 0 | 0 | 1357 | 1358 | 1360 | 1359 | 1357 | 1360 | 1.082 | 0.958 | 0.994 | 0.676 | 1.082 | 0.994 | 1.5122 | 1.7805 | 1.0244 | 1.0488 | 1.5122 | 1.0244 | -0.0213 | 0 | -0.021342 | 0 | 0 | 0
CFLSFm2017CZ05 | CFLSDGSFmCZ052017 | CFL | SDG | SFm | 2017 | CZ05 | rWtd | 0 | 0 | 0 |  | 0 | 0 | 0 | 0 | 0 | 0 | 0 | 1361 | 1362 | 1364 | 1363 | 1361 | 1364 | 1.024 | 0.87 | 0.994 | 0.674 | 1.024 | 0.994 | 1.5227 | 1.5455 | 1.0227 | 1.0227 | 1.5227 | 1.0227 | -0.023444 | 0 | -0.023388 | 0 | 0 | 0
CFLSFm2017CZ06 | CFLSDGSFmCZ062017 | CFL | SDG | SFm | 2017 | CZ06 | rWtd | 1.0362 | 1.2837 | -0.015752 |  | 2681.8968 | 154.132 | 1993.4658 | 114.567 | 215.7848 | 160.3938 | 5320.2402 | 1365 | 1366 | 1368 | 1367 | 1365 | 1368 | 1.08 | 0.994 | 0.996 | 0.74 | 1.08 | 0.996 | 1.4773 | 1.8182 | 1 | 1 | 1.4773 | 1 | -0.017997 | 0 | -0.017827 | 0 | 0 | 0
CFLSFm2017CZ07 | CFLSDGSFmCZ072017 | CFL | SDG | SFm | 2017 | CZ07 | rWtd | 1.0456 | 1.1516 | -0.011677 |  | 4352.958 | 250.17 | 6531.6816 | 375.384 | 350.238 | 525.5376 | 12385.9692 | 1369 | 1370 | 1372 | 1371 | 1369 | 1372 | 1.132 | 1.072 | 1 | 0.804 | 1.132 | 1 | 1.3409 | 1.4545 | 1.0227 | 1 | 1.3409 | 1.0227 | -0.013257 | 0 | -0.013307 | 0 | 0 | 0
CFLSFm2017CZ08 | CFLSDGSFmCZ082017 | CFL | SDG | SFm | 2017 | CZ08 | rWtd | 1.1195 | 1.4206 | -0.010011 |  | 277.1646 | 15.929 | 0 | 0 | 22.3006 | 0 | 315.3942 | 1373 | 1374 | 1376 | 1375 | 1373 | 1376 | 1.122 | 1.072 | 1.04 | 0.878 | 1.122 | 1.04 | 1.4091 | 1.6364 | 1 | 1 | 1.4091 | 1 | -0.011392 | 0 | -0.011434 | 0 | 0 | 0
CFLSFm2017CZ09 | CFLSDGSFmCZ092017 | CFL | SDG | SFm | 2017 | CZ09 | rWtd | 0 | 0 | 0 |  | 0 | 0 | 0 | 0 | 0 | 0 | 0 | 1377 | 1378 | 1380 | 1379 | 1377 | 1380 | 1.098 | 1.01 | 1.052 | 0.82 | 1.098 | 1.052 | 1.3636 | 1.8182 | 1.0227 | 1.0227 | 1.3636 | 1.0227 | -0.014603 | 0 | -0.014475 | 0 | 0 | 0
CFLSFm2017CZ10 | CFLSDGSFmCZ102017 | CFL | SDG | SFm | 2017 | CZ10 | rWtd | 1.0914 | 1.3922 | -0.016759 |  | 6871.3644 | 394.906 | 117.2934 | 6.741 | 552.8684 | 9.4374 | 7952.6106 | 1381 | 1382 | 1384 | 1383 | 1381 | 1384 | 1.098 | 0.99 | 1.038 | 0.72 | 1.098 | 1.038 | 1.3902 | 1.561 | 1 | 1 | 1.3902 | 1 | -0.019071 | 0 | -0.019059 | 0 | 0 | 0
CFLSFm2017CZ11 | CFLSDGSFmCZ112017 | CFL | SDG | SFm | 2017 | CZ11 | rWtd | 0 | 0 | 0 |  | 0 | 0 | 0 | 0 | 0 | 0 | 0 | 1385 | 1386 | 1388 | 1387 | 1385 | 1388 | 1.098 | 0.966 | 1.018 | 0.7 | 1.098 | 1.018 | 1.4634 | 1.6098 | 1 | 1 | 1.4634 | 1 | -0.02066 | 0 | -0.020702 | 0 | 0 | 0
CFLSFm2017CZ12 | CFLSDGSFmCZ122017 | CFL | SDG | SFm | 2017 | CZ12 | rWtd | 0 | 0 | 0 |  | 0 | 0 | 0 | 0 | 0 | 0 | 0 | 1389 | 1390 | 1392 | 1391 | 1389 | 1392 | 1.066 | 0.918 | 1.008 | 0.686 | 1.066 | 1.008 | 1.4634 | 1.6341 | 1 | 1 | 1.4634 | 1 | -0.021641 | 0 | -0.02162 | 0 | 0 | 0
CFLSFm2017CZ13 | CFLSDGSFmCZ132017 | CFL | SDG | SFm | 2017 | CZ13 | rWtd | 0 | 0 | 0 |  | 0 | 0 | 0 | 0 | 0 | 0 | 0 | 1393 | 1394 | 1396 | 1395 | 1393 | 1396 | 1.11 | 0.992 | 1.03 | 0.736 | 1.11 | 1.03 | 1.4878 | 1.5366 | 1 | 1 | 1.4878 | 1 | -0.018323 | 0 | -0.018306 | 0 | 0 | 0
CFLSFm2017CZ14 | CFLSDGSFmCZ142017 | CFL | SDG | SFm | 2017 | CZ14 | rWtd | 1.0345 | 1.1409 | -0.020029 |  | 48.6156 | 2.794 | 100.2414 | 5.761 | 3.9116 | 8.0654 | 169.389 | 1397 | 1398 | 1400 | 1399 | 1397 | 1400 | 1.102 | 0.966 | 1.022 | 0.686 | 1.102 | 1.022 | 1.425 | 1.55 | 1 | 1 | 1.425 | 1 | -0.02281 | 0 | -0.022784 | 0 | 0 | 0
CFLSFm2017CZ15 | CFLSDGSFmCZ152017 | CFL | SDG | SFm | 2017 | CZ15 | rWtd | 1.1066 | 1.3234 | -0.0088666 |  | 0.54438 | 0.031286 | 0.33441 | 0.019219 | 0.043801 | 0.026907 | 1 | 1401 | 1402 | 1404 | 1403 | 1401 | 1404 | 1.18 | 1.116 | 1 | 0.85 | 1.18 | 1 | 1.525 | 1.45 | 1 | 1.025 | 1.525 | 1 | -0.010036 | 0 | -0.010177 | 0 | 0 | 0
CFLSFm2017CZ16 | CFLSDGSFmCZ162017 | CFL | SDG | SFm | 2017 | CZ16 | rWtd | 0 | 0 | 0 |  | 0 | 0 | 0 | 0 | 0 | 0 | 0 | 1405 | 1406 | 1408 | 1407 | 1405 | 1408 | 1.03 | 0.82 | 0.994 | 0.662 | 1.03 | 0.994 | 1.7561 | 1.8537 | 1.0244 | 1.0244 | 1.7561 | 1.0244 | -0.023017 | 0 | -0.022995 | 0 | 0 | 0
CFLSFm2020CZ01 | CFLSDGSFmCZ012020 | CFL | SDG | SFm | 2020 | CZ01 | rWtd | 0 | 0 | 0 |  | 0 | 0 | 0 | 0 | 0 | 0 | 0 | 1409 | 1410 | 1412 | 1411 | 1409 | 1412 | 1 | 0.8 | 0.99 | 0.572 | 1 | 0.99 | 1.0244 | 1.0244 | 1.0244 | 1 | 1.0244 | 1.0244 | -0.028319 | 0 | -0.028283 | 0 | 0 | 0
CFLSFm2020CZ02 | CFLSDGSFmCZ022020 | CFL | SDG | SFm | 2020 | CZ02 | rWtd | 0 | 0 | 0 |  | 0 | 0 | 0 | 0 | 0 | 0 | 0 | 1413 | 1414 | 1416 | 1415 | 1413 | 1416 | 1.042 | 0.842 | 0.986 | 0.56 | 1.042 | 0.986 | 1.8293 | 2 | 1.0488 | 1.0488 | 1.8293 | 1.0488 | -0.029411 | 0 | -0.029458 | 0 | 0 | 0
CFLSFm2020CZ03 | CFLSDGSFmCZ032020 | CFL | SDG | SFm | 2020 | CZ03 | rWtd | 0 | 0 | 0 |  | 0 | 0 | 0 | 0 | 0 | 0 | 0 | 1417 | 1418 | 1420 | 1419 | 1417 | 1420 | 1.022 | 0.898 | 0.994 | 0.706 | 1.022 | 0.994 | 1.7805 | 1.9024 | 1.0488 | 1.0244 | 1.7805 | 1.0488 | -0.02087 | 0 | -0.020854 | 0 | 0 | 0
CFLSFm2020CZ04 | CFLSDGSFmCZ042020 | CFL | SDG | SFm | 2020 | CZ04 | rWtd | 0 | 0 | 0 |  | 0 | 0 | 0 | 0 | 0 | 0 | 0 | 1421 | 1422 | 1424 | 1423 | 1421 | 1424 | 1.082 | 0.96 | 0.994 | 0.68 | 1.082 | 0.994 | 1.4878 | 1.7561 | 1.0244 | 1.0488 | 1.4878 | 1.0244 | -0.021114 | 0 | -0.021148 | 0 | 0 | 0
CFLSFm2020CZ05 | CFLSDGSFmCZ052020 | CFL | SDG | SFm | 2020 | CZ05 | rWtd | 0 | 0 | 0 |  | 0 | 0 | 0 | 0 | 0 | 0 | 0 | 1425 | 1426 | 1428 | 1427 | 1425 | 1428 | 1.032 | 0.876 | 0.994 | 0.68 | 1.032 | 0.994 | 1.5909 | 1.5682 | 1.0227 | 1.0227 | 1.5909 | 1.0227 | -0.023219 | 0 | -0.023185 | 0 | 0 | 0
CFLSFm2020CZ06 | CFLSDGSFmCZ062020 | CFL | SDG | SFm | 2020 | CZ06 | rWtd | 1.0397 | 1.3208 | -0.015511 |  | 2681.8968 | 154.132 | 1993.4658 | 114.567 | 215.7848 | 160.3938 | 5320.2402 | 1429 | 1430 | 1432 | 1431 | 1429 | 1432 | 1.086 | 0.996 | 0.996 | 0.75 | 1.086 | 0.996 | 1.5455 | 1.8182 | 1 | 1 | 1.5455 | 1 | -0.017656 | 0 | -0.017642 | 0 | 0 | 0
CFLSFm2020CZ07 | CFLSDGSFmCZ072020 | CFL | SDG | SFm | 2020 | CZ07 | rWtd | 1.0484 | 1.1798 | -0.010957 |  | 4352.958 | 250.17 | 6531.6816 | 375.384 | 350.238 | 525.5376 | 12385.9692 | 1433 | 1434 | 1436 | 1435 | 1433 | 1436 | 1.138 | 1.082 | 1 | 0.812 | 1.138 | 1 | 1.4091 | 1.5682 | 1.0227 | 1 | 1.4091 | 1.0227 | -0.012439 | 0 | -0.012487 | 0 | 0 | 0
CFLSFm2020CZ08 | CFLSDGSFmCZ082020 | CFL | SDG | SFm | 2020 | CZ08 | rWtd | 1.1189 | 1.4206 | -0.0099822 |  | 277.1646 | 15.929 | 0 | 0 | 22.3006 | 0 | 315.3942 | 1437 | 1438 | 1440 | 1439 | 1437 | 1440 | 1.122 | 1.06 | 1.05 | 0.874 | 1.122 | 1.05 | 1.4091 | 1.6364 | 1 | 1 | 1.4091 | 1 | -0.011359 | 0 | -0.01138 | 0 | 0 | 0
CFLSFm2020CZ09 | CFLSDGSFmCZ092020 | CFL | SDG | SFm | 2020 | CZ09 | rWtd | 0 | 0 | 0 |  | 0 | 0 | 0 | 0 | 0 | 0 | 0 | 1441 | 1442 | 1444 | 1443 | 1441 | 1444 | 1.096 | 1.01 | 1.056 | 0.822 | 1.096 | 1.056 | 1.4545 | 1.8409 | 1 | 1 | 1.4545 | 1 | -0.014452 | 0 | -0.014286 | 0 | 0 | 0
CFLSFm2020CZ10 | CFLSDGSFmCZ102020 | CFL | SDG | SFm | 2020 | CZ10 | rWtd | 1.0929 | 1.391 | -0.016712 |  | 6871.3644 | 394.906 | 117.2934 | 6.741 | 552.8684 | 9.4374 | 7952.6106 | 1445 | 1446 | 1448 | 1447 | 1445 | 1448 | 1.1 | 0.986 | 1.03 | 0.716 | 1.1 | 1.03 | 1.3902 | 1.5366 | 1 | 1 | 1.3902 | 1 | -0.019017 | 0 | -0.019053 | 0 | 0 | 0
CFLSFm2020CZ11 | CFLSDGSFmCZ112020 | CFL | SDG | SFm | 2020 | CZ11 | rWtd | 0 | 0 | 0 |  | 0 | 0 | 0 | 0 | 0 | 0 | 0 | 1449 | 1450 | 1452 | 1451 | 1449 | 1452 | 1.098 | 0.968 | 1.024 | 0.7 | 1.098 | 1.024 | 1.4634 | 1.6098 | 1 | 1 | 1.4634 | 1 | -0.020677 | 0 | -0.020718 | 0 | 0 | 0
CFLSFm2020CZ12 | CFLSDGSFmCZ122020 | CFL | SDG | SFm | 2020 | CZ12 | rWtd | 0 | 0 | 0 |  | 0 | 0 | 0 | 0 | 0 | 0 | 0 | 1453 | 1454 | 1456 | 1455 | 1453 | 1456 | 1.064 | 0.918 | 1.016 | 0.69 | 1.064 | 1.016 | 1.4634 | 1.6098 | 1 | 1 | 1.4634 | 1 | -0.021565 | 0 | -0.021565 | 0 | 0 | 0
CFLSFm2020CZ13 | CFLSDGSFmCZ132020 | CFL | SDG | SFm | 2020 | CZ13 | rWtd | 0 | 0 | 0 |  | 0 | 0 | 0 | 0 | 0 | 0 | 0 | 1457 | 1458 | 1460 | 1459 | 1457 | 1460 | 1.106 | 0.994 | 1.028 | 0.74 | 1.106 | 1.028 | 1.439 | 1.5366 | 1 | 1 | 1.439 | 1 | -0.018212 | 0 | -0.018171 | 0 | 0 | 0
CFLSFm2020CZ14 | CFLSDGSFmCZ142020 | CFL | SDG | SFm | 2020 | CZ14 | rWtd | 1.0417 | 1.1413 | -0.02004 |  | 48.6156 | 2.794 | 100.2414 | 5.761 | 3.9116 | 8.0654 | 169.389 | 1461 | 1462 | 1464 | 1463 | 1461 | 1464 | 1.102 | 0.966 | 1.034 | 0.674 | 1.102 | 1.034 | 1.425 | 1.575 | 1 | 1 | 1.425 | 1 | -0.022841 | 0 | -0.022786 | 0 | 0 | 0
CFLSFm2020CZ15 | CFLSDGSFmCZ152020 | CFL | SDG | SFm | 2020 | CZ15 | rWtd | 1.1054 | 1.3218 | -0.0089358 |  | 0.54438 | 0.031286 | 0.33441 | 0.019219 | 0.043801 | 0.026907 | 1 | 1465 | 1466 | 1468 | 1467 | 1465 | 1468 | 1.178 | 1.116 | 1 | 0.85 | 1.178 | 1 | 1.525 | 1.4 | 1 | 1.025 | 1.525 | 1 | -0.010083 | 0 | -0.010307 | 0 | 0 | 0
CFLSFm2020CZ16 | CFLSDGSFmCZ162020 | CFL | SDG | SFm | 2020 | CZ16 | rWtd | 0 | 0 | 0 |  | 0 | 0 | 0 | 0 | 0 | 0 | 0 | 1469 | 1470 | 1472 | 1471 | 1469 | 1472 | 1.048 | 0.876 | 0.998 | 0.744 | 1.048 | 0.998 | 1.5122 | 1.5366 | 1.0488 | 1.0488 | 1.5122 | 1.0488 | -0.01851 | 0 | -0.018498 | 0 | 0 | 0
CFLMFm1975CZ01 | CFLPGEMFmCZ011975 | CFL | PGE | MFm | 1975 | CZ01 | rWtd | 0.89412 | 1.0487 | -0.026906 |  | 240.6908 | 34.61 | 7734.7784 | 1112.2197 | 30.0153 | 964.5636 | 10116.8777 | 321 | 322 | 324 | 323 | 321 | 324 | 1 | 0.686 | 0.974 | 0.25 | 1 | 0.974 | 1.0488 | 1.0244 | 1.0488 | 1.0488 | 1.0488 | 1.0488 | -0.03413 | 0 | -0.03413 | 0 | 0 | 0
CFLMFm1975CZ02 | CFLPGEMFmCZ021975 | CFL | PGE | MFm | 1975 | CZ02 | rWtd | 0.9716 | 1.3018 | -0.018502 |  | 15232.8827 | 2190.4068 | 24643.6198 | 3543.6204 | 1899.6128 | 3073.1764 | 50583.3189 | 325 | 326 | 328 | 327 | 325 | 328 | 1.038 | 0.854 | 0.994 | 0.548 | 1.038 | 0.994 | 1.7073 | 1.7805 | 1.0488 | 1.0244 | 1.7073 | 1.0488 | -0.023283 | 0 | -0.023585 | 0 | 0 | 0
CFLMFm1975CZ03 | CFLPGEMFmCZ031975 | CFL | PGE | MFm | 1975 | CZ03 | rWtd | 0.94155 | 1.078 | -0.018869 |  | 28336.749 | 4074.6725 | 334557.9159 | 48107.6342 | 3533.7272 | 41720.961 | 460331.6598 | 329 | 330 | 332 | 331 | 329 | 332 | 1.002 | 0.83 | 0.99 | 0.532 | 1.002 | 0.99 | 1.4634 | 1.3902 | 1.0488 | 1.0244 | 1.4634 | 1.0488 | -0.023787 | 0 | -0.023948 | 0 | 0 | 0
CFLMFm1975CZ04 | CFLPGEMFmCZ041975 | CFL | PGE | MFm | 1975 | CZ04 | rWtd | 0.99982 | 1.3428 | -0.014669 |  | 59312.9004 | 8528.877 | 85907.7665 | 12353.0761 | 7396.6004 | 10713.1065 | 184212.3268 | 333 | 334 | 336 | 335 | 333 | 336 | 1.074 | 0.944 | 0.998 | 0.652 | 1.074 | 0.998 | 1.7561 | 1.9024 | 1.0488 | 1.0244 | 1.7561 | 1.0488 | -0.018408 | 0 | -0.018745 | 0 | 0 | 0
CFLMFm1975CZ05 | CFLPGEMFmCZ051975 | CFL | PGE | MFm | 1975 | CZ05 | rWtd | 0.9472 | 1.0726 | -0.020992 |  | 4230.5077 | 608.3243 | 10978.6373 | 1578.6692 | 527.5644 | 1369.0882 | 19292.7911 | 337 | 338 | 340 | 339 | 337 | 340 | 1.002 | 0.806 | 0.992 | 0.486 | 1.002 | 0.992 | 1.2045 | 1.1818 | 1.0227 | 1.0227 | 1.2045 | 1.0227 | -0.026471 | 0 | -0.02669 | 0 | 0 | 0
CFLMFm1975CZ06 | CFLPGEMFmCZ061975 | CFL | PGE | MFm | 1975 | CZ06 | rWtd | 0 | 0 | 0 |  | 0 | 0 | 0 | 0 | 0 | 0 | 0 | 341 | 342 | 344 | 343 | 341 | 344 | 1.112 | 1.014 | 1.002 | 0.716 | 1.112 | 1.002 | 1.4773 | 1.5 | 1 | 1 | 1.4773 | 1 | -0.015102 | 0 | -0.015448 | 0 | 0 | 0
CFLMFm1975CZ07 | CFLPGEMFmCZ071975 | CFL | PGE | MFm | 1975 | CZ07 | rWtd | 0 | 0 | 0 |  | 0 | 0 | 0 | 0 | 0 | 0 | 0 | 345 | 346 | 348 | 347 | 345 | 348 | 1.06 | 0.956 | 1.002 | 0.714 | 1.06 | 1.002 | 1.5682 | 1.5909 | 1.0227 | 1 | 1.5682 | 1.0227 | -0.015067 | 0 | -0.015381 | 0 | 0 | 0
CFLMFm1975CZ08 | CFLPGEMFmCZ081975 | CFL | PGE | MFm | 1975 | CZ08 | rWtd | 0 | 0 | 0 |  | 0 | 0 | 0 | 0 | 0 | 0 | 0 | 349 | 350 | 352 | 351 | 349 | 352 | 1.148 | 1.066 | 1.006 | 0.744 | 1.148 | 1.006 | 1.4773 | 1.6364 | 1.0227 | 1.0227 | 1.4773 | 1.0227 | -0.013668 | 0 | -0.014279 | 0 | 0 | 0
CFLMFm1975CZ09 | CFLPGEMFmCZ091975 | CFL | PGE | MFm | 1975 | CZ09 | rWtd | 0 | 0 | 0 |  | 0 | 0 | 0 | 0 | 0 | 0 | 0 | 353 | 354 | 356 | 355 | 353 | 356 | 1.144 | 1.054 | 1.002 | 0.712 | 1.144 | 1.002 | 1.5111 | 1.6 | 1 | 1 | 1.5111 | 1 | -0.015136 | 0 | -0.015759 | 0 | 0 | 0
CFLMFm1975CZ10 | CFLPGEMFmCZ101975 | CFL | PGE | MFm | 1975 | CZ10 | rWtd | 0 | 0 | 0 |  | 0 | 0 | 0 | 0 | 0 | 0 | 0 | 357 | 358 | 360 | 359 | 357 | 360 | 1.122 | 1.012 | 1 | 0.692 | 1.122 | 1 | 1.525 | 1.625 | 1.025 | 1 | 1.525 | 1.025 | -0.016128 | 0 | -0.016613 | 0 | 0 | 0
CFLMFm1975CZ11 | CFLPGEMFmCZ111975 | CFL | PGE | MFm | 1975 | CZ11 | rWtd | 1.0899 | 1.6161 | -0.016141 |  | 29584.5566 | 4254.1006 | 868.7296 | 124.9187 | 3689.3347 | 108.3347 | 38629.9749 | 361 | 362 | 364 | 363 | 361 | 364 | 1.11 | 0.968 | 0.998 | 0.614 | 1.11 | 0.998 | 1.625 | 1.7 | 1.025 | 1.025 | 1.625 | 1.025 | -0.020462 | 0 | -0.020905 | 0 | 0 | 0
CFLMFm1975CZ12 | CFLPGEMFmCZ121975 | CFL | PGE | MFm | 1975 | CZ12 | rWtd | 1.0616 | 1.5119 | -0.01563 |  | 137090.0484 | 19712.8138 | 20822.822 | 2994.2101 | 17095.7801 | 2596.7048 | 200312.3793 | 365 | 366 | 368 | 367 | 365 | 368 | 1.094 | 0.95 | 0.998 | 0.626 | 1.094 | 0.998 | 1.575 | 1.675 | 1.025 | 1 | 1.575 | 1.025 | -0.019779 | 0 | -0.020143 | 0 | 0 | 0
CFLMFm1975CZ13 | CFLPGEMFmCZ131975 | CFL | PGE | MFm | 1975 | CZ13 | rWtd | 1.1151 | 1.5648 | -0.0142 |  | 64682.8907 | 9301.0528 | 2224.7808 | 319.9115 | 8066.2637 | 277.4407 | 84872.3403 | 369 | 370 | 372 | 371 | 369 | 372 | 1.134 | 1.014 | 1 | 0.66 | 1.134 | 1 | 1.575 | 1.65 | 1.025 | 1 | 1.575 | 1.025 | -0.017995 | 0 | -0.018534 | 0 | 0 | 0
CFLMFm1975CZ14 | CFLPGEMFmCZ141975 | CFL | PGE | MFm | 1975 | CZ14 | rWtd | 0 | 0 | 0 |  | 0 | 0 | 0 | 0 | 0 | 0 | 0 | 373 | 374 | 376 | 375 | 373 | 376 | 1.122 | 0.982 | 0.996 | 0.634 | 1.122 | 0.996 | 1.5 | 1.625 | 1.025 | 1 | 1.5 | 1.025 | -0.019609 | 0 | -0.019999 | 0 | 0 | 0
CFLMFm1975CZ15 | CFLPGEMFmCZ151975 | CFL | PGE | MFm | 1975 | CZ15 | rWtd | 0 | 0 | 0 |  | 0 | 0 | 0 | 0 | 0 | 0 | 0 | 377 | 378 | 380 | 379 | 377 | 380 | 1.206 | 1.17 | 1.006 | 0.846 | 1.206 | 1.006 | 1.525 | 1.575 | 1.025 | 1 | 1.525 | 1.025 | -0.0084072 | 0 | -0.0089872 | 0 | 0 | 0
CFLMFm1975CZ16 | CFLPGEMFmCZ161975 | CFL | PGE | MFm | 1975 | CZ16 | rWtd | 1.0073 | 1.3137 | -0.018549 |  | 216.2652 | 31.0978 | 88.271 | 12.6929 | 26.9693 | 11.0078 | 386.304 | 381 | 382 | 384 | 383 | 381 | 384 | 1.058 | 0.838 | 0.994 | 0.556 | 1.058 | 0.994 | 1.4146 | 1.4878 | 1.0488 | 1.0244 | 1.4146 | 1.0488 | -0.02341 | 0 | -0.023824 | 0 | 0 | 0
CFLMFm1985CZ01 | CFLPGEMFmCZ011985 | CFL | PGE | MFm | 1985 | CZ01 | rWtd | 0.89407 | 1.0244 | -0.026906 |  | 240.6908 | 34.61 | 7734.7784 | 1112.2197 | 30.0153 | 964.5636 | 10116.8777 | 385 | 386 | 388 | 387 | 385 | 388 | 1 | 0.674 | 0.974 | 0.25 | 1 | 0.974 | 1.0476 | 1.0238 | 1.0238 | 1.0238 | 1.0476 | 1.0238 | -0.03413 | 0 | -0.03413 | 0 | 0 | 0
CFLMFm1985CZ02 | CFLPGEMFmCZ021985 | CFL | PGE | MFm | 1985 | CZ02 | rWtd | 0.97247 | 1.288 | -0.018076 |  | 15232.8827 | 2190.4068 | 24643.6198 | 3543.6204 | 1899.6128 | 3073.1764 | 50583.3189 | 389 | 390 | 392 | 391 | 389 | 392 | 1.038 | 0.858 | 0.994 | 0.558 | 1.038 | 0.994 | 1.7143 | 1.7619 | 1.0238 | 1 | 1.7143 | 1.0238 | -0.022755 | 0 | -0.023038 | 0 | 0 | 0
CFLMFm1985CZ03 | CFLPGEMFmCZ031985 | CFL | PGE | MFm | 1985 | CZ03 | rWtd | 0.94268 | 1.0476 | -0.018897 |  | 28336.749 | 4074.6725 | 334557.9159 | 48107.6342 | 3533.7272 | 41720.961 | 460331.6598 | 393 | 394 | 396 | 395 | 393 | 396 | 1.008 | 0.84 | 0.99 | 0.538 | 1.008 | 0.99 | 1.3571 | 1.381 | 1.0238 | 1 | 1.3571 | 1.0238 | -0.02381 | 0 | -0.023984 | 0 | 0 | 0
CFLMFm1985CZ04 | CFLPGEMFmCZ041985 | CFL | PGE | MFm | 1985 | CZ04 | rWtd | 1.0002 | 1.3206 | -0.013899 |  | 59312.9004 | 8528.877 | 85907.7665 | 12353.0761 | 7396.6004 | 10713.1065 | 184212.3268 | 397 | 398 | 400 | 399 | 397 | 400 | 1.068 | 0.948 | 1 | 0.672 | 1.068 | 1 | 1.7381 | 1.881 | 1.0238 | 1 | 1.7381 | 1.0238 | -0.017473 | 0 | -0.01774 | 0 | 0 | 0
CFLMFm1985CZ05 | CFLPGEMFmCZ051985 | CFL | PGE | MFm | 1985 | CZ05 | rWtd | 0.95115 | 1.1168 | -0.020388 |  | 4230.5077 | 608.3243 | 10978.6373 | 1578.6692 | 527.5644 | 1369.0882 | 19292.7911 | 401 | 402 | 404 | 403 | 401 | 404 | 1.008 | 0.822 | 0.992 | 0.51 | 1.008 | 0.992 | 1.3636 | 1.3409 | 1.0227 | 1.0227 | 1.3636 | 1.0227 | -0.025716 | 0 | -0.025919 | 0 | 0 | 0
CFLMFm1985CZ06 | CFLPGEMFmCZ061985 | CFL | PGE | MFm | 1985 | CZ06 | rWtd | 0 | 0 | 0 |  | 0 | 0 | 0 | 0 | 0 | 0 | 0 | 405 | 406 | 408 | 407 | 405 | 408 | 1.118 | 1.014 | 0.998 | 0.682 | 1.118 | 0.998 | 1.3864 | 1.3864 | 1.0227 | 1.0227 | 1.3864 | 1.0227 | -0.016861 | 0 | -0.017303 | 0 | 0 | 0
CFLMFm1985CZ07 | CFLPGEMFmCZ071985 | CFL | PGE | MFm | 1985 | CZ07 | rWtd | 0 | 0 | 0 |  | 0 | 0 | 0 | 0 | 0 | 0 | 0 | 409 | 410 | 412 | 411 | 409 | 412 | 1.118 | 1.02 | 1 | 0.692 | 1.118 | 1 | 1.3409 | 1.3864 | 1 | 1.0227 | 1.3409 | 1 | -0.015939 | 0 | -0.016629 | 0 | 0 | 0
CFLMFm1985CZ08 | CFLPGEMFmCZ081985 | CFL | PGE | MFm | 1985 | CZ08 | rWtd | 0 | 0 | 0 |  | 0 | 0 | 0 | 0 | 0 | 0 | 0 | 413 | 414 | 416 | 415 | 413 | 416 | 1.146 | 1.064 | 1.004 | 0.742 | 1.146 | 1.004 | 1.5909 | 1.6364 | 1.0227 | 1 | 1.5909 | 1.0227 | -0.013648 | 0 | -0.014233 | 0 | 0 | 0
CFLMFm1985CZ09 | CFLPGEMFmCZ091985 | CFL | PGE | MFm | 1985 | CZ09 | rWtd | 0 | 0 | 0 |  | 0 | 0 | 0 | 0 | 0 | 0 | 0 | 417 | 418 | 420 | 419 | 417 | 420 | 1.144 | 1.048 | 1 | 0.698 | 1.144 | 1 | 1.5227 | 1.6591 | 1 | 1.0227 | 1.5227 | 1 | -0.015793 | 0 | -0.01642 | 0 | 0 | 0
CFLMFm1985CZ10 | CFLPGEMFmCZ101985 | CFL | PGE | MFm | 1985 | CZ10 | rWtd | 0 | 0 | 0 |  | 0 | 0 | 0 | 0 | 0 | 0 | 0 | 421 | 422 | 424 | 423 | 421 | 424 | 1.122 | 1.006 | 1 | 0.678 | 1.122 | 1 | 1.55 | 1.625 | 1.025 | 1 | 1.55 | 1.025 | -0.016833 | 0 | -0.017315 | 0 | 0 | 0
CFLMFm1985CZ11 | CFLPGEMFmCZ111985 | CFL | PGE | MFm | 1985 | CZ11 | rWtd | 1.0774 | 1.6431 | -0.016479 |  | 29584.5566 | 4254.1006 | 868.7296 | 124.9187 | 3689.3347 | 108.3347 | 38629.9749 | 425 | 426 | 428 | 427 | 425 | 428 | 1.098 | 0.948 | 0.998 | 0.61 | 1.098 | 0.998 | 1.65 | 1.75 | 1.025 | 1 | 1.65 | 1.025 | -0.020892 | 0 | -0.021304 | 0 | 0 | 0
CFLMFm1985CZ12 | CFLPGEMFmCZ121985 | CFL | PGE | MFm | 1985 | CZ12 | rWtd | 1.0433 | 1.6614 | -0.015867 |  | 137090.0484 | 19712.8138 | 20822.822 | 2994.2101 | 17095.7801 | 2596.7048 | 200312.3793 | 429 | 430 | 432 | 431 | 429 | 432 | 1.074 | 0.922 | 0.998 | 0.618 | 1.074 | 0.998 | 1.75 | 1.825 | 1.025 | 1 | 1.75 | 1.025 | -0.020087 | 0 | -0.020388 | 0 | 0 | 0
CFLMFm1985CZ13 | CFLPGEMFmCZ131985 | CFL | PGE | MFm | 1985 | CZ13 | rWtd | 1.1053 | 1.5891 | -0.015823 |  | 64682.8907 | 9301.0528 | 2224.7808 | 319.9115 | 8066.2637 | 277.4407 | 84872.3403 | 433 | 434 | 436 | 435 | 433 | 436 | 1.126 | 0.99 | 0.996 | 0.618 | 1.126 | 0.996 | 1.6 | 1.675 | 1.025 | 1.025 | 1.6 | 1.025 | -0.020054 | 0 | -0.020594 | 0 | 0 | 0
CFLMFm1985CZ14 | CFLPGEMFmCZ141985 | CFL | PGE | MFm | 1985 | CZ14 | rWtd | 0 | 0 | 0 |  | 0 | 0 | 0 | 0 | 0 | 0 | 0 | 437 | 438 | 440 | 439 | 437 | 440 | 1.118 | 0.992 | 0.998 | 0.674 | 1.118 | 0.998 | 1.575 | 1.675 | 1.025 | 1 | 1.575 | 1.025 | -0.017577 | 0 | -0.017927 | 0 | 0 | 0
CFLMFm1985CZ15 | CFLPGEMFmCZ151985 | CFL | PGE | MFm | 1985 | CZ15 | rWtd | 0 | 0 | 0 |  | 0 | 0 | 0 | 0 | 0 | 0 | 0 | 441 | 442 | 444 | 443 | 441 | 444 | 1.198 | 1.16 | 1.006 | 0.844 | 1.198 | 1.006 | 1.525 | 1.575 | 1.025 | 1.025 | 1.525 | 1.025 | -0.0086706 | 0 | -0.0092304 | 0 | 0 | 0
CFLMFm1985CZ16 | CFLPGEMFmCZ161985 | CFL | PGE | MFm | 1985 | CZ16 | rWtd | 1.0132 | 1.3162 | -0.018472 |  | 216.2652 | 31.0978 | 88.271 | 12.6929 | 26.9693 | 11.0078 | 386.304 | 445 | 446 | 448 | 447 | 445 | 448 | 1.066 | 0.848 | 0.994 | 0.556 | 1.066 | 0.994 | 1.4286 | 1.5 | 1.0238 | 1 | 1.4286 | 1.0238 | -0.023312 | 0 | -0.023725 | 0 | 0 | 0
CFLMFm1996CZ01 | CFLPGEMFmCZ011996 | CFL | PGE | MFm | 1996 | CZ01 | rWtd | 0.89063 | 1.0475 | -0.026906 |  | 240.6908 | 34.61 | 7734.7784 | 1112.2197 | 30.0153 | 964.5636 | 10116.8777 | 449 | 450 | 452 | 451 | 449 | 452 | 1 | 0.672 | 0.97 | 0.25 | 1 | 0.97 | 1.0976 | 1.0732 | 1.0488 | 1.0244 | 1.0976 | 1.0488 | -0.03413 | 0 | -0.03413 | 0 | 0 | 0
CFLMFm1996CZ02 | CFLPGEMFmCZ021996 | CFL | PGE | MFm | 1996 | CZ02 | rWtd | 0.98038 | 1.3204 | -0.016101 |  | 15232.8827 | 2190.4068 | 24643.6198 | 3543.6204 | 1899.6128 | 3073.1764 | 50583.3189 | 453 | 454 | 456 | 455 | 453 | 456 | 1.044 | 0.872 | 0.998 | 0.602 | 1.044 | 0.998 | 1.7561 | 1.8293 | 1.0488 | 1.0244 | 1.7561 | 1.0488 | -0.020251 | 0 | -0.020532 | 0 | 0 | 0
CFLMFm1996CZ03 | CFLPGEMFmCZ031996 | CFL | PGE | MFm | 1996 | CZ03 | rWtd | 0.95023 | 1.0843 | -0.017677 |  | 28336.749 | 4074.6725 | 334557.9159 | 48107.6342 | 3533.7272 | 41720.961 | 460331.6598 | 457 | 458 | 460 | 459 | 457 | 460 | 1.02 | 0.852 | 0.994 | 0.57 | 1.02 | 0.994 | 1.5366 | 1.5366 | 1.0488 | 1.0244 | 1.5366 | 1.0488 | -0.022215 | 0 | -0.022442 | 0 | 0 | 0
CFLMFm1996CZ04 | CFLPGEMFmCZ041996 | CFL | PGE | MFm | 1996 | CZ04 | rWtd | 1.0108 | 1.3644 | -0.012967 |  | 59312.9004 | 8528.877 | 85907.7665 | 12353.0761 | 7396.6004 | 10713.1065 | 184212.3268 | 461 | 462 | 464 | 463 | 461 | 464 | 1.086 | 0.962 | 1.004 | 0.692 | 1.086 | 1.004 | 1.7805 | 1.9024 | 1.0732 | 1.0244 | 1.7805 | 1.0732 | -0.016183 | 0 | -0.016633 | 0 | 0 | 0
CFLMFm1996CZ05 | CFLPGEMFmCZ051996 | CFL | PGE | MFm | 1996 | CZ05 | rWtd | 0.96633 | 1.0789 | -0.017314 |  | 4230.5077 | 608.3243 | 10978.6373 | 1578.6692 | 527.5644 | 1369.0882 | 19292.7911 | 465 | 466 | 468 | 467 | 465 | 468 | 1.024 | 0.85 | 1 | 0.574 | 1.024 | 1 | 1.2273 | 1.2045 | 1.0227 | 1.0227 | 1.2273 | 1.0227 | -0.02178 | 0 | -0.022033 | 0 | 0 | 0
CFLMFm1996CZ06 | CFLPGEMFmCZ061996 | CFL | PGE | MFm | 1996 | CZ06 | rWtd | 0 | 0 | 0 |  | 0 | 0 | 0 | 0 | 0 | 0 | 0 | 469 | 470 | 472 | 471 | 469 | 472 | 1.102 | 0.986 | 1.004 | 0.708 | 1.102 | 1.004 | 1.6889 | 1.7333 | 1 | 1 | 1.6889 | 1 | -0.015473 | 0 | -0.015809 | 0 | 0 | 0
CFLMFm1996CZ07 | CFLPGEMFmCZ071996 | CFL | PGE | MFm | 1996 | CZ07 | rWtd | 0 | 0 | 0 |  | 0 | 0 | 0 | 0 | 0 | 0 | 0 | 473 | 474 | 476 | 475 | 473 | 476 | 1.134 | 1.06 | 1.01 | 0.81 | 1.134 | 1.01 | 1.4222 | 1.4667 | 1.0222 | 1 | 1.4222 | 1.0222 | -0.010134 | 0 | -0.010639 | 0 | 0 | 0
CFLMFm1996CZ08 | CFLPGEMFmCZ081996 | CFL | PGE | MFm | 1996 | CZ08 | rWtd | 0 | 0 | 0 |  | 0 | 0 | 0 | 0 | 0 | 0 | 0 | 477 | 478 | 480 | 479 | 477 | 480 | 1.146 | 1.07 | 1.01 | 0.778 | 1.146 | 1.01 | 1.4444 | 1.4667 | 1.0222 | 1 | 1.4444 | 1.0222 | -0.011868 | 0 | -0.012644 | 0 | 0 | 0
CFLMFm1996CZ09 | CFLPGEMFmCZ091996 | CFL | PGE | MFm | 1996 | CZ09 | rWtd | 0 | 0 | 0 |  | 0 | 0 | 0 | 0 | 0 | 0 | 0 | 481 | 482 | 484 | 483 | 481 | 484 | 1.168 | 1.086 | 1.008 | 0.756 | 1.168 | 1.008 | 1.4667 | 1.5333 | 1 | 1 | 1.4667 | 1 | -0.012889 | 0 | -0.013559 | 0 | 0 | 0
CFLMFm1996CZ10 | CFLPGEMFmCZ101996 | CFL | PGE | MFm | 1996 | CZ10 | rWtd | 0 | 0 | 0 |  | 0 | 0 | 0 | 0 | 0 | 0 | 0 | 485 | 486 | 488 | 487 | 485 | 488 | 1.092 | 0.958 | 1.002 | 0.67 | 1.092 | 1.002 | 1.75 | 2 | 1.05 | 1 | 1.75 | 1.05 | -0.017354 | 0 | -0.017793 | 0 | 0 | 0
CFLMFm1996CZ11 | CFLPGEMFmCZ111996 | CFL | PGE | MFm | 1996 | CZ11 | rWtd | 1.0986 | 1.5647 | -0.012491 |  | 29584.5566 | 4254.1006 | 868.7296 | 124.9187 | 3689.3347 | 108.3347 | 38629.9749 | 489 | 490 | 492 | 491 | 489 | 492 | 1.116 | 0.996 | 1.004 | 0.7 | 1.116 | 1.004 | 1.575 | 1.625 | 1.025 | 1 | 1.575 | 1.025 | -0.015831 | 0 | -0.016336 | 0 | 0 | 0
CFLMFm1996CZ12 | CFLPGEMFmCZ121996 | CFL | PGE | MFm | 1996 | CZ12 | rWtd | 1.0527 | 1.5991 | -0.014695 |  | 137090.0484 | 19712.8138 | 20822.822 | 2994.2101 | 17095.7801 | 2596.7048 | 200312.3793 | 493 | 494 | 496 | 495 | 493 | 496 | 1.084 | 0.934 | 1 | 0.632 | 1.084 | 1 | 1.675 | 1.775 | 1.025 | 1.025 | 1.675 | 1.025 | -0.018588 | 0 | -0.018984 | 0 | 0 | 0
CFLMFm1996CZ13 | CFLPGEMFmCZ131996 | CFL | PGE | MFm | 1996 | CZ13 | rWtd | 1.1105 | 1.5898 | -0.012125 |  | 64682.8907 | 9301.0528 | 2224.7808 | 319.9115 | 8066.2637 | 277.4407 | 84872.3403 | 497 | 498 | 500 | 499 | 497 | 500 | 1.128 | 1.016 | 1.004 | 0.7 | 1.128 | 1.004 | 1.6 | 1.675 | 1.05 | 1.025 | 1.6 | 1.05 | -0.015361 | 0 | -0.015932 | 0 | 0 | 0
CFLMFm1996CZ14 | CFLPGEMFmCZ141996 | CFL | PGE | MFm | 1996 | CZ14 | rWtd | 0 | 0 | 0 |  | 0 | 0 | 0 | 0 | 0 | 0 | 0 | 501 | 502 | 504 | 503 | 501 | 504 | 1.116 | 0.978 | 1 | 0.666 | 1.116 | 1 | 1.4103 | 1.5128 | 1.0513 | 1.0256 | 1.4103 | 1.0513 | -0.017189 | 0 | -0.01768 | 0 | 0 | 0
CFLMFm1996CZ15 | CFLPGEMFmCZ151996 | CFL | PGE | MFm | 1996 | CZ15 | rWtd | 0 | 0 | 0 |  | 0 | 0 | 0 | 0 | 0 | 0 | 0 | 505 | 506 | 508 | 507 | 505 | 508 | 1.182 | 1.144 | 1.008 | 0.842 | 1.182 | 1.008 | 1.5641 | 1.6154 | 1.0513 | 1.0513 | 1.5641 | 1.0513 | -0.0084438 | 0 | -0.009186 | 0 | 0 | 0
CFLMFm1996CZ16 | CFLPGEMFmCZ161996 | CFL | PGE | MFm | 1996 | CZ16 | rWtd | 1.0053 | 1.3338 | -0.020519 |  | 216.2652 | 31.0978 | 88.271 | 12.6929 | 26.9693 | 11.0078 | 386.304 | 509 | 510 | 512 | 511 | 509 | 512 | 1.064 | 0.808 | 0.99 | 0.484 | 1.064 | 0.99 | 1.439 | 1.5366 | 1.0488 | 1.0488 | 1.439 | 1.0488 | -0.025853 | 0 | -0.026458 | 0 | 0 | 0
CFLMFm2003CZ01 | CFLPGEMFmCZ012003 | CFL | PGE | MFm | 2003 | CZ01 | rWtd | 0.90204 | 1.0501 | -0.026906 |  | 240.6908 | 34.61 | 7734.7784 | 1112.2197 | 30.0153 | 964.5636 | 10116.8777 | 513 | 514 | 516 | 515 | 513 | 516 | 1 | 0.712 | 0.978 | 0.29 | 1 | 0.978 | 1.0976 | 1.0488 | 1.0488 | 1.0488 | 1.0976 | 1.0488 | -0.03413 | 0 | -0.03413 | 0 | 0 | 0
CFLMFm2003CZ02 | CFLPGEMFmCZ022003 | CFL | PGE | MFm | 2003 | CZ02 | rWtd | 0.9835 | 1.3558 | -0.014693 |  | 15232.8827 | 2190.4068 | 24643.6198 | 3543.6204 | 1899.6128 | 3073.1764 | 50583.3189 | 517 | 518 | 520 | 519 | 517 | 520 | 1.046 | 0.896 | 0.998 | 0.622 | 1.046 | 0.998 | 1.878 | 2 | 1.0244 | 1.0244 | 1.878 | 1.0244 | -0.018389 | 0 | -0.018791 | 0 | 0 | 0
CFLMFm2003CZ03 | CFLPGEMFmCZ032003 | CFL | PGE | MFm | 2003 | CZ03 | rWtd | 0.94473 | 1.071 | -0.018558 |  | 28336.749 | 4074.6725 | 334557.9159 | 48107.6342 | 3533.7272 | 41720.961 | 460331.6598 | 521 | 522 | 524 | 523 | 521 | 524 | 1.006 | 0.832 | 0.992 | 0.544 | 1.006 | 0.992 | 1.3659 | 1.3659 | 1.0488 | 1.0244 | 1.3659 | 1.0488 | -0.023342 | 0 | -0.023558 | 0 | 0 | 0
CFLMFm2003CZ04 | CFLPGEMFmCZ042003 | CFL | PGE | MFm | 2003 | CZ04 | rWtd | 1.0205 | 1.2824 | -0.011425 |  | 59312.9004 | 8528.877 | 85907.7665 | 12353.0761 | 7396.6004 | 10713.1065 | 184212.3268 | 525 | 526 | 528 | 527 | 525 | 528 | 1.1 | 0.998 | 1.006 | 0.72 | 1.1 | 1.006 | 1.6098 | 1.7073 | 1.0488 | 1.0488 | 1.6098 | 1.0488 | -0.01426 | 0 | -0.014653 | 0 | 0 | 0
CFLMFm2003CZ05 | CFLPGEMFmCZ052003 | CFL | PGE | MFm | 2003 | CZ05 | rWtd | 0.9701 | 1.0852 | -0.016771 |  | 4230.5077 | 608.3243 | 10978.6373 | 1578.6692 | 527.5644 | 1369.0882 | 19292.7911 | 529 | 530 | 532 | 531 | 529 | 532 | 1.028 | 0.856 | 1.002 | 0.59 | 1.028 | 1.002 | 1.25 | 1.2273 | 1.0227 | 1.0227 | 1.25 | 1.0227 | -0.021102 | 0 | -0.02134 | 0 | 0 | 0
CFLMFm2003CZ06 | CFLPGEMFmCZ062003 | CFL | PGE | MFm | 2003 | CZ06 | rWtd | 0 | 0 | 0 |  | 0 | 0 | 0 | 0 | 0 | 0 | 0 | 533 | 534 | 536 | 535 | 533 | 536 | 1.092 | 1.002 | 1.008 | 0.776 | 1.092 | 1.008 | 1.4667 | 1.4444 | 1 | 1 | 1.4667 | 1 | -0.01216 | 0 | -0.012438 | 0 | 0 | 0
CFLMFm2003CZ07 | CFLPGEMFmCZ072003 | CFL | PGE | MFm | 2003 | CZ07 | rWtd | 0 | 0 | 0 |  | 0 | 0 | 0 | 0 | 0 | 0 | 0 | 537 | 538 | 540 | 539 | 537 | 540 | 1.124 | 1.034 | 1.002 | 0.716 | 1.124 | 1.002 | 1.2444 | 1.2222 | 1 | 1 | 1.2444 | 1 | -0.014615 | 0 | -0.015129 | 0 | 0 | 0
CFLMFm2003CZ08 | CFLPGEMFmCZ082003 | CFL | PGE | MFm | 2003 | CZ08 | rWtd | 0 | 0 | 0 |  | 0 | 0 | 0 | 0 | 0 | 0 | 0 | 541 | 542 | 544 | 543 | 541 | 544 | 1.146 | 1.072 | 1.006 | 0.756 | 1.146 | 1.006 | 1.5111 | 1.5556 | 1 | 1 | 1.5111 | 1 | -0.012546 | 0 | -0.013164 | 0 | 0 | 0
CFLMFm2003CZ09 | CFLPGEMFmCZ092003 | CFL | PGE | MFm | 2003 | CZ09 | rWtd | 0 | 0 | 0 |  | 0 | 0 | 0 | 0 | 0 | 0 | 0 | 545 | 546 | 548 | 547 | 545 | 548 | 1.116 | 1.024 | 1.004 | 0.73 | 1.116 | 1.004 | 1.7045 | 1.8636 | 1.0455 | 1.0227 | 1.7045 | 1.0455 | -0.013533 | 0 | -0.014042 | 0 | 0 | 0
CFLMFm2003CZ10 | CFLPGEMFmCZ102003 | CFL | PGE | MFm | 2003 | CZ10 | rWtd | 0 | 0 | 0 |  | 0 | 0 | 0 | 0 | 0 | 0 | 0 | 549 | 550 | 552 | 551 | 549 | 552 | 1.106 | 1.02 | 1.008 | 0.782 | 1.106 | 1.008 | 1.7 | 1.875 | 1.025 | 1 | 1.7 | 1.025 | -0.011221 | 0 | -0.011685 | 0 | 0 | 0
CFLMFm2003CZ11 | CFLPGEMFmCZ112003 | CFL | PGE | MFm | 2003 | CZ11 | rWtd | 1.1025 | 1.4461 | -0.014327 |  | 29584.5566 | 4254.1006 | 868.7296 | 124.9187 | 3689.3347 | 108.3347 | 38629.9749 | 553 | 554 | 556 | 555 | 553 | 556 | 1.122 | 0.988 | 0.998 | 0.632 | 1.122 | 0.998 | 1.45 | 1.525 | 1.025 | 1 | 1.45 | 1.025 | -0.018159 | 0 | -0.018693 | 0 | 0 | 0
CFLMFm2003CZ12 | CFLPGEMFmCZ122003 | CFL | PGE | MFm | 2003 | CZ12 | rWtd | 1.0746 | 1.4858 | -0.012037 |  | 137090.0484 | 19712.8138 | 20822.822 | 2994.2101 | 17095.7801 | 2596.7048 | 200312.3793 | 557 | 558 | 560 | 559 | 557 | 560 | 1.104 | 0.988 | 1.002 | 0.698 | 1.104 | 1.002 | 1.55 | 1.575 | 1.05 | 1 | 1.55 | 1.05 | -0.015204 | 0 | -0.015699 | 0 | 0 | 0
CFLMFm2003CZ13 | CFLPGEMFmCZ132003 | CFL | PGE | MFm | 2003 | CZ13 | rWtd | 1.1207 | 1.4654 | -0.012279 |  | 64682.8907 | 9301.0528 | 2224.7808 | 319.9115 | 8066.2637 | 277.4407 | 84872.3403 | 561 | 562 | 564 | 563 | 561 | 564 | 1.138 | 1.032 | 1.002 | 0.696 | 1.138 | 1.002 | 1.475 | 1.525 | 1.025 | 1 | 1.475 | 1.025 | -0.015555 | 0 | -0.01618 | 0 | 0 | 0
CFLMFm2003CZ14 | CFLPGEMFmCZ142003 | CFL | PGE | MFm | 2003 | CZ14 | rWtd | 0 | 0 | 0 |  | 0 | 0 | 0 | 0 | 0 | 0 | 0 | 565 | 566 | 568 | 567 | 565 | 568 | 1.128 | 0.992 | 0.998 | 0.642 | 1.128 | 0.998 | 1.375 | 1.45 | 1.025 | 1 | 1.375 | 1.025 | -0.017695 | 0 | -0.018195 | 0 | 0 | 0
CFLMFm2003CZ15 | CFLPGEMFmCZ152003 | CFL | PGE | MFm | 2003 | CZ15 | rWtd | 0 | 0 | 0 |  | 0 | 0 | 0 | 0 | 0 | 0 | 0 | 569 | 570 | 572 | 571 | 569 | 572 | 1.18 | 1.142 | 1.008 | 0.842 | 1.18 | 1.008 | 1.5 | 1.575 | 1.025 | 1.025 | 1.5 | 1.025 | -0.0082636 | 0 | -0.0089588 | 0 | 0 | 0
CFLMFm2003CZ16 | CFLPGEMFmCZ162003 | CFL | PGE | MFm | 2003 | CZ16 | rWtd | 1.0131 | 1.3503 | -0.018901 |  | 216.2652 | 31.0978 | 88.271 | 12.6929 | 26.9693 | 11.0078 | 386.304 | 573 | 574 | 576 | 575 | 573 | 576 | 1.068 | 0.838 | 0.994 | 0.538 | 1.068 | 0.994 | 1.4634 | 1.561 | 1.0488 | 1.0244 | 1.4634 | 1.0488 | -0.023827 | 0 | -0.024344 | 0 | 0 | 0
CFLMFm2007CZ01 | CFLPGEMFmCZ012007 | CFL | PGE | MFm | 2007 | CZ01 | rWtd | 0.89661 | 1.0488 | -0.026906 |  | 0 | 0 | 721.9984 | 103.8195 | 0 | 90.0366 | 915.8545 | 577 | 578 | 580 | 579 | 577 | 580 | 1 | 0.726 | 0.978 | 0.26 | 1 | 0.978 | 1.0976 | 1.0488 | 1.0488 | 1.0488 | 1.0976 | 1.0488 | -0.03413 | 0 | -0.03413 | 0 | 0 | 0
CFLMFm2007CZ02 | CFLPGEMFmCZ022007 | CFL | PGE | MFm | 2007 | CZ02 | rWtd | 0.96978 | 1.2004 | -0.015578 |  | 351.6491 | 50.5653 | 1113.1634 | 160.0669 | 43.8523 | 138.8168 | 1858.1138 | 581 | 582 | 584 | 583 | 581 | 584 | 1.048 | 0.892 | 0.996 | 0.596 | 1.048 | 0.996 | 1.6829 | 1.6585 | 1.0488 | 1.0488 | 1.6829 | 1.0488 | -0.019492 | 0 | -0.019846 | 0 | 0 | 0
CFLMFm2007CZ03 | CFLPGEMFmCZ032007 | CFL | PGE | MFm | 2007 | CZ03 | rWtd | 0.95172 | 1.1233 | -0.017215 |  | 905.3607 | 130.186 | 3698.862 | 531.8765 | 112.9028 | 461.2657 | 5840.4536 | 585 | 586 | 588 | 587 | 585 | 588 | 1.004 | 0.856 | 0.992 | 0.56 | 1.004 | 0.992 | 1.439 | 1.3415 | 1.0488 | 1.0488 | 1.439 | 1.0488 | -0.021769 | 0 | -0.021854 | 0 | 0 | 0
CFLMFm2007CZ04 | CFLPGEMFmCZ042007 | CFL | PGE | MFm | 2007 | CZ04 | rWtd | 1.0695 | 1.4658 | -0.010863 |  | 2209.4463 | 317.7065 | 258.8731 | 37.2246 | 275.5285 | 32.2827 | 3131.0618 | 589 | 590 | 592 | 591 | 589 | 592 | 1.092 | 0.992 | 1.006 | 0.728 | 1.092 | 1.006 | 1.5122 | 1.5366 | 1.0488 | 1.0244 | 1.5122 | 1.0488 | -0.013748 | 0 | -0.014057 | 0 | 0 | 0
CFLMFm2007CZ05 | CFLPGEMFmCZ052007 | CFL | PGE | MFm | 2007 | CZ05 | rWtd | 0.9827 | 1.2007 | -0.015242 |  | 0.42433 | 0.061017 | 0.364 | 0.052342 | 0.052916 | 0.045393 | 1 | 593 | 594 | 596 | 595 | 593 | 596 | 1.02 | 0.876 | 1.002 | 0.616 | 1.02 | 1.002 | 1.3636 | 1.2727 | 1.0227 | 1.0227 | 1.3636 | 1.0227 | -0.019275 | 0 | -0.019404 | 0 | 0 | 0
CFLMFm2007CZ06 | CFLPGEMFmCZ062007 | CFL | PGE | MFm | 2007 | CZ06 | rWtd | 0 | 0 | 0 |  | 0 | 0 | 0 | 0 | 0 | 0 | 0 | 597 | 598 | 600 | 599 | 597 | 600 | 1.102 | 1.004 | 1.004 | 0.748 | 1.102 | 1.004 | 1.4444 | 1.4444 | 1 | 1 | 1.4444 | 1 | -0.01326 | 0 | -0.013496 | 0 | 0 | 0
CFLMFm2007CZ07 | CFLPGEMFmCZ072007 | CFL | PGE | MFm | 2007 | CZ07 | rWtd | 0 | 0 | 0 |  | 0 | 0 | 0 | 0 | 0 | 0 | 0 | 601 | 602 | 604 | 603 | 601 | 604 | 1.132 | 1.026 | 1.002 | 0.716 | 1.132 | 1.002 | 1.3556 | 1.3556 | 1 | 1 | 1.3556 | 1 | -0.014696 | 0 | -0.015069 | 0 | 0 | 0
CFLMFm2007CZ08 | CFLPGEMFmCZ082007 | CFL | PGE | MFm | 2007 | CZ08 | rWtd | 0 | 0 | 0 |  | 0 | 0 | 0 | 0 | 0 | 0 | 0 | 605 | 606 | 608 | 607 | 605 | 608 | 1.146 | 1.068 | 1.008 | 0.772 | 1.146 | 1.008 | 1.4 | 1.4222 | 1.0222 | 1.0222 | 1.4 | 1.0222 | -0.011752 | 0 | -0.01224 | 0 | 0 | 0
CFLMFm2007CZ09 | CFLPGEMFmCZ092007 | CFL | PGE | MFm | 2007 | CZ09 | rWtd | 0 | 0 | 0 |  | 0 | 0 | 0 | 0 | 0 | 0 | 0 | 609 | 610 | 612 | 611 | 609 | 612 | 1.118 | 1.026 | 1.004 | 0.73 | 1.118 | 1.004 | 1.4545 | 1.4318 | 1.0455 | 1 | 1.4545 | 1.0455 | -0.013158 | 0 | -0.01365 | 0 | 0 | 0
CFLMFm2007CZ10 | CFLPGEMFmCZ102007 | CFL | PGE | MFm | 2007 | CZ10 | rWtd | 0 | 0 | 0 |  | 0 | 0 | 0 | 0 | 0 | 0 | 0 | 613 | 614 | 616 | 615 | 613 | 616 | 1.122 | 1.03 | 1.008 | 0.772 | 1.122 | 1.008 | 1.45 | 1.45 | 1.025 | 1.025 | 1.45 | 1.025 | -0.011402 | 0 | -0.011877 | 0 | 0 | 0
CFLMFm2007CZ11 | CFLPGEMFmCZ112007 | CFL | PGE | MFm | 2007 | CZ11 | rWtd | 1.1019 | 1.375 | -0.014774 |  | 128.3714 | 18.4591 | 0 | 0 | 16.0085 | 0 | 162.839 | 617 | 618 | 620 | 619 | 617 | 620 | 1.118 | 0.976 | 0.998 | 0.612 | 1.118 | 0.998 | 1.375 | 1.375 | 1.025 | 1.025 | 1.375 | 1.025 | -0.018741 | 0 | -0.019244 | 0 | 0 | 0
CFLMFm2007CZ12 | CFLPGEMFmCZ122007 | CFL | PGE | MFm | 2007 | CZ12 | rWtd | 1.0887 | 1.4381 | -0.012022 |  | 2876.5425 | 413.6314 | 82.6565 | 11.8856 | 358.7185 | 10.3077 | 3753.7422 | 621 | 622 | 624 | 623 | 621 | 624 | 1.106 | 0.984 | 1.002 | 0.69 | 1.106 | 1.002 | 1.45 | 1.45 | 1.025 | 1.025 | 1.45 | 1.025 | -0.015238 | 0 | -0.015661 | 0 | 0 | 0
CFLMFm2007CZ13 | CFLPGEMFmCZ132007 | CFL | PGE | MFm | 2007 | CZ13 | rWtd | 1.1178 | 1.4693 | -0.011486 |  | 377.9832 | 54.352 | 0 | 0 | 47.1363 | 0 | 479.4715 | 625 | 626 | 628 | 627 | 625 | 628 | 1.13 | 1.022 | 1.004 | 0.712 | 1.13 | 1.004 | 1.475 | 1.425 | 1.025 | 1.025 | 1.475 | 1.025 | -0.01457 | 0 | -0.015098 | 0 | 0 | 0
CFLMFm2007CZ14 | CFLPGEMFmCZ142007 | CFL | PGE | MFm | 2007 | CZ14 | rWtd | 0 | 0 | 0 |  | 0 | 0 | 0 | 0 | 0 | 0 | 0 | 629 | 630 | 632 | 631 | 629 | 632 | 1.118 | 0.964 | 0.996 | 0.59 | 1.118 | 0.996 | 1.325 | 1.35 | 1.025 | 1 | 1.325 | 1.025 | -0.019615 | 0 | -0.02011 | 0 | 0 | 0
CFLMFm2007CZ15 | CFLPGEMFmCZ152007 | CFL | PGE | MFm | 2007 | CZ15 | rWtd | 0 | 0 | 0 |  | 0 | 0 | 0 | 0 | 0 | 0 | 0 | 633 | 634 | 636 | 635 | 633 | 636 | 1.174 | 1.118 | 1.01 | 0.852 | 1.174 | 1.01 | 1.425 | 1.425 | 1.025 | 1.025 | 1.425 | 1.025 | -0.0077892 | 0 | -0.0084122 | 0 | 0 | 0
CFLMFm2007CZ16 | CFLPGEMFmCZ162007 | CFL | PGE | MFm | 2007 | CZ16 | rWtd | 0.99207 | 1.2093 | -0.019221 |  | 0.42433 | 0.061017 | 0.364 | 0.052342 | 0.052916 | 0.045393 | 1 | 637 | 638 | 640 | 639 | 637 | 640 | 1.064 | 0.84 | 0.992 | 0.514 | 1.064 | 0.992 | 1.3415 | 1.3902 | 1.0488 | 1.0488 | 1.3415 | 1.0488 | -0.024203 | 0 | -0.02459 | 0 | 0 | 0
CFLMFm2011CZ01 | CFLPGEMFmCZ012011 | CFL | PGE | MFm | 2011 | CZ01 | rWtd | 0.90446 | 1.0488 | -0.026906 |  | 0 | 0 | 721.9984 | 103.8195 | 0 | 90.0366 | 915.8545 | 641 | 642 | 644 | 643 | 641 | 644 | 1 | 0.738 | 0.982 | 0.298 | 1 | 0.982 | 1.122 | 1.0732 | 1.0488 | 1.0488 | 1.122 | 1.0488 | -0.034008 | 0 | -0.03413 | 0 | 0 | 0
CFLMFm2011CZ02 | CFLPGEMFmCZ022011 | CFL | PGE | MFm | 2011 | CZ02 | rWtd | 0.97857 | 1.1945 | -0.014481 |  | 351.6491 | 50.5653 | 1113.1634 | 160.0669 | 43.8523 | 138.8168 | 1858.1138 | 645 | 646 | 648 | 647 | 645 | 648 | 1.06 | 0.908 | 1 | 0.632 | 1.06 | 1 | 1.6585 | 1.6341 | 1.0488 | 1.0488 | 1.6585 | 1.0488 | -0.0181 | 0 | -0.018453 | 0 | 0 | 0
CFLMFm2011CZ03 | CFLPGEMFmCZ032011 | CFL | PGE | MFm | 2011 | CZ03 | rWtd | 0.95974 | 1.1133 | -0.015865 |  | 905.3607 | 130.186 | 3698.862 | 531.8765 | 112.9028 | 461.2657 | 5840.4536 | 649 | 650 | 652 | 651 | 649 | 652 | 1.012 | 0.87 | 0.996 | 0.598 | 1.012 | 0.996 | 1.4878 | 1.3902 | 1.0244 | 1.0244 | 1.4878 | 1.0244 | -0.020035 | 0 | -0.020146 | 0 | 0 | 0
CFLMFm2011CZ04 | CFLPGEMFmCZ042011 | CFL | PGE | MFm | 2011 | CZ04 | rWtd | 1.0875 | 1.471 | -0.0093787 |  | 2209.4463 | 317.7065 | 258.8731 | 37.2246 | 275.5285 | 32.2827 | 3131.0618 | 653 | 654 | 656 | 655 | 653 | 656 | 1.11 | 1.018 | 1.012 | 0.772 | 1.11 | 1.012 | 1.5122 | 1.5854 | 1.0488 | 1.0488 | 1.5122 | 1.0488 | -0.011858 | 0 | -0.012229 | 0 | 0 | 0
CFLMFm2011CZ05 | CFLPGEMFmCZ052011 | CFL | PGE | MFm | 2011 | CZ05 | rWtd | 0.98725 | 1.1804 | -0.015125 |  | 0.42433 | 0.061017 | 0.364 | 0.052342 | 0.052916 | 0.045393 | 1 | 657 | 658 | 660 | 659 | 657 | 660 | 1.026 | 0.88 | 1.004 | 0.628 | 1.026 | 1.004 | 1.3182 | 1.2955 | 1.0227 | 1.0227 | 1.3182 | 1.0227 | -0.019124 | 0 | -0.019257 | 0 | 0 | 0
CFLMFm2011CZ06 | CFLPGEMFmCZ062011 | CFL | PGE | MFm | 2011 | CZ06 | rWtd | 0 | 0 | 0 |  | 0 | 0 | 0 | 0 | 0 | 0 | 0 | 661 | 662 | 664 | 663 | 661 | 664 | 1.108 | 1.008 | 1.006 | 0.754 | 1.108 | 1.006 | 1.4444 | 1.4222 | 1 | 1 | 1.4444 | 1 | -0.013229 | 0 | -0.013488 | 0 | 0 | 0
CFLMFm2011CZ07 | CFLPGEMFmCZ072011 | CFL | PGE | MFm | 2011 | CZ07 | rWtd | 0 | 0 | 0 |  | 0 | 0 | 0 | 0 | 0 | 0 | 0 | 665 | 666 | 668 | 667 | 665 | 668 | 1.156 | 1.062 | 1.008 | 0.766 | 1.156 | 1.008 | 1.3556 | 1.3556 | 1 | 1 | 1.3556 | 1 | -0.012515 | 0 | -0.012877 | 0 | 0 | 0
CFLMFm2011CZ08 | CFLPGEMFmCZ082011 | CFL | PGE | MFm | 2011 | CZ08 | rWtd | 0 | 0 | 0 |  | 0 | 0 | 0 | 0 | 0 | 0 | 0 | 669 | 670 | 672 | 671 | 669 | 672 | 1.162 | 1.088 | 1.012 | 0.802 | 1.162 | 1.012 | 1.4222 | 1.4222 | 1 | 1 | 1.4222 | 1 | -0.010471 | 0 | -0.011032 | 0 | 0 | 0
CFLMFm2011CZ09 | CFLPGEMFmCZ092011 | CFL | PGE | MFm | 2011 | CZ09 | rWtd | 0 | 0 | 0 |  | 0 | 0 | 0 | 0 | 0 | 0 | 0 | 673 | 674 | 676 | 675 | 673 | 676 | 1.134 | 1.046 | 1.008 | 0.764 | 1.134 | 1.008 | 1.4318 | 1.4091 | 1.0227 | 1.0227 | 1.4318 | 1.0227 | -0.012039 | 0 | -0.012532 | 0 | 0 | 0
CFLMFm2011CZ10 | CFLPGEMFmCZ102011 | CFL | PGE | MFm | 2011 | CZ10 | rWtd | 0 | 0 | 0 |  | 0 | 0 | 0 | 0 | 0 | 0 | 0 | 677 | 678 | 680 | 679 | 677 | 680 | 1.132 | 1.04 | 1.012 | 0.79 | 1.132 | 1.012 | 1.475 | 1.45 | 1.025 | 1.025 | 1.475 | 1.025 | -0.010784 | 0 | -0.011313 | 0 | 0 | 0
CFLMFm2011CZ11 | CFLPGEMFmCZ112011 | CFL | PGE | MFm | 2011 | CZ11 | rWtd | 1.1119 | 1.4193 | -0.014145 |  | 128.3714 | 18.4591 | 0 | 0 | 16.0085 | 0 | 162.839 | 681 | 682 | 684 | 683 | 681 | 684 | 1.128 | 0.986 | 1 | 0.632 | 1.128 | 1 | 1.425 | 1.375 | 1.025 | 1.025 | 1.425 | 1.025 | -0.017943 | 0 | -0.018458 | 0 | 0 | 0
CFLMFm2011CZ12 | CFLPGEMFmCZ122011 | CFL | PGE | MFm | 2011 | CZ12 | rWtd | 1.099 | 1.4624 | -0.011275 |  | 2876.5425 | 413.6314 | 82.6565 | 11.8856 | 358.7185 | 10.3077 | 3753.7422 | 685 | 686 | 688 | 687 | 685 | 688 | 1.116 | 0.998 | 1.006 | 0.716 | 1.116 | 1.006 | 1.475 | 1.475 | 1.025 | 1.025 | 1.475 | 1.025 | -0.014289 | 0 | -0.01474 | 0 | 0 | 0
CFLMFm2011CZ13 | CFLPGEMFmCZ132011 | CFL | PGE | MFm | 2011 | CZ13 | rWtd | 1.1262 | 1.4722 | -0.010967 |  | 377.9832 | 54.352 | 0 | 0 | 47.1363 | 0 | 479.4715 | 689 | 690 | 692 | 691 | 689 | 692 | 1.138 | 1.034 | 1.006 | 0.73 | 1.138 | 1.006 | 1.475 | 1.45 | 1.025 | 1 | 1.475 | 1.025 | -0.013912 | 0 | -0.014465 | 0 | 0 | 0
CFLMFm2011CZ14 | CFLPGEMFmCZ142011 | CFL | PGE | MFm | 2011 | CZ14 | rWtd | 0 | 0 | 0 |  | 0 | 0 | 0 | 0 | 0 | 0 | 0 | 693 | 694 | 696 | 695 | 693 | 696 | 1.124 | 0.974 | 0.998 | 0.61 | 1.124 | 0.998 | 1.35 | 1.35 | 1.025 | 1.025 | 1.35 | 1.025 | -0.018937 | 0 | -0.019506 | 0 | 0 | 0
CFLMFm2011CZ15 | CFLPGEMFmCZ152011 | CFL | PGE | MFm | 2011 | CZ15 | rWtd | 0 | 0 | 0 |  | 0 | 0 | 0 | 0 | 0 | 0 | 0 | 697 | 698 | 700 | 699 | 697 | 700 | 1.184 | 1.128 | 1.012 | 0.86 | 1.184 | 1.012 | 1.475 | 1.45 | 1.05 | 1.025 | 1.475 | 1.05 | -0.007484 | 0 | -0.0081176 | 0 | 0 | 0
CFLMFm2011CZ16 | CFLPGEMFmCZ162011 | CFL | PGE | MFm | 2011 | CZ16 | rWtd | 0.99695 | 1.2182 | -0.018704 |  | 0.42433 | 0.061017 | 0.364 | 0.052342 | 0.052916 | 0.045393 | 1 | 701 | 702 | 704 | 703 | 701 | 704 | 1.07 | 0.846 | 0.994 | 0.53 | 1.07 | 0.994 | 1.3659 | 1.3659 | 1.0488 | 1.0244 | 1.3659 | 1.0488 | -0.023525 | 0 | -0.023961 | 0 | 0 | 0
CFLMFm2015CZ01 | CFLPGEMFmCZ012015 | CFL | PGE | MFm | 2015 | CZ01 | rWtd | 0.91658 | 1.0704 | -0.024921 |  | 0 | 0 | 721.9984 | 103.8195 | 0 | 90.0366 | 915.8545 | 705 | 706 | 708 | 707 | 705 | 708 | 1 | 0.77 | 0.988 | 0.358 | 1 | 0.988 | 1.1463 | 1.0976 | 1.0732 | 1.0488 | 1.1463 | 1.0732 | -0.031421 | 0 | -0.031612 | 0 | 0 | 0
CFLMFm2015CZ02 | CFLPGEMFmCZ022015 | CFL | PGE | MFm | 2015 | CZ02 | rWtd | 0.97909 | 1.1703 | -0.014615 |  | 351.6491 | 50.5653 | 1113.1634 | 160.0669 | 43.8523 | 138.8168 | 1858.1138 | 709 | 710 | 712 | 711 | 709 | 712 | 1.054 | 0.912 | 1.002 | 0.636 | 1.054 | 1.002 | 1.561 | 1.5854 | 1.0488 | 1.0244 | 1.561 | 1.0488 | -0.018308 | 0 | -0.018612 | 0 | 0 | 0
CFLMFm2015CZ03 | CFLPGEMFmCZ032015 | CFL | PGE | MFm | 2015 | CZ03 | rWtd | 0.97125 | 1.1222 | -0.013867 |  | 905.3607 | 130.186 | 3698.862 | 531.8765 | 112.9028 | 461.2657 | 5840.4536 | 713 | 714 | 716 | 715 | 713 | 716 | 1.022 | 0.904 | 1.002 | 0.65 | 1.022 | 1.002 | 1.439 | 1.3902 | 1.0488 | 1.0244 | 1.439 | 1.0488 | -0.017523 | 0 | -0.017606 | 0 | 0 | 0
CFLMFm2015CZ04 | CFLPGEMFmCZ042015 | CFL | PGE | MFm | 2015 | CZ04 | rWtd | 1.0812 | 1.4661 | -0.0094855 |  | 2209.4463 | 317.7065 | 258.8731 | 37.2246 | 275.5285 | 32.2827 | 3131.0618 | 717 | 718 | 720 | 719 | 717 | 720 | 1.102 | 1.018 | 1.012 | 0.776 | 1.102 | 1.012 | 1.5122 | 1.5366 | 1.0488 | 1.0488 | 1.5122 | 1.0488 | -0.011995 | 0 | -0.01235 | 0 | 0 | 0
CFLMFm2015CZ05 | CFLPGEMFmCZ052015 | CFL | PGE | MFm | 2015 | CZ05 | rWtd | 1.0128 | 1.2333 | -0.010437 |  | 0.42433 | 0.061017 | 0.364 | 0.052342 | 0.052916 | 0.045393 | 1 | 721 | 722 | 724 | 723 | 721 | 724 | 1.048 | 0.942 | 1.016 | 0.75 | 1.048 | 1.016 | 1.4091 | 1.3182 | 1.0455 | 1 | 1.4091 | 1.0455 | -0.013175 | 0 | -0.013314 | 0 | 0 | 0
CFLMFm2015CZ06 | CFLPGEMFmCZ062015 | CFL | PGE | MFm | 2015 | CZ06 | rWtd | 0 | 0 | 0 |  | 0 | 0 | 0 | 0 | 0 | 0 | 0 | 725 | 726 | 728 | 727 | 725 | 728 | 1.1 | 1.01 | 1.008 | 0.758 | 1.1 | 1.008 | 1.3556 | 1.4 | 1 | 1 | 1.3556 | 1 | -0.013023 | 0 | -0.013223 | 0 | 0 | 0
CFLMFm2015CZ07 | CFLPGEMFmCZ072015 | CFL | PGE | MFm | 2015 | CZ07 | rWtd | 0 | 0 | 0 |  | 0 | 0 | 0 | 0 | 0 | 0 | 0 | 729 | 730 | 732 | 731 | 729 | 732 | 1.142 | 1.064 | 1.008 | 0.77 | 1.142 | 1.008 | 1.3111 | 1.3333 | 1 | 1 | 1.3111 | 1 | -0.012187 | 0 | -0.01259 | 0 | 0 | 0
CFLMFm2015CZ08 | CFLPGEMFmCZ082015 | CFL | PGE | MFm | 2015 | CZ08 | rWtd | 0 | 0 | 0 |  | 0 | 0 | 0 | 0 | 0 | 0 | 0 | 733 | 734 | 736 | 735 | 733 | 736 | 1.148 | 1.084 | 1.012 | 0.8 | 1.148 | 1.012 | 1.3556 | 1.4 | 1 | 1 | 1.3556 | 1 | -0.010754 | 0 | -0.011337 | 0 | 0 | 0
CFLMFm2015CZ09 | CFLPGEMFmCZ092015 | CFL | PGE | MFm | 2015 | CZ09 | rWtd | 0 | 0 | 0 |  | 0 | 0 | 0 | 0 | 0 | 0 | 0 | 737 | 738 | 740 | 739 | 737 | 740 | 1.122 | 1.042 | 1.008 | 0.762 | 1.122 | 1.008 | 1.3864 | 1.3864 | 1.0227 | 1.0227 | 1.3864 | 1.0227 | -0.01221 | 0 | -0.012718 | 0 | 0 | 0
CFLMFm2015CZ10 | CFLPGEMFmCZ102015 | CFL | PGE | MFm | 2015 | CZ10 | rWtd | 0 | 0 | 0 |  | 0 | 0 | 0 | 0 | 0 | 0 | 0 | 741 | 742 | 744 | 743 | 741 | 744 | 1.122 | 1.042 | 1.012 | 0.798 | 1.122 | 1.012 | 1.425 | 1.425 | 1.05 | 1.025 | 1.425 | 1.05 | -0.010537 | 0 | -0.011092 | 0 | 0 | 0
CFLMFm2015CZ11 | CFLPGEMFmCZ112015 | CFL | PGE | MFm | 2015 | CZ11 | rWtd | 1.1033 | 1.3722 | -0.013983 |  | 128.3714 | 18.4591 | 0 | 0 | 16.0085 | 0 | 162.839 | 745 | 746 | 748 | 747 | 745 | 748 | 1.118 | 0.988 | 1.002 | 0.64 | 1.118 | 1.002 | 1.375 | 1.35 | 1.025 | 1.025 | 1.375 | 1.025 | -0.017737 | 0 | -0.018218 | 0 | 0 | 0
CFLMFm2015CZ12 | CFLPGEMFmCZ122015 | CFL | PGE | MFm | 2015 | CZ12 | rWtd | 1.0882 | 1.4354 | -0.011573 |  | 2876.5425 | 413.6314 | 82.6565 | 11.8856 | 358.7185 | 10.3077 | 3753.7422 | 749 | 750 | 752 | 751 | 749 | 752 | 1.104 | 0.994 | 1.006 | 0.712 | 1.104 | 1.006 | 1.45 | 1.425 | 1.025 | 1.025 | 1.45 | 1.025 | -0.014668 | 0 | -0.015097 | 0 | 0 | 0
CFLMFm2015CZ13 | CFLPGEMFmCZ132015 | CFL | PGE | MFm | 2015 | CZ13 | rWtd | 1.1173 | 1.45 | -0.010902 |  | 377.9832 | 54.352 | 0 | 0 | 47.1363 | 0 | 479.4715 | 753 | 754 | 756 | 755 | 753 | 756 | 1.128 | 1.034 | 1.008 | 0.736 | 1.128 | 1.008 | 1.45 | 1.45 | 1.05 | 1.025 | 1.45 | 1.05 | -0.013829 | 0 | -0.01436 | 0 | 0 | 0
CFLMFm2015CZ14 | CFLPGEMFmCZ142015 | CFL | PGE | MFm | 2015 | CZ14 | rWtd | 0 | 0 | 0 |  | 0 | 0 | 0 | 0 | 0 | 0 | 0 | 757 | 758 | 760 | 759 | 757 | 760 | 1.112 | 0.972 | 0.998 | 0.602 | 1.112 | 0.998 | 1.375 | 1.35 | 1.025 | 1 | 1.375 | 1.025 | -0.019562 | 0 | -0.020096 | 0 | 0 | 0
CFLMFm2015CZ15 | CFLPGEMFmCZ152015 | CFL | PGE | MFm | 2015 | CZ15 | rWtd | 0 | 0 | 0 |  | 0 | 0 | 0 | 0 | 0 | 0 | 0 | 761 | 762 | 764 | 763 | 761 | 764 | 1.17 | 1.122 | 1.012 | 0.862 | 1.17 | 1.012 | 1.45 | 1.425 | 1.025 | 1.025 | 1.45 | 1.025 | -0.007488 | 0 | -0.0081108 | 0 | 0 | 0
CFLMFm2015CZ16 | CFLPGEMFmCZ162015 | CFL | PGE | MFm | 2015 | CZ16 | rWtd | 0.98791 | 1.2063 | -0.020359 |  | 0.42433 | 0.061017 | 0.364 | 0.052342 | 0.052916 | 0.045393 | 1 | 765 | 766 | 768 | 767 | 765 | 768 | 1.058 | 0.836 | 0.992 | 0.494 | 1.058 | 0.992 | 1.3415 | 1.3415 | 1.0488 | 1.0488 | 1.3415 | 1.0488 | -0.025676 | 0 | -0.025998 | 0 | 0 | 0
CFLMFm2017CZ01 | CFLPGEMFmCZ012017 | CFL | PGE | MFm | 2017 | CZ01 | rWtd | 0.91726 | 1.0704 | -0.024335 |  | 0 | 0 | 721.9984 | 103.8195 | 0 | 90.0366 | 915.8545 | 769 | 770 | 772 | 771 | 769 | 772 | 1 | 0.776 | 0.988 | 0.364 | 1 | 0.988 | 1.1463 | 1.122 | 1.0732 | 1.0488 | 1.1463 | 1.0732 | -0.030737 | 0 | -0.030869 | 0 | 0 | 0
CFLMFm2017CZ02 | CFLPGEMFmCZ022017 | CFL | PGE | MFm | 2017 | CZ02 | rWtd | 0.97985 | 1.1696 | -0.01414 |  | 351.6491 | 50.5653 | 1113.1634 | 160.0669 | 43.8523 | 138.8168 | 1858.1138 | 773 | 774 | 776 | 775 | 773 | 776 | 1.056 | 0.918 | 1.002 | 0.638 | 1.056 | 1.002 | 1.561 | 1.561 | 1.0488 | 1.0244 | 1.561 | 1.0488 | -0.017734 | 0 | -0.018 | 0 | 0 | 0
CFLMFm2017CZ03 | CFLPGEMFmCZ032017 | CFL | PGE | MFm | 2017 | CZ03 | rWtd | 0.97196 | 1.125 | -0.013768 |  | 905.3607 | 130.186 | 3698.862 | 531.8765 | 112.9028 | 461.2657 | 5840.4536 | 777 | 778 | 780 | 779 | 777 | 780 | 1.024 | 0.904 | 1.002 | 0.654 | 1.024 | 1.002 | 1.439 | 1.4146 | 1.0488 | 1.0488 | 1.439 | 1.0488 | -0.017396 | 0 | -0.017482 | 0 | 0 | 0
CFLMFm2017CZ04 | CFLPGEMFmCZ042017 | CFL | PGE | MFm | 2017 | CZ04 | rWtd | 1.0843 | 1.4246 | -0.0086239 |  | 2209.4463 | 317.7065 | 258.8731 | 37.2246 | 275.5285 | 32.2827 | 3131.0618 | 781 | 782 | 784 | 783 | 781 | 784 | 1.104 | 1.028 | 1.016 | 0.786 | 1.104 | 1.016 | 1.4634 | 1.5122 | 1.0488 | 1.0244 | 1.4634 | 1.0488 | -0.010901 | 0 | -0.011267 | 0 | 0 | 0
CFLMFm2017CZ05 | CFLPGEMFmCZ052017 | CFL | PGE | MFm | 2017 | CZ05 | rWtd | 1.0143 | 1.2467 | -0.010265 |  | 0.42433 | 0.061017 | 0.364 | 0.052342 | 0.052916 | 0.045393 | 1 | 785 | 786 | 788 | 787 | 785 | 788 | 1.05 | 0.946 | 1.016 | 0.756 | 1.05 | 1.016 | 1.4318 | 1.3409 | 1.0455 | 1.0227 | 1.4318 | 1.0455 | -0.012955 | 0 | -0.0131 | 0 | 0 | 0
CFLMFm2017CZ06 | CFLPGEMFmCZ062017 | CFL | PGE | MFm | 2017 | CZ06 | rWtd | 0 | 0 | 0 |  | 0 | 0 | 0 | 0 | 0 | 0 | 0 | 789 | 790 | 792 | 791 | 789 | 792 | 1.094 | 1.006 | 1.006 | 0.75 | 1.094 | 1.006 | 1.3556 | 1.4 | 1 | 1 | 1.3556 | 1 | -0.013192 | 0 | -0.013389 | 0 | 0 | 0
CFLMFm2017CZ07 | CFLPGEMFmCZ072017 | CFL | PGE | MFm | 2017 | CZ07 | rWtd | 0 | 0 | 0 |  | 0 | 0 | 0 | 0 | 0 | 0 | 0 | 793 | 794 | 796 | 795 | 793 | 796 | 1.138 | 1.058 | 1.008 | 0.764 | 1.138 | 1.008 | 1.3111 | 1.3333 | 1 | 1 | 1.3111 | 1 | -0.012303 | 0 | -0.012676 | 0 | 0 | 0
CFLMFm2017CZ08 | CFLPGEMFmCZ082017 | CFL | PGE | MFm | 2017 | CZ08 | rWtd | 0 | 0 | 0 |  | 0 | 0 | 0 | 0 | 0 | 0 | 0 | 797 | 798 | 800 | 799 | 797 | 800 | 1.148 | 1.092 | 1.014 | 0.81 | 1.148 | 1.014 | 1.3333 | 1.3556 | 1.0222 | 1 | 1.3333 | 1.0222 | -0.009468 | 0 | -0.010067 | 0 | 0 | 0
CFLMFm2017CZ09 | CFLPGEMFmCZ092017 | CFL | PGE | MFm | 2017 | CZ09 | rWtd | 0 | 0 | 0 |  | 0 | 0 | 0 | 0 | 0 | 0 | 0 | 801 | 802 | 804 | 803 | 801 | 804 | 1.128 | 1.05 | 1.01 | 0.772 | 1.128 | 1.01 | 1.3182 | 1.3182 | 1.0227 | 1.0227 | 1.3182 | 1.0227 | -0.011188 | 0 | -0.01172 | 0 | 0 | 0
CFLMFm2017CZ10 | CFLPGEMFmCZ102017 | CFL | PGE | MFm | 2017 | CZ10 | rWtd | 0 | 0 | 0 |  | 0 | 0 | 0 | 0 | 0 | 0 | 0 | 805 | 806 | 808 | 807 | 805 | 808 | 1.126 | 1.052 | 1.016 | 0.806 | 1.126 | 1.016 | 1.4 | 1.425 | 1.025 | 1.025 | 1.4 | 1.025 | -0.0096674 | 0 | -0.010234 | 0 | 0 | 0
CFLMFm2017CZ11 | CFLPGEMFmCZ112017 | CFL | PGE | MFm | 2017 | CZ11 | rWtd | 1.1039 | 1.4 | -0.013387 |  | 128.3714 | 18.4591 | 0 | 0 | 16.0085 | 0 | 162.839 | 809 | 810 | 812 | 811 | 809 | 812 | 1.118 | 0.994 | 1.002 | 0.646 | 1.118 | 1.002 | 1.4 | 1.4 | 1.025 | 1.025 | 1.4 | 1.025 | -0.016981 | 0 | -0.017452 | 0 | 0 | 0
CFLMFm2017CZ12 | CFLPGEMFmCZ122017 | CFL | PGE | MFm | 2017 | CZ12 | rWtd | 1.0889 | 1.4144 | -0.010938 |  | 2876.5425 | 413.6314 | 82.6565 | 11.8856 | 358.7185 | 10.3077 | 3753.7422 | 813 | 814 | 816 | 815 | 813 | 816 | 1.104 | 1 | 1.008 | 0.718 | 1.104 | 1.008 | 1.425 | 1.425 | 1.05 | 1 | 1.425 | 1.05 | -0.013864 | 0 | -0.014279 | 0 | 0 | 0
CFLMFm2017CZ13 | CFLPGEMFmCZ132017 | CFL | PGE | MFm | 2017 | CZ13 | rWtd | 1.1178 | 1.4222 | -0.010415 |  | 377.9832 | 54.352 | 0 | 0 | 47.1363 | 0 | 479.4715 | 817 | 818 | 820 | 819 | 817 | 820 | 1.128 | 1.038 | 1.008 | 0.74 | 1.128 | 1.008 | 1.425 | 1.4 | 1.025 | 1.025 | 1.425 | 1.025 | -0.013212 | 0 | -0.013754 | 0 | 0 | 0
CFLMFm2017CZ14 | CFLPGEMFmCZ142017 | CFL | PGE | MFm | 2017 | CZ14 | rWtd | 0 | 0 | 0 |  | 0 | 0 | 0 | 0 | 0 | 0 | 0 | 821 | 822 | 824 | 823 | 821 | 824 | 1.114 | 0.978 | 0.998 | 0.606 | 1.114 | 0.998 | 1.375 | 1.375 | 1.05 | 1.025 | 1.375 | 1.05 | -0.01905 | 0 | -0.019598 | 0 | 0 | 0
CFLMFm2017CZ15 | CFLPGEMFmCZ152017 | CFL | PGE | MFm | 2017 | CZ15 | rWtd | 0 | 0 | 0 |  | 0 | 0 | 0 | 0 | 0 | 0 | 0 | 825 | 826 | 828 | 827 | 825 | 828 | 1.17 | 1.12 | 1.012 | 0.864 | 1.17 | 1.012 | 1.45 | 1.375 | 1.05 | 1 | 1.45 | 1.05 | -0.007248 | 0 | -0.00792 | 0 | 0 | 0
CFLMFm2017CZ16 | CFLPGEMFmCZ162017 | CFL | PGE | MFm | 2017 | CZ16 | rWtd | 0.98978 | 1.1934 | -0.019784 |  | 0.42433 | 0.061017 | 0.364 | 0.052342 | 0.052916 | 0.045393 | 1 | 829 | 830 | 832 | 831 | 829 | 832 | 1.058 | 0.848 | 0.994 | 0.5 | 1.058 | 0.994 | 1.3171 | 1.3415 | 1.0488 | 1.0244 | 1.3171 | 1.0488 | -0.024933 | 0 | -0.025287 | 0 | 0 | 0
CFLMFm2020CZ01 | CFLPGEMFmCZ012020 | CFL | PGE | MFm | 2020 | CZ01 | rWtd | 0.91726 | 1.0704 | -0.024335 |  | 0 | 0 | 721.9984 | 103.8195 | 0 | 90.0366 | 915.8545 | 833 | 834 | 836 | 835 | 833 | 836 | 1 | 0.776 | 0.988 | 0.364 | 1 | 0.988 | 1.1463 | 1.122 | 1.0732 | 1.0488 | 1.1463 | 1.0732 | -0.030737 | 0 | -0.030869 | 0 | 0 | 0
CFLMFm2020CZ02 | CFLPGEMFmCZ022020 | CFL | PGE | MFm | 2020 | CZ02 | rWtd | 0.97985 | 1.1696 | -0.01414 |  | 351.6491 | 50.5653 | 1113.1634 | 160.0669 | 43.8523 | 138.8168 | 1858.1138 | 837 | 838 | 840 | 839 | 837 | 840 | 1.056 | 0.918 | 1.002 | 0.638 | 1.056 | 1.002 | 1.561 | 1.561 | 1.0488 | 1.0244 | 1.561 | 1.0488 | -0.017734 | 0 | -0.018 | 0 | 0 | 0
CFLMFm2020CZ03 | CFLPGEMFmCZ032020 | CFL | PGE | MFm | 2020 | CZ03 | rWtd | 0.97196 | 1.125 | -0.013768 |  | 905.3607 | 130.186 | 3698.862 | 531.8765 | 112.9028 | 461.2657 | 5840.4536 | 841 | 842 | 844 | 843 | 841 | 844 | 1.024 | 0.904 | 1.002 | 0.654 | 1.024 | 1.002 | 1.439 | 1.4146 | 1.0488 | 1.0488 | 1.439 | 1.0488 | -0.017396 | 0 | -0.017482 | 0 | 0 | 0
CFLMFm2020CZ04 | CFLPGEMFmCZ042020 | CFL | PGE | MFm | 2020 | CZ04 | rWtd | 1.0846 | 1.4221 | -0.0084821 |  | 2209.4463 | 317.7065 | 258.8731 | 37.2246 | 275.5285 | 32.2827 | 3131.0618 | 845 | 846 | 848 | 847 | 845 | 848 | 1.104 | 1.03 | 1.016 | 0.788 | 1.104 | 1.016 | 1.4634 | 1.4878 | 1.0488 | 1.0244 | 1.4634 | 1.0488 | -0.010721 | 0 | -0.011092 | 0 | 0 | 0
CFLMFm2020CZ05 | CFLPGEMFmCZ052020 | CFL | PGE | MFm | 2020 | CZ05 | rWtd | 1.0143 | 1.2467 | -0.010265 |  | 0.42433 | 0.061017 | 0.364 | 0.052342 | 0.052916 | 0.045393 | 1 | 849 | 850 | 852 | 851 | 849 | 852 | 1.05 | 0.946 | 1.016 | 0.756 | 1.05 | 1.016 | 1.4318 | 1.3409 | 1.0455 | 1.0227 | 1.4318 | 1.0455 | -0.012955 | 0 | -0.0131 | 0 | 0 | 0
CFLMFm2020CZ06 | CFLPGEMFmCZ062020 | CFL | PGE | MFm | 2020 | CZ06 | rWtd | 0 | 0 | 0 |  | 0 | 0 | 0 | 0 | 0 | 0 | 0 | 853 | 854 | 856 | 855 | 853 | 856 | 1.094 | 1.006 | 1.006 | 0.75 | 1.094 | 1.006 | 1.3556 | 1.4 | 1 | 1 | 1.3556 | 1 | -0.013192 | 0 | -0.013389 | 0 | 0 | 0
CFLMFm2020CZ07 | CFLPGEMFmCZ072020 | CFL | PGE | MFm | 2020 | CZ07 | rWtd | 0 | 0 | 0 |  | 0 | 0 | 0 | 0 | 0 | 0 | 0 | 857 | 858 | 860 | 859 | 857 | 860 | 1.138 | 1.058 | 1.008 | 0.764 | 1.138 | 1.008 | 1.3111 | 1.3333 | 1 | 1 | 1.3111 | 1 | -0.012303 | 0 | -0.012676 | 0 | 0 | 0
CFLMFm2020CZ08 | CFLPGEMFmCZ082020 | CFL | PGE | MFm | 2020 | CZ08 | rWtd | 0 | 0 | 0 |  | 0 | 0 | 0 | 0 | 0 | 0 | 0 | 861 | 862 | 864 | 863 | 861 | 864 | 1.148 | 1.094 | 1.014 | 0.812 | 1.148 | 1.014 | 1.3111 | 1.3556 | 1.0222 | 1 | 1.3111 | 1.0222 | -0.0093128 | 0 | -0.00992 | 0 | 0 | 0
CFLMFm2020CZ09 | CFLPGEMFmCZ092020 | CFL | PGE | MFm | 2020 | CZ09 | rWtd | 0 | 0 | 0 |  | 0 | 0 | 0 | 0 | 0 | 0 | 0 | 865 | 866 | 868 | 867 | 865 | 868 | 1.128 | 1.052 | 1.012 | 0.772 | 1.128 | 1.012 | 1.3182 | 1.2955 | 1.0227 | 1.0227 | 1.3182 | 1.0227 | -0.011053 | 0 | -0.011586 | 0 | 0 | 0
CFLMFm2020CZ10 | CFLPGEMFmCZ102020 | CFL | PGE | MFm | 2020 | CZ10 | rWtd | 0 | 0 | 0 |  | 0 | 0 | 0 | 0 | 0 | 0 | 0 | 869 | 870 | 872 | 871 | 869 | 872 | 1.126 | 1.052 | 1.016 | 0.806 | 1.126 | 1.016 | 1.4 | 1.425 | 1.025 | 1.025 | 1.4 | 1.025 | -0.0096238 | 0 | -0.010191 | 0 | 0 | 0
CFLMFm2020CZ11 | CFLPGEMFmCZ112020 | CFL | PGE | MFm | 2020 | CZ11 | rWtd | 1.1024 | 1.3972 | -0.013241 |  | 128.3714 | 18.4591 | 0 | 0 | 16.0085 | 0 | 162.839 | 873 | 874 | 876 | 875 | 873 | 876 | 1.116 | 0.996 | 1.004 | 0.646 | 1.116 | 1.004 | 1.4 | 1.375 | 1.025 | 1.025 | 1.4 | 1.025 | -0.016796 | 0 | -0.017268 | 0 | 0 | 0
CFLMFm2020CZ12 | CFLPGEMFmCZ122020 | CFL | PGE | MFm | 2020 | CZ12 | rWtd | 1.0889 | 1.4144 | -0.010828 |  | 2876.5425 | 413.6314 | 82.6565 | 11.8856 | 358.7185 | 10.3077 | 3753.7422 | 877 | 878 | 880 | 879 | 877 | 880 | 1.104 | 1 | 1.008 | 0.72 | 1.104 | 1.008 | 1.425 | 1.425 | 1.05 | 1 | 1.425 | 1.05 | -0.013724 | 0 | -0.014146 | 0 | 0 | 0
CFLMFm2020CZ13 | CFLPGEMFmCZ132020 | CFL | PGE | MFm | 2020 | CZ13 | rWtd | 1.1178 | 1.4222 | -0.010301 |  | 377.9832 | 54.352 | 0 | 0 | 47.1363 | 0 | 479.4715 | 881 | 882 | 884 | 883 | 881 | 884 | 1.128 | 1.038 | 1.008 | 0.742 | 1.128 | 1.008 | 1.425 | 1.4 | 1.025 | 1.025 | 1.425 | 1.025 | -0.013067 | 0 | -0.013612 | 0 | 0 | 0
CFLMFm2020CZ14 | CFLPGEMFmCZ142020 | CFL | PGE | MFm | 2020 | CZ14 | rWtd | 0 | 0 | 0 |  | 0 | 0 | 0 | 0 | 0 | 0 | 0 | 885 | 886 | 888 | 887 | 885 | 888 | 1.114 | 0.978 | 0.998 | 0.606 | 1.114 | 0.998 | 1.375 | 1.375 | 1.05 | 1.025 | 1.375 | 1.05 | -0.018883 | 0 | -0.01944 | 0 | 0 | 0
CFLMFm2020CZ15 | CFLPGEMFmCZ152020 | CFL | PGE | MFm | 2020 | CZ15 | rWtd | 0 | 0 | 0 |  | 0 | 0 | 0 | 0 | 0 | 0 | 0 | 889 | 890 | 892 | 891 | 889 | 892 | 1.17 | 1.12 | 1.012 | 0.864 | 1.17 | 1.012 | 1.45 | 1.4 | 1.05 | 1 | 1.45 | 1.05 | -0.0071706 | 0 | -0.0078506 | 0 | 0 | 0
CFLMFm2020CZ16 | CFLPGEMFmCZ162020 | CFL | PGE | MFm | 2020 | CZ16 | rWtd | 1.0017 | 1.1816 | -0.01734 |  | 0.42433 | 0.061017 | 0.364 | 0.052342 | 0.052916 | 0.045393 | 1 | 893 | 894 | 896 | 895 | 893 | 896 | 1.068 | 0.874 | 1 | 0.56 | 1.068 | 1 | 1.2927 | 1.3171 | 1.0488 | 1.0488 | 1.2927 | 1.0488 | -0.021777 | 0 | -0.022251 | 0 | 0 | 0
CFLMFm1975CZ01 | CFLSCEMFmCZ011975 | CFL | SCE | MFm | 1975 | CZ01 | rWtd | 0 | 0 | 0 |  | 0 | 0 | 0 | 0 | 0 | 0 | 0 | 321 | 322 | 324 | 323 | 321 | 324 | 1 | 0.686 | 0.974 | 0.25 | 1 | 0.974 | 1.0488 | 1.0244 | 1.0488 | 1.0488 | 1.0488 | 1.0488 | -0.03413 | 0 | -0.03413 | 0 | 0 | 0
CFLMFm1975CZ02 | CFLSCEMFmCZ021975 | CFL | SCE | MFm | 1975 | CZ02 | rWtd | 0 | 0 | 0 |  | 0 | 0 | 0 | 0 | 0 | 0 | 0 | 325 | 326 | 328 | 327 | 325 | 328 | 1.038 | 0.854 | 0.994 | 0.548 | 1.038 | 0.994 | 1.7073 | 1.7805 | 1.0488 | 1.0244 | 1.7073 | 1.0488 | -0.023283 | 0 | -0.023585 | 0 | 0 | 0
CFLMFm1975CZ03 | CFLSCEMFmCZ031975 | CFL | SCE | MFm | 1975 | CZ03 | rWtd | 0 | 0 | 0 |  | 0 | 0 | 0 | 0 | 0 | 0 | 0 | 329 | 330 | 332 | 331 | 329 | 332 | 1.002 | 0.83 | 0.99 | 0.532 | 1.002 | 0.99 | 1.4634 | 1.3902 | 1.0488 | 1.0244 | 1.4634 | 1.0488 | -0.023787 | 0 | -0.023948 | 0 | 0 | 0
CFLMFm1975CZ04 | CFLSCEMFmCZ041975 | CFL | SCE | MFm | 1975 | CZ04 | rWtd | 0 | 0 | 0 |  | 0 | 0 | 0 | 0 | 0 | 0 | 0 | 333 | 334 | 336 | 335 | 333 | 336 | 1.074 | 0.944 | 0.998 | 0.652 | 1.074 | 0.998 | 1.7561 | 1.9024 | 1.0488 | 1.0244 | 1.7561 | 1.0488 | -0.018408 | 0 | -0.018745 | 0 | 0 | 0
CFLMFm1975CZ05 | CFLSCEMFmCZ051975 | CFL | SCE | MFm | 1975 | CZ05 | rWtd | 0.992 | 1.0227 | -0.02373 |  | 0 | 0 | 760.1384 | 0 | 0 | 94.7929 | 854.9313 | 337 | 338 | 340 | 339 | 337 | 340 | 1.002 | 0.806 | 0.992 | 0.486 | 1.002 | 0.992 | 1.2045 | 1.1818 | 1.0227 | 1.0227 | 1.2045 | 1.0227 | -0.026471 | 0 | -0.02669 | 0 | 0 | 0
CFLMFm1975CZ06 | CFLSCEMFmCZ061975 | CFL | SCE | MFm | 1975 | CZ06 | rWtd | 1.0143 | 1.1635 | -0.012085 |  | 81276.8917 | 11687.1812 | 157329.3407 | 22623.1155 | 10135.6144 | 19619.716 | 302671.8593 | 341 | 342 | 344 | 343 | 341 | 344 | 1.112 | 1.014 | 1.002 | 0.716 | 1.112 | 1.002 | 1.4773 | 1.5 | 1 | 1 | 1.4773 | 1 | -0.015102 | 0 | -0.015448 | 0 | 0 | 0
CFLMFm1975CZ07 | CFLSCEMFmCZ071975 | CFL | SCE | MFm | 1975 | CZ07 | rWtd | 0 | 0 | 0 |  | 0 | 0 | 0 | 0 | 0 | 0 | 0 | 345 | 346 | 348 | 347 | 345 | 348 | 1.06 | 0.956 | 1.002 | 0.714 | 1.06 | 1.002 | 1.5682 | 1.5909 | 1.0227 | 1 | 1.5682 | 1.0227 | -0.015067 | 0 | -0.015381 | 0 | 0 | 0
CFLMFm1975CZ08 | CFLSCEMFmCZ081975 | CFL | SCE | MFm | 1975 | CZ08 | rWtd | 1.0605 | 1.2677 | -0.011007 |  | 86904.0612 | 12496.338 | 80763.3618 | 11613.3383 | 10837.3492 | 10071.5748 | 212686.0232 | 349 | 350 | 352 | 351 | 349 | 352 | 1.148 | 1.066 | 1.006 | 0.744 | 1.148 | 1.006 | 1.4773 | 1.6364 | 1.0227 | 1.0227 | 1.4773 | 1.0227 | -0.013668 | 0 | -0.014279 | 0 | 0 | 0
CFLMFm1975CZ09 | CFLSCEMFmCZ091975 | CFL | SCE | MFm | 1975 | CZ09 | rWtd | 1.097 | 1.4048 | -0.012042 |  | 121876.4725 | 17525.1832 | 35059.2398 | 5041.3307 | 15198.5749 | 4372.0537 | 199072.8548 | 353 | 354 | 356 | 355 | 353 | 356 | 1.144 | 1.054 | 1.002 | 0.712 | 1.144 | 1.002 | 1.5111 | 1.6 | 1 | 1 | 1.5111 | 1 | -0.015136 | 0 | -0.015759 | 0 | 0 | 0
CFLMFm1975CZ10 | CFLSCEMFmCZ101975 | CFL | SCE | MFm | 1975 | CZ10 | rWtd | 1.0953 | 1.4857 | -0.012752 |  | 43636.0143 | 6274.6248 | 4763.6106 | 684.9817 | 5441.6182 | 594.0449 | 61394.8945 | 357 | 358 | 360 | 359 | 357 | 360 | 1.122 | 1.012 | 1 | 0.692 | 1.122 | 1 | 1.525 | 1.625 | 1.025 | 1 | 1.525 | 1.025 | -0.016128 | 0 | -0.016613 | 0 | 0 | 0
CFLMFm1975CZ11 | CFLSCEMFmCZ111975 | CFL | SCE | MFm | 1975 | CZ11 | rWtd | 0 | 0 | 0 |  | 0 | 0 | 0 | 0 | 0 | 0 | 0 | 361 | 362 | 364 | 363 | 361 | 364 | 1.11 | 0.968 | 0.998 | 0.614 | 1.11 | 0.998 | 1.625 | 1.7 | 1.025 | 1.025 | 1.625 | 1.025 | -0.020462 | 0 | -0.020905 | 0 | 0 | 0
CFLMFm1975CZ12 | CFLSCEMFmCZ121975 | CFL | SCE | MFm | 1975 | CZ12 | rWtd | 0 | 0 | 0 |  | 0 | 0 | 0 | 0 | 0 | 0 | 0 | 365 | 366 | 368 | 367 | 365 | 368 | 1.094 | 0.95 | 0.998 | 0.626 | 1.094 | 0.998 | 1.575 | 1.675 | 1.025 | 1 | 1.575 | 1.025 | -0.019779 | 0 | -0.020143 | 0 | 0 | 0
CFLMFm1975CZ13 | CFLSCEMFmCZ131975 | CFL | SCE | MFm | 1975 | CZ13 | rWtd | 1.1052 | 1.5298 | -0.014227 |  | 3444.6343 | 495.3199 | 364.1134 | 52.3576 | 429.5623 | 45.4067 | 4831.3941 | 369 | 370 | 372 | 371 | 369 | 372 | 1.134 | 1.014 | 1 | 0.66 | 1.134 | 1 | 1.575 | 1.65 | 1.025 | 1 | 1.575 | 1.025 | -0.017995 | 0 | -0.018534 | 0 | 0 | 0
CFLMFm1975CZ14 | CFLSCEMFmCZ141975 | CFL | SCE | MFm | 1975 | CZ14 | rWtd | 1.1061 | 1.5142 | -0.015459 |  | 14423.1829 | 2073.9763 | 0 | 0 | 1798.6394 | 0 | 18295.7986 | 373 | 374 | 376 | 375 | 373 | 376 | 1.122 | 0.982 | 0.996 | 0.634 | 1.122 | 0.996 | 1.5 | 1.625 | 1.025 | 1 | 1.5 | 1.025 | -0.019609 | 0 | -0.019999 | 0 | 0 | 0
CFLMFm1975CZ15 | CFLSCEMFmCZ151975 | CFL | SCE | MFm | 1975 | CZ15 | rWtd | 1.1995 | 1.5248 | -0.0066329 |  | 33148.619 | 4766.5937 | 383.9675 | 55.2125 | 4133.7902 | 47.8826 | 42536.0655 | 377 | 378 | 380 | 379 | 377 | 380 | 1.206 | 1.17 | 1.006 | 0.846 | 1.206 | 1.006 | 1.525 | 1.575 | 1.025 | 1 | 1.525 | 1.025 | -0.0084072 | 0 | -0.0089872 | 0 | 0 | 0
CFLMFm1975CZ16 | CFLSCEMFmCZ161975 | CFL | SCE | MFm | 1975 | CZ16 | rWtd | 1.0108 | 1.3285 | -0.018536 |  | 8030.5267 | 1154.7467 | 2684.3627 | 385.997 | 1001.4448 | 334.7528 | 13591.8306 | 381 | 382 | 384 | 383 | 381 | 384 | 1.058 | 0.838 | 0.994 | 0.556 | 1.058 | 0.994 | 1.4146 | 1.4878 | 1.0488 | 1.0244 | 1.4146 | 1.0488 | -0.02341 | 0 | -0.023824 | 0 | 0 | 0
CFLMFm1985CZ01 | CFLSCEMFmCZ011985 | CFL | SCE | MFm | 1985 | CZ01 | rWtd | 0 | 0 | 0 |  | 0 | 0 | 0 | 0 | 0 | 0 | 0 | 385 | 386 | 388 | 387 | 385 | 388 | 1 | 0.674 | 0.974 | 0.25 | 1 | 0.974 | 1.0476 | 1.0238 | 1.0238 | 1.0238 | 1.0476 | 1.0238 | -0.03413 | 0 | -0.03413 | 0 | 0 | 0
CFLMFm1985CZ02 | CFLSCEMFmCZ021985 | CFL | SCE | MFm | 1985 | CZ02 | rWtd | 0 | 0 | 0 |  | 0 | 0 | 0 | 0 | 0 | 0 | 0 | 389 | 390 | 392 | 391 | 389 | 392 | 1.038 | 0.858 | 0.994 | 0.558 | 1.038 | 0.994 | 1.7143 | 1.7619 | 1.0238 | 1 | 1.7143 | 1.0238 | -0.022755 | 0 | -0.023038 | 0 | 0 | 0
CFLMFm1985CZ03 | CFLSCEMFmCZ031985 | CFL | SCE | MFm | 1985 | CZ03 | rWtd | 0 | 0 | 0 |  | 0 | 0 | 0 | 0 | 0 | 0 | 0 | 393 | 394 | 396 | 395 | 393 | 396 | 1.008 | 0.84 | 0.99 | 0.538 | 1.008 | 0.99 | 1.3571 | 1.381 | 1.0238 | 1 | 1.3571 | 1.0238 | -0.02381 | 0 | -0.023984 | 0 | 0 | 0
CFLMFm1985CZ04 | CFLSCEMFmCZ041985 | CFL | SCE | MFm | 1985 | CZ04 | rWtd | 0 | 0 | 0 |  | 0 | 0 | 0 | 0 | 0 | 0 | 0 | 397 | 398 | 400 | 399 | 397 | 400 | 1.068 | 0.948 | 1 | 0.672 | 1.068 | 1 | 1.7381 | 1.881 | 1.0238 | 1 | 1.7381 | 1.0238 | -0.017473 | 0 | -0.01774 | 0 | 0 | 0
CFLMFm1985CZ05 | CFLSCEMFmCZ051985 | CFL | SCE | MFm | 1985 | CZ05 | rWtd | 0.992 | 1.0227 | -0.023045 |  | 0 | 0 | 760.1384 | 0 | 0 | 94.7929 | 854.9313 | 401 | 402 | 404 | 403 | 401 | 404 | 1.008 | 0.822 | 0.992 | 0.51 | 1.008 | 0.992 | 1.3636 | 1.3409 | 1.0227 | 1.0227 | 1.3636 | 1.0227 | -0.025716 | 0 | -0.025919 | 0 | 0 | 0
CFLMFm1985CZ06 | CFLSCEMFmCZ061985 | CFL | SCE | MFm | 1985 | CZ06 | rWtd | 1.0112 | 1.1466 | -0.013522 |  | 81276.8917 | 11687.1812 | 157329.3407 | 22623.1155 | 10135.6144 | 19619.716 | 302671.8593 | 405 | 406 | 408 | 407 | 405 | 408 | 1.118 | 1.014 | 0.998 | 0.682 | 1.118 | 0.998 | 1.3864 | 1.3864 | 1.0227 | 1.0227 | 1.3864 | 1.0227 | -0.016861 | 0 | -0.017303 | 0 | 0 | 0
CFLMFm1985CZ07 | CFLSCEMFmCZ071985 | CFL | SCE | MFm | 1985 | CZ07 | rWtd | 0 | 0 | 0 |  | 0 | 0 | 0 | 0 | 0 | 0 | 0 | 409 | 410 | 412 | 411 | 409 | 412 | 1.118 | 1.02 | 1 | 0.692 | 1.118 | 1 | 1.3409 | 1.3864 | 1 | 1.0227 | 1.3409 | 1 | -0.015939 | 0 | -0.016629 | 0 | 0 | 0
CFLMFm1985CZ08 | CFLSCEMFmCZ081985 | CFL | SCE | MFm | 1985 | CZ08 | rWtd | 1.0585 | 1.3187 | -0.010981 |  | 86904.0612 | 12496.338 | 80763.3618 | 11613.3383 | 10837.3492 | 10071.5748 | 212686.0232 | 413 | 414 | 416 | 415 | 413 | 416 | 1.146 | 1.064 | 1.004 | 0.742 | 1.146 | 1.004 | 1.5909 | 1.6364 | 1.0227 | 1 | 1.5909 | 1.0227 | -0.013648 | 0 | -0.014233 | 0 | 0 | 0
CFLMFm1985CZ09 | CFLSCEMFmCZ091985 | CFL | SCE | MFm | 1985 | CZ09 | rWtd | 1.0957 | 1.4185 | -0.012561 |  | 121876.4725 | 17525.1832 | 35059.2398 | 5041.3307 | 15198.5749 | 4372.0537 | 199072.8548 | 417 | 418 | 420 | 419 | 417 | 420 | 1.144 | 1.048 | 1 | 0.698 | 1.144 | 1 | 1.5227 | 1.6591 | 1 | 1.0227 | 1.5227 | 1 | -0.015793 | 0 | -0.01642 | 0 | 0 | 0
CFLMFm1985CZ10 | CFLSCEMFmCZ101985 | CFL | SCE | MFm | 1985 | CZ10 | rWtd | 1.0945 | 1.5057 | -0.013307 |  | 43636.0143 | 6274.6248 | 4763.6106 | 684.9817 | 5441.6182 | 594.0449 | 61394.8945 | 421 | 422 | 424 | 423 | 421 | 424 | 1.122 | 1.006 | 1 | 0.678 | 1.122 | 1 | 1.55 | 1.625 | 1.025 | 1 | 1.55 | 1.025 | -0.016833 | 0 | -0.017315 | 0 | 0 | 0
CFLMFm1985CZ11 | CFLSCEMFmCZ111985 | CFL | SCE | MFm | 1985 | CZ11 | rWtd | 0 | 0 | 0 |  | 0 | 0 | 0 | 0 | 0 | 0 | 0 | 425 | 426 | 428 | 427 | 425 | 428 | 1.098 | 0.948 | 0.998 | 0.61 | 1.098 | 0.998 | 1.65 | 1.75 | 1.025 | 1 | 1.65 | 1.025 | -0.020892 | 0 | -0.021304 | 0 | 0 | 0
CFLMFm1985CZ12 | CFLSCEMFmCZ121985 | CFL | SCE | MFm | 1985 | CZ12 | rWtd | 0 | 0 | 0 |  | 0 | 0 | 0 | 0 | 0 | 0 | 0 | 429 | 430 | 432 | 431 | 429 | 432 | 1.074 | 0.922 | 0.998 | 0.618 | 1.074 | 0.998 | 1.75 | 1.825 | 1.025 | 1 | 1.75 | 1.025 | -0.020087 | 0 | -0.020388 | 0 | 0 | 0
CFLMFm1985CZ13 | CFLSCEMFmCZ131985 | CFL | SCE | MFm | 1985 | CZ13 | rWtd | 1.0955 | 1.5527 | -0.01585 |  | 3444.6343 | 495.3199 | 364.1134 | 52.3576 | 429.5623 | 45.4067 | 4831.3941 | 433 | 434 | 436 | 435 | 433 | 436 | 1.126 | 0.99 | 0.996 | 0.618 | 1.126 | 0.996 | 1.6 | 1.675 | 1.025 | 1.025 | 1.6 | 1.025 | -0.020054 | 0 | -0.020594 | 0 | 0 | 0
CFLMFm1985CZ14 | CFLSCEMFmCZ141985 | CFL | SCE | MFm | 1985 | CZ14 | rWtd | 1.1037 | 1.5863 | -0.013857 |  | 14423.1829 | 2073.9763 | 0 | 0 | 1798.6394 | 0 | 18295.7986 | 437 | 438 | 440 | 439 | 437 | 440 | 1.118 | 0.992 | 0.998 | 0.674 | 1.118 | 0.998 | 1.575 | 1.675 | 1.025 | 1 | 1.575 | 1.025 | -0.017577 | 0 | -0.017927 | 0 | 0 | 0
CFLMFm1985CZ15 | CFLSCEMFmCZ151985 | CFL | SCE | MFm | 1985 | CZ15 | rWtd | 1.1913 | 1.5249 | -0.0068404 |  | 33148.619 | 4766.5937 | 383.9675 | 55.2125 | 4133.7902 | 47.8826 | 42536.0655 | 441 | 442 | 444 | 443 | 441 | 444 | 1.198 | 1.16 | 1.006 | 0.844 | 1.198 | 1.006 | 1.525 | 1.575 | 1.025 | 1.025 | 1.525 | 1.025 | -0.0086706 | 0 | -0.0092304 | 0 | 0 | 0
CFLMFm1985CZ16 | CFLSCEMFmCZ161985 | CFL | SCE | MFm | 1985 | CZ16 | rWtd | 1.017 | 1.3326 | -0.018459 |  | 8030.5267 | 1154.7467 | 2684.3627 | 385.997 | 1001.4448 | 334.7528 | 13591.8306 | 445 | 446 | 448 | 447 | 445 | 448 | 1.066 | 0.848 | 0.994 | 0.556 | 1.066 | 0.994 | 1.4286 | 1.5 | 1.0238 | 1 | 1.4286 | 1.0238 | -0.023312 | 0 | -0.023725 | 0 | 0 | 0
CFLMFm1996CZ01 | CFLSCEMFmCZ011996 | CFL | SCE | MFm | 1996 | CZ01 | rWtd | 0 | 0 | 0 |  | 0 | 0 | 0 | 0 | 0 | 0 | 0 | 449 | 450 | 452 | 451 | 449 | 452 | 1 | 0.672 | 0.97 | 0.25 | 1 | 0.97 | 1.0976 | 1.0732 | 1.0488 | 1.0244 | 1.0976 | 1.0488 | -0.03413 | 0 | -0.03413 | 0 | 0 | 0
CFLMFm1996CZ02 | CFLSCEMFmCZ021996 | CFL | SCE | MFm | 1996 | CZ02 | rWtd | 0 | 0 | 0 |  | 0 | 0 | 0 | 0 | 0 | 0 | 0 | 453 | 454 | 456 | 455 | 453 | 456 | 1.044 | 0.872 | 0.998 | 0.602 | 1.044 | 0.998 | 1.7561 | 1.8293 | 1.0488 | 1.0244 | 1.7561 | 1.0488 | -0.020251 | 0 | -0.020532 | 0 | 0 | 0
CFLMFm1996CZ03 | CFLSCEMFmCZ031996 | CFL | SCE | MFm | 1996 | CZ03 | rWtd | 0 | 0 | 0 |  | 0 | 0 | 0 | 0 | 0 | 0 | 0 | 457 | 458 | 460 | 459 | 457 | 460 | 1.02 | 0.852 | 0.994 | 0.57 | 1.02 | 0.994 | 1.5366 | 1.5366 | 1.0488 | 1.0244 | 1.5366 | 1.0488 | -0.022215 | 0 | -0.022442 | 0 | 0 | 0
CFLMFm1996CZ04 | CFLSCEMFmCZ041996 | CFL | SCE | MFm | 1996 | CZ04 | rWtd | 0 | 0 | 0 |  | 0 | 0 | 0 | 0 | 0 | 0 | 0 | 461 | 462 | 464 | 463 | 461 | 464 | 1.086 | 0.962 | 1.004 | 0.692 | 1.086 | 1.004 | 1.7805 | 1.9024 | 1.0732 | 1.0244 | 1.7805 | 1.0732 | -0.016183 | 0 | -0.016633 | 0 | 0 | 0
CFLMFm1996CZ05 | CFLSCEMFmCZ051996 | CFL | SCE | MFm | 1996 | CZ05 | rWtd | 1 | 1.0227 | -0.01959 |  | 0 | 0 | 760.1384 | 0 | 0 | 94.7929 | 854.9313 | 465 | 466 | 468 | 467 | 465 | 468 | 1.024 | 0.85 | 1 | 0.574 | 1.024 | 1 | 1.2273 | 1.2045 | 1.0227 | 1.0227 | 1.2273 | 1.0227 | -0.02178 | 0 | -0.022033 | 0 | 0 | 0
CFLMFm1996CZ06 | CFLSCEMFmCZ061996 | CFL | SCE | MFm | 1996 | CZ06 | rWtd | 1.0108 | 1.2364 | -0.012372 |  | 81276.8917 | 11687.1812 | 157329.3407 | 22623.1155 | 10135.6144 | 19619.716 | 302671.8593 | 469 | 470 | 472 | 471 | 469 | 472 | 1.102 | 0.986 | 1.004 | 0.708 | 1.102 | 1.004 | 1.6889 | 1.7333 | 1 | 1 | 1.6889 | 1 | -0.015473 | 0 | -0.015809 | 0 | 0 | 0
CFLMFm1996CZ07 | CFLSCEMFmCZ071996 | CFL | SCE | MFm | 1996 | CZ07 | rWtd | 0 | 0 | 0 |  | 0 | 0 | 0 | 0 | 0 | 0 | 0 | 473 | 474 | 476 | 475 | 473 | 476 | 1.134 | 1.06 | 1.01 | 0.81 | 1.134 | 1.01 | 1.4222 | 1.4667 | 1.0222 | 1 | 1.4222 | 1.0222 | -0.010134 | 0 | -0.010639 | 0 | 0 | 0
CFLMFm1996CZ08 | CFLSCEMFmCZ081996 | CFL | SCE | MFm | 1996 | CZ08 | rWtd | 1.0634 | 1.2412 | -0.0096505 |  | 86904.0612 | 12496.338 | 80763.3618 | 11613.3383 | 10837.3492 | 10071.5748 | 212686.0232 | 477 | 478 | 480 | 479 | 477 | 480 | 1.146 | 1.07 | 1.01 | 0.778 | 1.146 | 1.01 | 1.4444 | 1.4667 | 1.0222 | 1 | 1.4444 | 1.0222 | -0.011868 | 0 | -0.012644 | 0 | 0 | 0
CFLMFm1996CZ09 | CFLSCEMFmCZ091996 | CFL | SCE | MFm | 1996 | CZ09 | rWtd | 1.1187 | 1.3683 | -0.010279 |  | 121876.4725 | 17525.1832 | 35059.2398 | 5041.3307 | 15198.5749 | 4372.0537 | 199072.8548 | 481 | 482 | 484 | 483 | 481 | 484 | 1.168 | 1.086 | 1.008 | 0.756 | 1.168 | 1.008 | 1.4667 | 1.5333 | 1 | 1 | 1.4667 | 1 | -0.012889 | 0 | -0.013559 | 0 | 0 | 0
CFLMFm1996CZ10 | CFLSCEMFmCZ101996 | CFL | SCE | MFm | 1996 | CZ10 | rWtd | 1.0657 | 1.7061 | -0.013715 |  | 43636.0143 | 6274.6248 | 4763.6106 | 684.9817 | 5441.6182 | 594.0449 | 61394.8945 | 485 | 486 | 488 | 487 | 485 | 488 | 1.092 | 0.958 | 1.002 | 0.67 | 1.092 | 1.002 | 1.75 | 2 | 1.05 | 1 | 1.75 | 1.05 | -0.017354 | 0 | -0.017793 | 0 | 0 | 0
CFLMFm1996CZ11 | CFLSCEMFmCZ111996 | CFL | SCE | MFm | 1996 | CZ11 | rWtd | 0 | 0 | 0 |  | 0 | 0 | 0 | 0 | 0 | 0 | 0 | 489 | 490 | 492 | 491 | 489 | 492 | 1.116 | 0.996 | 1.004 | 0.7 | 1.116 | 1.004 | 1.575 | 1.625 | 1.025 | 1 | 1.575 | 1.025 | -0.015831 | 0 | -0.016336 | 0 | 0 | 0
CFLMFm1996CZ12 | CFLSCEMFmCZ121996 | CFL | SCE | MFm | 1996 | CZ12 | rWtd | 0 | 0 | 0 |  | 0 | 0 | 0 | 0 | 0 | 0 | 0 | 493 | 494 | 496 | 495 | 493 | 496 | 1.084 | 0.934 | 1 | 0.632 | 1.084 | 1 | 1.675 | 1.775 | 1.025 | 1.025 | 1.675 | 1.025 | -0.018588 | 0 | -0.018984 | 0 | 0 | 0
CFLMFm1996CZ13 | CFLSCEMFmCZ131996 | CFL | SCE | MFm | 1996 | CZ13 | rWtd | 1.1014 | 1.5548 | -0.012153 |  | 3444.6343 | 495.3199 | 364.1134 | 52.3576 | 429.5623 | 45.4067 | 4831.3941 | 497 | 498 | 500 | 499 | 497 | 500 | 1.128 | 1.016 | 1.004 | 0.7 | 1.128 | 1.004 | 1.6 | 1.675 | 1.05 | 1.025 | 1.6 | 1.05 | -0.015361 | 0 | -0.015932 | 0 | 0 | 0
CFLMFm1996CZ14 | CFLSCEMFmCZ141996 | CFL | SCE | MFm | 1996 | CZ14 | rWtd | 1.1004 | 1.4219 | -0.01355 |  | 14423.1829 | 2073.9763 | 0 | 0 | 1798.6394 | 0 | 18295.7986 | 501 | 502 | 504 | 503 | 501 | 504 | 1.116 | 0.978 | 1 | 0.666 | 1.116 | 1 | 1.4103 | 1.5128 | 1.0513 | 1.0256 | 1.4103 | 1.0513 | -0.017189 | 0 | -0.01768 | 0 | 0 | 0
CFLMFm1996CZ15 | CFLSCEMFmCZ151996 | CFL | SCE | MFm | 1996 | CZ15 | rWtd | 1.1755 | 1.564 | -0.0066632 |  | 33148.619 | 4766.5937 | 383.9675 | 55.2125 | 4133.7902 | 47.8826 | 42536.0655 | 505 | 506 | 508 | 507 | 505 | 508 | 1.182 | 1.144 | 1.008 | 0.842 | 1.182 | 1.008 | 1.5641 | 1.6154 | 1.0513 | 1.0513 | 1.5641 | 1.0513 | -0.0084438 | 0 | -0.009186 | 0 | 0 | 0
CFLMFm1996CZ16 | CFLSCEMFmCZ161996 | CFL | SCE | MFm | 1996 | CZ16 | rWtd | 1.0093 | 1.3495 | -0.0205 |  | 8030.5267 | 1154.7467 | 2684.3627 | 385.997 | 1001.4448 | 334.7528 | 13591.8306 | 509 | 510 | 512 | 511 | 509 | 512 | 1.064 | 0.808 | 0.99 | 0.484 | 1.064 | 0.99 | 1.439 | 1.5366 | 1.0488 | 1.0488 | 1.439 | 1.0488 | -0.025853 | 0 | -0.026458 | 0 | 0 | 0
CFLMFm2003CZ01 | CFLSCEMFmCZ012003 | CFL | SCE | MFm | 2003 | CZ01 | rWtd | 0 | 0 | 0 |  | 0 | 0 | 0 | 0 | 0 | 0 | 0 | 513 | 514 | 516 | 515 | 513 | 516 | 1 | 0.712 | 0.978 | 0.29 | 1 | 0.978 | 1.0976 | 1.0488 | 1.0488 | 1.0488 | 1.0976 | 1.0488 | -0.03413 | 0 | -0.03413 | 0 | 0 | 0
CFLMFm2003CZ02 | CFLSCEMFmCZ022003 | CFL | SCE | MFm | 2003 | CZ02 | rWtd | 0 | 0 | 0 |  | 0 | 0 | 0 | 0 | 0 | 0 | 0 | 517 | 518 | 520 | 519 | 517 | 520 | 1.046 | 0.896 | 0.998 | 0.622 | 1.046 | 0.998 | 1.878 | 2 | 1.0244 | 1.0244 | 1.878 | 1.0244 | -0.018389 | 0 | -0.018791 | 0 | 0 | 0
CFLMFm2003CZ03 | CFLSCEMFmCZ032003 | CFL | SCE | MFm | 2003 | CZ03 | rWtd | 0 | 0 | 0 |  | 0 | 0 | 0 | 0 | 0 | 0 | 0 | 521 | 522 | 524 | 523 | 521 | 524 | 1.006 | 0.832 | 0.992 | 0.544 | 1.006 | 0.992 | 1.3659 | 1.3659 | 1.0488 | 1.0244 | 1.3659 | 1.0488 | -0.023342 | 0 | -0.023558 | 0 | 0 | 0
CFLMFm2003CZ04 | CFLSCEMFmCZ042003 | CFL | SCE | MFm | 2003 | CZ04 | rWtd | 0 | 0 | 0 |  | 0 | 0 | 0 | 0 | 0 | 0 | 0 | 525 | 526 | 528 | 527 | 525 | 528 | 1.1 | 0.998 | 1.006 | 0.72 | 1.1 | 1.006 | 1.6098 | 1.7073 | 1.0488 | 1.0488 | 1.6098 | 1.0488 | -0.01426 | 0 | -0.014653 | 0 | 0 | 0
CFLMFm2003CZ05 | CFLSCEMFmCZ052003 | CFL | SCE | MFm | 2003 | CZ05 | rWtd | 1.002 | 1.0227 | -0.018974 |  | 0 | 0 | 760.1384 | 0 | 0 | 94.7929 | 854.9313 | 529 | 530 | 532 | 531 | 529 | 532 | 1.028 | 0.856 | 1.002 | 0.59 | 1.028 | 1.002 | 1.25 | 1.2273 | 1.0227 | 1.0227 | 1.25 | 1.0227 | -0.021102 | 0 | -0.02134 | 0 | 0 | 0
CFLMFm2003CZ06 | CFLSCEMFmCZ062003 | CFL | SCE | MFm | 2003 | CZ06 | rWtd | 1.0158 | 1.1581 | -0.0097308 |  | 81276.8917 | 11687.1812 | 157329.3407 | 22623.1155 | 10135.6144 | 19619.716 | 302671.8593 | 533 | 534 | 536 | 535 | 533 | 536 | 1.092 | 1.002 | 1.008 | 0.776 | 1.092 | 1.008 | 1.4667 | 1.4444 | 1 | 1 | 1.4667 | 1 | -0.01216 | 0 | -0.012438 | 0 | 0 | 0
CFLMFm2003CZ07 | CFLSCEMFmCZ072003 | CFL | SCE | MFm | 2003 | CZ07 | rWtd | 0 | 0 | 0 |  | 0 | 0 | 0 | 0 | 0 | 0 | 0 | 537 | 538 | 540 | 539 | 537 | 540 | 1.124 | 1.034 | 1.002 | 0.716 | 1.124 | 1.002 | 1.2444 | 1.2222 | 1 | 1 | 1.2444 | 1 | -0.014615 | 0 | -0.015129 | 0 | 0 | 0
CFLMFm2003CZ08 | CFLSCEMFmCZ082003 | CFL | SCE | MFm | 2003 | CZ08 | rWtd | 1.0606 | 1.2675 | -0.010125 |  | 86904.0612 | 12496.338 | 80763.3618 | 11613.3383 | 10837.3492 | 10071.5748 | 212686.0232 | 541 | 542 | 544 | 543 | 541 | 544 | 1.146 | 1.072 | 1.006 | 0.756 | 1.146 | 1.006 | 1.5111 | 1.5556 | 1 | 1 | 1.5111 | 1 | -0.012546 | 0 | -0.013164 | 0 | 0 | 0
CFLMFm2003CZ09 | CFLSCEMFmCZ092003 | CFL | SCE | MFm | 2003 | CZ09 | rWtd | 1.0759 | 1.5707 | -0.010758 |  | 121876.4725 | 17525.1832 | 35059.2398 | 5041.3307 | 15198.5749 | 4372.0537 | 199072.8548 | 545 | 546 | 548 | 547 | 545 | 548 | 1.116 | 1.024 | 1.004 | 0.73 | 1.116 | 1.004 | 1.7045 | 1.8636 | 1.0455 | 1.0227 | 1.7045 | 1.0455 | -0.013533 | 0 | -0.014042 | 0 | 0 | 0
CFLMFm2003CZ10 | CFLSCEMFmCZ102003 | CFL | SCE | MFm | 2003 | CZ10 | rWtd | 1.085 | 1.6512 | -0.008882 |  | 43636.0143 | 6274.6248 | 4763.6106 | 684.9817 | 5441.6182 | 594.0449 | 61394.8945 | 549 | 550 | 552 | 551 | 549 | 552 | 1.106 | 1.02 | 1.008 | 0.782 | 1.106 | 1.008 | 1.7 | 1.875 | 1.025 | 1 | 1.7 | 1.025 | -0.011221 | 0 | -0.011685 | 0 | 0 | 0
CFLMFm2003CZ11 | CFLSCEMFmCZ112003 | CFL | SCE | MFm | 2003 | CZ11 | rWtd | 0 | 0 | 0 |  | 0 | 0 | 0 | 0 | 0 | 0 | 0 | 553 | 554 | 556 | 555 | 553 | 556 | 1.122 | 0.988 | 0.998 | 0.632 | 1.122 | 0.998 | 1.45 | 1.525 | 1.025 | 1 | 1.45 | 1.025 | -0.018159 | 0 | -0.018693 | 0 | 0 | 0
CFLMFm2003CZ12 | CFLSCEMFmCZ122003 | CFL | SCE | MFm | 2003 | CZ12 | rWtd | 0 | 0 | 0 |  | 0 | 0 | 0 | 0 | 0 | 0 | 0 | 557 | 558 | 560 | 559 | 557 | 560 | 1.104 | 0.988 | 1.002 | 0.698 | 1.104 | 1.002 | 1.55 | 1.575 | 1.05 | 1 | 1.55 | 1.05 | -0.015204 | 0 | -0.015699 | 0 | 0 | 0
CFLMFm2003CZ13 | CFLSCEMFmCZ132003 | CFL | SCE | MFm | 2003 | CZ13 | rWtd | 1.1108 | 1.4368 | -0.012309 |  | 3444.6343 | 495.3199 | 364.1134 | 52.3576 | 429.5623 | 45.4067 | 4831.3941 | 561 | 562 | 564 | 563 | 561 | 564 | 1.138 | 1.032 | 1.002 | 0.696 | 1.138 | 1.002 | 1.475 | 1.525 | 1.025 | 1 | 1.475 | 1.025 | -0.015555 | 0 | -0.01618 | 0 | 0 | 0
CFLMFm2003CZ14 | CFLSCEMFmCZ142003 | CFL | SCE | MFm | 2003 | CZ14 | rWtd | 1.1126 | 1.3835 | -0.013949 |  | 14423.1829 | 2073.9763 | 0 | 0 | 1798.6394 | 0 | 18295.7986 | 565 | 566 | 568 | 567 | 565 | 568 | 1.128 | 0.992 | 0.998 | 0.642 | 1.128 | 0.998 | 1.375 | 1.45 | 1.025 | 1 | 1.375 | 1.025 | -0.017695 | 0 | -0.018195 | 0 | 0 | 0
CFLMFm2003CZ15 | CFLSCEMFmCZ152003 | CFL | SCE | MFm | 2003 | CZ15 | rWtd | 1.1736 | 1.503 | -0.0065207 |  | 33148.619 | 4766.5937 | 383.9675 | 55.2125 | 4133.7902 | 47.8826 | 42536.0655 | 569 | 570 | 572 | 571 | 569 | 572 | 1.18 | 1.142 | 1.008 | 0.842 | 1.18 | 1.008 | 1.5 | 1.575 | 1.025 | 1.025 | 1.5 | 1.025 | -0.0082636 | 0 | -0.0089588 | 0 | 0 | 0
CFLMFm2003CZ16 | CFLSCEMFmCZ162003 | CFL | SCE | MFm | 2003 | CZ16 | rWtd | 1.017 | 1.3671 | -0.018885 |  | 8030.5267 | 1154.7467 | 2684.3627 | 385.997 | 1001.4448 | 334.7528 | 13591.8306 | 573 | 574 | 576 | 575 | 573 | 576 | 1.068 | 0.838 | 0.994 | 0.538 | 1.068 | 0.994 | 1.4634 | 1.561 | 1.0488 | 1.0244 | 1.4634 | 1.0488 | -0.023827 | 0 | -0.024344 | 0 | 0 | 0
CFLMFm2007CZ01 | CFLSCEMFmCZ012007 | CFL | SCE | MFm | 2007 | CZ01 | rWtd | 0 | 0 | 0 |  | 0 | 0 | 0 | 0 | 0 | 0 | 0 | 577 | 578 | 580 | 579 | 577 | 580 | 1 | 0.726 | 0.978 | 0.26 | 1 | 0.978 | 1.0976 | 1.0488 | 1.0488 | 1.0488 | 1.0976 | 1.0488 | -0.03413 | 0 | -0.03413 | 0 | 0 | 0
CFLMFm2007CZ02 | CFLSCEMFmCZ022007 | CFL | SCE | MFm | 2007 | CZ02 | rWtd | 0 | 0 | 0 |  | 0 | 0 | 0 | 0 | 0 | 0 | 0 | 581 | 582 | 584 | 583 | 581 | 584 | 1.048 | 0.892 | 0.996 | 0.596 | 1.048 | 0.996 | 1.6829 | 1.6585 | 1.0488 | 1.0488 | 1.6829 | 1.0488 | -0.019492 | 0 | -0.019846 | 0 | 0 | 0
CFLMFm2007CZ03 | CFLSCEMFmCZ032007 | CFL | SCE | MFm | 2007 | CZ03 | rWtd | 0 | 0 | 0 |  | 0 | 0 | 0 | 0 | 0 | 0 | 0 | 585 | 586 | 588 | 587 | 585 | 588 | 1.004 | 0.856 | 0.992 | 0.56 | 1.004 | 0.992 | 1.439 | 1.3415 | 1.0488 | 1.0488 | 1.439 | 1.0488 | -0.021769 | 0 | -0.021854 | 0 | 0 | 0
CFLMFm2007CZ04 | CFLSCEMFmCZ042007 | CFL | SCE | MFm | 2007 | CZ04 | rWtd | 0 | 0 | 0 |  | 0 | 0 | 0 | 0 | 0 | 0 | 0 | 589 | 590 | 592 | 591 | 589 | 592 | 1.092 | 0.992 | 1.006 | 0.728 | 1.092 | 1.006 | 1.5122 | 1.5366 | 1.0488 | 1.0244 | 1.5122 | 1.0488 | -0.013748 | 0 | -0.014057 | 0 | 0 | 0
CFLMFm2007CZ05 | CFLSCEMFmCZ052007 | CFL | SCE | MFm | 2007 | CZ05 | rWtd | 1.0008 | 1.3323 | -0.015202 |  | 0.73809 | 0.10613 | 0.050239 | 0.0072241 | 0.092044 | 0.006265 | 1 | 593 | 594 | 596 | 595 | 593 | 596 | 1.02 | 0.876 | 1.002 | 0.616 | 1.02 | 1.002 | 1.3636 | 1.2727 | 1.0227 | 1.0227 | 1.3636 | 1.0227 | -0.019275 | 0 | -0.019404 | 0 | 0 | 0
CFLMFm2007CZ06 | CFLSCEMFmCZ062007 | CFL | SCE | MFm | 2007 | CZ06 | rWtd | 1.0785 | 1.397 | -0.010473 |  | 2446.838 | 351.8422 | 292.1902 | 42.0154 | 305.1323 | 36.4375 | 3474.4556 | 597 | 598 | 600 | 599 | 597 | 600 | 1.102 | 1.004 | 1.004 | 0.748 | 1.102 | 1.004 | 1.4444 | 1.4444 | 1 | 1 | 1.4444 | 1 | -0.01326 | 0 | -0.013496 | 0 | 0 | 0
CFLMFm2007CZ07 | CFLSCEMFmCZ072007 | CFL | SCE | MFm | 2007 | CZ07 | rWtd | 0 | 0 | 0 |  | 0 | 0 | 0 | 0 | 0 | 0 | 0 | 601 | 602 | 604 | 603 | 601 | 604 | 1.132 | 1.026 | 1.002 | 0.716 | 1.132 | 1.002 | 1.3556 | 1.3556 | 1 | 1 | 1.3556 | 1 | -0.014696 | 0 | -0.015069 | 0 | 0 | 0
CFLMFm2007CZ08 | CFLSCEMFmCZ082007 | CFL | SCE | MFm | 2007 | CZ08 | rWtd | 1.1238 | 1.37 | -0.0092973 |  | 2915.1856 | 419.1881 | 272.4692 | 39.1796 | 363.5375 | 33.9782 | 4043.5382 | 605 | 606 | 608 | 607 | 605 | 608 | 1.146 | 1.068 | 1.008 | 0.772 | 1.146 | 1.008 | 1.4 | 1.4222 | 1.0222 | 1.0222 | 1.4 | 1.0222 | -0.011752 | 0 | -0.01224 | 0 | 0 | 0
CFLMFm2007CZ09 | CFLSCEMFmCZ092007 | CFL | SCE | MFm | 2007 | CZ09 | rWtd | 1.1076 | 1.452 | -0.010373 |  | 2791.3118 | 401.3757 | 0 | 0 | 348.0898 | 0 | 3540.7772 | 609 | 610 | 612 | 611 | 609 | 612 | 1.118 | 1.026 | 1.004 | 0.73 | 1.118 | 1.004 | 1.4545 | 1.4318 | 1.0455 | 1 | 1.4545 | 1.0455 | -0.013158 | 0 | -0.01365 | 0 | 0 | 0
CFLMFm2007CZ10 | CFLSCEMFmCZ102007 | CFL | SCE | MFm | 2007 | CZ10 | rWtd | 1.1116 | 1.45 | -0.0089884 |  | 94.9803 | 13.6577 | 0 | 0 | 11.8445 | 0 | 120.4825 | 613 | 614 | 616 | 615 | 613 | 616 | 1.122 | 1.03 | 1.008 | 0.772 | 1.122 | 1.008 | 1.45 | 1.45 | 1.025 | 1.025 | 1.45 | 1.025 | -0.011402 | 0 | -0.011877 | 0 | 0 | 0
CFLMFm2007CZ11 | CFLSCEMFmCZ112007 | CFL | SCE | MFm | 2007 | CZ11 | rWtd | 0 | 0 | 0 |  | 0 | 0 | 0 | 0 | 0 | 0 | 0 | 617 | 618 | 620 | 619 | 617 | 620 | 1.118 | 0.976 | 0.998 | 0.612 | 1.118 | 0.998 | 1.375 | 1.375 | 1.025 | 1.025 | 1.375 | 1.025 | -0.018741 | 0 | -0.019244 | 0 | 0 | 0
CFLMFm2007CZ12 | CFLSCEMFmCZ122007 | CFL | SCE | MFm | 2007 | CZ12 | rWtd | 0 | 0 | 0 |  | 0 | 0 | 0 | 0 | 0 | 0 | 0 | 621 | 622 | 624 | 623 | 621 | 624 | 1.106 | 0.984 | 1.002 | 0.69 | 1.106 | 1.002 | 1.45 | 1.45 | 1.025 | 1.025 | 1.45 | 1.025 | -0.015238 | 0 | -0.015661 | 0 | 0 | 0
CFLMFm2007CZ13 | CFLSCEMFmCZ132007 | CFL | SCE | MFm | 2007 | CZ13 | rWtd | 1.1178 | 1.4693 | -0.011486 |  | 47.4902 | 6.8288 | 0 | 0 | 5.9222 | 0 | 60.2412 | 625 | 626 | 628 | 627 | 625 | 628 | 1.13 | 1.022 | 1.004 | 0.712 | 1.13 | 1.004 | 1.475 | 1.425 | 1.025 | 1.025 | 1.475 | 1.025 | -0.01457 | 0 | -0.015098 | 0 | 0 | 0
CFLMFm2007CZ14 | CFLSCEMFmCZ142007 | CFL | SCE | MFm | 2007 | CZ14 | rWtd | 1.0909 | 1.3084 | -0.015488 |  | 0.73809 | 0.10613 | 0.050239 | 0.0072241 | 0.092044 | 0.006265 | 1 | 629 | 630 | 632 | 631 | 629 | 632 | 1.118 | 0.964 | 0.996 | 0.59 | 1.118 | 0.996 | 1.325 | 1.35 | 1.025 | 1 | 1.325 | 1.025 | -0.019615 | 0 | -0.02011 | 0 | 0 | 0
CFLMFm2007CZ15 | CFLSCEMFmCZ152007 | CFL | SCE | MFm | 2007 | CZ15 | rWtd | 1.1565 | 1.3995 | -0.0061718 |  | 0.73809 | 0.10613 | 0.050239 | 0.0072241 | 0.092044 | 0.006265 | 1 | 633 | 634 | 636 | 635 | 633 | 636 | 1.174 | 1.118 | 1.01 | 0.852 | 1.174 | 1.01 | 1.425 | 1.425 | 1.025 | 1.025 | 1.425 | 1.025 | -0.0077892 | 0 | -0.0084122 | 0 | 0 | 0
CFLMFm2007CZ16 | CFLSCEMFmCZ162007 | CFL | SCE | MFm | 2007 | CZ16 | rWtd | 1.0322 | 1.328 | -0.0191 |  | 0.73809 | 0.10613 | 0.050239 | 0.0072241 | 0.092044 | 0.006265 | 1 | 637 | 638 | 640 | 639 | 637 | 640 | 1.064 | 0.84 | 0.992 | 0.514 | 1.064 | 0.992 | 1.3415 | 1.3902 | 1.0488 | 1.0488 | 1.3415 | 1.0488 | -0.024203 | 0 | -0.02459 | 0 | 0 | 0
CFLMFm2011CZ01 | CFLSCEMFmCZ012011 | CFL | SCE | MFm | 2011 | CZ01 | rWtd | 0 | 0 | 0 |  | 0 | 0 | 0 | 0 | 0 | 0 | 0 | 641 | 642 | 644 | 643 | 641 | 644 | 1 | 0.738 | 0.982 | 0.298 | 1 | 0.982 | 1.122 | 1.0732 | 1.0488 | 1.0488 | 1.122 | 1.0488 | -0.034008 | 0 | -0.03413 | 0 | 0 | 0
CFLMFm2011CZ02 | CFLSCEMFmCZ022011 | CFL | SCE | MFm | 2011 | CZ02 | rWtd | 0 | 0 | 0 |  | 0 | 0 | 0 | 0 | 0 | 0 | 0 | 645 | 646 | 648 | 647 | 645 | 648 | 1.06 | 0.908 | 1 | 0.632 | 1.06 | 1 | 1.6585 | 1.6341 | 1.0488 | 1.0488 | 1.6585 | 1.0488 | -0.0181 | 0 | -0.018453 | 0 | 0 | 0
CFLMFm2011CZ03 | CFLSCEMFmCZ032011 | CFL | SCE | MFm | 2011 | CZ03 | rWtd | 0 | 0 | 0 |  | 0 | 0 | 0 | 0 | 0 | 0 | 0 | 649 | 650 | 652 | 651 | 649 | 652 | 1.012 | 0.87 | 0.996 | 0.598 | 1.012 | 0.996 | 1.4878 | 1.3902 | 1.0244 | 1.0244 | 1.4878 | 1.0244 | -0.020035 | 0 | -0.020146 | 0 | 0 | 0
CFLMFm2011CZ04 | CFLSCEMFmCZ042011 | CFL | SCE | MFm | 2011 | CZ04 | rWtd | 0 | 0 | 0 |  | 0 | 0 | 0 | 0 | 0 | 0 | 0 | 653 | 654 | 656 | 655 | 653 | 656 | 1.11 | 1.018 | 1.012 | 0.772 | 1.11 | 1.012 | 1.5122 | 1.5854 | 1.0488 | 1.0488 | 1.5122 | 1.0488 | -0.011858 | 0 | -0.012229 | 0 | 0 | 0
CFLMFm2011CZ05 | CFLSCEMFmCZ052011 | CFL | SCE | MFm | 2011 | CZ05 | rWtd | 1.0064 | 1.2969 | -0.015083 |  | 0.73809 | 0.10613 | 0.050239 | 0.0072241 | 0.092044 | 0.006265 | 1 | 657 | 658 | 660 | 659 | 657 | 660 | 1.026 | 0.88 | 1.004 | 0.628 | 1.026 | 1.004 | 1.3182 | 1.2955 | 1.0227 | 1.0227 | 1.3182 | 1.0227 | -0.019124 | 0 | -0.019257 | 0 | 0 | 0
CFLMFm2011CZ06 | CFLSCEMFmCZ062011 | CFL | SCE | MFm | 2011 | CZ06 | rWtd | 1.0839 | 1.3948 | -0.010451 |  | 2446.838 | 351.8422 | 292.1902 | 42.0154 | 305.1323 | 36.4375 | 3474.4556 | 661 | 662 | 664 | 663 | 661 | 664 | 1.108 | 1.008 | 1.006 | 0.754 | 1.108 | 1.006 | 1.4444 | 1.4222 | 1 | 1 | 1.4444 | 1 | -0.013229 | 0 | -0.013488 | 0 | 0 | 0
CFLMFm2011CZ07 | CFLSCEMFmCZ072011 | CFL | SCE | MFm | 2011 | CZ07 | rWtd | 0 | 0 | 0 |  | 0 | 0 | 0 | 0 | 0 | 0 | 0 | 665 | 666 | 668 | 667 | 665 | 668 | 1.156 | 1.062 | 1.008 | 0.766 | 1.156 | 1.008 | 1.3556 | 1.3556 | 1 | 1 | 1.3556 | 1 | -0.012515 | 0 | -0.012877 | 0 | 0 | 0
CFLMFm2011CZ08 | CFLSCEMFmCZ082011 | CFL | SCE | MFm | 2011 | CZ08 | rWtd | 1.1395 | 1.3861 | -0.0082921 |  | 2915.1856 | 419.1881 | 272.4692 | 39.1796 | 363.5375 | 33.9782 | 4043.5382 | 669 | 670 | 672 | 671 | 669 | 672 | 1.162 | 1.088 | 1.012 | 0.802 | 1.162 | 1.012 | 1.4222 | 1.4222 | 1 | 1 | 1.4222 | 1 | -0.010471 | 0 | -0.011032 | 0 | 0 | 0
CFLMFm2011CZ09 | CFLSCEMFmCZ092011 | CFL | SCE | MFm | 2011 | CZ09 | rWtd | 1.124 | 1.4292 | -0.0094909 |  | 2791.3118 | 401.3757 | 0 | 0 | 348.0898 | 0 | 3540.7772 | 673 | 674 | 676 | 675 | 673 | 676 | 1.134 | 1.046 | 1.008 | 0.764 | 1.134 | 1.008 | 1.4318 | 1.4091 | 1.0227 | 1.0227 | 1.4318 | 1.0227 | -0.012039 | 0 | -0.012532 | 0 | 0 | 0
CFLMFm2011CZ10 | CFLSCEMFmCZ102011 | CFL | SCE | MFm | 2011 | CZ10 | rWtd | 1.1216 | 1.4722 | -0.0085015 |  | 94.9803 | 13.6577 | 0 | 0 | 11.8445 | 0 | 120.4825 | 677 | 678 | 680 | 679 | 677 | 680 | 1.132 | 1.04 | 1.012 | 0.79 | 1.132 | 1.012 | 1.475 | 1.45 | 1.025 | 1.025 | 1.475 | 1.025 | -0.010784 | 0 | -0.011313 | 0 | 0 | 0
CFLMFm2011CZ11 | CFLSCEMFmCZ112011 | CFL | SCE | MFm | 2011 | CZ11 | rWtd | 0 | 0 | 0 |  | 0 | 0 | 0 | 0 | 0 | 0 | 0 | 681 | 682 | 684 | 683 | 681 | 684 | 1.128 | 0.986 | 1 | 0.632 | 1.128 | 1 | 1.425 | 1.375 | 1.025 | 1.025 | 1.425 | 1.025 | -0.017943 | 0 | -0.018458 | 0 | 0 | 0
CFLMFm2011CZ12 | CFLSCEMFmCZ122011 | CFL | SCE | MFm | 2011 | CZ12 | rWtd | 0 | 0 | 0 |  | 0 | 0 | 0 | 0 | 0 | 0 | 0 | 685 | 686 | 688 | 687 | 685 | 688 | 1.116 | 0.998 | 1.006 | 0.716 | 1.116 | 1.006 | 1.475 | 1.475 | 1.025 | 1.025 | 1.475 | 1.025 | -0.014289 | 0 | -0.01474 | 0 | 0 | 0
CFLMFm2011CZ13 | CFLSCEMFmCZ132011 | CFL | SCE | MFm | 2011 | CZ13 | rWtd | 1.1262 | 1.4722 | -0.010967 |  | 47.4902 | 6.8288 | 0 | 0 | 5.9222 | 0 | 60.2412 | 689 | 690 | 692 | 691 | 689 | 692 | 1.138 | 1.034 | 1.006 | 0.73 | 1.138 | 1.006 | 1.475 | 1.45 | 1.025 | 1 | 1.475 | 1.025 | -0.013912 | 0 | -0.014465 | 0 | 0 | 0
CFLMFm2011CZ14 | CFLSCEMFmCZ142011 | CFL | SCE | MFm | 2011 | CZ14 | rWtd | 1.0972 | 1.3293 | -0.014957 |  | 0.73809 | 0.10613 | 0.050239 | 0.0072241 | 0.092044 | 0.006265 | 1 | 693 | 694 | 696 | 695 | 693 | 696 | 1.124 | 0.974 | 0.998 | 0.61 | 1.124 | 0.998 | 1.35 | 1.35 | 1.025 | 1.025 | 1.35 | 1.025 | -0.018937 | 0 | -0.019506 | 0 | 0 | 0
CFLMFm2011CZ15 | CFLSCEMFmCZ152011 | CFL | SCE | MFm | 2011 | CZ15 | rWtd | 1.166 | 1.4451 | -0.0059317 |  | 0.73809 | 0.10613 | 0.050239 | 0.0072241 | 0.092044 | 0.006265 | 1 | 697 | 698 | 700 | 699 | 697 | 700 | 1.184 | 1.128 | 1.012 | 0.86 | 1.184 | 1.012 | 1.475 | 1.45 | 1.05 | 1.025 | 1.475 | 1.05 | -0.007484 | 0 | -0.0081176 | 0 | 0 | 0
CFLMFm2011CZ16 | CFLSCEMFmCZ162011 | CFL | SCE | MFm | 2011 | CZ16 | rWtd | 1.038 | 1.3455 | -0.018567 |  | 0.73809 | 0.10613 | 0.050239 | 0.0072241 | 0.092044 | 0.006265 | 1 | 701 | 702 | 704 | 703 | 701 | 704 | 1.07 | 0.846 | 0.994 | 0.53 | 1.07 | 0.994 | 1.3659 | 1.3659 | 1.0488 | 1.0244 | 1.3659 | 1.0488 | -0.023525 | 0 | -0.023961 | 0 | 0 | 0
CFLMFm2015CZ01 | CFLSCEMFmCZ012015 | CFL | SCE | MFm | 2015 | CZ01 | rWtd | 0 | 0 | 0 |  | 0 | 0 | 0 | 0 | 0 | 0 | 0 | 705 | 706 | 708 | 707 | 705 | 708 | 1 | 0.77 | 0.988 | 0.358 | 1 | 0.988 | 1.1463 | 1.0976 | 1.0732 | 1.0488 | 1.1463 | 1.0732 | -0.031421 | 0 | -0.031612 | 0 | 0 | 0
CFLMFm2015CZ02 | CFLSCEMFmCZ022015 | CFL | SCE | MFm | 2015 | CZ02 | rWtd | 0 | 0 | 0 |  | 0 | 0 | 0 | 0 | 0 | 0 | 0 | 709 | 710 | 712 | 711 | 709 | 712 | 1.054 | 0.912 | 1.002 | 0.636 | 1.054 | 1.002 | 1.561 | 1.5854 | 1.0488 | 1.0244 | 1.561 | 1.0488 | -0.018308 | 0 | -0.018612 | 0 | 0 | 0
CFLMFm2015CZ03 | CFLSCEMFmCZ032015 | CFL | SCE | MFm | 2015 | CZ03 | rWtd | 0 | 0 | 0 |  | 0 | 0 | 0 | 0 | 0 | 0 | 0 | 713 | 714 | 716 | 715 | 713 | 716 | 1.022 | 0.904 | 1.002 | 0.65 | 1.022 | 1.002 | 1.439 | 1.3902 | 1.0488 | 1.0244 | 1.439 | 1.0488 | -0.017523 | 0 | -0.017606 | 0 | 0 | 0
CFLMFm2015CZ04 | CFLSCEMFmCZ042015 | CFL | SCE | MFm | 2015 | CZ04 | rWtd | 0 | 0 | 0 |  | 0 | 0 | 0 | 0 | 0 | 0 | 0 | 717 | 718 | 720 | 719 | 717 | 720 | 1.102 | 1.018 | 1.012 | 0.776 | 1.102 | 1.012 | 1.5122 | 1.5366 | 1.0488 | 1.0488 | 1.5122 | 1.0488 | -0.011995 | 0 | -0.01235 | 0 | 0 | 0
CFLMFm2015CZ05 | CFLSCEMFmCZ052015 | CFL | SCE | MFm | 2015 | CZ05 | rWtd | 1.0328 | 1.3759 | -0.010393 |  | 0.73809 | 0.10613 | 0.050239 | 0.0072241 | 0.092044 | 0.006265 | 1 | 721 | 722 | 724 | 723 | 721 | 724 | 1.048 | 0.942 | 1.016 | 0.75 | 1.048 | 1.016 | 1.4091 | 1.3182 | 1.0455 | 1 | 1.4091 | 1.0455 | -0.013175 | 0 | -0.013314 | 0 | 0 | 0
CFLMFm2015CZ06 | CFLSCEMFmCZ062015 | CFL | SCE | MFm | 2015 | CZ06 | rWtd | 1.078 | 1.3221 | -0.010284 |  | 2446.838 | 351.8422 | 292.1902 | 42.0154 | 305.1323 | 36.4375 | 3474.4556 | 725 | 726 | 728 | 727 | 725 | 728 | 1.1 | 1.01 | 1.008 | 0.758 | 1.1 | 1.008 | 1.3556 | 1.4 | 1 | 1 | 1.3556 | 1 | -0.013023 | 0 | -0.013223 | 0 | 0 | 0
CFLMFm2015CZ07 | CFLSCEMFmCZ072015 | CFL | SCE | MFm | 2015 | CZ07 | rWtd | 0 | 0 | 0 |  | 0 | 0 | 0 | 0 | 0 | 0 | 0 | 729 | 730 | 732 | 731 | 729 | 732 | 1.142 | 1.064 | 1.008 | 0.77 | 1.142 | 1.008 | 1.3111 | 1.3333 | 1 | 1 | 1.3111 | 1 | -0.012187 | 0 | -0.01259 | 0 | 0 | 0
CFLMFm2015CZ08 | CFLSCEMFmCZ082015 | CFL | SCE | MFm | 2015 | CZ08 | rWtd | 1.1277 | 1.3298 | -0.008517 |  | 2915.1856 | 419.1881 | 272.4692 | 39.1796 | 363.5375 | 33.9782 | 4043.5382 | 733 | 734 | 736 | 735 | 733 | 736 | 1.148 | 1.084 | 1.012 | 0.8 | 1.148 | 1.012 | 1.3556 | 1.4 | 1 | 1 | 1.3556 | 1 | -0.010754 | 0 | -0.011337 | 0 | 0 | 0
CFLMFm2015CZ09 | CFLSCEMFmCZ092015 | CFL | SCE | MFm | 2015 | CZ09 | rWtd | 1.1129 | 1.3864 | -0.0096254 |  | 2791.3118 | 401.3757 | 0 | 0 | 348.0898 | 0 | 3540.7772 | 737 | 738 | 740 | 739 | 737 | 740 | 1.122 | 1.042 | 1.008 | 0.762 | 1.122 | 1.008 | 1.3864 | 1.3864 | 1.0227 | 1.0227 | 1.3864 | 1.0227 | -0.01221 | 0 | -0.012718 | 0 | 0 | 0
CFLMFm2015CZ10 | CFLSCEMFmCZ102015 | CFL | SCE | MFm | 2015 | CZ10 | rWtd | 1.1129 | 1.425 | -0.0083064 |  | 94.9803 | 13.6577 | 0 | 0 | 11.8445 | 0 | 120.4825 | 741 | 742 | 744 | 743 | 741 | 744 | 1.122 | 1.042 | 1.012 | 0.798 | 1.122 | 1.012 | 1.425 | 1.425 | 1.05 | 1.025 | 1.425 | 1.05 | -0.010537 | 0 | -0.011092 | 0 | 0 | 0
CFLMFm2015CZ11 | CFLSCEMFmCZ112015 | CFL | SCE | MFm | 2015 | CZ11 | rWtd | 0 | 0 | 0 |  | 0 | 0 | 0 | 0 | 0 | 0 | 0 | 745 | 746 | 748 | 747 | 745 | 748 | 1.118 | 0.988 | 1.002 | 0.64 | 1.118 | 1.002 | 1.375 | 1.35 | 1.025 | 1.025 | 1.375 | 1.025 | -0.017737 | 0 | -0.018218 | 0 | 0 | 0
CFLMFm2015CZ12 | CFLSCEMFmCZ122015 | CFL | SCE | MFm | 2015 | CZ12 | rWtd | 0 | 0 | 0 |  | 0 | 0 | 0 | 0 | 0 | 0 | 0 | 749 | 750 | 752 | 751 | 749 | 752 | 1.104 | 0.994 | 1.006 | 0.712 | 1.104 | 1.006 | 1.45 | 1.425 | 1.025 | 1.025 | 1.45 | 1.025 | -0.014668 | 0 | -0.015097 | 0 | 0 | 0
CFLMFm2015CZ13 | CFLSCEMFmCZ132015 | CFL | SCE | MFm | 2015 | CZ13 | rWtd | 1.1173 | 1.45 | -0.010902 |  | 47.4902 | 6.8288 | 0 | 0 | 5.9222 | 0 | 60.2412 | 753 | 754 | 756 | 755 | 753 | 756 | 1.128 | 1.034 | 1.008 | 0.736 | 1.128 | 1.008 | 1.45 | 1.45 | 1.05 | 1.025 | 1.45 | 1.05 | -0.013829 | 0 | -0.01436 | 0 | 0 | 0
CFLMFm2015CZ14 | CFLSCEMFmCZ142015 | CFL | SCE | MFm | 2015 | CZ14 | rWtd | 1.087 | 1.3499 | -0.015448 |  | 0.73809 | 0.10613 | 0.050239 | 0.0072241 | 0.092044 | 0.006265 | 1 | 757 | 758 | 760 | 759 | 757 | 760 | 1.112 | 0.972 | 0.998 | 0.602 | 1.112 | 0.998 | 1.375 | 1.35 | 1.025 | 1 | 1.375 | 1.025 | -0.019562 | 0 | -0.020096 | 0 | 0 | 0
CFLMFm2015CZ15 | CFLSCEMFmCZ152015 | CFL | SCE | MFm | 2015 | CZ15 | rWtd | 1.1538 | 1.4203 | -0.0059343 |  | 0.73809 | 0.10613 | 0.050239 | 0.0072241 | 0.092044 | 0.006265 | 1 | 761 | 762 | 764 | 763 | 761 | 764 | 1.17 | 1.122 | 1.012 | 0.862 | 1.17 | 1.012 | 1.45 | 1.425 | 1.025 | 1.025 | 1.45 | 1.025 | -0.007488 | 0 | -0.0081108 | 0 | 0 | 0
CFLMFm2015CZ16 | CFLSCEMFmCZ162015 | CFL | SCE | MFm | 2015 | CZ16 | rWtd | 1.0266 | 1.3228 | -0.020257 |  | 0.73809 | 0.10613 | 0.050239 | 0.0072241 | 0.092044 | 0.006265 | 1 | 765 | 766 | 768 | 767 | 765 | 768 | 1.058 | 0.836 | 0.992 | 0.494 | 1.058 | 0.992 | 1.3415 | 1.3415 | 1.0488 | 1.0488 | 1.3415 | 1.0488 | -0.025676 | 0 | -0.025998 | 0 | 0 | 0
CFLMFm2017CZ01 | CFLSCEMFmCZ012017 | CFL | SCE | MFm | 2017 | CZ01 | rWtd | 0 | 0 | 0 |  | 0 | 0 | 0 | 0 | 0 | 0 | 0 | 769 | 770 | 772 | 771 | 769 | 772 | 1 | 0.776 | 0.988 | 0.364 | 1 | 0.988 | 1.1463 | 1.122 | 1.0732 | 1.0488 | 1.1463 | 1.0732 | -0.030737 | 0 | -0.030869 | 0 | 0 | 0
CFLMFm2017CZ02 | CFLSCEMFmCZ022017 | CFL | SCE | MFm | 2017 | CZ02 | rWtd | 0 | 0 | 0 |  | 0 | 0 | 0 | 0 | 0 | 0 | 0 | 773 | 774 | 776 | 775 | 773 | 776 | 1.056 | 0.918 | 1.002 | 0.638 | 1.056 | 1.002 | 1.561 | 1.561 | 1.0488 | 1.0244 | 1.561 | 1.0488 | -0.017734 | 0 | -0.018 | 0 | 0 | 0
CFLMFm2017CZ03 | CFLSCEMFmCZ032017 | CFL | SCE | MFm | 2017 | CZ03 | rWtd | 0 | 0 | 0 |  | 0 | 0 | 0 | 0 | 0 | 0 | 0 | 777 | 778 | 780 | 779 | 777 | 780 | 1.024 | 0.904 | 1.002 | 0.654 | 1.024 | 1.002 | 1.439 | 1.4146 | 1.0488 | 1.0488 | 1.439 | 1.0488 | -0.017396 | 0 | -0.017482 | 0 | 0 | 0
CFLMFm2017CZ04 | CFLSCEMFmCZ042017 | CFL | SCE | MFm | 2017 | CZ04 | rWtd | 0 | 0 | 0 |  | 0 | 0 | 0 | 0 | 0 | 0 | 0 | 781 | 782 | 784 | 783 | 781 | 784 | 1.104 | 1.028 | 1.016 | 0.786 | 1.104 | 1.016 | 1.4634 | 1.5122 | 1.0488 | 1.0244 | 1.4634 | 1.0488 | -0.010901 | 0 | -0.011267 | 0 | 0 | 0
CFLMFm2017CZ05 | CFLSCEMFmCZ052017 | CFL | SCE | MFm | 2017 | CZ05 | rWtd | 1.0349 | 1.3974 | -0.01022 |  | 0.73809 | 0.10613 | 0.050239 | 0.0072241 | 0.092044 | 0.006265 | 1 | 785 | 786 | 788 | 787 | 785 | 788 | 1.05 | 0.946 | 1.016 | 0.756 | 1.05 | 1.016 | 1.4318 | 1.3409 | 1.0455 | 1.0227 | 1.4318 | 1.0455 | -0.012955 | 0 | -0.0131 | 0 | 0 | 0
CFLMFm2017CZ06 | CFLSCEMFmCZ062017 | CFL | SCE | MFm | 2017 | CZ06 | rWtd | 1.0726 | 1.3221 | -0.010416 |  | 2446.838 | 351.8422 | 292.1902 | 42.0154 | 305.1323 | 36.4375 | 3474.4556 | 789 | 790 | 792 | 791 | 789 | 792 | 1.094 | 1.006 | 1.006 | 0.75 | 1.094 | 1.006 | 1.3556 | 1.4 | 1 | 1 | 1.3556 | 1 | -0.013192 | 0 | -0.013389 | 0 | 0 | 0
CFLMFm2017CZ07 | CFLSCEMFmCZ072017 | CFL | SCE | MFm | 2017 | CZ07 | rWtd | 0 | 0 | 0 |  | 0 | 0 | 0 | 0 | 0 | 0 | 0 | 793 | 794 | 796 | 795 | 793 | 796 | 1.138 | 1.058 | 1.008 | 0.764 | 1.138 | 1.008 | 1.3111 | 1.3333 | 1 | 1 | 1.3111 | 1 | -0.012303 | 0 | -0.012676 | 0 | 0 | 0
CFLMFm2017CZ08 | CFLSCEMFmCZ082017 | CFL | SCE | MFm | 2017 | CZ08 | rWtd | 1.1288 | 1.3088 | -0.0075043 |  | 2915.1856 | 419.1881 | 272.4692 | 39.1796 | 363.5375 | 33.9782 | 4043.5382 | 797 | 798 | 800 | 799 | 797 | 800 | 1.148 | 1.092 | 1.014 | 0.81 | 1.148 | 1.014 | 1.3333 | 1.3556 | 1.0222 | 1 | 1.3333 | 1.0222 | -0.009468 | 0 | -0.010067 | 0 | 0 | 0
CFLMFm2017CZ09 | CFLSCEMFmCZ092017 | CFL | SCE | MFm | 2017 | CZ09 | rWtd | 1.1192 | 1.3182 | -0.0088196 |  | 2791.3118 | 401.3757 | 0 | 0 | 348.0898 | 0 | 3540.7772 | 801 | 802 | 804 | 803 | 801 | 804 | 1.128 | 1.05 | 1.01 | 0.772 | 1.128 | 1.01 | 1.3182 | 1.3182 | 1.0227 | 1.0227 | 1.3182 | 1.0227 | -0.011188 | 0 | -0.01172 | 0 | 0 | 0
CFLMFm2017CZ10 | CFLSCEMFmCZ102017 | CFL | SCE | MFm | 2017 | CZ10 | rWtd | 1.1176 | 1.4028 | -0.0076211 |  | 94.9803 | 13.6577 | 0 | 0 | 11.8445 | 0 | 120.4825 | 805 | 806 | 808 | 807 | 805 | 808 | 1.126 | 1.052 | 1.016 | 0.806 | 1.126 | 1.016 | 1.4 | 1.425 | 1.025 | 1.025 | 1.4 | 1.025 | -0.0096674 | 0 | -0.010234 | 0 | 0 | 0
CFLMFm2017CZ11 | CFLSCEMFmCZ112017 | CFL | SCE | MFm | 2017 | CZ11 | rWtd | 0 | 0 | 0 |  | 0 | 0 | 0 | 0 | 0 | 0 | 0 | 809 | 810 | 812 | 811 | 809 | 812 | 1.118 | 0.994 | 1.002 | 0.646 | 1.118 | 1.002 | 1.4 | 1.4 | 1.025 | 1.025 | 1.4 | 1.025 | -0.016981 | 0 | -0.017452 | 0 | 0 | 0
CFLMFm2017CZ12 | CFLSCEMFmCZ122017 | CFL | SCE | MFm | 2017 | CZ12 | rWtd | 0 | 0 | 0 |  | 0 | 0 | 0 | 0 | 0 | 0 | 0 | 813 | 814 | 816 | 815 | 813 | 816 | 1.104 | 1 | 1.008 | 0.718 | 1.104 | 1.008 | 1.425 | 1.425 | 1.05 | 1 | 1.425 | 1.05 | -0.013864 | 0 | -0.014279 | 0 | 0 | 0
CFLMFm2017CZ13 | CFLSCEMFmCZ132017 | CFL | SCE | MFm | 2017 | CZ13 | rWtd | 1.1178 | 1.4222 | -0.010415 |  | 47.4902 | 6.8288 | 0 | 0 | 5.9222 | 0 | 60.2412 | 817 | 818 | 820 | 819 | 817 | 820 | 1.128 | 1.038 | 1.008 | 0.74 | 1.128 | 1.008 | 1.425 | 1.4 | 1.025 | 1.025 | 1.425 | 1.025 | -0.013212 | 0 | -0.013754 | 0 | 0 | 0
CFLMFm2017CZ14 | CFLSCEMFmCZ142017 | CFL | SCE | MFm | 2017 | CZ14 | rWtd | 1.0893 | 1.3541 | -0.015045 |  | 0.73809 | 0.10613 | 0.050239 | 0.0072241 | 0.092044 | 0.006265 | 1 | 821 | 822 | 824 | 823 | 821 | 824 | 1.114 | 0.978 | 0.998 | 0.606 | 1.114 | 0.998 | 1.375 | 1.375 | 1.05 | 1.025 | 1.375 | 1.05 | -0.01905 | 0 | -0.019598 | 0 | 0 | 0
CFLMFm2017CZ15 | CFLSCEMFmCZ152017 | CFL | SCE | MFm | 2017 | CZ15 | rWtd | 1.1536 | 1.4162 | -0.0057476 |  | 0.73809 | 0.10613 | 0.050239 | 0.0072241 | 0.092044 | 0.006265 | 1 | 825 | 826 | 828 | 827 | 825 | 828 | 1.17 | 1.12 | 1.012 | 0.864 | 1.17 | 1.012 | 1.45 | 1.375 | 1.05 | 1 | 1.45 | 1.05 | -0.007248 | 0 | -0.00792 | 0 | 0 | 0
CFLMFm2017CZ16 | CFLSCEMFmCZ162017 | CFL | SCE | MFm | 2017 | CZ16 | rWtd | 1.0281 | 1.3024 | -0.019673 |  | 0.73809 | 0.10613 | 0.050239 | 0.0072241 | 0.092044 | 0.006265 | 1 | 829 | 830 | 832 | 831 | 829 | 832 | 1.058 | 0.848 | 0.994 | 0.5 | 1.058 | 0.994 | 1.3171 | 1.3415 | 1.0488 | 1.0244 | 1.3171 | 1.0488 | -0.024933 | 0 | -0.025287 | 0 | 0 | 0
CFLMFm2020CZ01 | CFLSCEMFmCZ012020 | CFL | SCE | MFm | 2020 | CZ01 | rWtd | 0 | 0 | 0 |  | 0 | 0 | 0 | 0 | 0 | 0 | 0 | 833 | 834 | 836 | 835 | 833 | 836 | 1 | 0.776 | 0.988 | 0.364 | 1 | 0.988 | 1.1463 | 1.122 | 1.0732 | 1.0488 | 1.1463 | 1.0732 | -0.030737 | 0 | -0.030869 | 0 | 0 | 0
CFLMFm2020CZ02 | CFLSCEMFmCZ022020 | CFL | SCE | MFm | 2020 | CZ02 | rWtd | 0 | 0 | 0 |  | 0 | 0 | 0 | 0 | 0 | 0 | 0 | 837 | 838 | 840 | 839 | 837 | 840 | 1.056 | 0.918 | 1.002 | 0.638 | 1.056 | 1.002 | 1.561 | 1.561 | 1.0488 | 1.0244 | 1.561 | 1.0488 | -0.017734 | 0 | -0.018 | 0 | 0 | 0
CFLMFm2020CZ03 | CFLSCEMFmCZ032020 | CFL | SCE | MFm | 2020 | CZ03 | rWtd | 0 | 0 | 0 |  | 0 | 0 | 0 | 0 | 0 | 0 | 0 | 841 | 842 | 844 | 843 | 841 | 844 | 1.024 | 0.904 | 1.002 | 0.654 | 1.024 | 1.002 | 1.439 | 1.4146 | 1.0488 | 1.0488 | 1.439 | 1.0488 | -0.017396 | 0 | -0.017482 | 0 | 0 | 0
CFLMFm2020CZ04 | CFLSCEMFmCZ042020 | CFL | SCE | MFm | 2020 | CZ04 | rWtd | 0 | 0 | 0 |  | 0 | 0 | 0 | 0 | 0 | 0 | 0 | 845 | 846 | 848 | 847 | 845 | 848 | 1.104 | 1.03 | 1.016 | 0.788 | 1.104 | 1.016 | 1.4634 | 1.4878 | 1.0488 | 1.0244 | 1.4634 | 1.0488 | -0.010721 | 0 | -0.011092 | 0 | 0 | 0
CFLMFm2020CZ05 | CFLSCEMFmCZ052020 | CFL | SCE | MFm | 2020 | CZ05 | rWtd | 1.0349 | 1.3974 | -0.01022 |  | 0.73809 | 0.10613 | 0.050239 | 0.0072241 | 0.092044 | 0.006265 | 1 | 849 | 850 | 852 | 851 | 849 | 852 | 1.05 | 0.946 | 1.016 | 0.756 | 1.05 | 1.016 | 1.4318 | 1.3409 | 1.0455 | 1.0227 | 1.4318 | 1.0455 | -0.012955 | 0 | -0.0131 | 0 | 0 | 0
CFLMFm2020CZ06 | CFLSCEMFmCZ062020 | CFL | SCE | MFm | 2020 | CZ06 | rWtd | 1.0726 | 1.3221 | -0.010416 |  | 2446.838 | 351.8422 | 292.1902 | 42.0154 | 305.1323 | 36.4375 | 3474.4556 | 853 | 854 | 856 | 855 | 853 | 856 | 1.094 | 1.006 | 1.006 | 0.75 | 1.094 | 1.006 | 1.3556 | 1.4 | 1 | 1 | 1.3556 | 1 | -0.013192 | 0 | -0.013389 | 0 | 0 | 0
CFLMFm2020CZ07 | CFLSCEMFmCZ072020 | CFL | SCE | MFm | 2020 | CZ07 | rWtd | 0 | 0 | 0 |  | 0 | 0 | 0 | 0 | 0 | 0 | 0 | 857 | 858 | 860 | 859 | 857 | 860 | 1.138 | 1.058 | 1.008 | 0.764 | 1.138 | 1.008 | 1.3111 | 1.3333 | 1 | 1 | 1.3111 | 1 | -0.012303 | 0 | -0.012676 | 0 | 0 | 0
CFLMFm2020CZ08 | CFLSCEMFmCZ082020 | CFL | SCE | MFm | 2020 | CZ08 | rWtd | 1.129 | 1.2908 | -0.0073825 |  | 2915.1856 | 419.1881 | 272.4692 | 39.1796 | 363.5375 | 33.9782 | 4043.5382 | 861 | 862 | 864 | 863 | 861 | 864 | 1.148 | 1.094 | 1.014 | 0.812 | 1.148 | 1.014 | 1.3111 | 1.3556 | 1.0222 | 1 | 1.3111 | 1.0222 | -0.0093128 | 0 | -0.00992 | 0 | 0 | 0
CFLMFm2020CZ09 | CFLSCEMFmCZ092020 | CFL | SCE | MFm | 2020 | CZ09 | rWtd | 1.1194 | 1.3156 | -0.0087131 |  | 2791.3118 | 401.3757 | 0 | 0 | 348.0898 | 0 | 3540.7772 | 865 | 866 | 868 | 867 | 865 | 868 | 1.128 | 1.052 | 1.012 | 0.772 | 1.128 | 1.012 | 1.3182 | 1.2955 | 1.0227 | 1.0227 | 1.3182 | 1.0227 | -0.011053 | 0 | -0.011586 | 0 | 0 | 0
CFLMFm2020CZ10 | CFLSCEMFmCZ102020 | CFL | SCE | MFm | 2020 | CZ10 | rWtd | 1.1176 | 1.4028 | -0.0075868 |  | 94.9803 | 13.6577 | 0 | 0 | 11.8445 | 0 | 120.4825 | 869 | 870 | 872 | 871 | 869 | 872 | 1.126 | 1.052 | 1.016 | 0.806 | 1.126 | 1.016 | 1.4 | 1.425 | 1.025 | 1.025 | 1.4 | 1.025 | -0.0096238 | 0 | -0.010191 | 0 | 0 | 0
CFLMFm2020CZ11 | CFLSCEMFmCZ112020 | CFL | SCE | MFm | 2020 | CZ11 | rWtd | 0 | 0 | 0 |  | 0 | 0 | 0 | 0 | 0 | 0 | 0 | 873 | 874 | 876 | 875 | 873 | 876 | 1.116 | 0.996 | 1.004 | 0.646 | 1.116 | 1.004 | 1.4 | 1.375 | 1.025 | 1.025 | 1.4 | 1.025 | -0.016796 | 0 | -0.017268 | 0 | 0 | 0
CFLMFm2020CZ12 | CFLSCEMFmCZ122020 | CFL | SCE | MFm | 2020 | CZ12 | rWtd | 0 | 0 | 0 |  | 0 | 0 | 0 | 0 | 0 | 0 | 0 | 877 | 878 | 880 | 879 | 877 | 880 | 1.104 | 1 | 1.008 | 0.72 | 1.104 | 1.008 | 1.425 | 1.425 | 1.05 | 1 | 1.425 | 1.05 | -0.013724 | 0 | -0.014146 | 0 | 0 | 0
CFLMFm2020CZ13 | CFLSCEMFmCZ132020 | CFL | SCE | MFm | 2020 | CZ13 | rWtd | 1.1178 | 1.4222 | -0.010301 |  | 47.4902 | 6.8288 | 0 | 0 | 5.9222 | 0 | 60.2412 | 881 | 882 | 884 | 883 | 881 | 884 | 1.128 | 1.038 | 1.008 | 0.742 | 1.128 | 1.008 | 1.425 | 1.4 | 1.025 | 1.025 | 1.425 | 1.025 | -0.013067 | 0 | -0.013612 | 0 | 0 | 0
CFLMFm2020CZ14 | CFLSCEMFmCZ142020 | CFL | SCE | MFm | 2020 | CZ14 | rWtd | 1.0893 | 1.3541 | -0.014914 |  | 0.73809 | 0.10613 | 0.050239 | 0.0072241 | 0.092044 | 0.006265 | 1 | 885 | 886 | 888 | 887 | 885 | 888 | 1.114 | 0.978 | 0.998 | 0.606 | 1.114 | 0.998 | 1.375 | 1.375 | 1.05 | 1.025 | 1.375 | 1.05 | -0.018883 | 0 | -0.01944 | 0 | 0 | 0
CFLMFm2020CZ15 | CFLSCEMFmCZ152020 | CFL | SCE | MFm | 2020 | CZ15 | rWtd | 1.1536 | 1.4188 | -0.005687 |  | 0.73809 | 0.10613 | 0.050239 | 0.0072241 | 0.092044 | 0.006265 | 1 | 889 | 890 | 892 | 891 | 889 | 892 | 1.17 | 1.12 | 1.012 | 0.864 | 1.17 | 1.012 | 1.45 | 1.4 | 1.05 | 1 | 1.45 | 1.05 | -0.0071706 | 0 | -0.0078506 | 0 | 0 | 0
CFLMFm2020CZ16 | CFLSCEMFmCZ162020 | CFL | SCE | MFm | 2020 | CZ16 | rWtd | 1.0399 | 1.2797 | -0.017192 |  | 0.73809 | 0.10613 | 0.050239 | 0.0072241 | 0.092044 | 0.006265 | 1 | 893 | 894 | 896 | 895 | 893 | 896 | 1.068 | 0.874 | 1 | 0.56 | 1.068 | 1 | 1.2927 | 1.3171 | 1.0488 | 1.0488 | 1.2927 | 1.0488 | -0.021777 | 0 | -0.022251 | 0 | 0 | 0
CFLMFm1975CZ01 | CFLSDGMFmCZ011975 | CFL | SDG | MFm | 1975 | CZ01 | rWtd | 0 | 0 | 0 |  | 0 | 0 | 0 | 0 | 0 | 0 | 0 | 321 | 322 | 324 | 323 | 321 | 324 | 1 | 0.686 | 0.974 | 0.25 | 1 | 0.974 | 1.0488 | 1.0244 | 1.0488 | 1.0488 | 1.0488 | 1.0488 | -0.03413 | 0 | -0.03413 | 0 | 0 | 0
CFLMFm1975CZ02 | CFLSDGMFmCZ021975 | CFL | SDG | MFm | 1975 | CZ02 | rWtd | 0 | 0 | 0 |  | 0 | 0 | 0 | 0 | 0 | 0 | 0 | 325 | 326 | 328 | 327 | 325 | 328 | 1.038 | 0.854 | 0.994 | 0.548 | 1.038 | 0.994 | 1.7073 | 1.7805 | 1.0488 | 1.0244 | 1.7073 | 1.0488 | -0.023283 | 0 | -0.023585 | 0 | 0 | 0
CFLMFm1975CZ03 | CFLSDGMFmCZ031975 | CFL | SDG | MFm | 1975 | CZ03 | rWtd | 0 | 0 | 0 |  | 0 | 0 | 0 | 0 | 0 | 0 | 0 | 329 | 330 | 332 | 331 | 329 | 332 | 1.002 | 0.83 | 0.99 | 0.532 | 1.002 | 0.99 | 1.4634 | 1.3902 | 1.0488 | 1.0244 | 1.4634 | 1.0488 | -0.023787 | 0 | -0.023948 | 0 | 0 | 0
CFLMFm1975CZ04 | CFLSDGMFmCZ041975 | CFL | SDG | MFm | 1975 | CZ04 | rWtd | 0 | 0 | 0 |  | 0 | 0 | 0 | 0 | 0 | 0 | 0 | 333 | 334 | 336 | 335 | 333 | 336 | 1.074 | 0.944 | 0.998 | 0.652 | 1.074 | 0.998 | 1.7561 | 1.9024 | 1.0488 | 1.0244 | 1.7561 | 1.0488 | -0.018408 | 0 | -0.018745 | 0 | 0 | 0
CFLMFm1975CZ05 | CFLSDGMFmCZ051975 | CFL | SDG | MFm | 1975 | CZ05 | rWtd | 0 | 0 | 0 |  | 0 | 0 | 0 | 0 | 0 | 0 | 0 | 337 | 338 | 340 | 339 | 337 | 340 | 1.002 | 0.806 | 0.992 | 0.486 | 1.002 | 0.992 | 1.2045 | 1.1818 | 1.0227 | 1.0227 | 1.2045 | 1.0227 | -0.026471 | 0 | -0.02669 | 0 | 0 | 0
CFLMFm1975CZ06 | CFLSDGMFmCZ061975 | CFL | SDG | MFm | 1975 | CZ06 | rWtd | 1.0218 | 1.1907 | -0.01207 |  | 4967.1007 | 714.2425 | 7534.4172 | 1083.4088 | 619.4211 | 939.5776 | 15858.1679 | 341 | 342 | 344 | 343 | 341 | 344 | 1.112 | 1.014 | 1.002 | 0.716 | 1.112 | 1.002 | 1.4773 | 1.5 | 1 | 1 | 1.4773 | 1 | -0.015102 | 0 | -0.015448 | 0 | 0 | 0
CFLMFm1975CZ07 | CFLSDGMFmCZ071975 | CFL | SDG | MFm | 1975 | CZ07 | rWtd | 0.99252 | 1.1819 | -0.012053 |  | 49272.1641 | 7085.073 | 118412.5462 | 17027.0891 | 6144.4729 | 14766.6069 | 212707.9522 | 345 | 346 | 348 | 347 | 345 | 348 | 1.06 | 0.956 | 1.002 | 0.714 | 1.06 | 1.002 | 1.5682 | 1.5909 | 1.0227 | 1 | 1.5682 | 1.0227 | -0.015067 | 0 | -0.015381 | 0 | 0 | 0
CFLMFm1975CZ08 | CFLSDGMFmCZ081975 | CFL | SDG | MFm | 1975 | CZ08 | rWtd | 1.0887 | 1.3498 | -0.010923 |  | 7561.75 | 1087.3391 | 3363.6347 | 483.6726 | 942.9861 | 419.4612 | 13858.8438 | 349 | 350 | 352 | 351 | 349 | 352 | 1.148 | 1.066 | 1.006 | 0.744 | 1.148 | 1.006 | 1.4773 | 1.6364 | 1.0227 | 1.0227 | 1.4773 | 1.0227 | -0.013668 | 0 | -0.014279 | 0 | 0 | 0
CFLMFm1975CZ09 | CFLSDGMFmCZ091975 | CFL | SDG | MFm | 1975 | CZ09 | rWtd | 0 | 0 | 0 |  | 0 | 0 | 0 | 0 | 0 | 0 | 0 | 353 | 354 | 356 | 355 | 353 | 356 | 1.144 | 1.054 | 1.002 | 0.712 | 1.144 | 1.002 | 1.5111 | 1.6 | 1 | 1 | 1.5111 | 1 | -0.015136 | 0 | -0.015759 | 0 | 0 | 0
CFLMFm1975CZ10 | CFLSDGMFmCZ101975 | CFL | SDG | MFm | 1975 | CZ10 | rWtd | 1.0802 | 1.4321 | -0.012792 |  | 39344.3686 | 5657.5092 | 10007.0567 | 1438.9611 | 4906.4296 | 1247.9275 | 62602.2527 | 357 | 358 | 360 | 359 | 357 | 360 | 1.122 | 1.012 | 1 | 0.692 | 1.122 | 1 | 1.525 | 1.625 | 1.025 | 1 | 1.525 | 1.025 | -0.016128 | 0 | -0.016613 | 0 | 0 | 0
CFLMFm1975CZ11 | CFLSDGMFmCZ111975 | CFL | SDG | MFm | 1975 | CZ11 | rWtd | 0 | 0 | 0 |  | 0 | 0 | 0 | 0 | 0 | 0 | 0 | 361 | 362 | 364 | 363 | 361 | 364 | 1.11 | 0.968 | 0.998 | 0.614 | 1.11 | 0.998 | 1.625 | 1.7 | 1.025 | 1.025 | 1.625 | 1.025 | -0.020462 | 0 | -0.020905 | 0 | 0 | 0
CFLMFm1975CZ12 | CFLSDGMFmCZ121975 | CFL | SDG | MFm | 1975 | CZ12 | rWtd | 0 | 0 | 0 |  | 0 | 0 | 0 | 0 | 0 | 0 | 0 | 365 | 366 | 368 | 367 | 365 | 368 | 1.094 | 0.95 | 0.998 | 0.626 | 1.094 | 0.998 | 1.575 | 1.675 | 1.025 | 1 | 1.575 | 1.025 | -0.019779 | 0 | -0.020143 | 0 | 0 | 0
CFLMFm1975CZ13 | CFLSDGMFmCZ131975 | CFL | SDG | MFm | 1975 | CZ13 | rWtd | 0 | 0 | 0 |  | 0 | 0 | 0 | 0 | 0 | 0 | 0 | 369 | 370 | 372 | 371 | 369 | 372 | 1.134 | 1.014 | 1 | 0.66 | 1.134 | 1 | 1.575 | 1.65 | 1.025 | 1 | 1.575 | 1.025 | -0.017995 | 0 | -0.018534 | 0 | 0 | 0
CFLMFm1975CZ14 | CFLSDGMFmCZ141975 | CFL | SDG | MFm | 1975 | CZ14 | rWtd | 1.1061 | 1.5142 | -0.015459 |  | 192.3056 | 27.6525 | 0 | 0 | 23.9814 | 0 | 243.9395 | 373 | 374 | 376 | 375 | 373 | 376 | 1.122 | 0.982 | 0.996 | 0.634 | 1.122 | 0.996 | 1.5 | 1.625 | 1.025 | 1 | 1.5 | 1.025 | -0.019609 | 0 | -0.019999 | 0 | 0 | 0
CFLMFm1975CZ15 | CFLSDGMFmCZ151975 | CFL | SDG | MFm | 1975 | CZ15 | rWtd | 1.2019 | 1.5307 | -0.0066277 |  | 132.499 | 19.0526 | 0 | 0 | 16.5233 | 0 | 168.0749 | 377 | 378 | 380 | 379 | 377 | 380 | 1.206 | 1.17 | 1.006 | 0.846 | 1.206 | 1.006 | 1.525 | 1.575 | 1.025 | 1 | 1.525 | 1.025 | -0.0084072 | 0 | -0.0089872 | 0 | 0 | 0
CFLMFm1975CZ16 | CFLSDGMFmCZ161975 | CFL | SDG | MFm | 1975 | CZ16 | rWtd | 0 | 0 | 0 |  | 0 | 0 | 0 | 0 | 0 | 0 | 0 | 381 | 382 | 384 | 383 | 381 | 384 | 1.058 | 0.838 | 0.994 | 0.556 | 1.058 | 0.994 | 1.4146 | 1.4878 | 1.0488 | 1.0244 | 1.4146 | 1.0488 | -0.02341 | 0 | -0.023824 | 0 | 0 | 0
CFLMFm1985CZ01 | CFLSDGMFmCZ011985 | CFL | SDG | MFm | 1985 | CZ01 | rWtd | 0 | 0 | 0 |  | 0 | 0 | 0 | 0 | 0 | 0 | 0 | 385 | 386 | 388 | 387 | 385 | 388 | 1 | 0.674 | 0.974 | 0.25 | 1 | 0.974 | 1.0476 | 1.0238 | 1.0238 | 1.0238 | 1.0476 | 1.0238 | -0.03413 | 0 | -0.03413 | 0 | 0 | 0
CFLMFm1985CZ02 | CFLSDGMFmCZ021985 | CFL | SDG | MFm | 1985 | CZ02 | rWtd | 0 | 0 | 0 |  | 0 | 0 | 0 | 0 | 0 | 0 | 0 | 389 | 390 | 392 | 391 | 389 | 392 | 1.038 | 0.858 | 0.994 | 0.558 | 1.038 | 0.994 | 1.7143 | 1.7619 | 1.0238 | 1 | 1.7143 | 1.0238 | -0.022755 | 0 | -0.023038 | 0 | 0 | 0
CFLMFm1985CZ03 | CFLSDGMFmCZ031985 | CFL | SDG | MFm | 1985 | CZ03 | rWtd | 0 | 0 | 0 |  | 0 | 0 | 0 | 0 | 0 | 0 | 0 | 393 | 394 | 396 | 395 | 393 | 396 | 1.008 | 0.84 | 0.99 | 0.538 | 1.008 | 0.99 | 1.3571 | 1.381 | 1.0238 | 1 | 1.3571 | 1.0238 | -0.02381 | 0 | -0.023984 | 0 | 0 | 0
CFLMFm1985CZ04 | CFLSDGMFmCZ041985 | CFL | SDG | MFm | 1985 | CZ04 | rWtd | 0 | 0 | 0 |  | 0 | 0 | 0 | 0 | 0 | 0 | 0 | 397 | 398 | 400 | 399 | 397 | 400 | 1.068 | 0.948 | 1 | 0.672 | 1.068 | 1 | 1.7381 | 1.881 | 1.0238 | 1 | 1.7381 | 1.0238 | -0.017473 | 0 | -0.01774 | 0 | 0 | 0
CFLMFm1985CZ05 | CFLSDGMFmCZ051985 | CFL | SDG | MFm | 1985 | CZ05 | rWtd | 0 | 0 | 0 |  | 0 | 0 | 0 | 0 | 0 | 0 | 0 | 401 | 402 | 404 | 403 | 401 | 404 | 1.008 | 0.822 | 0.992 | 0.51 | 1.008 | 0.992 | 1.3636 | 1.3409 | 1.0227 | 1.0227 | 1.3636 | 1.0227 | -0.025716 | 0 | -0.025919 | 0 | 0 | 0
CFLMFm1985CZ06 | CFLSDGMFmCZ061985 | CFL | SDG | MFm | 1985 | CZ06 | rWtd | 1.0194 | 1.1672 | -0.013502 |  | 4967.1007 | 714.2425 | 7534.4172 | 1083.4088 | 619.4211 | 939.5776 | 15858.1679 | 405 | 406 | 408 | 407 | 405 | 408 | 1.118 | 1.014 | 0.998 | 0.682 | 1.118 | 0.998 | 1.3864 | 1.3864 | 1.0227 | 1.0227 | 1.3864 | 1.0227 | -0.016861 | 0 | -0.017303 | 0 | 0 | 0
CFLMFm1985CZ07 | CFLSDGMFmCZ071985 | CFL | SDG | MFm | 1985 | CZ07 | rWtd | 1.0068 | 1.1035 | -0.01295 |  | 49272.1641 | 7085.073 | 118412.5462 | 17027.0891 | 6144.4729 | 14766.6069 | 212707.9522 | 409 | 410 | 412 | 411 | 409 | 412 | 1.118 | 1.02 | 1 | 0.692 | 1.118 | 1 | 1.3409 | 1.3864 | 1 | 1.0227 | 1.3409 | 1 | -0.015939 | 0 | -0.016629 | 0 | 0 | 0
CFLMFm1985CZ08 | CFLSDGMFmCZ081985 | CFL | SDG | MFm | 1985 | CZ08 | rWtd | 1.0867 | 1.4188 | -0.010901 |  | 7561.75 | 1087.3391 | 3363.6347 | 483.6726 | 942.9861 | 419.4612 | 13858.8438 | 413 | 414 | 416 | 415 | 413 | 416 | 1.146 | 1.064 | 1.004 | 0.742 | 1.146 | 1.004 | 1.5909 | 1.6364 | 1.0227 | 1 | 1.5909 | 1.0227 | -0.013648 | 0 | -0.014233 | 0 | 0 | 0
CFLMFm1985CZ09 | CFLSDGMFmCZ091985 | CFL | SDG | MFm | 1985 | CZ09 | rWtd | 0 | 0 | 0 |  | 0 | 0 | 0 | 0 | 0 | 0 | 0 | 417 | 418 | 420 | 419 | 417 | 420 | 1.144 | 1.048 | 1 | 0.698 | 1.144 | 1 | 1.5227 | 1.6591 | 1 | 1.0227 | 1.5227 | 1 | -0.015793 | 0 | -0.01642 | 0 | 0 | 0
CFLMFm1985CZ10 | CFLSDGMFmCZ101985 | CFL | SDG | MFm | 1985 | CZ10 | rWtd | 1.0794 | 1.4497 | -0.013347 |  | 39344.3686 | 5657.5092 | 10007.0567 | 1438.9611 | 4906.4296 | 1247.9275 | 62602.2527 | 421 | 422 | 424 | 423 | 421 | 424 | 1.122 | 1.006 | 1 | 0.678 | 1.122 | 1 | 1.55 | 1.625 | 1.025 | 1 | 1.55 | 1.025 | -0.016833 | 0 | -0.017315 | 0 | 0 | 0
CFLMFm1985CZ11 | CFLSDGMFmCZ111985 | CFL | SDG | MFm | 1985 | CZ11 | rWtd | 0 | 0 | 0 |  | 0 | 0 | 0 | 0 | 0 | 0 | 0 | 425 | 426 | 428 | 427 | 425 | 428 | 1.098 | 0.948 | 0.998 | 0.61 | 1.098 | 0.998 | 1.65 | 1.75 | 1.025 | 1 | 1.65 | 1.025 | -0.020892 | 0 | -0.021304 | 0 | 0 | 0
CFLMFm1985CZ12 | CFLSDGMFmCZ121985 | CFL | SDG | MFm | 1985 | CZ12 | rWtd | 0 | 0 | 0 |  | 0 | 0 | 0 | 0 | 0 | 0 | 0 | 429 | 430 | 432 | 431 | 429 | 432 | 1.074 | 0.922 | 0.998 | 0.618 | 1.074 | 0.998 | 1.75 | 1.825 | 1.025 | 1 | 1.75 | 1.025 | -0.020087 | 0 | -0.020388 | 0 | 0 | 0
CFLMFm1985CZ13 | CFLSDGMFmCZ131985 | CFL | SDG | MFm | 1985 | CZ13 | rWtd | 0 | 0 | 0 |  | 0 | 0 | 0 | 0 | 0 | 0 | 0 | 433 | 434 | 436 | 435 | 433 | 436 | 1.126 | 0.99 | 0.996 | 0.618 | 1.126 | 0.996 | 1.6 | 1.675 | 1.025 | 1.025 | 1.6 | 1.025 | -0.020054 | 0 | -0.020594 | 0 | 0 | 0
CFLMFm1985CZ14 | CFLSDGMFmCZ141985 | CFL | SDG | MFm | 1985 | CZ14 | rWtd | 1.1037 | 1.5863 | -0.013857 |  | 192.3056 | 27.6525 | 0 | 0 | 23.9814 | 0 | 243.9395 | 437 | 438 | 440 | 439 | 437 | 440 | 1.118 | 0.992 | 0.998 | 0.674 | 1.118 | 0.998 | 1.575 | 1.675 | 1.025 | 1 | 1.575 | 1.025 | -0.017577 | 0 | -0.017927 | 0 | 0 | 0
CFLMFm1985CZ15 | CFLSDGMFmCZ151985 | CFL | SDG | MFm | 1985 | CZ15 | rWtd | 1.1937 | 1.5307 | -0.0068353 |  | 132.499 | 19.0526 | 0 | 0 | 16.5233 | 0 | 168.0749 | 441 | 442 | 444 | 443 | 441 | 444 | 1.198 | 1.16 | 1.006 | 0.844 | 1.198 | 1.006 | 1.525 | 1.575 | 1.025 | 1.025 | 1.525 | 1.025 | -0.0086706 | 0 | -0.0092304 | 0 | 0 | 0
CFLMFm1985CZ16 | CFLSDGMFmCZ161985 | CFL | SDG | MFm | 1985 | CZ16 | rWtd | 0 | 0 | 0 |  | 0 | 0 | 0 | 0 | 0 | 0 | 0 | 445 | 446 | 448 | 447 | 445 | 448 | 1.066 | 0.848 | 0.994 | 0.556 | 1.066 | 0.994 | 1.4286 | 1.5 | 1.0238 | 1 | 1.4286 | 1.0238 | -0.023312 | 0 | -0.023725 | 0 | 0 | 0
CFLMFm1996CZ01 | CFLSDGMFmCZ011996 | CFL | SDG | MFm | 1996 | CZ01 | rWtd | 0 | 0 | 0 |  | 0 | 0 | 0 | 0 | 0 | 0 | 0 | 449 | 450 | 452 | 451 | 449 | 452 | 1 | 0.672 | 0.97 | 0.25 | 1 | 0.97 | 1.0976 | 1.0732 | 1.0488 | 1.0244 | 1.0976 | 1.0488 | -0.03413 | 0 | -0.03413 | 0 | 0 | 0
CFLMFm1996CZ02 | CFLSDGMFmCZ021996 | CFL | SDG | MFm | 1996 | CZ02 | rWtd | 0 | 0 | 0 |  | 0 | 0 | 0 | 0 | 0 | 0 | 0 | 453 | 454 | 456 | 455 | 453 | 456 | 1.044 | 0.872 | 0.998 | 0.602 | 1.044 | 0.998 | 1.7561 | 1.8293 | 1.0488 | 1.0244 | 1.7561 | 1.0488 | -0.020251 | 0 | -0.020532 | 0 | 0 | 0
CFLMFm1996CZ03 | CFLSDGMFmCZ031996 | CFL | SDG | MFm | 1996 | CZ03 | rWtd | 0 | 0 | 0 |  | 0 | 0 | 0 | 0 | 0 | 0 | 0 | 457 | 458 | 460 | 459 | 457 | 460 | 1.02 | 0.852 | 0.994 | 0.57 | 1.02 | 0.994 | 1.5366 | 1.5366 | 1.0488 | 1.0244 | 1.5366 | 1.0488 | -0.022215 | 0 | -0.022442 | 0 | 0 | 0
CFLMFm1996CZ04 | CFLSDGMFmCZ041996 | CFL | SDG | MFm | 1996 | CZ04 | rWtd | 0 | 0 | 0 |  | 0 | 0 | 0 | 0 | 0 | 0 | 0 | 461 | 462 | 464 | 463 | 461 | 464 | 1.086 | 0.962 | 1.004 | 0.692 | 1.086 | 1.004 | 1.7805 | 1.9024 | 1.0732 | 1.0244 | 1.7805 | 1.0732 | -0.016183 | 0 | -0.016633 | 0 | 0 | 0
CFLMFm1996CZ05 | CFLSDGMFmCZ051996 | CFL | SDG | MFm | 1996 | CZ05 | rWtd | 0 | 0 | 0 |  | 0 | 0 | 0 | 0 | 0 | 0 | 0 | 465 | 466 | 468 | 467 | 465 | 468 | 1.024 | 0.85 | 1 | 0.574 | 1.024 | 1 | 1.2273 | 1.2045 | 1.0227 | 1.0227 | 1.2273 | 1.0227 | -0.02178 | 0 | -0.022033 | 0 | 0 | 0
CFLMFm1996CZ06 | CFLSDGMFmCZ061996 | CFL | SDG | MFm | 1996 | CZ06 | rWtd | 1.0175 | 1.2757 | -0.012357 |  | 4967.1007 | 714.2425 | 7534.4172 | 1083.4088 | 619.4211 | 939.5776 | 15858.1679 | 469 | 470 | 472 | 471 | 469 | 472 | 1.102 | 0.986 | 1.004 | 0.708 | 1.102 | 1.004 | 1.6889 | 1.7333 | 1 | 1 | 1.6889 | 1 | -0.015473 | 0 | -0.015809 | 0 | 0 | 0
CFLMFm1996CZ07 | CFLSDGMFmCZ071996 | CFL | SDG | MFm | 1996 | CZ07 | rWtd | 1.028 | 1.1395 | -0.0082702 |  | 49272.1641 | 7085.073 | 118412.5462 | 17027.0891 | 6144.4729 | 14766.6069 | 212707.9522 | 473 | 474 | 476 | 475 | 473 | 476 | 1.134 | 1.06 | 1.01 | 0.81 | 1.134 | 1.01 | 1.4222 | 1.4667 | 1.0222 | 1 | 1.4222 | 1.0222 | -0.010134 | 0 | -0.010639 | 0 | 0 | 0
CFLMFm1996CZ08 | CFLSDGMFmCZ081996 | CFL | SDG | MFm | 1996 | CZ08 | rWtd | 1.0901 | 1.3154 | -0.0095442 |  | 7561.75 | 1087.3391 | 3363.6347 | 483.6726 | 942.9861 | 419.4612 | 13858.8438 | 477 | 478 | 480 | 479 | 477 | 480 | 1.146 | 1.07 | 1.01 | 0.778 | 1.146 | 1.01 | 1.4444 | 1.4667 | 1.0222 | 1 | 1.4444 | 1.0222 | -0.011868 | 0 | -0.012644 | 0 | 0 | 0
CFLMFm1996CZ09 | CFLSDGMFmCZ091996 | CFL | SDG | MFm | 1996 | CZ09 | rWtd | 0 | 0 | 0 |  | 0 | 0 | 0 | 0 | 0 | 0 | 0 | 481 | 482 | 484 | 483 | 481 | 484 | 1.168 | 1.086 | 1.008 | 0.756 | 1.168 | 1.008 | 1.4667 | 1.5333 | 1 | 1 | 1.4667 | 1 | -0.012889 | 0 | -0.013559 | 0 | 0 | 0
CFLMFm1996CZ10 | CFLSDGMFmCZ101996 | CFL | SDG | MFm | 1996 | CZ10 | rWtd | 1.054 | 1.6295 | -0.013751 |  | 39344.3686 | 5657.5092 | 10007.0567 | 1438.9611 | 4906.4296 | 1247.9275 | 62602.2527 | 485 | 486 | 488 | 487 | 485 | 488 | 1.092 | 0.958 | 1.002 | 0.67 | 1.092 | 1.002 | 1.75 | 2 | 1.05 | 1 | 1.75 | 1.05 | -0.017354 | 0 | -0.017793 | 0 | 0 | 0
CFLMFm1996CZ11 | CFLSDGMFmCZ111996 | CFL | SDG | MFm | 1996 | CZ11 | rWtd | 0 | 0 | 0 |  | 0 | 0 | 0 | 0 | 0 | 0 | 0 | 489 | 490 | 492 | 491 | 489 | 492 | 1.116 | 0.996 | 1.004 | 0.7 | 1.116 | 1.004 | 1.575 | 1.625 | 1.025 | 1 | 1.575 | 1.025 | -0.015831 | 0 | -0.016336 | 0 | 0 | 0
CFLMFm1996CZ12 | CFLSDGMFmCZ121996 | CFL | SDG | MFm | 1996 | CZ12 | rWtd | 0 | 0 | 0 |  | 0 | 0 | 0 | 0 | 0 | 0 | 0 | 493 | 494 | 496 | 495 | 493 | 496 | 1.084 | 0.934 | 1 | 0.632 | 1.084 | 1 | 1.675 | 1.775 | 1.025 | 1.025 | 1.675 | 1.025 | -0.018588 | 0 | -0.018984 | 0 | 0 | 0
CFLMFm1996CZ13 | CFLSDGMFmCZ131996 | CFL | SDG | MFm | 1996 | CZ13 | rWtd | 0 | 0 | 0 |  | 0 | 0 | 0 | 0 | 0 | 0 | 0 | 497 | 498 | 500 | 499 | 497 | 500 | 1.128 | 1.016 | 1.004 | 0.7 | 1.128 | 1.004 | 1.6 | 1.675 | 1.05 | 1.025 | 1.6 | 1.05 | -0.015361 | 0 | -0.015932 | 0 | 0 | 0
CFLMFm1996CZ14 | CFLSDGMFmCZ141996 | CFL | SDG | MFm | 1996 | CZ14 | rWtd | 1.1004 | 1.4219 | -0.01355 |  | 192.3056 | 27.6525 | 0 | 0 | 23.9814 | 0 | 243.9395 | 501 | 502 | 504 | 503 | 501 | 504 | 1.116 | 0.978 | 1 | 0.666 | 1.116 | 1 | 1.4103 | 1.5128 | 1.0513 | 1.0256 | 1.4103 | 1.0513 | -0.017189 | 0 | -0.01768 | 0 | 0 | 0
CFLMFm1996CZ15 | CFLSDGMFmCZ151996 | CFL | SDG | MFm | 1996 | CZ15 | rWtd | 1.1777 | 1.5699 | -0.0066565 |  | 132.499 | 19.0526 | 0 | 0 | 16.5233 | 0 | 168.0749 | 505 | 506 | 508 | 507 | 505 | 508 | 1.182 | 1.144 | 1.008 | 0.842 | 1.182 | 1.008 | 1.5641 | 1.6154 | 1.0513 | 1.0513 | 1.5641 | 1.0513 | -0.0084438 | 0 | -0.009186 | 0 | 0 | 0
CFLMFm1996CZ16 | CFLSDGMFmCZ161996 | CFL | SDG | MFm | 1996 | CZ16 | rWtd | 0 | 0 | 0 |  | 0 | 0 | 0 | 0 | 0 | 0 | 0 | 509 | 510 | 512 | 511 | 509 | 512 | 1.064 | 0.808 | 0.99 | 0.484 | 1.064 | 0.99 | 1.439 | 1.5366 | 1.0488 | 1.0488 | 1.439 | 1.0488 | -0.025853 | 0 | -0.026458 | 0 | 0 | 0
CFLMFm2003CZ01 | CFLSDGMFmCZ012003 | CFL | SDG | MFm | 2003 | CZ01 | rWtd | 0 | 0 | 0 |  | 0 | 0 | 0 | 0 | 0 | 0 | 0 | 513 | 514 | 516 | 515 | 513 | 516 | 1 | 0.712 | 0.978 | 0.29 | 1 | 0.978 | 1.0976 | 1.0488 | 1.0488 | 1.0488 | 1.0976 | 1.0488 | -0.03413 | 0 | -0.03413 | 0 | 0 | 0
CFLMFm2003CZ02 | CFLSDGMFmCZ022003 | CFL | SDG | MFm | 2003 | CZ02 | rWtd | 0 | 0 | 0 |  | 0 | 0 | 0 | 0 | 0 | 0 | 0 | 517 | 518 | 520 | 519 | 517 | 520 | 1.046 | 0.896 | 0.998 | 0.622 | 1.046 | 0.998 | 1.878 | 2 | 1.0244 | 1.0244 | 1.878 | 1.0244 | -0.018389 | 0 | -0.018791 | 0 | 0 | 0
CFLMFm2003CZ03 | CFLSDGMFmCZ032003 | CFL | SDG | MFm | 2003 | CZ03 | rWtd | 0 | 0 | 0 |  | 0 | 0 | 0 | 0 | 0 | 0 | 0 | 521 | 522 | 524 | 523 | 521 | 524 | 1.006 | 0.832 | 0.992 | 0.544 | 1.006 | 0.992 | 1.3659 | 1.3659 | 1.0488 | 1.0244 | 1.3659 | 1.0488 | -0.023342 | 0 | -0.023558 | 0 | 0 | 0
CFLMFm2003CZ04 | CFLSDGMFmCZ042003 | CFL | SDG | MFm | 2003 | CZ04 | rWtd | 0 | 0 | 0 |  | 0 | 0 | 0 | 0 | 0 | 0 | 0 | 525 | 526 | 528 | 527 | 525 | 528 | 1.1 | 0.998 | 1.006 | 0.72 | 1.1 | 1.006 | 1.6098 | 1.7073 | 1.0488 | 1.0488 | 1.6098 | 1.0488 | -0.01426 | 0 | -0.014653 | 0 | 0 | 0
CFLMFm2003CZ05 | CFLSDGMFmCZ052003 | CFL | SDG | MFm | 2003 | CZ05 | rWtd | 0 | 0 | 0 |  | 0 | 0 | 0 | 0 | 0 | 0 | 0 | 529 | 530 | 532 | 531 | 529 | 532 | 1.028 | 0.856 | 1.002 | 0.59 | 1.028 | 1.002 | 1.25 | 1.2273 | 1.0227 | 1.0227 | 1.25 | 1.0227 | -0.021102 | 0 | -0.02134 | 0 | 0 | 0
CFLMFm2003CZ06 | CFLSDGMFmCZ062003 | CFL | SDG | MFm | 2003 | CZ06 | rWtd | 1.0215 | 1.1844 | -0.0097183 |  | 4967.1007 | 714.2425 | 7534.4172 | 1083.4088 | 619.4211 | 939.5776 | 15858.1679 | 533 | 534 | 536 | 535 | 533 | 536 | 1.092 | 1.002 | 1.008 | 0.776 | 1.092 | 1.008 | 1.4667 | 1.4444 | 1 | 1 | 1.4667 | 1 | -0.01216 | 0 | -0.012438 | 0 | 0 | 0
CFLMFm2003CZ07 | CFLSDGMFmCZ072003 | CFL | SDG | MFm | 2003 | CZ07 | rWtd | 1.012 | 1.0711 | -0.011808 |  | 49272.1641 | 7085.073 | 118412.5462 | 17027.0891 | 6144.4729 | 14766.6069 | 212707.9522 | 537 | 538 | 540 | 539 | 537 | 540 | 1.124 | 1.034 | 1.002 | 0.716 | 1.124 | 1.002 | 1.2444 | 1.2222 | 1 | 1 | 1.2444 | 1 | -0.014615 | 0 | -0.015129 | 0 | 0 | 0
CFLMFm2003CZ08 | CFLSDGMFmCZ082003 | CFL | SDG | MFm | 2003 | CZ08 | rWtd | 1.0884 | 1.3572 | -0.01004 |  | 7561.75 | 1087.3391 | 3363.6347 | 483.6726 | 942.9861 | 419.4612 | 13858.8438 | 541 | 542 | 544 | 543 | 541 | 544 | 1.146 | 1.072 | 1.006 | 0.756 | 1.146 | 1.006 | 1.5111 | 1.5556 | 1 | 1 | 1.5111 | 1 | -0.012546 | 0 | -0.013164 | 0 | 0 | 0
CFLMFm2003CZ09 | CFLSDGMFmCZ092003 | CFL | SDG | MFm | 2003 | CZ09 | rWtd | 0 | 0 | 0 |  | 0 | 0 | 0 | 0 | 0 | 0 | 0 | 545 | 546 | 548 | 547 | 545 | 548 | 1.116 | 1.024 | 1.004 | 0.73 | 1.116 | 1.004 | 1.7045 | 1.8636 | 1.0455 | 1.0227 | 1.7045 | 1.0455 | -0.013533 | 0 | -0.014042 | 0 | 0 | 0
CFLMFm2003CZ10 | CFLSDGMFmCZ102003 | CFL | SDG | MFm | 2003 | CZ10 | rWtd | 1.0732 | 1.5784 | -0.0089202 |  | 39344.3686 | 5657.5092 | 10007.0567 | 1438.9611 | 4906.4296 | 1247.9275 | 62602.2527 | 549 | 550 | 552 | 551 | 549 | 552 | 1.106 | 1.02 | 1.008 | 0.782 | 1.106 | 1.008 | 1.7 | 1.875 | 1.025 | 1 | 1.7 | 1.025 | -0.011221 | 0 | -0.011685 | 0 | 0 | 0
CFLMFm2003CZ11 | CFLSDGMFmCZ112003 | CFL | SDG | MFm | 2003 | CZ11 | rWtd | 0 | 0 | 0 |  | 0 | 0 | 0 | 0 | 0 | 0 | 0 | 553 | 554 | 556 | 555 | 553 | 556 | 1.122 | 0.988 | 0.998 | 0.632 | 1.122 | 0.998 | 1.45 | 1.525 | 1.025 | 1 | 1.45 | 1.025 | -0.018159 | 0 | -0.018693 | 0 | 0 | 0
CFLMFm2003CZ12 | CFLSDGMFmCZ122003 | CFL | SDG | MFm | 2003 | CZ12 | rWtd | 0 | 0 | 0 |  | 0 | 0 | 0 | 0 | 0 | 0 | 0 | 557 | 558 | 560 | 559 | 557 | 560 | 1.104 | 0.988 | 1.002 | 0.698 | 1.104 | 1.002 | 1.55 | 1.575 | 1.05 | 1 | 1.55 | 1.05 | -0.015204 | 0 | -0.015699 | 0 | 0 | 0
CFLMFm2003CZ13 | CFLSDGMFmCZ132003 | CFL | SDG | MFm | 2003 | CZ13 | rWtd | 0 | 0 | 0 |  | 0 | 0 | 0 | 0 | 0 | 0 | 0 | 561 | 562 | 564 | 563 | 561 | 564 | 1.138 | 1.032 | 1.002 | 0.696 | 1.138 | 1.002 | 1.475 | 1.525 | 1.025 | 1 | 1.475 | 1.025 | -0.015555 | 0 | -0.01618 | 0 | 0 | 0
CFLMFm2003CZ14 | CFLSDGMFmCZ142003 | CFL | SDG | MFm | 2003 | CZ14 | rWtd | 1.1126 | 1.3835 | -0.013949 |  | 192.3056 | 27.6525 | 0 | 0 | 23.9814 | 0 | 243.9395 | 565 | 566 | 568 | 567 | 565 | 568 | 1.128 | 0.992 | 0.998 | 0.642 | 1.128 | 0.998 | 1.375 | 1.45 | 1.025 | 1 | 1.375 | 1.025 | -0.017695 | 0 | -0.018195 | 0 | 0 | 0
CFLMFm2003CZ15 | CFLSDGMFmCZ152003 | CFL | SDG | MFm | 2003 | CZ15 | rWtd | 1.1757 | 1.5085 | -0.0065145 |  | 132.499 | 19.0526 | 0 | 0 | 16.5233 | 0 | 168.0749 | 569 | 570 | 572 | 571 | 569 | 572 | 1.18 | 1.142 | 1.008 | 0.842 | 1.18 | 1.008 | 1.5 | 1.575 | 1.025 | 1.025 | 1.5 | 1.025 | -0.0082636 | 0 | -0.0089588 | 0 | 0 | 0
CFLMFm2003CZ16 | CFLSDGMFmCZ162003 | CFL | SDG | MFm | 2003 | CZ16 | rWtd | 0 | 0 | 0 |  | 0 | 0 | 0 | 0 | 0 | 0 | 0 | 573 | 574 | 576 | 575 | 573 | 576 | 1.068 | 0.838 | 0.994 | 0.538 | 1.068 | 0.994 | 1.4634 | 1.561 | 1.0488 | 1.0244 | 1.4634 | 1.0488 | -0.023827 | 0 | -0.024344 | 0 | 0 | 0
CFLMFm2007CZ01 | CFLSDGMFmCZ012007 | CFL | SDG | MFm | 2007 | CZ01 | rWtd | 0 | 0 | 0 |  | 0 | 0 | 0 | 0 | 0 | 0 | 0 | 577 | 578 | 580 | 579 | 577 | 580 | 1 | 0.726 | 0.978 | 0.26 | 1 | 0.978 | 1.0976 | 1.0488 | 1.0488 | 1.0488 | 1.0976 | 1.0488 | -0.03413 | 0 | -0.03413 | 0 | 0 | 0
CFLMFm2007CZ02 | CFLSDGMFmCZ022007 | CFL | SDG | MFm | 2007 | CZ02 | rWtd | 0 | 0 | 0 |  | 0 | 0 | 0 | 0 | 0 | 0 | 0 | 581 | 582 | 584 | 583 | 581 | 584 | 1.048 | 0.892 | 0.996 | 0.596 | 1.048 | 0.996 | 1.6829 | 1.6585 | 1.0488 | 1.0488 | 1.6829 | 1.0488 | -0.019492 | 0 | -0.019846 | 0 | 0 | 0
CFLMFm2007CZ03 | CFLSDGMFmCZ032007 | CFL | SDG | MFm | 2007 | CZ03 | rWtd | 0 | 0 | 0 |  | 0 | 0 | 0 | 0 | 0 | 0 | 0 | 585 | 586 | 588 | 587 | 585 | 588 | 1.004 | 0.856 | 0.992 | 0.56 | 1.004 | 0.992 | 1.439 | 1.3415 | 1.0488 | 1.0488 | 1.439 | 1.0488 | -0.021769 | 0 | -0.021854 | 0 | 0 | 0
CFLMFm2007CZ04 | CFLSDGMFmCZ042007 | CFL | SDG | MFm | 2007 | CZ04 | rWtd | 0 | 0 | 0 |  | 0 | 0 | 0 | 0 | 0 | 0 | 0 | 589 | 590 | 592 | 591 | 589 | 592 | 1.092 | 0.992 | 1.006 | 0.728 | 1.092 | 1.006 | 1.5122 | 1.5366 | 1.0488 | 1.0244 | 1.5122 | 1.0488 | -0.013748 | 0 | -0.014057 | 0 | 0 | 0
CFLMFm2007CZ05 | CFLSDGMFmCZ052007 | CFL | SDG | MFm | 2007 | CZ05 | rWtd | 0 | 0 | 0 |  | 0 | 0 | 0 | 0 | 0 | 0 | 0 | 593 | 594 | 596 | 595 | 593 | 596 | 1.02 | 0.876 | 1.002 | 0.616 | 1.02 | 1.002 | 1.3636 | 1.2727 | 1.0227 | 1.0227 | 1.3636 | 1.0227 | -0.019275 | 0 | -0.019404 | 0 | 0 | 0
CFLMFm2007CZ06 | CFLSDGMFmCZ062007 | CFL | SDG | MFm | 2007 | CZ06 | rWtd | 1.0909 | 1.4444 | -0.010453 |  | 191.8247 | 27.5834 | 0 | 0 | 23.9215 | 0 | 243.3296 | 597 | 598 | 600 | 599 | 597 | 600 | 1.102 | 1.004 | 1.004 | 0.748 | 1.102 | 1.004 | 1.4444 | 1.4444 | 1 | 1 | 1.4444 | 1 | -0.01326 | 0 | -0.013496 | 0 | 0 | 0
CFLMFm2007CZ07 | CFLSDGMFmCZ072007 | CFL | SDG | MFm | 2007 | CZ07 | rWtd | 1.1046 | 1.3192 | -0.011615 |  | 2497.5237 | 359.1305 | 284.3936 | 40.8943 | 311.4531 | 35.4652 | 3528.8604 | 601 | 602 | 604 | 603 | 601 | 604 | 1.132 | 1.026 | 1.002 | 0.716 | 1.132 | 1.002 | 1.3556 | 1.3556 | 1 | 1 | 1.3556 | 1 | -0.014696 | 0 | -0.015069 | 0 | 0 | 0
CFLMFm2007CZ08 | CFLSDGMFmCZ082007 | CFL | SDG | MFm | 2007 | CZ08 | rWtd | 1.1372 | 1.4025 | -0.0092643 |  | 954.8333 | 137.2999 | 0 | 0 | 119.0722 | 0 | 1211.2054 | 605 | 606 | 608 | 607 | 605 | 608 | 1.146 | 1.068 | 1.008 | 0.772 | 1.146 | 1.008 | 1.4 | 1.4222 | 1.0222 | 1.0222 | 1.4 | 1.0222 | -0.011752 | 0 | -0.01224 | 0 | 0 | 0
CFLMFm2007CZ09 | CFLSDGMFmCZ092007 | CFL | SDG | MFm | 2007 | CZ09 | rWtd | 0 | 0 | 0 |  | 0 | 0 | 0 | 0 | 0 | 0 | 0 | 609 | 610 | 612 | 611 | 609 | 612 | 1.118 | 1.026 | 1.004 | 0.73 | 1.118 | 1.004 | 1.4545 | 1.4318 | 1.0455 | 1 | 1.4545 | 1.0455 | -0.013158 | 0 | -0.01365 | 0 | 0 | 0
CFLMFm2007CZ10 | CFLSDGMFmCZ102007 | CFL | SDG | MFm | 2007 | CZ10 | rWtd | 1.0161 | 1.1387 | -0.0092627 |  | 252.5855 | 36.3204 | 691.8029 | 99.4775 | 31.4986 | 86.2711 | 1197.9561 | 613 | 614 | 616 | 615 | 613 | 616 | 1.122 | 1.03 | 1.008 | 0.772 | 1.122 | 1.008 | 1.45 | 1.45 | 1.025 | 1.025 | 1.45 | 1.025 | -0.011402 | 0 | -0.011877 | 0 | 0 | 0
CFLMFm2007CZ11 | CFLSDGMFmCZ112007 | CFL | SDG | MFm | 2007 | CZ11 | rWtd | 0 | 0 | 0 |  | 0 | 0 | 0 | 0 | 0 | 0 | 0 | 617 | 618 | 620 | 619 | 617 | 620 | 1.118 | 0.976 | 0.998 | 0.612 | 1.118 | 0.998 | 1.375 | 1.375 | 1.025 | 1.025 | 1.375 | 1.025 | -0.018741 | 0 | -0.019244 | 0 | 0 | 0
CFLMFm2007CZ12 | CFLSDGMFmCZ122007 | CFL | SDG | MFm | 2007 | CZ12 | rWtd | 0 | 0 | 0 |  | 0 | 0 | 0 | 0 | 0 | 0 | 0 | 621 | 622 | 624 | 623 | 621 | 624 | 1.106 | 0.984 | 1.002 | 0.69 | 1.106 | 1.002 | 1.45 | 1.45 | 1.025 | 1.025 | 1.45 | 1.025 | -0.015238 | 0 | -0.015661 | 0 | 0 | 0
CFLMFm2007CZ13 | CFLSDGMFmCZ132007 | CFL | SDG | MFm | 2007 | CZ13 | rWtd | 0 | 0 | 0 |  | 0 | 0 | 0 | 0 | 0 | 0 | 0 | 625 | 626 | 628 | 627 | 625 | 628 | 1.13 | 1.022 | 1.004 | 0.712 | 1.13 | 1.004 | 1.475 | 1.425 | 1.025 | 1.025 | 1.475 | 1.025 | -0.01457 | 0 | -0.015098 | 0 | 0 | 0
CFLMFm2007CZ14 | CFLSDGMFmCZ142007 | CFL | SDG | MFm | 2007 | CZ14 | rWtd | 1.0704 | 1.2666 | -0.015542 |  | 0.63041 | 0.090649 | 0.15793 | 0.022709 | 0.078615 | 0.019694 | 1 | 629 | 630 | 632 | 631 | 629 | 632 | 1.118 | 0.964 | 0.996 | 0.59 | 1.118 | 0.996 | 1.325 | 1.35 | 1.025 | 1 | 1.325 | 1.025 | -0.019615 | 0 | -0.02011 | 0 | 0 | 0
CFLMFm2007CZ15 | CFLSDGMFmCZ152007 | CFL | SDG | MFm | 2007 | CZ15 | rWtd | 1.1325 | 1.3449 | -0.0062389 |  | 0.63041 | 0.090649 | 0.15793 | 0.022709 | 0.078615 | 0.019694 | 1 | 633 | 634 | 636 | 635 | 633 | 636 | 1.174 | 1.118 | 1.01 | 0.852 | 1.174 | 1.01 | 1.425 | 1.425 | 1.025 | 1.025 | 1.425 | 1.025 | -0.0077892 | 0 | -0.0084122 | 0 | 0 | 0
CFLMFm2007CZ16 | CFLSDGMFmCZ162007 | CFL | SDG | MFm | 2007 | CZ16 | rWtd | 0 | 0 | 0 |  | 0 | 0 | 0 | 0 | 0 | 0 | 0 | 637 | 638 | 640 | 639 | 637 | 640 | 1.064 | 0.84 | 0.992 | 0.514 | 1.064 | 0.992 | 1.3415 | 1.3902 | 1.0488 | 1.0488 | 1.3415 | 1.0488 | -0.024203 | 0 | -0.02459 | 0 | 0 | 0
CFLMFm2011CZ01 | CFLSDGMFmCZ012011 | CFL | SDG | MFm | 2011 | CZ01 | rWtd | 0 | 0 | 0 |  | 0 | 0 | 0 | 0 | 0 | 0 | 0 | 641 | 642 | 644 | 643 | 641 | 644 | 1 | 0.738 | 0.982 | 0.298 | 1 | 0.982 | 1.122 | 1.0732 | 1.0488 | 1.0488 | 1.122 | 1.0488 | -0.034008 | 0 | -0.03413 | 0 | 0 | 0
CFLMFm2011CZ02 | CFLSDGMFmCZ022011 | CFL | SDG | MFm | 2011 | CZ02 | rWtd | 0 | 0 | 0 |  | 0 | 0 | 0 | 0 | 0 | 0 | 0 | 645 | 646 | 648 | 647 | 645 | 648 | 1.06 | 0.908 | 1 | 0.632 | 1.06 | 1 | 1.6585 | 1.6341 | 1.0488 | 1.0488 | 1.6585 | 1.0488 | -0.0181 | 0 | -0.018453 | 0 | 0 | 0
CFLMFm2011CZ03 | CFLSDGMFmCZ032011 | CFL | SDG | MFm | 2011 | CZ03 | rWtd | 0 | 0 | 0 |  | 0 | 0 | 0 | 0 | 0 | 0 | 0 | 649 | 650 | 652 | 651 | 649 | 652 | 1.012 | 0.87 | 0.996 | 0.598 | 1.012 | 0.996 | 1.4878 | 1.3902 | 1.0244 | 1.0244 | 1.4878 | 1.0244 | -0.020035 | 0 | -0.020146 | 0 | 0 | 0
CFLMFm2011CZ04 | CFLSDGMFmCZ042011 | CFL | SDG | MFm | 2011 | CZ04 | rWtd | 0 | 0 | 0 |  | 0 | 0 | 0 | 0 | 0 | 0 | 0 | 653 | 654 | 656 | 655 | 653 | 656 | 1.11 | 1.018 | 1.012 | 0.772 | 1.11 | 1.012 | 1.5122 | 1.5854 | 1.0488 | 1.0488 | 1.5122 | 1.0488 | -0.011858 | 0 | -0.012229 | 0 | 0 | 0
CFLMFm2011CZ05 | CFLSDGMFmCZ052011 | CFL | SDG | MFm | 2011 | CZ05 | rWtd | 0 | 0 | 0 |  | 0 | 0 | 0 | 0 | 0 | 0 | 0 | 657 | 658 | 660 | 659 | 657 | 660 | 1.026 | 0.88 | 1.004 | 0.628 | 1.026 | 1.004 | 1.3182 | 1.2955 | 1.0227 | 1.0227 | 1.3182 | 1.0227 | -0.019124 | 0 | -0.019257 | 0 | 0 | 0
CFLMFm2011CZ06 | CFLSDGMFmCZ062011 | CFL | SDG | MFm | 2011 | CZ06 | rWtd | 1.0967 | 1.4419 | -0.010429 |  | 191.8247 | 27.5834 | 0 | 0 | 23.9215 | 0 | 243.3296 | 661 | 662 | 664 | 663 | 661 | 664 | 1.108 | 1.008 | 1.006 | 0.754 | 1.108 | 1.006 | 1.4444 | 1.4222 | 1 | 1 | 1.4444 | 1 | -0.013229 | 0 | -0.013488 | 0 | 0 | 0
CFLMFm2011CZ07 | CFLSDGMFmCZ072011 | CFL | SDG | MFm | 2011 | CZ07 | rWtd | 1.1285 | 1.3192 | -0.0098954 |  | 2497.5237 | 359.1305 | 284.3936 | 40.8943 | 311.4531 | 35.4652 | 3528.8604 | 665 | 666 | 668 | 667 | 665 | 668 | 1.156 | 1.062 | 1.008 | 0.766 | 1.156 | 1.008 | 1.3556 | 1.3556 | 1 | 1 | 1.3556 | 1 | -0.012515 | 0 | -0.012877 | 0 | 0 | 0
CFLMFm2011CZ08 | CFLSDGMFmCZ082011 | CFL | SDG | MFm | 2011 | CZ08 | rWtd | 1.1536 | 1.4222 | -0.0082543 |  | 954.8333 | 137.2999 | 0 | 0 | 119.0722 | 0 | 1211.2054 | 669 | 670 | 672 | 671 | 669 | 672 | 1.162 | 1.088 | 1.012 | 0.802 | 1.162 | 1.012 | 1.4222 | 1.4222 | 1 | 1 | 1.4222 | 1 | -0.010471 | 0 | -0.011032 | 0 | 0 | 0
CFLMFm2011CZ09 | CFLSDGMFmCZ092011 | CFL | SDG | MFm | 2011 | CZ09 | rWtd | 0 | 0 | 0 |  | 0 | 0 | 0 | 0 | 0 | 0 | 0 | 673 | 674 | 676 | 675 | 673 | 676 | 1.134 | 1.046 | 1.008 | 0.764 | 1.134 | 1.008 | 1.4318 | 1.4091 | 1.0227 | 1.0227 | 1.4318 | 1.0227 | -0.012039 | 0 | -0.012532 | 0 | 0 | 0
CFLMFm2011CZ10 | CFLSDGMFmCZ102011 | CFL | SDG | MFm | 2011 | CZ10 | rWtd | 1.0229 | 1.1446 | -0.0088071 |  | 252.5855 | 36.3204 | 691.8029 | 99.4775 | 31.4986 | 86.2711 | 1197.9561 | 677 | 678 | 680 | 679 | 677 | 680 | 1.132 | 1.04 | 1.012 | 0.79 | 1.132 | 1.012 | 1.475 | 1.45 | 1.025 | 1.025 | 1.475 | 1.025 | -0.010784 | 0 | -0.011313 | 0 | 0 | 0
CFLMFm2011CZ11 | CFLSDGMFmCZ112011 | CFL | SDG | MFm | 2011 | CZ11 | rWtd | 0 | 0 | 0 |  | 0 | 0 | 0 | 0 | 0 | 0 | 0 | 681 | 682 | 684 | 683 | 681 | 684 | 1.128 | 0.986 | 1 | 0.632 | 1.128 | 1 | 1.425 | 1.375 | 1.025 | 1.025 | 1.425 | 1.025 | -0.017943 | 0 | -0.018458 | 0 | 0 | 0
CFLMFm2011CZ12 | CFLSDGMFmCZ122011 | CFL | SDG | MFm | 2011 | CZ12 | rWtd | 0 | 0 | 0 |  | 0 | 0 | 0 | 0 | 0 | 0 | 0 | 685 | 686 | 688 | 687 | 685 | 688 | 1.116 | 0.998 | 1.006 | 0.716 | 1.116 | 1.006 | 1.475 | 1.475 | 1.025 | 1.025 | 1.475 | 1.025 | -0.014289 | 0 | -0.01474 | 0 | 0 | 0
CFLMFm2011CZ13 | CFLSDGMFmCZ132011 | CFL | SDG | MFm | 2011 | CZ13 | rWtd | 0 | 0 | 0 |  | 0 | 0 | 0 | 0 | 0 | 0 | 0 | 689 | 690 | 692 | 691 | 689 | 692 | 1.138 | 1.034 | 1.006 | 0.73 | 1.138 | 1.006 | 1.475 | 1.45 | 1.025 | 1 | 1.475 | 1.025 | -0.013912 | 0 | -0.014465 | 0 | 0 | 0
CFLMFm2011CZ14 | CFLSDGMFmCZ142011 | CFL | SDG | MFm | 2011 | CZ14 | rWtd | 1.0764 | 1.2849 | -0.015018 |  | 0.63041 | 0.090649 | 0.15793 | 0.022709 | 0.078615 | 0.019694 | 1 | 693 | 694 | 696 | 695 | 693 | 696 | 1.124 | 0.974 | 0.998 | 0.61 | 1.124 | 0.998 | 1.35 | 1.35 | 1.025 | 1.025 | 1.35 | 1.025 | -0.018937 | 0 | -0.019506 | 0 | 0 | 0
CFLMFm2011CZ15 | CFLSDGMFmCZ152011 | CFL | SDG | MFm | 2011 | CZ15 | rWtd | 1.141 | 1.387 | -0.0059999 |  | 0.63041 | 0.090649 | 0.15793 | 0.022709 | 0.078615 | 0.019694 | 1 | 697 | 698 | 700 | 699 | 697 | 700 | 1.184 | 1.128 | 1.012 | 0.86 | 1.184 | 1.012 | 1.475 | 1.45 | 1.05 | 1.025 | 1.475 | 1.05 | -0.007484 | 0 | -0.0081176 | 0 | 0 | 0
CFLMFm2011CZ16 | CFLSDGMFmCZ162011 | CFL | SDG | MFm | 2011 | CZ16 | rWtd | 0 | 0 | 0 |  | 0 | 0 | 0 | 0 | 0 | 0 | 0 | 701 | 702 | 704 | 703 | 701 | 704 | 1.07 | 0.846 | 0.994 | 0.53 | 1.07 | 0.994 | 1.3659 | 1.3659 | 1.0488 | 1.0244 | 1.3659 | 1.0488 | -0.023525 | 0 | -0.023961 | 0 | 0 | 0
CFLMFm2015CZ01 | CFLSDGMFmCZ012015 | CFL | SDG | MFm | 2015 | CZ01 | rWtd | 0 | 0 | 0 |  | 0 | 0 | 0 | 0 | 0 | 0 | 0 | 705 | 706 | 708 | 707 | 705 | 708 | 1 | 0.77 | 0.988 | 0.358 | 1 | 0.988 | 1.1463 | 1.0976 | 1.0732 | 1.0488 | 1.1463 | 1.0732 | -0.031421 | 0 | -0.031612 | 0 | 0 | 0
CFLMFm2015CZ02 | CFLSDGMFmCZ022015 | CFL | SDG | MFm | 2015 | CZ02 | rWtd | 0 | 0 | 0 |  | 0 | 0 | 0 | 0 | 0 | 0 | 0 | 709 | 710 | 712 | 711 | 709 | 712 | 1.054 | 0.912 | 1.002 | 0.636 | 1.054 | 1.002 | 1.561 | 1.5854 | 1.0488 | 1.0244 | 1.561 | 1.0488 | -0.018308 | 0 | -0.018612 | 0 | 0 | 0
CFLMFm2015CZ03 | CFLSDGMFmCZ032015 | CFL | SDG | MFm | 2015 | CZ03 | rWtd | 0 | 0 | 0 |  | 0 | 0 | 0 | 0 | 0 | 0 | 0 | 713 | 714 | 716 | 715 | 713 | 716 | 1.022 | 0.904 | 1.002 | 0.65 | 1.022 | 1.002 | 1.439 | 1.3902 | 1.0488 | 1.0244 | 1.439 | 1.0488 | -0.017523 | 0 | -0.017606 | 0 | 0 | 0
CFLMFm2015CZ04 | CFLSDGMFmCZ042015 | CFL | SDG | MFm | 2015 | CZ04 | rWtd | 0 | 0 | 0 |  | 0 | 0 | 0 | 0 | 0 | 0 | 0 | 717 | 718 | 720 | 719 | 717 | 720 | 1.102 | 1.018 | 1.012 | 0.776 | 1.102 | 1.012 | 1.5122 | 1.5366 | 1.0488 | 1.0488 | 1.5122 | 1.0488 | -0.011995 | 0 | -0.01235 | 0 | 0 | 0
CFLMFm2015CZ05 | CFLSDGMFmCZ052015 | CFL | SDG | MFm | 2015 | CZ05 | rWtd | 0 | 0 | 0 |  | 0 | 0 | 0 | 0 | 0 | 0 | 0 | 721 | 722 | 724 | 723 | 721 | 724 | 1.048 | 0.942 | 1.016 | 0.75 | 1.048 | 1.016 | 1.4091 | 1.3182 | 1.0455 | 1 | 1.4091 | 1.0455 | -0.013175 | 0 | -0.013314 | 0 | 0 | 0
CFLMFm2015CZ06 | CFLSDGMFmCZ062015 | CFL | SDG | MFm | 2015 | CZ06 | rWtd | 1.0898 | 1.3606 | -0.010267 |  | 191.8247 | 27.5834 | 0 | 0 | 23.9215 | 0 | 243.3296 | 725 | 726 | 728 | 727 | 725 | 728 | 1.1 | 1.01 | 1.008 | 0.758 | 1.1 | 1.008 | 1.3556 | 1.4 | 1 | 1 | 1.3556 | 1 | -0.013023 | 0 | -0.013223 | 0 | 0 | 0
CFLMFm2015CZ07 | CFLSDGMFmCZ072015 | CFL | SDG | MFm | 2015 | CZ07 | rWtd | 1.1176 | 1.2816 | -0.0096402 |  | 2497.5237 | 359.1305 | 284.3936 | 40.8943 | 311.4531 | 35.4652 | 3528.8604 | 729 | 730 | 732 | 731 | 729 | 732 | 1.142 | 1.064 | 1.008 | 0.77 | 1.142 | 1.008 | 1.3111 | 1.3333 | 1 | 1 | 1.3111 | 1 | -0.012187 | 0 | -0.01259 | 0 | 0 | 0
CFLMFm2015CZ08 | CFLSDGMFmCZ082015 | CFL | SDG | MFm | 2015 | CZ08 | rWtd | 1.1407 | 1.3606 | -0.0084777 |  | 954.8333 | 137.2999 | 0 | 0 | 119.0722 | 0 | 1211.2054 | 733 | 734 | 736 | 735 | 733 | 736 | 1.148 | 1.084 | 1.012 | 0.8 | 1.148 | 1.012 | 1.3556 | 1.4 | 1 | 1 | 1.3556 | 1 | -0.010754 | 0 | -0.011337 | 0 | 0 | 0
CFLMFm2015CZ09 | CFLSDGMFmCZ092015 | CFL | SDG | MFm | 2015 | CZ09 | rWtd | 0 | 0 | 0 |  | 0 | 0 | 0 | 0 | 0 | 0 | 0 | 737 | 738 | 740 | 739 | 737 | 740 | 1.122 | 1.042 | 1.008 | 0.762 | 1.122 | 1.008 | 1.3864 | 1.3864 | 1.0227 | 1.0227 | 1.3864 | 1.0227 | -0.01221 | 0 | -0.012718 | 0 | 0 | 0
CFLMFm2015CZ10 | CFLSDGMFmCZ102015 | CFL | SDG | MFm | 2015 | CZ10 | rWtd | 1.0212 | 1.1482 | -0.008627 |  | 252.5855 | 36.3204 | 691.8029 | 99.4775 | 31.4986 | 86.2711 | 1197.9561 | 741 | 742 | 744 | 743 | 741 | 744 | 1.122 | 1.042 | 1.012 | 0.798 | 1.122 | 1.012 | 1.425 | 1.425 | 1.05 | 1.025 | 1.425 | 1.05 | -0.010537 | 0 | -0.011092 | 0 | 0 | 0
CFLMFm2015CZ11 | CFLSDGMFmCZ112015 | CFL | SDG | MFm | 2015 | CZ11 | rWtd | 0 | 0 | 0 |  | 0 | 0 | 0 | 0 | 0 | 0 | 0 | 745 | 746 | 748 | 747 | 745 | 748 | 1.118 | 0.988 | 1.002 | 0.64 | 1.118 | 1.002 | 1.375 | 1.35 | 1.025 | 1.025 | 1.375 | 1.025 | -0.017737 | 0 | -0.018218 | 0 | 0 | 0
CFLMFm2015CZ12 | CFLSDGMFmCZ122015 | CFL | SDG | MFm | 2015 | CZ12 | rWtd | 0 | 0 | 0 |  | 0 | 0 | 0 | 0 | 0 | 0 | 0 | 749 | 750 | 752 | 751 | 749 | 752 | 1.104 | 0.994 | 1.006 | 0.712 | 1.104 | 1.006 | 1.45 | 1.425 | 1.025 | 1.025 | 1.45 | 1.025 | -0.014668 | 0 | -0.015097 | 0 | 0 | 0
CFLMFm2015CZ13 | CFLSDGMFmCZ132015 | CFL | SDG | MFm | 2015 | CZ13 | rWtd | 0 | 0 | 0 |  | 0 | 0 | 0 | 0 | 0 | 0 | 0 | 753 | 754 | 756 | 755 | 753 | 756 | 1.128 | 1.034 | 1.008 | 0.736 | 1.128 | 1.008 | 1.45 | 1.45 | 1.05 | 1.025 | 1.45 | 1.05 | -0.013829 | 0 | -0.01436 | 0 | 0 | 0
CFLMFm2015CZ14 | CFLSDGMFmCZ142015 | CFL | SDG | MFm | 2015 | CZ14 | rWtd | 1.0675 | 1.3021 | -0.015506 |  | 0.63041 | 0.090649 | 0.15793 | 0.022709 | 0.078615 | 0.019694 | 1 | 757 | 758 | 760 | 759 | 757 | 760 | 1.112 | 0.972 | 0.998 | 0.602 | 1.112 | 0.998 | 1.375 | 1.35 | 1.025 | 1 | 1.375 | 1.025 | -0.019562 | 0 | -0.020096 | 0 | 0 | 0
CFLMFm2015CZ15 | CFLSDGMFmCZ152015 | CFL | SDG | MFm | 2015 | CZ15 | rWtd | 1.1306 | 1.3626 | -0.0060014 |  | 0.63041 | 0.090649 | 0.15793 | 0.022709 | 0.078615 | 0.019694 | 1 | 761 | 762 | 764 | 763 | 761 | 764 | 1.17 | 1.122 | 1.012 | 0.862 | 1.17 | 1.012 | 1.45 | 1.425 | 1.025 | 1.025 | 1.45 | 1.025 | -0.007488 | 0 | -0.0081108 | 0 | 0 | 0
CFLMFm2015CZ16 | CFLSDGMFmCZ162015 | CFL | SDG | MFm | 2015 | CZ16 | rWtd | 0 | 0 | 0 |  | 0 | 0 | 0 | 0 | 0 | 0 | 0 | 765 | 766 | 768 | 767 | 765 | 768 | 1.058 | 0.836 | 0.992 | 0.494 | 1.058 | 0.992 | 1.3415 | 1.3415 | 1.0488 | 1.0488 | 1.3415 | 1.0488 | -0.025676 | 0 | -0.025998 | 0 | 0 | 0
CFLMFm2017CZ01 | CFLSDGMFmCZ012017 | CFL | SDG | MFm | 2017 | CZ01 | rWtd | 0 | 0 | 0 |  | 0 | 0 | 0 | 0 | 0 | 0 | 0 | 769 | 770 | 772 | 771 | 769 | 772 | 1 | 0.776 | 0.988 | 0.364 | 1 | 0.988 | 1.1463 | 1.122 | 1.0732 | 1.0488 | 1.1463 | 1.0732 | -0.030737 | 0 | -0.030869 | 0 | 0 | 0
CFLMFm2017CZ02 | CFLSDGMFmCZ022017 | CFL | SDG | MFm | 2017 | CZ02 | rWtd | 0 | 0 | 0 |  | 0 | 0 | 0 | 0 | 0 | 0 | 0 | 773 | 774 | 776 | 775 | 773 | 776 | 1.056 | 0.918 | 1.002 | 0.638 | 1.056 | 1.002 | 1.561 | 1.561 | 1.0488 | 1.0244 | 1.561 | 1.0488 | -0.017734 | 0 | -0.018 | 0 | 0 | 0
CFLMFm2017CZ03 | CFLSDGMFmCZ032017 | CFL | SDG | MFm | 2017 | CZ03 | rWtd | 0 | 0 | 0 |  | 0 | 0 | 0 | 0 | 0 | 0 | 0 | 777 | 778 | 780 | 779 | 777 | 780 | 1.024 | 0.904 | 1.002 | 0.654 | 1.024 | 1.002 | 1.439 | 1.4146 | 1.0488 | 1.0488 | 1.439 | 1.0488 | -0.017396 | 0 | -0.017482 | 0 | 0 | 0
CFLMFm2017CZ04 | CFLSDGMFmCZ042017 | CFL | SDG | MFm | 2017 | CZ04 | rWtd | 0 | 0 | 0 |  | 0 | 0 | 0 | 0 | 0 | 0 | 0 | 781 | 782 | 784 | 783 | 781 | 784 | 1.104 | 1.028 | 1.016 | 0.786 | 1.104 | 1.016 | 1.4634 | 1.5122 | 1.0488 | 1.0244 | 1.4634 | 1.0488 | -0.010901 | 0 | -0.011267 | 0 | 0 | 0
CFLMFm2017CZ05 | CFLSDGMFmCZ052017 | CFL | SDG | MFm | 2017 | CZ05 | rWtd | 0 | 0 | 0 |  | 0 | 0 | 0 | 0 | 0 | 0 | 0 | 785 | 786 | 788 | 787 | 785 | 788 | 1.05 | 0.946 | 1.016 | 0.756 | 1.05 | 1.016 | 1.4318 | 1.3409 | 1.0455 | 1.0227 | 1.4318 | 1.0455 | -0.012955 | 0 | -0.0131 | 0 | 0 | 0
CFLMFm2017CZ06 | CFLSDGMFmCZ062017 | CFL | SDG | MFm | 2017 | CZ06 | rWtd | 1.084 | 1.3606 | -0.0104 |  | 191.8247 | 27.5834 | 0 | 0 | 23.9215 | 0 | 243.3296 | 789 | 790 | 792 | 791 | 789 | 792 | 1.094 | 1.006 | 1.006 | 0.75 | 1.094 | 1.006 | 1.3556 | 1.4 | 1 | 1 | 1.3556 | 1 | -0.013192 | 0 | -0.013389 | 0 | 0 | 0
CFLMFm2017CZ07 | CFLSDGMFmCZ072017 | CFL | SDG | MFm | 2017 | CZ07 | rWtd | 1.1137 | 1.2816 | -0.0097288 |  | 2497.5237 | 359.1305 | 284.3936 | 40.8943 | 311.4531 | 35.4652 | 3528.8604 | 793 | 794 | 796 | 795 | 793 | 796 | 1.138 | 1.058 | 1.008 | 0.764 | 1.138 | 1.008 | 1.3111 | 1.3333 | 1 | 1 | 1.3111 | 1 | -0.012303 | 0 | -0.012676 | 0 | 0 | 0
CFLMFm2017CZ08 | CFLSDGMFmCZ082017 | CFL | SDG | MFm | 2017 | CZ08 | rWtd | 1.1417 | 1.3359 | -0.0074639 |  | 954.8333 | 137.2999 | 0 | 0 | 119.0722 | 0 | 1211.2054 | 797 | 798 | 800 | 799 | 797 | 800 | 1.148 | 1.092 | 1.014 | 0.81 | 1.148 | 1.014 | 1.3333 | 1.3556 | 1.0222 | 1 | 1.3333 | 1.0222 | -0.009468 | 0 | -0.010067 | 0 | 0 | 0
CFLMFm2017CZ09 | CFLSDGMFmCZ092017 | CFL | SDG | MFm | 2017 | CZ09 | rWtd | 0 | 0 | 0 |  | 0 | 0 | 0 | 0 | 0 | 0 | 0 | 801 | 802 | 804 | 803 | 801 | 804 | 1.128 | 1.05 | 1.01 | 0.772 | 1.128 | 1.01 | 1.3182 | 1.3182 | 1.0227 | 1.0227 | 1.3182 | 1.0227 | -0.011188 | 0 | -0.01172 | 0 | 0 | 0
CFLMFm2017CZ10 | CFLSDGMFmCZ102017 | CFL | SDG | MFm | 2017 | CZ10 | rWtd | 1.0257 | 1.1261 | -0.0079483 |  | 252.5855 | 36.3204 | 691.8029 | 99.4775 | 31.4986 | 86.2711 | 1197.9561 | 805 | 806 | 808 | 807 | 805 | 808 | 1.126 | 1.052 | 1.016 | 0.806 | 1.126 | 1.016 | 1.4 | 1.425 | 1.025 | 1.025 | 1.4 | 1.025 | -0.0096674 | 0 | -0.010234 | 0 | 0 | 0
CFLMFm2017CZ11 | CFLSDGMFmCZ112017 | CFL | SDG | MFm | 2017 | CZ11 | rWtd | 0 | 0 | 0 |  | 0 | 0 | 0 | 0 | 0 | 0 | 0 | 809 | 810 | 812 | 811 | 809 | 812 | 1.118 | 0.994 | 1.002 | 0.646 | 1.118 | 1.002 | 1.4 | 1.4 | 1.025 | 1.025 | 1.4 | 1.025 | -0.016981 | 0 | -0.017452 | 0 | 0 | 0
CFLMFm2017CZ12 | CFLSDGMFmCZ122017 | CFL | SDG | MFm | 2017 | CZ12 | rWtd | 0 | 0 | 0 |  | 0 | 0 | 0 | 0 | 0 | 0 | 0 | 813 | 814 | 816 | 815 | 813 | 816 | 1.104 | 1 | 1.008 | 0.718 | 1.104 | 1.008 | 1.425 | 1.425 | 1.05 | 1 | 1.425 | 1.05 | -0.013864 | 0 | -0.014279 | 0 | 0 | 0
CFLMFm2017CZ13 | CFLSDGMFmCZ132017 | CFL | SDG | MFm | 2017 | CZ13 | rWtd | 0 | 0 | 0 |  | 0 | 0 | 0 | 0 | 0 | 0 | 0 | 817 | 818 | 820 | 819 | 817 | 820 | 1.128 | 1.038 | 1.008 | 0.74 | 1.128 | 1.008 | 1.425 | 1.4 | 1.025 | 1.025 | 1.425 | 1.025 | -0.013212 | 0 | -0.013754 | 0 | 0 | 0
CFLMFm2017CZ14 | CFLSDGMFmCZ142017 | CFL | SDG | MFm | 2017 | CZ14 | rWtd | 1.0695 | 1.3093 | -0.015104 |  | 0.63041 | 0.090649 | 0.15793 | 0.022709 | 0.078615 | 0.019694 | 1 | 821 | 822 | 824 | 823 | 821 | 824 | 1.114 | 0.978 | 0.998 | 0.606 | 1.114 | 0.998 | 1.375 | 1.375 | 1.05 | 1.025 | 1.375 | 1.05 | -0.01905 | 0 | -0.019598 | 0 | 0 | 0
CFLMFm2017CZ15 | CFLSDGMFmCZ152017 | CFL | SDG | MFm | 2017 | CZ15 | rWtd | 1.1305 | 1.3619 | -0.00582 |  | 0.63041 | 0.090649 | 0.15793 | 0.022709 | 0.078615 | 0.019694 | 1 | 825 | 826 | 828 | 827 | 825 | 828 | 1.17 | 1.12 | 1.012 | 0.864 | 1.17 | 1.012 | 1.45 | 1.375 | 1.05 | 1 | 1.45 | 1.05 | -0.007248 | 0 | -0.00792 | 0 | 0 | 0
CFLMFm2017CZ16 | CFLSDGMFmCZ162017 | CFL | SDG | MFm | 2017 | CZ16 | rWtd | 0 | 0 | 0 |  | 0 | 0 | 0 | 0 | 0 | 0 | 0 | 829 | 830 | 832 | 831 | 829 | 832 | 1.058 | 0.848 | 0.994 | 0.5 | 1.058 | 0.994 | 1.3171 | 1.3415 | 1.0488 | 1.0244 | 1.3171 | 1.0488 | -0.024933 | 0 | -0.025287 | 0 | 0 | 0
CFLMFm2020CZ01 | CFLSDGMFmCZ012020 | CFL | SDG | MFm | 2020 | CZ01 | rWtd | 0 | 0 | 0 |  | 0 | 0 | 0 | 0 | 0 | 0 | 0 | 833 | 834 | 836 | 835 | 833 | 836 | 1 | 0.776 | 0.988 | 0.364 | 1 | 0.988 | 1.1463 | 1.122 | 1.0732 | 1.0488 | 1.1463 | 1.0732 | -0.030737 | 0 | -0.030869 | 0 | 0 | 0
CFLMFm2020CZ02 | CFLSDGMFmCZ022020 | CFL | SDG | MFm | 2020 | CZ02 | rWtd | 0 | 0 | 0 |  | 0 | 0 | 0 | 0 | 0 | 0 | 0 | 837 | 838 | 840 | 839 | 837 | 840 | 1.056 | 0.918 | 1.002 | 0.638 | 1.056 | 1.002 | 1.561 | 1.561 | 1.0488 | 1.0244 | 1.561 | 1.0488 | -0.017734 | 0 | -0.018 | 0 | 0 | 0
CFLMFm2020CZ03 | CFLSDGMFmCZ032020 | CFL | SDG | MFm | 2020 | CZ03 | rWtd | 0 | 0 | 0 |  | 0 | 0 | 0 | 0 | 0 | 0 | 0 | 841 | 842 | 844 | 843 | 841 | 844 | 1.024 | 0.904 | 1.002 | 0.654 | 1.024 | 1.002 | 1.439 | 1.4146 | 1.0488 | 1.0488 | 1.439 | 1.0488 | -0.017396 | 0 | -0.017482 | 0 | 0 | 0
CFLMFm2020CZ04 | CFLSDGMFmCZ042020 | CFL | SDG | MFm | 2020 | CZ04 | rWtd | 0 | 0 | 0 |  | 0 | 0 | 0 | 0 | 0 | 0 | 0 | 845 | 846 | 848 | 847 | 845 | 848 | 1.104 | 1.03 | 1.016 | 0.788 | 1.104 | 1.016 | 1.4634 | 1.4878 | 1.0488 | 1.0244 | 1.4634 | 1.0488 | -0.010721 | 0 | -0.011092 | 0 | 0 | 0
CFLMFm2020CZ05 | CFLSDGMFmCZ052020 | CFL | SDG | MFm | 2020 | CZ05 | rWtd | 0 | 0 | 0 |  | 0 | 0 | 0 | 0 | 0 | 0 | 0 | 849 | 850 | 852 | 851 | 849 | 852 | 1.05 | 0.946 | 1.016 | 0.756 | 1.05 | 1.016 | 1.4318 | 1.3409 | 1.0455 | 1.0227 | 1.4318 | 1.0455 | -0.012955 | 0 | -0.0131 | 0 | 0 | 0
CFLMFm2020CZ06 | CFLSDGMFmCZ062020 | CFL | SDG | MFm | 2020 | CZ06 | rWtd | 1.084 | 1.3606 | -0.0104 |  | 191.8247 | 27.5834 | 0 | 0 | 23.9215 | 0 | 243.3296 | 853 | 854 | 856 | 855 | 853 | 856 | 1.094 | 1.006 | 1.006 | 0.75 | 1.094 | 1.006 | 1.3556 | 1.4 | 1 | 1 | 1.3556 | 1 | -0.013192 | 0 | -0.013389 | 0 | 0 | 0
CFLMFm2020CZ07 | CFLSDGMFmCZ072020 | CFL | SDG | MFm | 2020 | CZ07 | rWtd | 1.1137 | 1.2816 | -0.0097288 |  | 2497.5237 | 359.1305 | 284.3936 | 40.8943 | 311.4531 | 35.4652 | 3528.8604 | 857 | 858 | 860 | 859 | 857 | 860 | 1.138 | 1.058 | 1.008 | 0.764 | 1.138 | 1.008 | 1.3111 | 1.3333 | 1 | 1 | 1.3111 | 1 | -0.012303 | 0 | -0.012676 | 0 | 0 | 0
CFLMFm2020CZ08 | CFLSDGMFmCZ082020 | CFL | SDG | MFm | 2020 | CZ08 | rWtd | 1.1419 | 1.3161 | -0.0073416 |  | 954.8333 | 137.2999 | 0 | 0 | 119.0722 | 0 | 1211.2054 | 861 | 862 | 864 | 863 | 861 | 864 | 1.148 | 1.094 | 1.014 | 0.812 | 1.148 | 1.014 | 1.3111 | 1.3556 | 1.0222 | 1 | 1.3111 | 1.0222 | -0.0093128 | 0 | -0.00992 | 0 | 0 | 0
CFLMFm2020CZ09 | CFLSDGMFmCZ092020 | CFL | SDG | MFm | 2020 | CZ09 | rWtd | 0 | 0 | 0 |  | 0 | 0 | 0 | 0 | 0 | 0 | 0 | 865 | 866 | 868 | 867 | 865 | 868 | 1.128 | 1.052 | 1.012 | 0.772 | 1.128 | 1.012 | 1.3182 | 1.2955 | 1.0227 | 1.0227 | 1.3182 | 1.0227 | -0.011053 | 0 | -0.011586 | 0 | 0 | 0
CFLMFm2020CZ10 | CFLSDGMFmCZ102020 | CFL | SDG | MFm | 2020 | CZ10 | rWtd | 1.0257 | 1.1261 | -0.0079142 |  | 252.5855 | 36.3204 | 691.8029 | 99.4775 | 31.4986 | 86.2711 | 1197.9561 | 869 | 870 | 872 | 871 | 869 | 872 | 1.126 | 1.052 | 1.016 | 0.806 | 1.126 | 1.016 | 1.4 | 1.425 | 1.025 | 1.025 | 1.4 | 1.025 | -0.0096238 | 0 | -0.010191 | 0 | 0 | 0
CFLMFm2020CZ11 | CFLSDGMFmCZ112020 | CFL | SDG | MFm | 2020 | CZ11 | rWtd | 0 | 0 | 0 |  | 0 | 0 | 0 | 0 | 0 | 0 | 0 | 873 | 874 | 876 | 875 | 873 | 876 | 1.116 | 0.996 | 1.004 | 0.646 | 1.116 | 1.004 | 1.4 | 1.375 | 1.025 | 1.025 | 1.4 | 1.025 | -0.016796 | 0 | -0.017268 | 0 | 0 | 0
CFLMFm2020CZ12 | CFLSDGMFmCZ122020 | CFL | SDG | MFm | 2020 | CZ12 | rWtd | 0 | 0 | 0 |  | 0 | 0 | 0 | 0 | 0 | 0 | 0 | 877 | 878 | 880 | 879 | 877 | 880 | 1.104 | 1 | 1.008 | 0.72 | 1.104 | 1.008 | 1.425 | 1.425 | 1.05 | 1 | 1.425 | 1.05 | -0.013724 | 0 | -0.014146 | 0 | 0 | 0
CFLMFm2020CZ13 | CFLSDGMFmCZ132020 | CFL | SDG | MFm | 2020 | CZ13 | rWtd | 0 | 0 | 0 |  | 0 | 0 | 0 | 0 | 0 | 0 | 0 | 881 | 882 | 884 | 883 | 881 | 884 | 1.128 | 1.038 | 1.008 | 0.742 | 1.128 | 1.008 | 1.425 | 1.4 | 1.025 | 1.025 | 1.425 | 1.025 | -0.013067 | 0 | -0.013612 | 0 | 0 | 0
CFLMFm2020CZ14 | CFLSDGMFmCZ142020 | CFL | SDG | MFm | 2020 | CZ14 | rWtd | 1.0695 | 1.3093 | -0.014974 |  | 0.63041 | 0.090649 | 0.15793 | 0.022709 | 0.078615 | 0.019694 | 1 | 885 | 886 | 888 | 887 | 885 | 888 | 1.114 | 0.978 | 0.998 | 0.606 | 1.114 | 0.998 | 1.375 | 1.375 | 1.05 | 1.025 | 1.375 | 1.05 | -0.018883 | 0 | -0.01944 | 0 | 0 | 0
CFLMFm2020CZ15 | CFLSDGMFmCZ152020 | CFL | SDG | MFm | 2020 | CZ15 | rWtd | 1.1305 | 1.3642 | -0.0057602 |  | 0.63041 | 0.090649 | 0.15793 | 0.022709 | 0.078615 | 0.019694 | 1 | 889 | 890 | 892 | 891 | 889 | 892 | 1.17 | 1.12 | 1.012 | 0.864 | 1.17 | 1.012 | 1.45 | 1.4 | 1.05 | 1 | 1.45 | 1.05 | -0.0071706 | 0 | -0.0078506 | 0 | 0 | 0
CFLMFm2020CZ16 | CFLSDGMFmCZ162020 | CFL | SDG | MFm | 2020 | CZ16 | rWtd | 0 | 0 | 0 |  | 0 | 0 | 0 | 0 | 0 | 0 | 0 | 893 | 894 | 896 | 895 | 893 | 896 | 1.068 | 0.874 | 1 | 0.56 | 1.068 | 1 | 1.2927 | 1.3171 | 1.0488 | 1.0488 | 1.2927 | 1.0488 | -0.021777 | 0 | -0.022251 | 0 | 0 | 0
CFLDMoMH72CZ01 | CFLPGEDMoCZ01MH72 | CFL | PGE | DMo | MH72 | CZ01 | rWtd | 0.94979 | 1.0488 | -0.023338 |  | 115.458 | 16.494 | 825.573 | 117.939 | 28.0398 | 200.4963 | 1304.0001 | 193 | 194 | 196 | 195 | 193 | 196 | 1 | 0.756 | 0.99 | 0.566 | 1 | 0.99 | 1.0488 | 1.0488 | 1.0488 | 1.0488 | 1.0488 | 1.0488 | -0.032317 | 0 | -0.032344 | 0 | 0 | 0
CFLDMoMH72CZ02 | CFLPGEDMoCZ02MH72 | CFL | PGE | DMo | MH72 | CZ02 | rWtd | 1.0438 | 1.917 | -0.018401 |  | 10589.6546 | 1512.8078 | 1012.046 | 144.578 | 2571.7733 | 245.7826 | 16076.6423 | 197 | 198 | 200 | 199 | 197 | 200 | 1.072 | 0.88 | 0.992 | 0.642 | 1.072 | 0.992 | 2 | 2 | 1.0488 | 1.0488 | 2 | 1.0488 | -0.025518 | 0 | -0.02529 | 0 | 0 | 0
CFLDMoMH72CZ03 | CFLPGEDMoCZ03MH72 | CFL | PGE | DMo | MH72 | CZ03 | rWtd | 0.99604 | 1.4835 | -0.015963 |  | 5427.856 | 775.408 | 4295.5122 | 613.6446 | 1318.1936 | 1043.1958 | 13473.8102 | 201 | 202 | 204 | 203 | 201 | 204 | 1.038 | 0.892 | 0.994 | 0.684 | 1.038 | 0.994 | 1.8293 | 2 | 1.0244 | 1.0244 | 1.8293 | 1.0244 | -0.022121 | 0 | -0.022121 | 0 | 0 | 0
CFLDMoMH72CZ04 | CFLPGEDMoCZ04MH72 | CFL | PGE | DMo | MH72 | CZ04 | rWtd | 1.0804 | 1.6028 | -0.011882 |  | 5920.5622 | 845.7946 | 2059.1816 | 294.1688 | 1437.8508 | 500.087 | 11057.645 | 205 | 206 | 208 | 207 | 205 | 208 | 1.126 | 1.036 | 1 | 0.766 | 1.126 | 1 | 1.7805 | 2 | 1.0244 | 1.0488 | 1.7805 | 1.0244 | -0.016455 | 0 | -0.016492 | 0 | 0 | 0
CFLDMoMH72CZ05 | CFLPGEDMoCZ05MH72 | CFL | PGE | DMo | MH72 | CZ05 | rWtd | 0.96561 | 1.0897 | -0.018086 |  | 1005.823 | 143.689 | 6544.6752 | 934.9536 | 244.2713 | 1589.4211 | 10462.8332 | 209 | 210 | 212 | 211 | 209 | 212 | 1.03 | 0.852 | 0.994 | 0.65 | 1.03 | 0.994 | 1.5 | 1.75 | 1.0227 | 1.0227 | 1.5 | 1.0227 | -0.025266 | 0 | -0.025031 | 0 | 0 | 0
CFLDMoMH72CZ06 | CFLPGEDMoCZ06MH72 | CFL | PGE | DMo | MH72 | CZ06 | rWtd | 0 | 0 | 0 |  | 0 | 0 | 0 | 0 | 0 | 0 | 0 | 213 | 214 | 216 | 215 | 213 | 216 | 1.162 | 1.116 | 1.004 | 0.85 | 1.162 | 1.004 | 1.5682 | 1.75 | 1.0227 | 1 | 1.5682 | 1.0227 | -0.009758 | 0 | -0.0097784 | 0 | 0 | 0
CFLDMoMH72CZ07 | CFLPGEDMoCZ07MH72 | CFL | PGE | DMo | MH72 | CZ07 | rWtd | 0 | 0 | 0 |  | 0 | 0 | 0 | 0 | 0 | 0 | 0 | 217 | 218 | 220 | 219 | 217 | 220 | 1.152 | 1.096 | 1.002 | 0.812 | 1.152 | 1.002 | 1.5909 | 1.8409 | 1.0227 | 1 | 1.5909 | 1.0227 | -0.012779 | 0 | -0.01275 | 0 | 0 | 0
CFLDMoMH72CZ08 | CFLPGEDMoCZ08MH72 | CFL | PGE | DMo | MH72 | CZ08 | rWtd | 0 | 0 | 0 |  | 0 | 0 | 0 | 0 | 0 | 0 | 0 | 221 | 222 | 224 | 223 | 221 | 224 | 1.202 | 1.172 | 1.004 | 0.846 | 1.202 | 1.004 | 1.5909 | 1.8636 | 1.0227 | 1.0227 | 1.5909 | 1.0227 | -0.010971 | 0 | -0.010955 | 0 | 0 | 0
CFLDMoMH72CZ09 | CFLPGEDMoCZ09MH72 | CFL | PGE | DMo | MH72 | CZ09 | rWtd | 0 | 0 | 0 |  | 0 | 0 | 0 | 0 | 0 | 0 | 0 | 225 | 226 | 228 | 227 | 225 | 228 | 1.186 | 1.142 | 1.002 | 0.824 | 1.186 | 1.002 | 1.6136 | 1.9091 | 1.0227 | 1.0227 | 1.6136 | 1.0227 | -0.012368 | 0 | -0.012308 | 0 | 0 | 0
CFLDMoMH72CZ10 | CFLPGEDMoCZ10MH72 | CFL | PGE | DMo | MH72 | CZ10 | rWtd | 0 | 0 | 0 |  | 0 | 0 | 0 | 0 | 0 | 0 | 0 | 229 | 230 | 232 | 231 | 229 | 232 | 1.186 | 1.128 | 1.004 | 0.834 | 1.186 | 1.004 | 1.625 | 1.875 | 1.025 | 1.025 | 1.625 | 1.025 | -0.011985 | 0 | -0.011921 | 0 | 0 | 0
CFLDMoMH72CZ11 | CFLPGEDMoCZ11MH72 | CFL | PGE | DMo | MH72 | CZ11 | rWtd | 1.1279 | 1.6242 | -0.013914 |  | 31856.86 | 4550.98 | 2501.415 | 357.345 | 7736.666 | 607.4865 | 47610.7525 | 233 | 234 | 236 | 235 | 233 | 236 | 1.152 | 1.038 | 0.998 | 0.736 | 1.152 | 0.998 | 1.65 | 1.875 | 1 | 1 | 1.65 | 1 | -0.019283 | 0 | -0.019251 | 0 | 0 | 0
CFLDMoMH72CZ12 | CFLPGEDMoCZ12MH72 | CFL | PGE | DMo | MH72 | CZ12 | rWtd | 1.1136 | 1.6739 | -0.014171 |  | 20357.7584 | 2908.2512 | 677.593 | 96.799 | 4944.027 | 164.5583 | 29148.9869 | 237 | 238 | 240 | 239 | 237 | 240 | 1.132 | 1 | 0.996 | 0.73 | 1.132 | 0.996 | 1.675 | 1.875 | 1.025 | 1 | 1.675 | 1.025 | -0.019639 | 0 | -0.019576 | 0 | 0 | 0
CFLDMoMH72CZ13 | CFLPGEDMoCZ13MH72 | CFL | PGE | DMo | MH72 | CZ13 | rWtd | 1.157 | 1.6027 | -0.01196 |  | 18592.84 | 2656.12 | 1293.3326 | 184.7618 | 4515.404 | 314.0951 | 27556.5535 | 241 | 242 | 244 | 243 | 241 | 244 | 1.178 | 1.096 | 1 | 0.77 | 1.178 | 1 | 1.625 | 1.8 | 1.025 | 1 | 1.625 | 1.025 | -0.016576 | 0 | -0.01653 | 0 | 0 | 0
CFLDMoMH72CZ14 | CFLPGEDMoCZ14MH72 | CFL | PGE | DMo | MH72 | CZ14 | rWtd | 0 | 0 | 0 |  | 0 | 0 | 0 | 0 | 0 | 0 | 0 | 245 | 246 | 248 | 247 | 245 | 248 | 1.166 | 1.062 | 0.998 | 0.768 | 1.166 | 0.998 | 1.65 | 1.85 | 1 | 1.025 | 1.65 | 1 | -0.017164 | 0 | -0.017002 | 0 | 0 | 0
CFLDMoMH72CZ15 | CFLPGEDMoCZ15MH72 | CFL | PGE | DMo | MH72 | CZ15 | rWtd | 0 | 0 | 0 |  | 0 | 0 | 0 | 0 | 0 | 0 | 0 | 249 | 250 | 252 | 251 | 249 | 252 | 1.244 | 1.226 | 1.006 | 0.918 | 1.244 | 1.006 | 1.625 | 1.6 | 1 | 1.025 | 1.625 | 1 | -0.00612 | 0 | -0.0061218 | 0 | 0 | 0
CFLDMoMH72CZ16 | CFLPGEDMoCZ16MH72 | CFL | PGE | DMo | MH72 | CZ16 | rWtd | 1.0232 | 1.3009 | -0.017097 |  | 4508.742 | 644.106 | 3189.711 | 455.673 | 1094.9802 | 774.6441 | 10667.8563 | 253 | 254 | 256 | 255 | 253 | 256 | 1.09 | 0.864 | 0.994 | 0.68 | 1.09 | 0.994 | 1.4634 | 1.6341 | 1.0488 | 1.0244 | 1.4634 | 1.0488 | -0.023742 | 0 | -0.023619 | 0 | 0 | 0
CFLDMoMH85CZ01 | CFLPGEDMoCZ01MH85 | CFL | PGE | DMo | MH85 | CZ01 | rWtd | 0.93486 | 1.0463 | -0.02463 |  | 115.458 | 16.494 | 825.573 | 117.939 | 28.0398 | 200.4963 | 1304.0001 | 257 | 258 | 260 | 259 | 257 | 260 | 1 | 0.692 | 0.984 | 0.462 | 1 | 0.984 | 1.0488 | 1.0244 | 1.0488 | 1.0244 | 1.0488 | 1.0488 | -0.03413 | 0 | -0.03413 | 0 | 0 | 0
CFLDMoMH85CZ02 | CFLPGEDMoCZ02MH85 | CFL | PGE | DMo | MH85 | CZ02 | rWtd | 0.98721 | 1.9168 | -0.021861 |  | 10589.6546 | 1512.8078 | 1012.046 | 144.578 | 2571.7733 | 245.7826 | 16076.6423 | 261 | 262 | 264 | 263 | 261 | 264 | 1.016 | 0.774 | 0.988 | 0.59 | 1.016 | 0.988 | 2 | 2 | 1.0488 | 1.0244 | 2 | 1.0488 | -0.030304 | 0 | -0.030174 | 0 | 0 | 0
CFLDMoMH85CZ03 | CFLPGEDMoCZ03MH85 | CFL | PGE | DMo | MH85 | CZ03 | rWtd | 0.98842 | 1.4688 | -0.020988 |  | 5427.856 | 775.408 | 4295.5122 | 613.6446 | 1318.1936 | 1043.1958 | 13473.8102 | 265 | 266 | 268 | 267 | 265 | 268 | 1.04 | 0.85 | 0.988 | 0.6 | 1.04 | 0.988 | 1.7805 | 2 | 1.0488 | 1.0244 | 1.7805 | 1.0488 | -0.029098 | 0 | -0.029064 | 0 | 0 | 0
CFLDMoMH85CZ04 | CFLPGEDMoCZ04MH85 | CFL | PGE | DMo | MH85 | CZ04 | rWtd | 1.078 | 1.4992 | -0.016576 |  | 5920.5622 | 845.7946 | 2059.1816 | 294.1688 | 1437.8508 | 500.087 | 11057.645 | 269 | 270 | 272 | 271 | 269 | 272 | 1.132 | 1.002 | 0.994 | 0.678 | 1.132 | 0.994 | 1.6341 | 1.9268 | 1.0244 | 1.0244 | 1.6341 | 1.0244 | -0.022997 | 0 | -0.022889 | 0 | 0 | 0
CFLDMoMH85CZ05 | CFLPGEDMoCZ05MH85 | CFL | PGE | DMo | MH85 | CZ05 | rWtd | 0.96127 | 1.0952 | -0.019657 |  | 1005.823 | 143.689 | 6544.6752 | 934.9536 | 244.2713 | 1589.4211 | 10462.8332 | 273 | 274 | 276 | 275 | 273 | 276 | 1.032 | 0.84 | 0.992 | 0.618 | 1.032 | 0.992 | 1.5455 | 1.75 | 1.0227 | 1.0227 | 1.5455 | 1.0227 | -0.027266 | 0 | -0.027235 | 0 | 0 | 0
CFLDMoMH85CZ06 | CFLPGEDMoCZ06MH85 | CFL | PGE | DMo | MH85 | CZ06 | rWtd | 0 | 0 | 0 |  | 0 | 0 | 0 | 0 | 0 | 0 | 0 | 277 | 278 | 280 | 279 | 277 | 280 | 1.14 | 1.074 | 1 | 0.78 | 1.14 | 1 | 1.5455 | 1.7727 | 1.0227 | 1.0227 | 1.5455 | 1.0227 | -0.015238 | 0 | -0.015115 | 0 | 0 | 0
CFLDMoMH85CZ07 | CFLPGEDMoCZ07MH85 | CFL | PGE | DMo | MH85 | CZ07 | rWtd | 0 | 0 | 0 |  | 0 | 0 | 0 | 0 | 0 | 0 | 0 | 281 | 282 | 284 | 283 | 281 | 284 | 1.144 | 1.068 | 0.998 | 0.766 | 1.144 | 0.998 | 1.5682 | 1.8864 | 1.0227 | 1 | 1.5682 | 1.0227 | -0.016458 | 0 | -0.016562 | 0 | 0 | 0
CFLDMoMH85CZ08 | CFLPGEDMoCZ08MH85 | CFL | PGE | DMo | MH85 | CZ08 | rWtd | 0 | 0 | 0 |  | 0 | 0 | 0 | 0 | 0 | 0 | 0 | 285 | 286 | 288 | 287 | 285 | 288 | 1.174 | 1.13 | 1.002 | 0.81 | 1.174 | 1.002 | 1.5909 | 1.8636 | 1 | 1.0227 | 1.5909 | 1 | -0.013704 | 0 | -0.013677 | 0 | 0 | 0
CFLDMoMH85CZ09 | CFLPGEDMoCZ09MH85 | CFL | PGE | DMo | MH85 | CZ09 | rWtd | 0 | 0 | 0 |  | 0 | 0 | 0 | 0 | 0 | 0 | 0 | 289 | 290 | 292 | 291 | 289 | 292 | 1.166 | 1.09 | 0.998 | 0.778 | 1.166 | 0.998 | 1.6818 | 1.9318 | 1 | 1 | 1.6818 | 1 | -0.01591 | 0 | -0.015858 | 0 | 0 | 0
CFLDMoMH85CZ10 | CFLPGEDMoCZ10MH85 | CFL | PGE | DMo | MH85 | CZ10 | rWtd | 0 | 0 | 0 |  | 0 | 0 | 0 | 0 | 0 | 0 | 0 | 293 | 294 | 296 | 295 | 293 | 296 | 1.174 | 1.08 | 1 | 0.774 | 1.174 | 1 | 1.625 | 1.875 | 1.025 | 1 | 1.625 | 1.025 | -0.01666 | 0 | -0.016621 | 0 | 0 | 0
CFLDMoMH85CZ11 | CFLPGEDMoCZ11MH85 | CFL | PGE | DMo | MH85 | CZ11 | rWtd | 1.1262 | 1.6196 | -0.017344 |  | 31856.86 | 4550.98 | 2501.415 | 357.345 | 7736.666 | 607.4865 | 47610.7525 | 297 | 298 | 300 | 299 | 297 | 300 | 1.154 | 1.01 | 0.994 | 0.674 | 1.154 | 0.994 | 1.65 | 1.825 | 1 | 1.025 | 1.65 | 1 | -0.02404 | 0 | -0.023949 | 0 | 0 | 0
CFLDMoMH85CZ12 | CFLPGEDMoCZ12MH85 | CFL | PGE | DMo | MH85 | CZ12 | rWtd | 1.0953 | 1.7491 | -0.016911 |  | 20357.7584 | 2908.2512 | 677.593 | 96.799 | 4944.027 | 164.5583 | 29148.9869 | 301 | 302 | 304 | 303 | 301 | 304 | 1.116 | 0.958 | 0.994 | 0.682 | 1.116 | 0.994 | 1.75 | 1.975 | 1.025 | 1.025 | 1.75 | 1.025 | -0.023437 | 0 | -0.023338 | 0 | 0 | 0
CFLDMoMH85CZ13 | CFLPGEDMoCZ13MH85 | CFL | PGE | DMo | MH85 | CZ13 | rWtd | 1.1535 | 1.5819 | -0.013185 |  | 18592.84 | 2656.12 | 1293.3326 | 184.7618 | 4515.404 | 314.0951 | 27556.5535 | 305 | 306 | 308 | 307 | 305 | 308 | 1.176 | 1.08 | 0.998 | 0.748 | 1.176 | 0.998 | 1.6 | 1.8 | 1.025 | 1.025 | 1.6 | 1.025 | -0.018274 | 0 | -0.01821 | 0 | 0 | 0
CFLDMoMH85CZ14 | CFLPGEDMoCZ14MH85 | CFL | PGE | DMo | MH85 | CZ14 | rWtd | 0 | 0 | 0 |  | 0 | 0 | 0 | 0 | 0 | 0 | 0 | 309 | 310 | 312 | 311 | 309 | 312 | 1.148 | 0.992 | 0.994 | 0.696 | 1.148 | 0.994 | 1.575 | 1.725 | 1.025 | 1.025 | 1.575 | 1.025 | -0.022872 | 0 | -0.022588 | 0 | 0 | 0
CFLDMoMH85CZ15 | CFLPGEDMoCZ15MH85 | CFL | PGE | DMo | MH85 | CZ15 | rWtd | 0 | 0 | 0 |  | 0 | 0 | 0 | 0 | 0 | 0 | 0 | 313 | 314 | 316 | 315 | 313 | 316 | 1.258 | 1.21 | 1.004 | 0.89 | 1.258 | 1.004 | 1.675 | 1.625 | 1.025 | 1 | 1.675 | 1.025 | -0.0083058 | 0 | -0.0083432 | 0 | 0 | 0
CFLDMoMH85CZ16 | CFLPGEDMoCZ16MH85 | CFL | PGE | DMo | MH85 | CZ16 | rWtd | 0.99759 | 1.3437 | -0.023018 |  | 4508.742 | 644.106 | 3189.711 | 455.673 | 1094.9802 | 774.6441 | 10667.8563 | 317 | 318 | 320 | 319 | 317 | 320 | 1.064 | 0.77 | 0.988 | 0.586 | 1.064 | 0.988 | 1.5366 | 1.7073 | 1.0488 | 1.0244 | 1.5366 | 1.0488 | -0.032018 | 0 | -0.031725 | 0 | 0 | 0
CFLDMoMH00CZ01 | CFLPGEDMoCZ01MH00 | CFL | PGE | DMo | MH00 | CZ01 | rWtd | 0.94799 | 1.0463 | -0.02463 |  | 115.458 | 16.494 | 825.573 | 117.939 | 28.0398 | 200.4963 | 1304.0001 | 1 | 2 | 4 | 3 | 1 | 4 | 1 | 0.742 | 0.99 | 0.548 | 1 | 0.99 | 1.0488 | 1.0244 | 1.0488 | 1.0244 | 1.0488 | 1.0488 | -0.03413 | 0 | -0.03413 | 0 | 0 | 0
CFLDMoMH00CZ02 | CFLPGEDMoCZ02MH00 | CFL | PGE | DMo | MH00 | CZ02 | rWtd | 1.0466 | 1.9168 | -0.017688 |  | 10589.6546 | 1512.8078 | 1012.046 | 144.578 | 2571.7733 | 245.7826 | 16076.6423 | 5 | 6 | 8 | 7 | 5 | 8 | 1.074 | 0.888 | 0.994 | 0.666 | 1.074 | 0.994 | 2 | 2 | 1.0488 | 1.0244 | 2 | 1.0488 | -0.024514 | 0 | -0.02447 | 0 | 0 | 0
CFLDMoMH00CZ03 | CFLPGEDMoCZ03MH00 | CFL | PGE | DMo | MH00 | CZ03 | rWtd | 0.98081 | 1.5787 | -0.019183 |  | 5427.856 | 775.408 | 4295.5122 | 613.6446 | 1318.1936 | 1043.1958 | 13473.8102 | 9 | 10 | 12 | 11 | 9 | 12 | 1.02 | 0.842 | 0.992 | 0.628 | 1.02 | 0.992 | 2 | 2 | 1.0488 | 1.0244 | 2 | 1.0488 | -0.026603 | 0 | -0.026555 | 0 | 0 | 0
CFLDMoMH00CZ04 | CFLPGEDMoCZ04MH00 | CFL | PGE | DMo | MH00 | CZ04 | rWtd | 1.0584 | 1.6509 | -0.017276 |  | 5920.5622 | 845.7946 | 2059.1816 | 294.1688 | 1437.8508 | 500.087 | 11057.645 | 13 | 14 | 16 | 15 | 13 | 16 | 1.108 | 0.958 | 0.994 | 0.668 | 1.108 | 0.994 | 1.8537 | 2 | 1.0244 | 1.0244 | 1.8537 | 1.0244 | -0.02397 | 0 | -0.023849 | 0 | 0 | 0
CFLDMoMH00CZ05 | CFLPGEDMoCZ05MH00 | CFL | PGE | DMo | MH00 | CZ05 | rWtd | 0.94938 | 1.0902 | -0.024025 |  | 1005.823 | 143.689 | 6544.6752 | 934.9536 | 244.2713 | 1589.4211 | 10462.8332 | 17 | 18 | 20 | 19 | 17 | 20 | 1.022 | 0.782 | 0.988 | 0.542 | 1.022 | 0.988 | 1.6364 | 1.8864 | 1 | 1.0227 | 1.6364 | 1 | -0.033435 | 0 | -0.033269 | 0 | 0 | 0
CFLDMoMH00CZ06 | CFLPGEDMoCZ06MH00 | CFL | PGE | DMo | MH00 | CZ06 | rWtd | 0 | 0 | 0 |  | 0 | 0 | 0 | 0 | 0 | 0 | 0 | 21 | 22 | 24 | 23 | 21 | 24 | 1.158 | 1.068 | 1 | 0.762 | 1.158 | 1 | 1.6136 | 1.8636 | 1 | 1 | 1.6136 | 1 | -0.016582 | 0 | -0.016569 | 0 | 0 | 0
CFLDMoMH00CZ07 | CFLPGEDMoCZ07MH00 | CFL | PGE | DMo | MH00 | CZ07 | rWtd | 0 | 0 | 0 |  | 0 | 0 | 0 | 0 | 0 | 0 | 0 | 25 | 26 | 28 | 27 | 25 | 28 | 1.122 | 1.034 | 1 | 0.758 | 1.122 | 1 | 1.6591 | 2 | 1.0227 | 1.0227 | 1.6591 | 1.0227 | -0.016925 | 0 | -0.017009 | 0 | 0 | 0
CFLDMoMH00CZ08 | CFLPGEDMoCZ08MH00 | CFL | PGE | DMo | MH00 | CZ08 | rWtd | 0 | 0 | 0 |  | 0 | 0 | 0 | 0 | 0 | 0 | 0 | 29 | 30 | 32 | 31 | 29 | 32 | 1.196 | 1.142 | 1.002 | 0.79 | 1.196 | 1.002 | 1.6364 | 1.8636 | 1.0227 | 1.0227 | 1.6364 | 1.0227 | -0.015365 | 0 | -0.015209 | 0 | 0 | 0
CFLDMoMH00CZ09 | CFLPGEDMoCZ09MH00 | CFL | PGE | DMo | MH00 | CZ09 | rWtd | 0 | 0 | 0 |  | 0 | 0 | 0 | 0 | 0 | 0 | 0 | 33 | 34 | 36 | 35 | 33 | 36 | 1.162 | 1.082 | 1 | 0.77 | 1.162 | 1 | 1.75 | 1.9773 | 1 | 1.0227 | 1.75 | 1 | -0.016607 | 0 | -0.01647 | 0 | 0 | 0
CFLDMoMH00CZ10 | CFLPGEDMoCZ10MH00 | CFL | PGE | DMo | MH00 | CZ10 | rWtd | 0 | 0 | 0 |  | 0 | 0 | 0 | 0 | 0 | 0 | 0 | 37 | 38 | 40 | 39 | 37 | 40 | 1.188 | 1.102 | 1 | 0.774 | 1.188 | 1 | 1.625 | 1.925 | 1.025 | 1.025 | 1.625 | 1.025 | -0.016635 | 0 | -0.016475 | 0 | 0 | 0
CFLDMoMH00CZ11 | CFLPGEDMoCZ11MH00 | CFL | PGE | DMo | MH00 | CZ11 | rWtd | 1.1394 | 1.6707 | -0.018164 |  | 31856.86 | 4550.98 | 2501.415 | 357.345 | 7736.666 | 607.4865 | 47610.7525 | 41 | 42 | 44 | 43 | 41 | 44 | 1.17 | 1.01 | 0.994 | 0.662 | 1.17 | 0.994 | 1.7 | 1.925 | 1 | 1.025 | 1.7 | 1 | -0.025179 | 0 | -0.025057 | 0 | 0 | 0
CFLDMoMH00CZ12 | CFLPGEDMoCZ12MH00 | CFL | PGE | DMo | MH00 | CZ12 | rWtd | 1.1171 | 1.7509 | -0.014907 |  | 20357.7584 | 2908.2512 | 677.593 | 96.799 | 4944.027 | 164.5583 | 29148.9869 | 45 | 46 | 48 | 47 | 45 | 48 | 1.136 | 1 | 0.998 | 0.72 | 1.136 | 0.998 | 1.75 | 2 | 1 | 1.025 | 1.75 | 1 | -0.020659 | 0 | -0.020599 | 0 | 0 | 0
CFLDMoMH00CZ13 | CFLPGEDMoCZ13MH00 | CFL | PGE | DMo | MH00 | CZ13 | rWtd | 1.1645 | 1.6496 | -0.013413 |  | 18592.84 | 2656.12 | 1293.3326 | 184.7618 | 4515.404 | 314.0951 | 27556.5535 | 49 | 50 | 52 | 51 | 49 | 52 | 1.188 | 1.09 | 0.998 | 0.746 | 1.188 | 0.998 | 1.675 | 1.85 | 1.025 | 1.025 | 1.675 | 1.025 | -0.01859 | 0 | -0.018535 | 0 | 0 | 0
CFLDMoMH00CZ14 | CFLPGEDMoCZ14MH00 | CFL | PGE | DMo | MH00 | CZ14 | rWtd | 0 | 0 | 0 |  | 0 | 0 | 0 | 0 | 0 | 0 | 0 | 53 | 54 | 56 | 55 | 53 | 56 | 1.162 | 1.01 | 0.996 | 0.722 | 1.162 | 0.996 | 1.725 | 1.925 | 1 | 1 | 1.725 | 1 | -0.021503 | 0 | -0.021258 | 0 | 0 | 0
CFLDMoMH00CZ15 | CFLPGEDMoCZ15MH00 | CFL | PGE | DMo | MH00 | CZ15 | rWtd | 0 | 0 | 0 |  | 0 | 0 | 0 | 0 | 0 | 0 | 0 | 57 | 58 | 60 | 59 | 57 | 60 | 1.262 | 1.236 | 1.004 | 0.896 | 1.262 | 1.004 | 1.7 | 1.7 | 1.025 | 1 | 1.7 | 1.025 | -0.0078472 | 0 | -0.0078298 | 0 | 0 | 0
CFLDMoMH00CZ16 | CFLPGEDMoCZ16MH00 | CFL | PGE | DMo | MH00 | CZ16 | rWtd | 1.0177 | 1.3196 | -0.017292 |  | 4508.742 | 644.106 | 3189.711 | 455.673 | 1094.9802 | 774.6441 | 10667.8563 | 61 | 62 | 64 | 63 | 61 | 64 | 1.08 | 0.85 | 0.996 | 0.678 | 1.08 | 0.996 | 1.4878 | 1.7317 | 1.0488 | 1.0244 | 1.4878 | 1.0488 | -0.024013 | 0 | -0.023891 | 0 | 0 | 0
CFLDMoMH06CZ01 | CFLPGEDMoCZ01MH06 | CFL | PGE | DMo | MH06 | CZ01 | rWtd | 0.96402 | 1.0462 | -0.024582 |  | 0.51457 | 0.074028 | 0.20567 | 0.029899 | 0.12542 | 0.050406 | 1 | 65 | 66 | 68 | 67 | 65 | 68 | 1 | 0.744 | 0.99 | 0.516 | 1 | 0.99 | 1.0488 | 1.0244 | 1.0488 | 1.0244 | 1.0488 | 1.0488 | -0.03413 | 0 | -0.03413 | 0 | 0 | 0
CFLDMoMH06CZ02 | CFLPGEDMoCZ02MH06 | CFL | PGE | DMo | MH06 | CZ02 | rWtd | 1.0684 | 1.825 | -0.020304 |  | 130.7152 | 18.6736 | 0 | 0 | 31.7451 | 0 | 181.1339 | 69 | 70 | 72 | 71 | 69 | 72 | 1.09 | 0.88 | 0.992 | 0.62 | 1.09 | 0.992 | 1.8049 | 2 | 1.0488 | 1.0488 | 1.8049 | 1.0488 | -0.028135 | 0 | -0.028067 | 0 | 0 | 0
CFLDMoMH06CZ03 | CFLPGEDMoCZ03MH06 | CFL | PGE | DMo | MH06 | CZ03 | rWtd | 0.95957 | 1.0269 | -0.017623 |  | 0 | 0 | 44.1924 | 6.3132 | 0 | 10.7324 | 61.238 | 73 | 74 | 76 | 75 | 73 | 76 | 1.04 | 0.88 | 0.994 | 0.66 | 1.04 | 0.994 | 1.6585 | 1.9024 | 1.0244 | 1.0488 | 1.6585 | 1.0244 | -0.024431 | 0 | -0.02442 | 0 | 0 | 0
CFLDMoMH06CZ04 | CFLPGEDMoCZ04MH06 | CFL | PGE | DMo | MH06 | CZ04 | rWtd | 1.0608 | 1.4928 | -0.014812 |  | 261.4304 | 37.3472 | 130.7152 | 18.6736 | 63.4902 | 31.7451 | 543.4018 | 77 | 78 | 80 | 79 | 77 | 80 | 1.12 | 1 | 0.996 | 0.716 | 1.12 | 0.996 | 1.7073 | 1.7805 | 1.0488 | 1.0488 | 1.7073 | 1.0488 | -0.020546 | 0 | -0.020481 | 0 | 0 | 0
CFLDMoMH06CZ05 | CFLPGEDMoCZ05MH06 | CFL | PGE | DMo | MH06 | CZ05 | rWtd | 0.95586 | 1.0227 | -0.019479 |  | 0 | 0 | 34.0144 | 4.8592 | 0 | 8.2606 | 47.1342 | 81 | 82 | 84 | 83 | 81 | 84 | 1.032 | 0.844 | 0.994 | 0.624 | 1.032 | 0.994 | 1.5455 | 1.5909 | 1.0227 | 1.0227 | 1.5455 | 1.0227 | -0.027047 | 0 | -0.026993 | 0 | 0 | 0
CFLDMoMH06CZ06 | CFLPGEDMoCZ06MH06 | CFL | PGE | DMo | MH06 | CZ06 | rWtd | 0 | 0 | 0 |  | 0 | 0 | 0 | 0 | 0 | 0 | 0 | 85 | 86 | 88 | 87 | 85 | 88 | 1.136 | 1.05 | 1.002 | 0.8 | 1.136 | 1.002 | 1.5682 | 1.7045 | 1.0227 | 1.0227 | 1.5682 | 1.0227 | -0.013508 | 0 | -0.013319 | 0 | 0 | 0
CFLDMoMH06CZ07 | CFLPGEDMoCZ07MH06 | CFL | PGE | DMo | MH06 | CZ07 | rWtd | 0 | 0 | 0 |  | 0 | 0 | 0 | 0 | 0 | 0 | 0 | 89 | 90 | 92 | 91 | 89 | 92 | 1.186 | 1.154 | 1.006 | 0.852 | 1.186 | 1.006 | 1.4545 | 1.6591 | 1 | 1.0227 | 1.4545 | 1 | -0.0099496 | 0 | -0.0099264 | 0 | 0 | 0
CFLDMoMH06CZ08 | CFLPGEDMoCZ08MH06 | CFL | PGE | DMo | MH06 | CZ08 | rWtd | 0 | 0 | 0 |  | 0 | 0 | 0 | 0 | 0 | 0 | 0 | 93 | 94 | 96 | 95 | 93 | 96 | 1.21 | 1.17 | 1.006 | 0.844 | 1.21 | 1.006 | 1.5227 | 1.6591 | 1.0227 | 1.0227 | 1.5227 | 1.0227 | -0.011161 | 0 | -0.011108 | 0 | 0 | 0
CFLDMoMH06CZ09 | CFLPGEDMoCZ09MH06 | CFL | PGE | DMo | MH06 | CZ09 | rWtd | 0 | 0 | 0 |  | 0 | 0 | 0 | 0 | 0 | 0 | 0 | 97 | 98 | 100 | 99 | 97 | 100 | 1.154 | 1.078 | 1.002 | 0.804 | 1.154 | 1.002 | 1.6591 | 1.8409 | 1.0227 | 1.0227 | 1.6591 | 1.0227 | -0.014257 | 0 | -0.014087 | 0 | 0 | 0
CFLDMoMH06CZ10 | CFLPGEDMoCZ10MH06 | CFL | PGE | DMo | MH06 | CZ10 | rWtd | 0 | 0 | 0 |  | 0 | 0 | 0 | 0 | 0 | 0 | 0 | 101 | 102 | 104 | 103 | 101 | 104 | 1.184 | 1.084 | 1.002 | 0.778 | 1.184 | 1.002 | 1.55 | 1.7 | 1.025 | 1.025 | 1.55 | 1.025 | -0.016413 | 0 | -0.016236 | 0 | 0 | 0
CFLDMoMH06CZ11 | CFLPGEDMoCZ11MH06 | CFL | PGE | DMo | MH06 | CZ11 | rWtd | 1.1492 | 1.6077 | -0.01416 |  | 230.496 | 32.928 | 0 | 0 | 55.9776 | 0 | 319.4016 | 105 | 106 | 108 | 107 | 105 | 108 | 1.162 | 1.038 | 0.998 | 0.734 | 1.162 | 0.998 | 1.6 | 1.675 | 1.025 | 1 | 1.6 | 1.025 | -0.019622 | 0 | -0.019578 | 0 | 0 | 0
CFLDMoMH06CZ12 | CFLPGEDMoCZ12MH06 | CFL | PGE | DMo | MH06 | CZ12 | rWtd | 1.1059 | 1.6379 | -0.016048 |  | 228.6088 | 32.6584 | 0 | 0 | 55.5193 | 0 | 316.7865 | 109 | 110 | 112 | 111 | 109 | 112 | 1.122 | 0.966 | 0.996 | 0.704 | 1.122 | 0.996 | 1.625 | 1.75 | 1.025 | 1 | 1.625 | 1.025 | -0.022238 | 0 | -0.02211 | 0 | 0 | 0
CFLDMoMH06CZ13 | CFLPGEDMoCZ13MH06 | CFL | PGE | DMo | MH06 | CZ13 | rWtd | 0.97305 | 1.0026 | -0.013122 |  | 0 | 0 | 130.7152 | 18.6736 | 0 | 31.7451 | 181.1339 | 113 | 114 | 116 | 115 | 113 | 116 | 1.172 | 1.056 | 0.998 | 0.756 | 1.172 | 0.998 | 1.55 | 1.575 | 1 | 1.025 | 1.55 | 1 | -0.01835 | 0 | -0.018183 | 0 | 0 | 0
CFLDMoMH06CZ14 | CFLPGEDMoCZ14MH06 | CFL | PGE | DMo | MH06 | CZ14 | rWtd | 0 | 0 | 0 |  | 0 | 0 | 0 | 0 | 0 | 0 | 0 | 117 | 118 | 120 | 119 | 117 | 120 | 1.162 | 1.004 | 0.996 | 0.722 | 1.162 | 0.996 | 1.6 | 1.6 | 1 | 1.025 | 1.6 | 1 | -0.021252 | 0 | -0.020967 | 0 | 0 | 0
CFLDMoMH06CZ15 | CFLPGEDMoCZ15MH06 | CFL | PGE | DMo | MH06 | CZ15 | rWtd | 0 | 0 | 0 |  | 0 | 0 | 0 | 0 | 0 | 0 | 0 | 121 | 122 | 124 | 123 | 121 | 124 | 1.268 | 1.212 | 1.004 | 0.896 | 1.268 | 1.004 | 1.45 | 1.4 | 1.025 | 1.025 | 1.45 | 1.025 | -0.0080034 | 0 | -0.0078362 | 0 | 0 | 0
CFLDMoMH06CZ16 | CFLPGEDMoCZ16MH06 | CFL | PGE | DMo | MH06 | CZ16 | rWtd | 1.0156 | 1.3966 | -0.016701 |  | 0.51584 | 0.073691 | 0.20581 | 0.029402 | 0.12527 | 0.049983 | 1 | 125 | 126 | 128 | 127 | 125 | 128 | 1.06 | 0.826 | 0.996 | 0.694 | 1.06 | 0.996 | 1.5366 | 1.6098 | 1.0244 | 1.0488 | 1.5366 | 1.0244 | -0.023174 | 0 | -0.023062 | 0 | 0 | 0
CFLDMoMH15CZ01 | CFLPGEDMoCZ01MH15 | CFL | PGE | DMo | MH15 | CZ01 | rWtd | 0.96505 | 1.0462 | -0.024582 |  | 0.51457 | 0.074028 | 0.20567 | 0.029899 | 0.12542 | 0.050406 | 1 | 129 | 130 | 132 | 131 | 129 | 132 | 1 | 0.758 | 0.99 | 0.516 | 1 | 0.99 | 1.0488 | 1.0244 | 1.0488 | 1.0244 | 1.0488 | 1.0488 | -0.03413 | 0 | -0.03413 | 0 | 0 | 0
CFLDMoMH15CZ02 | CFLPGEDMoCZ02MH15 | CFL | PGE | DMo | MH15 | CZ02 | rWtd | 1.0598 | 1.7812 | -0.020405 |  | 130.7152 | 18.6736 | 0 | 0 | 31.7451 | 0 | 181.1339 | 133 | 134 | 136 | 135 | 133 | 136 | 1.08 | 0.884 | 0.992 | 0.62 | 1.08 | 0.992 | 1.7561 | 2 | 1.0488 | 1.0488 | 1.7561 | 1.0488 | -0.028275 | 0 | -0.028067 | 0 | 0 | 0
CFLDMoMH15CZ03 | CFLPGEDMoCZ03MH15 | CFL | PGE | DMo | MH15 | CZ03 | rWtd | 0.95957 | 1.0269 | -0.017623 |  | 0 | 0 | 44.1924 | 6.3132 | 0 | 10.7324 | 61.238 | 137 | 138 | 140 | 139 | 137 | 140 | 1.036 | 0.888 | 0.994 | 0.66 | 1.036 | 0.994 | 1.6341 | 1.8293 | 1.0244 | 1.0488 | 1.6341 | 1.0244 | -0.024542 | 0 | -0.02442 | 0 | 0 | 0
CFLDMoMH15CZ04 | CFLPGEDMoCZ04MH15 | CFL | PGE | DMo | MH15 | CZ04 | rWtd | 1.0535 | 1.4586 | -0.014857 |  | 261.4304 | 37.3472 | 130.7152 | 18.6736 | 63.4902 | 31.7451 | 543.4018 | 141 | 142 | 144 | 143 | 141 | 144 | 1.108 | 0.998 | 0.996 | 0.716 | 1.108 | 0.996 | 1.6585 | 1.7073 | 1.0488 | 1.0488 | 1.6585 | 1.0488 | -0.020641 | 0 | -0.020481 | 0 | 0 | 0
CFLDMoMH15CZ05 | CFLPGEDMoCZ05MH15 | CFL | PGE | DMo | MH15 | CZ05 | rWtd | 0.95586 | 1.0227 | -0.019479 |  | 0 | 0 | 34.0144 | 4.8592 | 0 | 8.2606 | 47.1342 | 145 | 146 | 148 | 147 | 145 | 148 | 1.028 | 0.852 | 0.994 | 0.624 | 1.028 | 0.994 | 1.5 | 1.5455 | 1.0227 | 1.0227 | 1.5 | 1.0227 | -0.027169 | 0 | -0.026993 | 0 | 0 | 0
CFLDMoMH15CZ06 | CFLPGEDMoCZ06MH15 | CFL | PGE | DMo | MH15 | CZ06 | rWtd | 0 | 0 | 0 |  | 0 | 0 | 0 | 0 | 0 | 0 | 0 | 149 | 150 | 152 | 151 | 149 | 152 | 1.12 | 1.048 | 1.002 | 0.8 | 1.12 | 1.002 | 1.5 | 1.6591 | 1.0227 | 1.0227 | 1.5 | 1.0227 | -0.013573 | 0 | -0.013319 | 0 | 0 | 0
CFLDMoMH15CZ07 | CFLPGEDMoCZ07MH15 | CFL | PGE | DMo | MH15 | CZ07 | rWtd | 0 | 0 | 0 |  | 0 | 0 | 0 | 0 | 0 | 0 | 0 | 153 | 154 | 156 | 155 | 153 | 156 | 1.164 | 1.142 | 1.006 | 0.852 | 1.164 | 1.006 | 1.4091 | 1.6364 | 1 | 1.0227 | 1.4091 | 1 | -0.0099934 | 0 | -0.0099264 | 0 | 0 | 0
CFLDMoMH15CZ08 | CFLPGEDMoCZ08MH15 | CFL | PGE | DMo | MH15 | CZ08 | rWtd | 0 | 0 | 0 |  | 0 | 0 | 0 | 0 | 0 | 0 | 0 | 157 | 158 | 160 | 159 | 157 | 160 | 1.188 | 1.158 | 1.006 | 0.844 | 1.188 | 1.006 | 1.5 | 1.6136 | 1.0227 | 1.0227 | 1.5 | 1.0227 | -0.011214 | 0 | -0.011108 | 0 | 0 | 0
CFLDMoMH15CZ09 | CFLPGEDMoCZ09MH15 | CFL | PGE | DMo | MH15 | CZ09 | rWtd | 0 | 0 | 0 |  | 0 | 0 | 0 | 0 | 0 | 0 | 0 | 161 | 162 | 164 | 163 | 161 | 164 | 1.14 | 1.072 | 1.002 | 0.804 | 1.14 | 1.002 | 1.5909 | 1.7727 | 1.0227 | 1.0227 | 1.5909 | 1.0227 | -0.014327 | 0 | -0.014087 | 0 | 0 | 0
CFLDMoMH15CZ10 | CFLPGEDMoCZ10MH15 | CFL | PGE | DMo | MH15 | CZ10 | rWtd | 0 | 0 | 0 |  | 0 | 0 | 0 | 0 | 0 | 0 | 0 | 165 | 166 | 168 | 167 | 165 | 168 | 1.164 | 1.076 | 1.002 | 0.778 | 1.164 | 1.002 | 1.525 | 1.65 | 1.025 | 1.025 | 1.525 | 1.025 | -0.016494 | 0 | -0.016236 | 0 | 0 | 0
CFLDMoMH15CZ11 | CFLPGEDMoCZ11MH15 | CFL | PGE | DMo | MH15 | CZ11 | rWtd | 1.1342 | 1.5577 | -0.014235 |  | 230.496 | 32.928 | 0 | 0 | 55.9776 | 0 | 319.4016 | 169 | 170 | 172 | 171 | 169 | 172 | 1.146 | 1.032 | 0.998 | 0.734 | 1.146 | 0.998 | 1.55 | 1.625 | 1.025 | 1 | 1.55 | 1.025 | -0.019725 | 0 | -0.019578 | 0 | 0 | 0
CFLDMoMH15CZ12 | CFLPGEDMoCZ12MH15 | CFL | PGE | DMo | MH15 | CZ12 | rWtd | 1.0969 | 1.5853 | -0.016127 |  | 228.6088 | 32.6584 | 0 | 0 | 55.5193 | 0 | 316.7865 | 173 | 174 | 176 | 175 | 173 | 176 | 1.112 | 0.966 | 0.996 | 0.704 | 1.112 | 0.996 | 1.575 | 1.675 | 1.025 | 1 | 1.575 | 1.025 | -0.022347 | 0 | -0.02211 | 0 | 0 | 0
CFLDMoMH15CZ13 | CFLPGEDMoCZ13MH15 | CFL | PGE | DMo | MH15 | CZ13 | rWtd | 0.97305 | 1.0026 | -0.013122 |  | 0 | 0 | 130.7152 | 18.6736 | 0 | 31.7451 | 181.1339 | 177 | 178 | 180 | 179 | 177 | 180 | 1.158 | 1.05 | 0.998 | 0.756 | 1.158 | 0.998 | 1.55 | 1.55 | 1 | 1.025 | 1.55 | 1 | -0.018444 | 0 | -0.018183 | 0 | 0 | 0
CFLDMoMH15CZ14 | CFLPGEDMoCZ14MH15 | CFL | PGE | DMo | MH15 | CZ14 | rWtd | 0 | 0 | 0 |  | 0 | 0 | 0 | 0 | 0 | 0 | 0 | 181 | 182 | 184 | 183 | 181 | 184 | 1.144 | 1 | 0.996 | 0.722 | 1.144 | 0.996 | 1.575 | 1.6 | 1 | 1.025 | 1.575 | 1 | -0.021374 | 0 | -0.020967 | 0 | 0 | 0
CFLDMoMH15CZ15 | CFLPGEDMoCZ15MH15 | CFL | PGE | DMo | MH15 | CZ15 | rWtd | 0 | 0 | 0 |  | 0 | 0 | 0 | 0 | 0 | 0 | 0 | 185 | 186 | 188 | 187 | 185 | 188 | 1.244 | 1.196 | 1.004 | 0.896 | 1.244 | 1.004 | 1.425 | 1.375 | 1.025 | 1.025 | 1.425 | 1.025 | -0.0080476 | 0 | -0.0078362 | 0 | 0 | 0
CFLDMoMH15CZ16 | CFLPGEDMoCZ16MH15 | CFL | PGE | DMo | MH15 | CZ16 | rWtd | 1.0122 | 1.3617 | -0.01676 |  | 0.51584 | 0.073691 | 0.20581 | 0.029402 | 0.12527 | 0.049983 | 1 | 189 | 190 | 192 | 191 | 189 | 192 | 1.054 | 0.832 | 0.996 | 0.694 | 1.054 | 0.996 | 1.4878 | 1.561 | 1.0244 | 1.0488 | 1.4878 | 1.0244 | -0.02329 | 0 | -0.023062 | 0 | 0 | 0
CFLDMoMH72CZ01 | CFLSCEDMoCZ01MH72 | CFL | SCE | DMo | MH72 | CZ01 | rWtd | 0 | 0 | 0 |  | 0 | 0 | 0 | 0 | 0 | 0 | 0 | 193 | 194 | 196 | 195 | 193 | 196 | 1 | 0.756 | 0.99 | 0.566 | 1 | 0.99 | 1.0488 | 1.0488 | 1.0488 | 1.0488 | 1.0488 | 1.0488 | -0.032317 | 0 | -0.032344 | 0 | 0 | 0
CFLDMoMH72CZ02 | CFLSCEDMoCZ02MH72 | CFL | SCE | DMo | MH72 | CZ02 | rWtd | 0 | 0 | 0 |  | 0 | 0 | 0 | 0 | 0 | 0 | 0 | 197 | 198 | 200 | 199 | 197 | 200 | 1.072 | 0.88 | 0.992 | 0.642 | 1.072 | 0.992 | 2 | 2 | 1.0488 | 1.0488 | 2 | 1.0488 | -0.025518 | 0 | -0.02529 | 0 | 0 | 0
CFLDMoMH72CZ03 | CFLSCEDMoCZ03MH72 | CFL | SCE | DMo | MH72 | CZ03 | rWtd | 0 | 0 | 0 |  | 0 | 0 | 0 | 0 | 0 | 0 | 0 | 201 | 202 | 204 | 203 | 201 | 204 | 1.038 | 0.892 | 0.994 | 0.684 | 1.038 | 0.994 | 1.8293 | 2 | 1.0244 | 1.0244 | 1.8293 | 1.0244 | -0.022121 | 0 | -0.022121 | 0 | 0 | 0
CFLDMoMH72CZ04 | CFLSCEDMoCZ04MH72 | CFL | SCE | DMo | MH72 | CZ04 | rWtd | 0 | 0 | 0 |  | 0 | 0 | 0 | 0 | 0 | 0 | 0 | 205 | 206 | 208 | 207 | 205 | 208 | 1.126 | 1.036 | 1 | 0.766 | 1.126 | 1 | 1.7805 | 2 | 1.0244 | 1.0488 | 1.7805 | 1.0244 | -0.016455 | 0 | -0.016492 | 0 | 0 | 0
CFLDMoMH72CZ05 | CFLSCEDMoCZ05MH72 | CFL | SCE | DMo | MH72 | CZ05 | rWtd | 1.0015 | 1.4292 | -0.018201 |  | 0.58316 | 0.083308 | 0.13849 | 0.019784 | 0.14162 | 0.033633 | 1 | 209 | 210 | 212 | 211 | 209 | 212 | 1.03 | 0.852 | 0.994 | 0.65 | 1.03 | 0.994 | 1.5 | 1.75 | 1.0227 | 1.0227 | 1.5 | 1.0227 | -0.025266 | 0 | -0.025031 | 0 | 0 | 0
CFLDMoMH72CZ06 | CFLSCEDMoCZ06MH72 | CFL | SCE | DMo | MH72 | CZ06 | rWtd | 1.031 | 1.1639 | -0.0070528 |  | 4674.852 | 667.836 | 13779.143 | 1968.449 | 1135.3212 | 3346.3633 | 25571.9645 | 213 | 214 | 216 | 215 | 213 | 216 | 1.162 | 1.116 | 1.004 | 0.85 | 1.162 | 1.004 | 1.5682 | 1.75 | 1.0227 | 1 | 1.5682 | 1.0227 | -0.009758 | 0 | -0.0097784 | 0 | 0 | 0
CFLDMoMH72CZ07 | CFLSCEDMoCZ07MH72 | CFL | SCE | DMo | MH72 | CZ07 | rWtd | 0 | 0 | 0 |  | 0 | 0 | 0 | 0 | 0 | 0 | 0 | 217 | 218 | 220 | 219 | 217 | 220 | 1.152 | 1.096 | 1.002 | 0.812 | 1.152 | 1.002 | 1.5909 | 1.8409 | 1.0227 | 1 | 1.5909 | 1.0227 | -0.012779 | 0 | -0.01275 | 0 | 0 | 0
CFLDMoMH72CZ08 | CFLSCEDMoCZ08MH72 | CFL | SCE | DMo | MH72 | CZ08 | rWtd | 1.1553 | 1.4958 | -0.007915 |  | 13719.0452 | 1959.8636 | 3573.003 | 510.429 | 3331.7681 | 867.7293 | 23961.8382 | 221 | 222 | 224 | 223 | 221 | 224 | 1.202 | 1.172 | 1.004 | 0.846 | 1.202 | 1.004 | 1.5909 | 1.8636 | 1.0227 | 1.0227 | 1.5909 | 1.0227 | -0.010971 | 0 | -0.010955 | 0 | 0 | 0
CFLDMoMH72CZ09 | CFLSCEDMoCZ09MH72 | CFL | SCE | DMo | MH72 | CZ09 | rWtd | 1.1458 | 1.5321 | -0.0089178 |  | 17609.949 | 2515.707 | 3873.926 | 553.418 | 4276.7019 | 940.8106 | 29770.5125 | 225 | 226 | 228 | 227 | 225 | 228 | 1.186 | 1.142 | 1.002 | 0.824 | 1.186 | 1.002 | 1.6136 | 1.9091 | 1.0227 | 1.0227 | 1.6136 | 1.0227 | -0.012368 | 0 | -0.012308 | 0 | 0 | 0
CFLDMoMH72CZ10 | CFLSCEDMoCZ10MH72 | CFL | SCE | DMo | MH72 | CZ10 | rWtd | 1.1719 | 1.6244 | -0.0086468 |  | 33518.8112 | 4788.4016 | 1474.914 | 210.702 | 8140.2827 | 358.1934 | 48491.3049 | 229 | 230 | 232 | 231 | 229 | 232 | 1.186 | 1.128 | 1.004 | 0.834 | 1.186 | 1.004 | 1.625 | 1.875 | 1.025 | 1.025 | 1.625 | 1.025 | -0.011985 | 0 | -0.011921 | 0 | 0 | 0
CFLDMoMH72CZ11 | CFLSCEDMoCZ11MH72 | CFL | SCE | DMo | MH72 | CZ11 | rWtd | 0 | 0 | 0 |  | 0 | 0 | 0 | 0 | 0 | 0 | 0 | 233 | 234 | 236 | 235 | 233 | 236 | 1.152 | 1.038 | 0.998 | 0.736 | 1.152 | 0.998 | 1.65 | 1.875 | 1 | 1 | 1.65 | 1 | -0.019283 | 0 | -0.019251 | 0 | 0 | 0
CFLDMoMH72CZ12 | CFLSCEDMoCZ12MH72 | CFL | SCE | DMo | MH72 | CZ12 | rWtd | 0 | 0 | 0 |  | 0 | 0 | 0 | 0 | 0 | 0 | 0 | 237 | 238 | 240 | 239 | 237 | 240 | 1.132 | 1 | 0.996 | 0.73 | 1.132 | 0.996 | 1.675 | 1.875 | 1.025 | 1 | 1.675 | 1.025 | -0.019639 | 0 | -0.019576 | 0 | 0 | 0
CFLDMoMH72CZ13 | CFLSCEDMoCZ13MH72 | CFL | SCE | DMo | MH72 | CZ13 | rWtd | 1.1695 | 1.643 | -0.011962 |  | 4228.525 | 604.075 | 0 | 0 | 1026.9275 | 0 | 5859.5275 | 241 | 242 | 244 | 243 | 241 | 244 | 1.178 | 1.096 | 1 | 0.77 | 1.178 | 1 | 1.625 | 1.8 | 1.025 | 1 | 1.625 | 1.025 | -0.016576 | 0 | -0.01653 | 0 | 0 | 0
CFLDMoMH72CZ14 | CFLSCEDMoCZ14MH72 | CFL | SCE | DMo | MH72 | CZ14 | rWtd | 1.1439 | 1.6285 | -0.012379 |  | 10005.093 | 1429.299 | 672.868 | 96.124 | 2429.8083 | 163.4108 | 14796.6031 | 245 | 246 | 248 | 247 | 245 | 248 | 1.166 | 1.062 | 0.998 | 0.768 | 1.166 | 0.998 | 1.65 | 1.85 | 1 | 1.025 | 1.65 | 1 | -0.017164 | 0 | -0.017002 | 0 | 0 | 0
CFLDMoMH72CZ15 | CFLSCEDMoCZ15MH72 | CFL | SCE | DMo | MH72 | CZ15 | rWtd | 1.2421 | 1.6224 | -0.0044165 |  | 3817.4178 | 545.3454 | 0 | 0 | 927.0872 | 0 | 5289.8504 | 249 | 250 | 252 | 251 | 249 | 252 | 1.244 | 1.226 | 1.006 | 0.918 | 1.244 | 1.006 | 1.625 | 1.6 | 1 | 1.025 | 1.625 | 1 | -0.00612 | 0 | -0.0061218 | 0 | 0 | 0
CFLDMoMH72CZ16 | CFLSCEDMoCZ16MH72 | CFL | SCE | DMo | MH72 | CZ16 | rWtd | 1.0667 | 1.481 | -0.017133 |  | 10849.531 | 1549.933 | 0 | 0 | 2634.8861 | 0 | 15034.3501 | 253 | 254 | 256 | 255 | 253 | 256 | 1.09 | 0.864 | 0.994 | 0.68 | 1.09 | 0.994 | 1.4634 | 1.6341 | 1.0488 | 1.0244 | 1.4634 | 1.0488 | -0.023742 | 0 | -0.023619 | 0 | 0 | 0
CFLDMoMH85CZ01 | CFLSCEDMoCZ01MH85 | CFL | SCE | DMo | MH85 | CZ01 | rWtd | 0 | 0 | 0 |  | 0 | 0 | 0 | 0 | 0 | 0 | 0 | 257 | 258 | 260 | 259 | 257 | 260 | 1 | 0.692 | 0.984 | 0.462 | 1 | 0.984 | 1.0488 | 1.0244 | 1.0488 | 1.0244 | 1.0488 | 1.0488 | -0.03413 | 0 | -0.03413 | 0 | 0 | 0
CFLDMoMH85CZ02 | CFLSCEDMoCZ02MH85 | CFL | SCE | DMo | MH85 | CZ02 | rWtd | 0 | 0 | 0 |  | 0 | 0 | 0 | 0 | 0 | 0 | 0 | 261 | 262 | 264 | 263 | 261 | 264 | 1.016 | 0.774 | 0.988 | 0.59 | 1.016 | 0.988 | 2 | 2 | 1.0488 | 1.0244 | 2 | 1.0488 | -0.030304 | 0 | -0.030174 | 0 | 0 | 0
CFLDMoMH85CZ03 | CFLSCEDMoCZ03MH85 | CFL | SCE | DMo | MH85 | CZ03 | rWtd | 0 | 0 | 0 |  | 0 | 0 | 0 | 0 | 0 | 0 | 0 | 265 | 266 | 268 | 267 | 265 | 268 | 1.04 | 0.85 | 0.988 | 0.6 | 1.04 | 0.988 | 1.7805 | 2 | 1.0488 | 1.0244 | 1.7805 | 1.0488 | -0.029098 | 0 | -0.029064 | 0 | 0 | 0
CFLDMoMH85CZ04 | CFLSCEDMoCZ04MH85 | CFL | SCE | DMo | MH85 | CZ04 | rWtd | 0 | 0 | 0 |  | 0 | 0 | 0 | 0 | 0 | 0 | 0 | 269 | 270 | 272 | 271 | 269 | 272 | 1.132 | 1.002 | 0.994 | 0.678 | 1.132 | 0.994 | 1.6341 | 1.9268 | 1.0244 | 1.0244 | 1.6341 | 1.0244 | -0.022997 | 0 | -0.022889 | 0 | 0 | 0
CFLDMoMH85CZ05 | CFLSCEDMoCZ05MH85 | CFL | SCE | DMo | MH85 | CZ05 | rWtd | 1.0009 | 1.4622 | -0.019672 |  | 0.58316 | 0.083308 | 0.13849 | 0.019784 | 0.14162 | 0.033633 | 1 | 273 | 274 | 276 | 275 | 273 | 276 | 1.032 | 0.84 | 0.992 | 0.618 | 1.032 | 0.992 | 1.5455 | 1.75 | 1.0227 | 1.0227 | 1.5455 | 1.0227 | -0.027266 | 0 | -0.027235 | 0 | 0 | 0
CFLDMoMH85CZ06 | CFLSCEDMoCZ06MH85 | CFL | SCE | DMo | MH85 | CZ06 | rWtd | 1.0168 | 1.1611 | -0.01093 |  | 4674.852 | 667.836 | 13779.143 | 1968.449 | 1135.3212 | 3346.3633 | 25571.9645 | 277 | 278 | 280 | 279 | 277 | 280 | 1.14 | 1.074 | 1 | 0.78 | 1.14 | 1 | 1.5455 | 1.7727 | 1.0227 | 1.0227 | 1.5455 | 1.0227 | -0.015238 | 0 | -0.015115 | 0 | 0 | 0
CFLDMoMH85CZ07 | CFLSCEDMoCZ07MH85 | CFL | SCE | DMo | MH85 | CZ07 | rWtd | 0 | 0 | 0 |  | 0 | 0 | 0 | 0 | 0 | 0 | 0 | 281 | 282 | 284 | 283 | 281 | 284 | 1.144 | 1.068 | 0.998 | 0.766 | 1.144 | 0.998 | 1.5682 | 1.8864 | 1.0227 | 1 | 1.5682 | 1.0227 | -0.016458 | 0 | -0.016562 | 0 | 0 | 0
CFLDMoMH85CZ08 | CFLSCEDMoCZ08MH85 | CFL | SCE | DMo | MH85 | CZ08 | rWtd | 1.1308 | 1.4916 | -0.0098857 |  | 13719.0452 | 1959.8636 | 3573.003 | 510.429 | 3331.7681 | 867.7293 | 23961.8382 | 285 | 286 | 288 | 287 | 285 | 288 | 1.174 | 1.13 | 1.002 | 0.81 | 1.174 | 1.002 | 1.5909 | 1.8636 | 1 | 1.0227 | 1.5909 | 1 | -0.013704 | 0 | -0.013677 | 0 | 0 | 0
CFLDMoMH85CZ09 | CFLSCEDMoCZ09MH85 | CFL | SCE | DMo | MH85 | CZ09 | rWtd | 1.1252 | 1.58 | -0.011475 |  | 17609.949 | 2515.707 | 3873.926 | 553.418 | 4276.7019 | 940.8106 | 29770.5125 | 289 | 290 | 292 | 291 | 289 | 292 | 1.166 | 1.09 | 0.998 | 0.778 | 1.166 | 0.998 | 1.6818 | 1.9318 | 1 | 1 | 1.6818 | 1 | -0.01591 | 0 | -0.015858 | 0 | 0 | 0
CFLDMoMH85CZ10 | CFLSCEDMoCZ10MH85 | CFL | SCE | DMo | MH85 | CZ10 | rWtd | 1.1564 | 1.6243 | -0.012021 |  | 33518.8112 | 4788.4016 | 1474.914 | 210.702 | 8140.2827 | 358.1934 | 48491.3049 | 293 | 294 | 296 | 295 | 293 | 296 | 1.174 | 1.08 | 1 | 0.774 | 1.174 | 1 | 1.625 | 1.875 | 1.025 | 1 | 1.625 | 1.025 | -0.01666 | 0 | -0.016621 | 0 | 0 | 0
CFLDMoMH85CZ11 | CFLSCEDMoCZ11MH85 | CFL | SCE | DMo | MH85 | CZ11 | rWtd | 0 | 0 | 0 |  | 0 | 0 | 0 | 0 | 0 | 0 | 0 | 297 | 298 | 300 | 299 | 297 | 300 | 1.154 | 1.01 | 0.994 | 0.674 | 1.154 | 0.994 | 1.65 | 1.825 | 1 | 1.025 | 1.65 | 1 | -0.02404 | 0 | -0.023949 | 0 | 0 | 0
CFLDMoMH85CZ12 | CFLSCEDMoCZ12MH85 | CFL | SCE | DMo | MH85 | CZ12 | rWtd | 0 | 0 | 0 |  | 0 | 0 | 0 | 0 | 0 | 0 | 0 | 301 | 302 | 304 | 303 | 301 | 304 | 1.116 | 0.958 | 0.994 | 0.682 | 1.116 | 0.994 | 1.75 | 1.975 | 1.025 | 1.025 | 1.75 | 1.025 | -0.023437 | 0 | -0.023338 | 0 | 0 | 0
CFLDMoMH85CZ13 | CFLSCEDMoCZ13MH85 | CFL | SCE | DMo | MH85 | CZ13 | rWtd | 1.1661 | 1.6206 | -0.013188 |  | 4228.525 | 604.075 | 0 | 0 | 1026.9275 | 0 | 5859.5275 | 305 | 306 | 308 | 307 | 305 | 308 | 1.176 | 1.08 | 0.998 | 0.748 | 1.176 | 0.998 | 1.6 | 1.8 | 1.025 | 1.025 | 1.6 | 1.025 | -0.018274 | 0 | -0.01821 | 0 | 0 | 0
CFLDMoMH85CZ14 | CFLSCEDMoCZ14MH85 | CFL | SCE | DMo | MH85 | CZ14 | rWtd | 1.1213 | 1.5548 | -0.016493 |  | 10005.093 | 1429.299 | 672.868 | 96.124 | 2429.8083 | 163.4108 | 14796.6031 | 309 | 310 | 312 | 311 | 309 | 312 | 1.148 | 0.992 | 0.994 | 0.696 | 1.148 | 0.994 | 1.575 | 1.725 | 1.025 | 1.025 | 1.575 | 1.025 | -0.022872 | 0 | -0.022588 | 0 | 0 | 0
CFLDMoMH85CZ15 | CFLSCEDMoCZ15MH85 | CFL | SCE | DMo | MH85 | CZ15 | rWtd | 1.2531 | 1.6698 | -0.0059939 |  | 3817.4178 | 545.3454 | 0 | 0 | 927.0872 | 0 | 5289.8504 | 313 | 314 | 316 | 315 | 313 | 316 | 1.258 | 1.21 | 1.004 | 0.89 | 1.258 | 1.004 | 1.675 | 1.625 | 1.025 | 1 | 1.675 | 1.025 | -0.0083058 | 0 | -0.0083432 | 0 | 0 | 0
CFLDMoMH85CZ16 | CFLSCEDMoCZ16MH85 | CFL | SCE | DMo | MH85 | CZ16 | rWtd | 1.0337 | 1.5542 | -0.023106 |  | 10849.531 | 1549.933 | 0 | 0 | 2634.8861 | 0 | 15034.3501 | 317 | 318 | 320 | 319 | 317 | 320 | 1.064 | 0.77 | 0.988 | 0.586 | 1.064 | 0.988 | 1.5366 | 1.7073 | 1.0488 | 1.0244 | 1.5366 | 1.0488 | -0.032018 | 0 | -0.031725 | 0 | 0 | 0
CFLDMoMH00CZ01 | CFLSCEDMoCZ01MH00 | CFL | SCE | DMo | MH00 | CZ01 | rWtd | 0 | 0 | 0 |  | 0 | 0 | 0 | 0 | 0 | 0 | 0 | 1 | 2 | 4 | 3 | 1 | 4 | 1 | 0.742 | 0.99 | 0.548 | 1 | 0.99 | 1.0488 | 1.0244 | 1.0488 | 1.0244 | 1.0488 | 1.0488 | -0.03413 | 0 | -0.03413 | 0 | 0 | 0
CFLDMoMH00CZ02 | CFLSCEDMoCZ02MH00 | CFL | SCE | DMo | MH00 | CZ02 | rWtd | 0 | 0 | 0 |  | 0 | 0 | 0 | 0 | 0 | 0 | 0 | 5 | 6 | 8 | 7 | 5 | 8 | 1.074 | 0.888 | 0.994 | 0.666 | 1.074 | 0.994 | 2 | 2 | 1.0488 | 1.0244 | 2 | 1.0488 | -0.024514 | 0 | -0.02447 | 0 | 0 | 0
CFLDMoMH00CZ03 | CFLSCEDMoCZ03MH00 | CFL | SCE | DMo | MH00 | CZ03 | rWtd | 0 | 0 | 0 |  | 0 | 0 | 0 | 0 | 0 | 0 | 0 | 9 | 10 | 12 | 11 | 9 | 12 | 1.02 | 0.842 | 0.992 | 0.628 | 1.02 | 0.992 | 2 | 2 | 1.0488 | 1.0244 | 2 | 1.0488 | -0.026603 | 0 | -0.026555 | 0 | 0 | 0
CFLDMoMH00CZ04 | CFLSCEDMoCZ04MH00 | CFL | SCE | DMo | MH00 | CZ04 | rWtd | 0 | 0 | 0 |  | 0 | 0 | 0 | 0 | 0 | 0 | 0 | 13 | 14 | 16 | 15 | 13 | 16 | 1.108 | 0.958 | 0.994 | 0.668 | 1.108 | 0.994 | 1.8537 | 2 | 1.0244 | 1.0244 | 1.8537 | 1.0244 | -0.02397 | 0 | -0.023849 | 0 | 0 | 0
CFLDMoMH00CZ05 | CFLSCEDMoCZ05MH00 | CFL | SCE | DMo | MH00 | CZ05 | rWtd | 0.98666 | 1.5355 | -0.024105 |  | 0.58316 | 0.083308 | 0.13849 | 0.019784 | 0.14162 | 0.033633 | 1 | 17 | 18 | 20 | 19 | 17 | 20 | 1.022 | 0.782 | 0.988 | 0.542 | 1.022 | 0.988 | 1.6364 | 1.8864 | 1 | 1.0227 | 1.6364 | 1 | -0.033435 | 0 | -0.033269 | 0 | 0 | 0
CFLDMoMH00CZ06 | CFLSCEDMoCZ06MH00 | CFL | SCE | DMo | MH00 | CZ06 | rWtd | 1.0194 | 1.162 | -0.011959 |  | 4674.852 | 667.836 | 13779.143 | 1968.449 | 1135.3212 | 3346.3633 | 25571.9645 | 21 | 22 | 24 | 23 | 21 | 24 | 1.158 | 1.068 | 1 | 0.762 | 1.158 | 1 | 1.6136 | 1.8636 | 1 | 1 | 1.6136 | 1 | -0.016582 | 0 | -0.016569 | 0 | 0 | 0
CFLDMoMH00CZ07 | CFLSCEDMoCZ07MH00 | CFL | SCE | DMo | MH00 | CZ07 | rWtd | 0 | 0 | 0 |  | 0 | 0 | 0 | 0 | 0 | 0 | 0 | 25 | 26 | 28 | 27 | 25 | 28 | 1.122 | 1.034 | 1 | 0.758 | 1.122 | 1 | 1.6591 | 2 | 1.0227 | 1.0227 | 1.6591 | 1.0227 | -0.016925 | 0 | -0.017009 | 0 | 0 | 0
CFLDMoMH00CZ08 | CFLSCEDMoCZ08MH00 | CFL | SCE | DMo | MH00 | CZ08 | rWtd | 1.147 | 1.5282 | -0.011065 |  | 13719.0452 | 1959.8636 | 3573.003 | 510.429 | 3331.7681 | 867.7293 | 23961.8382 | 29 | 30 | 32 | 31 | 29 | 32 | 1.196 | 1.142 | 1.002 | 0.79 | 1.196 | 1.002 | 1.6364 | 1.8636 | 1.0227 | 1.0227 | 1.6364 | 1.0227 | -0.015365 | 0 | -0.015209 | 0 | 0 | 0
CFLDMoMH00CZ09 | CFLSCEDMoCZ09MH00 | CFL | SCE | DMo | MH00 | CZ09 | rWtd | 1.1218 | 1.6344 | -0.011967 |  | 17609.949 | 2515.707 | 3873.926 | 553.418 | 4276.7019 | 940.8106 | 29770.5125 | 33 | 34 | 36 | 35 | 33 | 36 | 1.162 | 1.082 | 1 | 0.77 | 1.162 | 1 | 1.75 | 1.9773 | 1 | 1.0227 | 1.75 | 1 | -0.016607 | 0 | -0.01647 | 0 | 0 | 0
CFLDMoMH00CZ10 | CFLSCEDMoCZ10MH00 | CFL | SCE | DMo | MH00 | CZ10 | rWtd | 1.1706 | 1.6293 | -0.012 |  | 33518.8112 | 4788.4016 | 1474.914 | 210.702 | 8140.2827 | 358.1934 | 48491.3049 | 37 | 38 | 40 | 39 | 37 | 40 | 1.188 | 1.102 | 1 | 0.774 | 1.188 | 1 | 1.625 | 1.925 | 1.025 | 1.025 | 1.625 | 1.025 | -0.016635 | 0 | -0.016475 | 0 | 0 | 0
CFLDMoMH00CZ11 | CFLSCEDMoCZ11MH00 | CFL | SCE | DMo | MH00 | CZ11 | rWtd | 0 | 0 | 0 |  | 0 | 0 | 0 | 0 | 0 | 0 | 0 | 41 | 42 | 44 | 43 | 41 | 44 | 1.17 | 1.01 | 0.994 | 0.662 | 1.17 | 0.994 | 1.7 | 1.925 | 1 | 1.025 | 1.7 | 1 | -0.025179 | 0 | -0.025057 | 0 | 0 | 0
CFLDMoMH00CZ12 | CFLSCEDMoCZ12MH00 | CFL | SCE | DMo | MH00 | CZ12 | rWtd | 0 | 0 | 0 |  | 0 | 0 | 0 | 0 | 0 | 0 | 0 | 45 | 46 | 48 | 47 | 45 | 48 | 1.136 | 1 | 0.998 | 0.72 | 1.136 | 0.998 | 1.75 | 2 | 1 | 1.025 | 1.75 | 1 | -0.020659 | 0 | -0.020599 | 0 | 0 | 0
CFLDMoMH00CZ13 | CFLSCEDMoCZ13MH00 | CFL | SCE | DMo | MH00 | CZ13 | rWtd | 1.1779 | 1.693 | -0.013415 |  | 4228.525 | 604.075 | 0 | 0 | 1026.9275 | 0 | 5859.5275 | 49 | 50 | 52 | 51 | 49 | 52 | 1.188 | 1.09 | 0.998 | 0.746 | 1.188 | 0.998 | 1.675 | 1.85 | 1.025 | 1.025 | 1.675 | 1.025 | -0.01859 | 0 | -0.018535 | 0 | 0 | 0
CFLDMoMH00CZ14 | CFLSCEDMoCZ14MH00 | CFL | SCE | DMo | MH00 | CZ14 | rWtd | 1.1351 | 1.6986 | -0.015507 |  | 10005.093 | 1429.299 | 672.868 | 96.124 | 2429.8083 | 163.4108 | 14796.6031 | 53 | 54 | 56 | 55 | 53 | 56 | 1.162 | 1.01 | 0.996 | 0.722 | 1.162 | 0.996 | 1.725 | 1.925 | 1 | 1 | 1.725 | 1 | -0.021503 | 0 | -0.021258 | 0 | 0 | 0
CFLDMoMH00CZ15 | CFLSCEDMoCZ15MH00 | CFL | SCE | DMo | MH00 | CZ15 | rWtd | 1.2593 | 1.7 | -0.0056629 |  | 3817.4178 | 545.3454 | 0 | 0 | 927.0872 | 0 | 5289.8504 | 57 | 58 | 60 | 59 | 57 | 60 | 1.262 | 1.236 | 1.004 | 0.896 | 1.262 | 1.004 | 1.7 | 1.7 | 1.025 | 1 | 1.7 | 1.025 | -0.0078472 | 0 | -0.0078298 | 0 | 0 | 0
CFLDMoMH00CZ16 | CFLSCEDMoCZ16MH00 | CFL | SCE | DMo | MH00 | CZ16 | rWtd | 1.0563 | 1.5129 | -0.017329 |  | 10849.531 | 1549.933 | 0 | 0 | 2634.8861 | 0 | 15034.3501 | 61 | 62 | 64 | 63 | 61 | 64 | 1.08 | 0.85 | 0.996 | 0.678 | 1.08 | 0.996 | 1.4878 | 1.7317 | 1.0488 | 1.0244 | 1.4878 | 1.0488 | -0.024013 | 0 | -0.023891 | 0 | 0 | 0
CFLDMoMH06CZ01 | CFLSCEDMoCZ01MH06 | CFL | SCE | DMo | MH06 | CZ01 | rWtd | 0 | 0 | 0 |  | 0 | 0 | 0 | 0 | 0 | 0 | 0 | 65 | 66 | 68 | 67 | 65 | 68 | 1 | 0.744 | 0.99 | 0.516 | 1 | 0.99 | 1.0488 | 1.0244 | 1.0488 | 1.0244 | 1.0488 | 1.0488 | -0.03413 | 0 | -0.03413 | 0 | 0 | 0
CFLDMoMH06CZ02 | CFLSCEDMoCZ02MH06 | CFL | SCE | DMo | MH06 | CZ02 | rWtd | 0 | 0 | 0 |  | 0 | 0 | 0 | 0 | 0 | 0 | 0 | 69 | 70 | 72 | 71 | 69 | 72 | 1.09 | 0.88 | 0.992 | 0.62 | 1.09 | 0.992 | 1.8049 | 2 | 1.0488 | 1.0488 | 1.8049 | 1.0488 | -0.028135 | 0 | -0.028067 | 0 | 0 | 0
CFLDMoMH06CZ03 | CFLSCEDMoCZ03MH06 | CFL | SCE | DMo | MH06 | CZ03 | rWtd | 0 | 0 | 0 |  | 0 | 0 | 0 | 0 | 0 | 0 | 0 | 73 | 74 | 76 | 75 | 73 | 76 | 1.04 | 0.88 | 0.994 | 0.66 | 1.04 | 0.994 | 1.6585 | 1.9024 | 1.0244 | 1.0488 | 1.6585 | 1.0244 | -0.024431 | 0 | -0.02442 | 0 | 0 | 0
CFLDMoMH06CZ04 | CFLSCEDMoCZ04MH06 | CFL | SCE | DMo | MH06 | CZ04 | rWtd | 0 | 0 | 0 |  | 0 | 0 | 0 | 0 | 0 | 0 | 0 | 77 | 78 | 80 | 79 | 77 | 80 | 1.12 | 1 | 0.996 | 0.716 | 1.12 | 0.996 | 1.7073 | 1.7805 | 1.0488 | 1.0488 | 1.7073 | 1.0488 | -0.020546 | 0 | -0.020481 | 0 | 0 | 0
CFLDMoMH06CZ05 | CFLSCEDMoCZ05MH06 | CFL | SCE | DMo | MH06 | CZ05 | rWtd | 0.98842 | 1.3253 | -0.019502 |  | 0.41404 | 0.059149 | 0.30761 | 0.043944 | 0.10055 | 0.074705 | 1 | 81 | 82 | 84 | 83 | 81 | 84 | 1.032 | 0.844 | 0.994 | 0.624 | 1.032 | 0.994 | 1.5455 | 1.5909 | 1.0227 | 1.0227 | 1.5455 | 1.0227 | -0.027047 | 0 | -0.026993 | 0 | 0 | 0
CFLDMoMH06CZ06 | CFLSCEDMoCZ06MH06 | CFL | SCE | DMo | MH06 | CZ06 | rWtd | 0.9877 | 1.0477 | -0.0096176 |  | 49.784 | 7.112 | 1064.168 | 152.024 | 12.0904 | 258.4408 | 1543.6192 | 85 | 86 | 88 | 87 | 85 | 88 | 1.136 | 1.05 | 1.002 | 0.8 | 1.136 | 1.002 | 1.5682 | 1.7045 | 1.0227 | 1.0227 | 1.5682 | 1.0227 | -0.013508 | 0 | -0.013319 | 0 | 0 | 0
CFLDMoMH06CZ07 | CFLSCEDMoCZ07MH06 | CFL | SCE | DMo | MH06 | CZ07 | rWtd | 0 | 0 | 0 |  | 0 | 0 | 0 | 0 | 0 | 0 | 0 | 89 | 90 | 92 | 91 | 89 | 92 | 1.186 | 1.154 | 1.006 | 0.852 | 1.186 | 1.006 | 1.4545 | 1.6591 | 1 | 1.0227 | 1.4545 | 1 | -0.0099496 | 0 | -0.0099264 | 0 | 0 | 0
CFLDMoMH06CZ08 | CFLSCEDMoCZ08MH06 | CFL | SCE | DMo | MH06 | CZ08 | rWtd | 1.1745 | 1.4623 | -0.0080488 |  | 293.8264 | 41.9752 | 49.784 | 7.112 | 71.3578 | 12.0904 | 476.1458 | 93 | 94 | 96 | 95 | 93 | 96 | 1.21 | 1.17 | 1.006 | 0.844 | 1.21 | 1.006 | 1.5227 | 1.6591 | 1.0227 | 1.0227 | 1.5227 | 1.0227 | -0.011161 | 0 | -0.011108 | 0 | 0 | 0
CFLDMoMH06CZ09 | CFLSCEDMoCZ09MH06 | CFL | SCE | DMo | MH06 | CZ09 | rWtd | 1.1462 | 1.6778 | -0.010289 |  | 741.454 | 105.922 | 0 | 0 | 180.0674 | 0 | 1027.4434 | 97 | 98 | 100 | 99 | 97 | 100 | 1.154 | 1.078 | 1.002 | 0.804 | 1.154 | 1.002 | 1.6591 | 1.8409 | 1.0227 | 1.0227 | 1.6591 | 1.0227 | -0.014257 | 0 | -0.014087 | 0 | 0 | 0
CFLDMoMH06CZ10 | CFLSCEDMoCZ10MH06 | CFL | SCE | DMo | MH06 | CZ10 | rWtd | 1.1737 | 1.5655 | -0.011844 |  | 191.8504 | 27.4072 | 0 | 0 | 46.5922 | 0 | 265.8498 | 101 | 102 | 104 | 103 | 101 | 104 | 1.184 | 1.084 | 1.002 | 0.778 | 1.184 | 1.002 | 1.55 | 1.7 | 1.025 | 1.025 | 1.55 | 1.025 | -0.016413 | 0 | -0.016236 | 0 | 0 | 0
CFLDMoMH06CZ11 | CFLSCEDMoCZ11MH06 | CFL | SCE | DMo | MH06 | CZ11 | rWtd | 0 | 0 | 0 |  | 0 | 0 | 0 | 0 | 0 | 0 | 0 | 105 | 106 | 108 | 107 | 105 | 108 | 1.162 | 1.038 | 0.998 | 0.734 | 1.162 | 0.998 | 1.6 | 1.675 | 1.025 | 1 | 1.6 | 1.025 | -0.019622 | 0 | -0.019578 | 0 | 0 | 0
CFLDMoMH06CZ12 | CFLSCEDMoCZ12MH06 | CFL | SCE | DMo | MH06 | CZ12 | rWtd | 0 | 0 | 0 |  | 0 | 0 | 0 | 0 | 0 | 0 | 0 | 109 | 110 | 112 | 111 | 109 | 112 | 1.122 | 0.966 | 0.996 | 0.704 | 1.122 | 0.996 | 1.625 | 1.75 | 1.025 | 1 | 1.625 | 1.025 | -0.022238 | 0 | -0.02211 | 0 | 0 | 0
CFLDMoMH06CZ13 | CFLSCEDMoCZ13MH06 | CFL | SCE | DMo | MH06 | CZ13 | rWtd | 1.0803 | 1.3181 | -0.013191 |  | 0.41404 | 0.059149 | 0.30761 | 0.043944 | 0.10055 | 0.074705 | 1 | 113 | 114 | 116 | 115 | 113 | 116 | 1.172 | 1.056 | 0.998 | 0.756 | 1.172 | 0.998 | 1.55 | 1.575 | 1 | 1.025 | 1.55 | 1 | -0.01835 | 0 | -0.018183 | 0 | 0 | 0
CFLDMoMH06CZ14 | CFLSCEDMoCZ14MH06 | CFL | SCE | DMo | MH06 | CZ14 | rWtd | 1.0699 | 1.3453 | -0.015249 |  | 0.41404 | 0.059149 | 0.30761 | 0.043944 | 0.10055 | 0.074705 | 1 | 117 | 118 | 120 | 119 | 117 | 120 | 1.162 | 1.004 | 0.996 | 0.722 | 1.162 | 0.996 | 1.6 | 1.6 | 1 | 1.025 | 1.6 | 1 | -0.021252 | 0 | -0.020967 | 0 | 0 | 0
CFLDMoMH06CZ15 | CFLSCEDMoCZ15MH06 | CFL | SCE | DMo | MH06 | CZ15 | rWtd | 1.2622 | 1.4448 | -0.0057756 |  | 172.7236 | 24.6748 | 0 | 0 | 41.9472 | 0 | 239.3456 | 121 | 122 | 124 | 123 | 121 | 124 | 1.268 | 1.212 | 1.004 | 0.896 | 1.268 | 1.004 | 1.45 | 1.4 | 1.025 | 1.025 | 1.45 | 1.025 | -0.0080034 | 0 | -0.0078362 | 0 | 0 | 0
CFLDMoMH06CZ16 | CFLSCEDMoCZ16MH06 | CFL | SCE | DMo | MH06 | CZ16 | rWtd | 1.0359 | 1.5441 | -0.016724 |  | 49.742 | 7.106 | 0 | 0 | 12.0802 | 0 | 68.9282 | 125 | 126 | 128 | 127 | 125 | 128 | 1.06 | 0.826 | 0.996 | 0.694 | 1.06 | 0.996 | 1.5366 | 1.6098 | 1.0244 | 1.0488 | 1.5366 | 1.0244 | -0.023174 | 0 | -0.023062 | 0 | 0 | 0
CFLDMoMH15CZ01 | CFLSCEDMoCZ01MH15 | CFL | SCE | DMo | MH15 | CZ01 | rWtd | 0 | 0 | 0 |  | 0 | 0 | 0 | 0 | 0 | 0 | 0 | 129 | 130 | 132 | 131 | 129 | 132 | 1 | 0.758 | 0.99 | 0.516 | 1 | 0.99 | 1.0488 | 1.0244 | 1.0488 | 1.0244 | 1.0488 | 1.0488 | -0.03413 | 0 | -0.03413 | 0 | 0 | 0
CFLDMoMH15CZ02 | CFLSCEDMoCZ02MH15 | CFL | SCE | DMo | MH15 | CZ02 | rWtd | 0 | 0 | 0 |  | 0 | 0 | 0 | 0 | 0 | 0 | 0 | 133 | 134 | 136 | 135 | 133 | 136 | 1.08 | 0.884 | 0.992 | 0.62 | 1.08 | 0.992 | 1.7561 | 2 | 1.0488 | 1.0488 | 1.7561 | 1.0488 | -0.028275 | 0 | -0.028067 | 0 | 0 | 0
CFLDMoMH15CZ03 | CFLSCEDMoCZ03MH15 | CFL | SCE | DMo | MH15 | CZ03 | rWtd | 0 | 0 | 0 |  | 0 | 0 | 0 | 0 | 0 | 0 | 0 | 137 | 138 | 140 | 139 | 137 | 140 | 1.036 | 0.888 | 0.994 | 0.66 | 1.036 | 0.994 | 1.6341 | 1.8293 | 1.0244 | 1.0488 | 1.6341 | 1.0244 | -0.024542 | 0 | -0.02442 | 0 | 0 | 0
CFLDMoMH15CZ04 | CFLSCEDMoCZ04MH15 | CFL | SCE | DMo | MH15 | CZ04 | rWtd | 0 | 0 | 0 |  | 0 | 0 | 0 | 0 | 0 | 0 | 0 | 141 | 142 | 144 | 143 | 141 | 144 | 1.108 | 0.998 | 0.996 | 0.716 | 1.108 | 0.996 | 1.6585 | 1.7073 | 1.0488 | 1.0488 | 1.6585 | 1.0488 | -0.020641 | 0 | -0.020481 | 0 | 0 | 0
CFLDMoMH15CZ05 | CFLSCEDMoCZ05MH15 | CFL | SCE | DMo | MH15 | CZ05 | rWtd | 0.98684 | 1.2992 | -0.019552 |  | 0.41404 | 0.059149 | 0.30761 | 0.043944 | 0.10055 | 0.074705 | 1 | 145 | 146 | 148 | 147 | 145 | 148 | 1.028 | 0.852 | 0.994 | 0.624 | 1.028 | 0.994 | 1.5 | 1.5455 | 1.0227 | 1.0227 | 1.5 | 1.0227 | -0.027169 | 0 | -0.026993 | 0 | 0 | 0
CFLDMoMH15CZ06 | CFLSCEDMoCZ06MH15 | CFL | SCE | DMo | MH15 | CZ06 | rWtd | 0.98705 | 1.0448 | -0.0096197 |  | 49.784 | 7.112 | 1064.168 | 152.024 | 12.0904 | 258.4408 | 1543.6192 | 149 | 150 | 152 | 151 | 149 | 152 | 1.12 | 1.048 | 1.002 | 0.8 | 1.12 | 1.002 | 1.5 | 1.6591 | 1.0227 | 1.0227 | 1.5 | 1.0227 | -0.013573 | 0 | -0.013319 | 0 | 0 | 0
CFLDMoMH15CZ07 | CFLSCEDMoCZ07MH15 | CFL | SCE | DMo | MH15 | CZ07 | rWtd | 0 | 0 | 0 |  | 0 | 0 | 0 | 0 | 0 | 0 | 0 | 153 | 154 | 156 | 155 | 153 | 156 | 1.164 | 1.142 | 1.006 | 0.852 | 1.164 | 1.006 | 1.4091 | 1.6364 | 1 | 1.0227 | 1.4091 | 1 | -0.0099934 | 0 | -0.0099264 | 0 | 0 | 0
CFLDMoMH15CZ08 | CFLSCEDMoCZ08MH15 | CFL | SCE | DMo | MH15 | CZ08 | rWtd | 1.1566 | 1.4409 | -0.0080815 |  | 293.8264 | 41.9752 | 49.784 | 7.112 | 71.3578 | 12.0904 | 476.1458 | 157 | 158 | 160 | 159 | 157 | 160 | 1.188 | 1.158 | 1.006 | 0.844 | 1.188 | 1.006 | 1.5 | 1.6136 | 1.0227 | 1.0227 | 1.5 | 1.0227 | -0.011214 | 0 | -0.011108 | 0 | 0 | 0
CFLDMoMH15CZ09 | CFLSCEDMoCZ09MH15 | CFL | SCE | DMo | MH15 | CZ09 | rWtd | 1.133 | 1.6097 | -0.010339 |  | 741.454 | 105.922 | 0 | 0 | 180.0674 | 0 | 1027.4434 | 161 | 162 | 164 | 163 | 161 | 164 | 1.14 | 1.072 | 1.002 | 0.804 | 1.14 | 1.002 | 1.5909 | 1.7727 | 1.0227 | 1.0227 | 1.5909 | 1.0227 | -0.014327 | 0 | -0.014087 | 0 | 0 | 0
CFLDMoMH15CZ10 | CFLSCEDMoCZ10MH15 | CFL | SCE | DMo | MH15 | CZ10 | rWtd | 1.1549 | 1.5379 | -0.011903 |  | 191.8504 | 27.4072 | 0 | 0 | 46.5922 | 0 | 265.8498 | 165 | 166 | 168 | 167 | 165 | 168 | 1.164 | 1.076 | 1.002 | 0.778 | 1.164 | 1.002 | 1.525 | 1.65 | 1.025 | 1.025 | 1.525 | 1.025 | -0.016494 | 0 | -0.016236 | 0 | 0 | 0
CFLDMoMH15CZ11 | CFLSCEDMoCZ11MH15 | CFL | SCE | DMo | MH15 | CZ11 | rWtd | 0 | 0 | 0 |  | 0 | 0 | 0 | 0 | 0 | 0 | 0 | 169 | 170 | 172 | 171 | 169 | 172 | 1.146 | 1.032 | 0.998 | 0.734 | 1.146 | 0.998 | 1.55 | 1.625 | 1.025 | 1 | 1.55 | 1.025 | -0.019725 | 0 | -0.019578 | 0 | 0 | 0
CFLDMoMH15CZ12 | CFLSCEDMoCZ12MH15 | CFL | SCE | DMo | MH15 | CZ12 | rWtd | 0 | 0 | 0 |  | 0 | 0 | 0 | 0 | 0 | 0 | 0 | 173 | 174 | 176 | 175 | 173 | 176 | 1.112 | 0.966 | 0.996 | 0.704 | 1.112 | 0.996 | 1.575 | 1.675 | 1.025 | 1 | 1.575 | 1.025 | -0.022347 | 0 | -0.02211 | 0 | 0 | 0
CFLDMoMH15CZ13 | CFLSCEDMoCZ13MH15 | CFL | SCE | DMo | MH15 | CZ13 | rWtd | 1.0728 | 1.3167 | -0.01323 |  | 0.41404 | 0.059149 | 0.30761 | 0.043944 | 0.10055 | 0.074705 | 1 | 177 | 178 | 180 | 179 | 177 | 180 | 1.158 | 1.05 | 0.998 | 0.756 | 1.158 | 0.998 | 1.55 | 1.55 | 1 | 1.025 | 1.55 | 1 | -0.018444 | 0 | -0.018183 | 0 | 0 | 0
CFLDMoMH15CZ14 | CFLSCEDMoCZ14MH15 | CFL | SCE | DMo | MH15 | CZ14 | rWtd | 1.0604 | 1.3325 | -0.015299 |  | 0.41404 | 0.059149 | 0.30761 | 0.043944 | 0.10055 | 0.074705 | 1 | 181 | 182 | 184 | 183 | 181 | 184 | 1.144 | 1 | 0.996 | 0.722 | 1.144 | 0.996 | 1.575 | 1.6 | 1 | 1.025 | 1.575 | 1 | -0.021374 | 0 | -0.020967 | 0 | 0 | 0
CFLDMoMH15CZ15 | CFLSCEDMoCZ15MH15 | CFL | SCE | DMo | MH15 | CZ15 | rWtd | 1.2391 | 1.4198 | -0.0058075 |  | 172.7236 | 24.6748 | 0 | 0 | 41.9472 | 0 | 239.3456 | 185 | 186 | 188 | 187 | 185 | 188 | 1.244 | 1.196 | 1.004 | 0.896 | 1.244 | 1.004 | 1.425 | 1.375 | 1.025 | 1.025 | 1.425 | 1.025 | -0.0080476 | 0 | -0.0078362 | 0 | 0 | 0
CFLDMoMH15CZ16 | CFLSCEDMoCZ16MH15 | CFL | SCE | DMo | MH15 | CZ16 | rWtd | 1.0311 | 1.4953 | -0.016807 |  | 49.742 | 7.106 | 0 | 0 | 12.0802 | 0 | 68.9282 | 189 | 190 | 192 | 191 | 189 | 192 | 1.054 | 0.832 | 0.996 | 0.694 | 1.054 | 0.996 | 1.4878 | 1.561 | 1.0244 | 1.0488 | 1.4878 | 1.0244 | -0.02329 | 0 | -0.023062 | 0 | 0 | 0
CFLDMoMH72CZ01 | CFLSDGDMoCZ01MH72 | CFL | SDG | DMo | MH72 | CZ01 | rWtd | 0 | 0 | 0 |  | 0 | 0 | 0 | 0 | 0 | 0 | 0 | 193 | 194 | 196 | 195 | 193 | 196 | 1 | 0.756 | 0.99 | 0.566 | 1 | 0.99 | 1.0488 | 1.0488 | 1.0488 | 1.0488 | 1.0488 | 1.0488 | -0.032317 | 0 | -0.032344 | 0 | 0 | 0
CFLDMoMH72CZ02 | CFLSDGDMoCZ02MH72 | CFL | SDG | DMo | MH72 | CZ02 | rWtd | 0 | 0 | 0 |  | 0 | 0 | 0 | 0 | 0 | 0 | 0 | 197 | 198 | 200 | 199 | 197 | 200 | 1.072 | 0.88 | 0.992 | 0.642 | 1.072 | 0.992 | 2 | 2 | 1.0488 | 1.0488 | 2 | 1.0488 | -0.025518 | 0 | -0.02529 | 0 | 0 | 0
CFLDMoMH72CZ03 | CFLSDGDMoCZ03MH72 | CFL | SDG | DMo | MH72 | CZ03 | rWtd | 0 | 0 | 0 |  | 0 | 0 | 0 | 0 | 0 | 0 | 0 | 201 | 202 | 204 | 203 | 201 | 204 | 1.038 | 0.892 | 0.994 | 0.684 | 1.038 | 0.994 | 1.8293 | 2 | 1.0244 | 1.0244 | 1.8293 | 1.0244 | -0.022121 | 0 | -0.022121 | 0 | 0 | 0
CFLDMoMH72CZ04 | CFLSDGDMoCZ04MH72 | CFL | SDG | DMo | MH72 | CZ04 | rWtd | 0 | 0 | 0 |  | 0 | 0 | 0 | 0 | 0 | 0 | 0 | 205 | 206 | 208 | 207 | 205 | 208 | 1.126 | 1.036 | 1 | 0.766 | 1.126 | 1 | 1.7805 | 2 | 1.0244 | 1.0488 | 1.7805 | 1.0244 | -0.016455 | 0 | -0.016492 | 0 | 0 | 0
CFLDMoMH72CZ05 | CFLSDGDMoCZ05MH72 | CFL | SDG | DMo | MH72 | CZ05 | rWtd | 0 | 0 | 0 |  | 0 | 0 | 0 | 0 | 0 | 0 | 0 | 209 | 210 | 212 | 211 | 209 | 212 | 1.03 | 0.852 | 0.994 | 0.65 | 1.03 | 0.994 | 1.5 | 1.75 | 1.0227 | 1.0227 | 1.5 | 1.0227 | -0.025266 | 0 | -0.025031 | 0 | 0 | 0
CFLDMoMH72CZ06 | CFLSDGDMoCZ06MH72 | CFL | SDG | DMo | MH72 | CZ06 | rWtd | 0 | 0 | 0 |  | 0 | 0 | 0 | 0 | 0 | 0 | 0 | 213 | 214 | 216 | 215 | 213 | 216 | 1.162 | 1.116 | 1.004 | 0.85 | 1.162 | 1.004 | 1.5682 | 1.75 | 1.0227 | 1 | 1.5682 | 1.0227 | -0.009758 | 0 | -0.0097784 | 0 | 0 | 0
CFLDMoMH72CZ07 | CFLSDGDMoCZ07MH72 | CFL | SDG | DMo | MH72 | CZ07 | rWtd | 1.0183 | 1.1509 | -0.0092054 |  | 3813.8576 | 544.8368 | 13606.0736 | 1943.7248 | 926.2226 | 3304.3322 | 24139.0475 | 217 | 218 | 220 | 219 | 217 | 220 | 1.152 | 1.096 | 1.002 | 0.812 | 1.152 | 1.002 | 1.5909 | 1.8409 | 1.0227 | 1 | 1.5909 | 1.0227 | -0.012779 | 0 | -0.01275 | 0 | 0 | 0
CFLDMoMH72CZ08 | CFLSDGDMoCZ08MH72 | CFL | SDG | DMo | MH72 | CZ08 | rWtd | 1.1144 | 1.3805 | -0.0079127 |  | 937.104 | 133.872 | 624.736 | 89.248 | 227.5824 | 151.7216 | 2164.264 | 221 | 222 | 224 | 223 | 221 | 224 | 1.202 | 1.172 | 1.004 | 0.846 | 1.202 | 1.004 | 1.5909 | 1.8636 | 1.0227 | 1.0227 | 1.5909 | 1.0227 | -0.010971 | 0 | -0.010955 | 0 | 0 | 0
CFLDMoMH72CZ09 | CFLSDGDMoCZ09MH72 | CFL | SDG | DMo | MH72 | CZ09 | rWtd | 0 | 0 | 0 |  | 0 | 0 | 0 | 0 | 0 | 0 | 0 | 225 | 226 | 228 | 227 | 225 | 228 | 1.186 | 1.142 | 1.002 | 0.824 | 1.186 | 1.002 | 1.6136 | 1.9091 | 1.0227 | 1.0227 | 1.6136 | 1.0227 | -0.012368 | 0 | -0.012308 | 0 | 0 | 0
CFLDMoMH72CZ10 | CFLSDGDMoCZ10MH72 | CFL | SDG | DMo | MH72 | CZ10 | rWtd | 1.1522 | 1.5608 | -0.0086421 |  | 13923.287 | 1989.041 | 2338.539 | 334.077 | 3381.3697 | 567.9309 | 22534.2446 | 229 | 230 | 232 | 231 | 229 | 232 | 1.186 | 1.128 | 1.004 | 0.834 | 1.186 | 1.004 | 1.625 | 1.875 | 1.025 | 1.025 | 1.625 | 1.025 | -0.011985 | 0 | -0.011921 | 0 | 0 | 0
CFLDMoMH72CZ11 | CFLSDGDMoCZ11MH72 | CFL | SDG | DMo | MH72 | CZ11 | rWtd | 0 | 0 | 0 |  | 0 | 0 | 0 | 0 | 0 | 0 | 0 | 233 | 234 | 236 | 235 | 233 | 236 | 1.152 | 1.038 | 0.998 | 0.736 | 1.152 | 0.998 | 1.65 | 1.875 | 1 | 1 | 1.65 | 1 | -0.019283 | 0 | -0.019251 | 0 | 0 | 0
CFLDMoMH72CZ12 | CFLSDGDMoCZ12MH72 | CFL | SDG | DMo | MH72 | CZ12 | rWtd | 0 | 0 | 0 |  | 0 | 0 | 0 | 0 | 0 | 0 | 0 | 237 | 238 | 240 | 239 | 237 | 240 | 1.132 | 1 | 0.996 | 0.73 | 1.132 | 0.996 | 1.675 | 1.875 | 1.025 | 1 | 1.675 | 1.025 | -0.019639 | 0 | -0.019576 | 0 | 0 | 0
CFLDMoMH72CZ13 | CFLSDGDMoCZ13MH72 | CFL | SDG | DMo | MH72 | CZ13 | rWtd | 0 | 0 | 0 |  | 0 | 0 | 0 | 0 | 0 | 0 | 0 | 241 | 242 | 244 | 243 | 241 | 244 | 1.178 | 1.096 | 1 | 0.77 | 1.178 | 1 | 1.625 | 1.8 | 1.025 | 1 | 1.625 | 1.025 | -0.016576 | 0 | -0.01653 | 0 | 0 | 0
CFLDMoMH72CZ14 | CFLSDGDMoCZ14MH72 | CFL | SDG | DMo | MH72 | CZ14 | rWtd | 1.0059 | 1.1194 | -0.01229 |  | 113.169 | 16.167 | 533.862 | 76.266 | 27.4839 | 129.6522 | 896.6001 | 245 | 246 | 248 | 247 | 245 | 248 | 1.166 | 1.062 | 0.998 | 0.768 | 1.166 | 0.998 | 1.65 | 1.85 | 1 | 1.025 | 1.65 | 1 | -0.017164 | 0 | -0.017002 | 0 | 0 | 0
CFLDMoMH72CZ15 | CFLSDGDMoCZ15MH72 | CFL | SDG | DMo | MH72 | CZ15 | rWtd | 1.1253 | 1.327 | -0.0044171 |  | 0.37776 | 0.053965 | 0.34389 | 0.049128 | 0.091741 | 0.083517 | 1 | 249 | 250 | 252 | 251 | 249 | 252 | 1.244 | 1.226 | 1.006 | 0.918 | 1.244 | 1.006 | 1.625 | 1.6 | 1 | 1.025 | 1.625 | 1 | -0.00612 | 0 | -0.0061218 | 0 | 0 | 0
CFLDMoMH72CZ16 | CFLSDGDMoCZ16MH72 | CFL | SDG | DMo | MH72 | CZ16 | rWtd | 0 | 0 | 0 |  | 0 | 0 | 0 | 0 | 0 | 0 | 0 | 253 | 254 | 256 | 255 | 253 | 256 | 1.09 | 0.864 | 0.994 | 0.68 | 1.09 | 0.994 | 1.4634 | 1.6341 | 1.0488 | 1.0244 | 1.4634 | 1.0488 | -0.023742 | 0 | -0.023619 | 0 | 0 | 0
CFLDMoMH85CZ01 | CFLSDGDMoCZ01MH85 | CFL | SDG | DMo | MH85 | CZ01 | rWtd | 0 | 0 | 0 |  | 0 | 0 | 0 | 0 | 0 | 0 | 0 | 257 | 258 | 260 | 259 | 257 | 260 | 1 | 0.692 | 0.984 | 0.462 | 1 | 0.984 | 1.0488 | 1.0244 | 1.0488 | 1.0244 | 1.0488 | 1.0488 | -0.03413 | 0 | -0.03413 | 0 | 0 | 0
CFLDMoMH85CZ02 | CFLSDGDMoCZ02MH85 | CFL | SDG | DMo | MH85 | CZ02 | rWtd | 0 | 0 | 0 |  | 0 | 0 | 0 | 0 | 0 | 0 | 0 | 261 | 262 | 264 | 263 | 261 | 264 | 1.016 | 0.774 | 0.988 | 0.59 | 1.016 | 0.988 | 2 | 2 | 1.0488 | 1.0244 | 2 | 1.0488 | -0.030304 | 0 | -0.030174 | 0 | 0 | 0
CFLDMoMH85CZ03 | CFLSDGDMoCZ03MH85 | CFL | SDG | DMo | MH85 | CZ03 | rWtd | 0 | 0 | 0 |  | 0 | 0 | 0 | 0 | 0 | 0 | 0 | 265 | 266 | 268 | 267 | 265 | 268 | 1.04 | 0.85 | 0.988 | 0.6 | 1.04 | 0.988 | 1.7805 | 2 | 1.0488 | 1.0244 | 1.7805 | 1.0488 | -0.029098 | 0 | -0.029064 | 0 | 0 | 0
CFLDMoMH85CZ04 | CFLSDGDMoCZ04MH85 | CFL | SDG | DMo | MH85 | CZ04 | rWtd | 0 | 0 | 0 |  | 0 | 0 | 0 | 0 | 0 | 0 | 0 | 269 | 270 | 272 | 271 | 269 | 272 | 1.132 | 1.002 | 0.994 | 0.678 | 1.132 | 0.994 | 1.6341 | 1.9268 | 1.0244 | 1.0244 | 1.6341 | 1.0244 | -0.022997 | 0 | -0.022889 | 0 | 0 | 0
CFLDMoMH85CZ05 | CFLSDGDMoCZ05MH85 | CFL | SDG | DMo | MH85 | CZ05 | rWtd | 0 | 0 | 0 |  | 0 | 0 | 0 | 0 | 0 | 0 | 0 | 273 | 274 | 276 | 275 | 273 | 276 | 1.032 | 0.84 | 0.992 | 0.618 | 1.032 | 0.992 | 1.5455 | 1.75 | 1.0227 | 1.0227 | 1.5455 | 1.0227 | -0.027266 | 0 | -0.027235 | 0 | 0 | 0
CFLDMoMH85CZ06 | CFLSDGDMoCZ06MH85 | CFL | SDG | DMo | MH85 | CZ06 | rWtd | 0 | 0 | 0 |  | 0 | 0 | 0 | 0 | 0 | 0 | 0 | 277 | 278 | 280 | 279 | 277 | 280 | 1.14 | 1.074 | 1 | 0.78 | 1.14 | 1 | 1.5455 | 1.7727 | 1.0227 | 1.0227 | 1.5455 | 1.0227 | -0.015238 | 0 | -0.015115 | 0 | 0 | 0
CFLDMoMH85CZ07 | CFLSDGDMoCZ07MH85 | CFL | SDG | DMo | MH85 | CZ07 | rWtd | 1.0096 | 1.1475 | -0.011935 |  | 3813.8576 | 544.8368 | 13606.0736 | 1943.7248 | 926.2226 | 3304.3322 | 24139.0475 | 281 | 282 | 284 | 283 | 281 | 284 | 1.144 | 1.068 | 0.998 | 0.766 | 1.144 | 0.998 | 1.5682 | 1.8864 | 1.0227 | 1 | 1.5682 | 1.0227 | -0.016458 | 0 | -0.016562 | 0 | 0 | 0
CFLDMoMH85CZ08 | CFLSDGDMoCZ08MH85 | CFL | SDG | DMo | MH85 | CZ08 | rWtd | 1.0946 | 1.3724 | -0.0098818 |  | 937.104 | 133.872 | 624.736 | 89.248 | 227.5824 | 151.7216 | 2164.264 | 285 | 286 | 288 | 287 | 285 | 288 | 1.174 | 1.13 | 1.002 | 0.81 | 1.174 | 1.002 | 1.5909 | 1.8636 | 1 | 1.0227 | 1.5909 | 1 | -0.013704 | 0 | -0.013677 | 0 | 0 | 0
CFLDMoMH85CZ09 | CFLSDGDMoCZ09MH85 | CFL | SDG | DMo | MH85 | CZ09 | rWtd | 0 | 0 | 0 |  | 0 | 0 | 0 | 0 | 0 | 0 | 0 | 289 | 290 | 292 | 291 | 289 | 292 | 1.166 | 1.09 | 0.998 | 0.778 | 1.166 | 0.998 | 1.6818 | 1.9318 | 1 | 1 | 1.6818 | 1 | -0.01591 | 0 | -0.015858 | 0 | 0 | 0
CFLDMoMH85CZ10 | CFLSDGDMoCZ10MH85 | CFL | SDG | DMo | MH85 | CZ10 | rWtd | 1.1373 | 1.5604 | -0.012018 |  | 13923.287 | 1989.041 | 2338.539 | 334.077 | 3381.3697 | 567.9309 | 22534.2446 | 293 | 294 | 296 | 295 | 293 | 296 | 1.174 | 1.08 | 1 | 0.774 | 1.174 | 1 | 1.625 | 1.875 | 1.025 | 1 | 1.625 | 1.025 | -0.01666 | 0 | -0.016621 | 0 | 0 | 0
CFLDMoMH85CZ11 | CFLSDGDMoCZ11MH85 | CFL | SDG | DMo | MH85 | CZ11 | rWtd | 0 | 0 | 0 |  | 0 | 0 | 0 | 0 | 0 | 0 | 0 | 297 | 298 | 300 | 299 | 297 | 300 | 1.154 | 1.01 | 0.994 | 0.674 | 1.154 | 0.994 | 1.65 | 1.825 | 1 | 1.025 | 1.65 | 1 | -0.02404 | 0 | -0.023949 | 0 | 0 | 0
CFLDMoMH85CZ12 | CFLSDGDMoCZ12MH85 | CFL | SDG | DMo | MH85 | CZ12 | rWtd | 0 | 0 | 0 |  | 0 | 0 | 0 | 0 | 0 | 0 | 0 | 301 | 302 | 304 | 303 | 301 | 304 | 1.116 | 0.958 | 0.994 | 0.682 | 1.116 | 0.994 | 1.75 | 1.975 | 1.025 | 1.025 | 1.75 | 1.025 | -0.023437 | 0 | -0.023338 | 0 | 0 | 0
CFLDMoMH85CZ13 | CFLSDGDMoCZ13MH85 | CFL | SDG | DMo | MH85 | CZ13 | rWtd | 0 | 0 | 0 |  | 0 | 0 | 0 | 0 | 0 | 0 | 0 | 305 | 306 | 308 | 307 | 305 | 308 | 1.176 | 1.08 | 0.998 | 0.748 | 1.176 | 0.998 | 1.6 | 1.8 | 1.025 | 1.025 | 1.6 | 1.025 | -0.018274 | 0 | -0.01821 | 0 | 0 | 0
CFLDMoMH85CZ14 | CFLSDGDMoCZ14MH85 | CFL | SDG | DMo | MH85 | CZ14 | rWtd | 0.99277 | 1.1239 | -0.016337 |  | 113.169 | 16.167 | 533.862 | 76.266 | 27.4839 | 129.6522 | 896.6001 | 309 | 310 | 312 | 311 | 309 | 312 | 1.148 | 0.992 | 0.994 | 0.696 | 1.148 | 0.994 | 1.575 | 1.725 | 1.025 | 1.025 | 1.575 | 1.025 | -0.022872 | 0 | -0.022588 | 0 | 0 | 0
CFLDMoMH85CZ15 | CFLSDGDMoCZ15MH85 | CFL | SDG | DMo | MH85 | CZ15 | rWtd | 1.1288 | 1.3613 | -0.0060067 |  | 0.37776 | 0.053965 | 0.34389 | 0.049128 | 0.091741 | 0.083517 | 1 | 313 | 314 | 316 | 315 | 313 | 316 | 1.258 | 1.21 | 1.004 | 0.89 | 1.258 | 1.004 | 1.675 | 1.625 | 1.025 | 1 | 1.675 | 1.025 | -0.0083058 | 0 | -0.0083432 | 0 | 0 | 0
CFLDMoMH85CZ16 | CFLSDGDMoCZ16MH85 | CFL | SDG | DMo | MH85 | CZ16 | rWtd | 0 | 0 | 0 |  | 0 | 0 | 0 | 0 | 0 | 0 | 0 | 317 | 318 | 320 | 319 | 317 | 320 | 1.064 | 0.77 | 0.988 | 0.586 | 1.064 | 0.988 | 1.5366 | 1.7073 | 1.0488 | 1.0244 | 1.5366 | 1.0488 | -0.032018 | 0 | -0.031725 | 0 | 0 | 0
CFLDMoMH00CZ01 | CFLSDGDMoCZ01MH00 | CFL | SDG | DMo | MH00 | CZ01 | rWtd | 0 | 0 | 0 |  | 0 | 0 | 0 | 0 | 0 | 0 | 0 | 1 | 2 | 4 | 3 | 1 | 4 | 1 | 0.742 | 0.99 | 0.548 | 1 | 0.99 | 1.0488 | 1.0244 | 1.0488 | 1.0244 | 1.0488 | 1.0488 | -0.03413 | 0 | -0.03413 | 0 | 0 | 0
CFLDMoMH00CZ02 | CFLSDGDMoCZ02MH00 | CFL | SDG | DMo | MH00 | CZ02 | rWtd | 0 | 0 | 0 |  | 0 | 0 | 0 | 0 | 0 | 0 | 0 | 5 | 6 | 8 | 7 | 5 | 8 | 1.074 | 0.888 | 0.994 | 0.666 | 1.074 | 0.994 | 2 | 2 | 1.0488 | 1.0244 | 2 | 1.0488 | -0.024514 | 0 | -0.02447 | 0 | 0 | 0
CFLDMoMH00CZ03 | CFLSDGDMoCZ03MH00 | CFL | SDG | DMo | MH00 | CZ03 | rWtd | 0 | 0 | 0 |  | 0 | 0 | 0 | 0 | 0 | 0 | 0 | 9 | 10 | 12 | 11 | 9 | 12 | 1.02 | 0.842 | 0.992 | 0.628 | 1.02 | 0.992 | 2 | 2 | 1.0488 | 1.0244 | 2 | 1.0488 | -0.026603 | 0 | -0.026555 | 0 | 0 | 0
CFLDMoMH00CZ04 | CFLSDGDMoCZ04MH00 | CFL | SDG | DMo | MH00 | CZ04 | rWtd | 0 | 0 | 0 |  | 0 | 0 | 0 | 0 | 0 | 0 | 0 | 13 | 14 | 16 | 15 | 13 | 16 | 1.108 | 0.958 | 0.994 | 0.668 | 1.108 | 0.994 | 1.8537 | 2 | 1.0244 | 1.0244 | 1.8537 | 1.0244 | -0.02397 | 0 | -0.023849 | 0 | 0 | 0
CFLDMoMH00CZ05 | CFLSDGDMoCZ05MH00 | CFL | SDG | DMo | MH00 | CZ05 | rWtd | 0 | 0 | 0 |  | 0 | 0 | 0 | 0 | 0 | 0 | 0 | 17 | 18 | 20 | 19 | 17 | 20 | 1.022 | 0.782 | 0.988 | 0.542 | 1.022 | 0.988 | 1.6364 | 1.8864 | 1 | 1.0227 | 1.6364 | 1 | -0.033435 | 0 | -0.033269 | 0 | 0 | 0
CFLDMoMH00CZ06 | CFLSDGDMoCZ06MH00 | CFL | SDG | DMo | MH00 | CZ06 | rWtd | 0 | 0 | 0 |  | 0 | 0 | 0 | 0 | 0 | 0 | 0 | 21 | 22 | 24 | 23 | 21 | 24 | 1.158 | 1.068 | 1 | 0.762 | 1.158 | 1 | 1.6136 | 1.8636 | 1 | 1 | 1.6136 | 1 | -0.016582 | 0 | -0.016569 | 0 | 0 | 0
CFLDMoMH00CZ07 | CFLSDGDMoCZ07MH00 | CFL | SDG | DMo | MH00 | CZ07 | rWtd | 1.0052 | 1.1697 | -0.012261 |  | 3813.8576 | 544.8368 | 13606.0736 | 1943.7248 | 926.2226 | 3304.3322 | 24139.0475 | 25 | 26 | 28 | 27 | 25 | 28 | 1.122 | 1.034 | 1 | 0.758 | 1.122 | 1 | 1.6591 | 2 | 1.0227 | 1.0227 | 1.6591 | 1.0227 | -0.016925 | 0 | -0.017009 | 0 | 0 | 0
CFLDMoMH00CZ08 | CFLSDGDMoCZ08MH00 | CFL | SDG | DMo | MH00 | CZ08 | rWtd | 1.1063 | 1.405 | -0.011043 |  | 937.104 | 133.872 | 624.736 | 89.248 | 227.5824 | 151.7216 | 2164.264 | 29 | 30 | 32 | 31 | 29 | 32 | 1.196 | 1.142 | 1.002 | 0.79 | 1.196 | 1.002 | 1.6364 | 1.8636 | 1.0227 | 1.0227 | 1.6364 | 1.0227 | -0.015365 | 0 | -0.015209 | 0 | 0 | 0
CFLDMoMH00CZ09 | CFLSDGDMoCZ09MH00 | CFL | SDG | DMo | MH00 | CZ09 | rWtd | 0 | 0 | 0 |  | 0 | 0 | 0 | 0 | 0 | 0 | 0 | 33 | 34 | 36 | 35 | 33 | 36 | 1.162 | 1.082 | 1 | 0.77 | 1.162 | 1 | 1.75 | 1.9773 | 1 | 1.0227 | 1.75 | 1 | -0.016607 | 0 | -0.01647 | 0 | 0 | 0
CFLDMoMH00CZ10 | CFLSDGDMoCZ10MH00 | CFL | SDG | DMo | MH00 | CZ10 | rWtd | 1.15 | 1.5652 | -0.011988 |  | 13923.287 | 1989.041 | 2338.539 | 334.077 | 3381.3697 | 567.9309 | 22534.2446 | 37 | 38 | 40 | 39 | 37 | 40 | 1.188 | 1.102 | 1 | 0.774 | 1.188 | 1 | 1.625 | 1.925 | 1.025 | 1.025 | 1.625 | 1.025 | -0.016635 | 0 | -0.016475 | 0 | 0 | 0
CFLDMoMH00CZ11 | CFLSDGDMoCZ11MH00 | CFL | SDG | DMo | MH00 | CZ11 | rWtd | 0 | 0 | 0 |  | 0 | 0 | 0 | 0 | 0 | 0 | 0 | 41 | 42 | 44 | 43 | 41 | 44 | 1.17 | 1.01 | 0.994 | 0.662 | 1.17 | 0.994 | 1.7 | 1.925 | 1 | 1.025 | 1.7 | 1 | -0.025179 | 0 | -0.025057 | 0 | 0 | 0
CFLDMoMH00CZ12 | CFLSDGDMoCZ12MH00 | CFL | SDG | DMo | MH00 | CZ12 | rWtd | 0 | 0 | 0 |  | 0 | 0 | 0 | 0 | 0 | 0 | 0 | 45 | 46 | 48 | 47 | 45 | 48 | 1.136 | 1 | 0.998 | 0.72 | 1.136 | 0.998 | 1.75 | 2 | 1 | 1.025 | 1.75 | 1 | -0.020659 | 0 | -0.020599 | 0 | 0 | 0
CFLDMoMH00CZ13 | CFLSDGDMoCZ13MH00 | CFL | SDG | DMo | MH00 | CZ13 | rWtd | 0 | 0 | 0 |  | 0 | 0 | 0 | 0 | 0 | 0 | 0 | 49 | 50 | 52 | 51 | 49 | 52 | 1.188 | 1.09 | 0.998 | 0.746 | 1.188 | 0.998 | 1.675 | 1.85 | 1.025 | 1.025 | 1.675 | 1.025 | -0.01859 | 0 | -0.018535 | 0 | 0 | 0
CFLDMoMH00CZ14 | CFLSDGDMoCZ14MH00 | CFL | SDG | DMo | MH00 | CZ14 | rWtd | 0.99899 | 1.1304 | -0.015372 |  | 113.169 | 16.167 | 533.862 | 76.266 | 27.4839 | 129.6522 | 896.6001 | 53 | 54 | 56 | 55 | 53 | 56 | 1.162 | 1.01 | 0.996 | 0.722 | 1.162 | 0.996 | 1.725 | 1.925 | 1 | 1 | 1.725 | 1 | -0.021503 | 0 | -0.021258 | 0 | 0 | 0
CFLDMoMH00CZ15 | CFLSDGDMoCZ15MH00 | CFL | SDG | DMo | MH00 | CZ15 | rWtd | 1.1323 | 1.3771 | -0.0056569 |  | 0.37776 | 0.053965 | 0.34389 | 0.049128 | 0.091741 | 0.083517 | 1 | 57 | 58 | 60 | 59 | 57 | 60 | 1.262 | 1.236 | 1.004 | 0.896 | 1.262 | 1.004 | 1.7 | 1.7 | 1.025 | 1 | 1.7 | 1.025 | -0.0078472 | 0 | -0.0078298 | 0 | 0 | 0
CFLDMoMH00CZ16 | CFLSDGDMoCZ16MH00 | CFL | SDG | DMo | MH00 | CZ16 | rWtd | 0 | 0 | 0 |  | 0 | 0 | 0 | 0 | 0 | 0 | 0 | 61 | 62 | 64 | 63 | 61 | 64 | 1.08 | 0.85 | 0.996 | 0.678 | 1.08 | 0.996 | 1.4878 | 1.7317 | 1.0488 | 1.0244 | 1.4878 | 1.0488 | -0.024013 | 0 | -0.023891 | 0 | 0 | 0
CFLDMoMH06CZ01 | CFLSDGDMoCZ01MH06 | CFL | SDG | DMo | MH06 | CZ01 | rWtd | 0 | 0 | 0 |  | 0 | 0 | 0 | 0 | 0 | 0 | 0 | 65 | 66 | 68 | 67 | 65 | 68 | 1 | 0.744 | 0.99 | 0.516 | 1 | 0.99 | 1.0488 | 1.0244 | 1.0488 | 1.0244 | 1.0488 | 1.0488 | -0.03413 | 0 | -0.03413 | 0 | 0 | 0
CFLDMoMH06CZ02 | CFLSDGDMoCZ02MH06 | CFL | SDG | DMo | MH06 | CZ02 | rWtd | 0 | 0 | 0 |  | 0 | 0 | 0 | 0 | 0 | 0 | 0 | 69 | 70 | 72 | 71 | 69 | 72 | 1.09 | 0.88 | 0.992 | 0.62 | 1.09 | 0.992 | 1.8049 | 2 | 1.0488 | 1.0488 | 1.8049 | 1.0488 | -0.028135 | 0 | -0.028067 | 0 | 0 | 0
CFLDMoMH06CZ03 | CFLSDGDMoCZ03MH06 | CFL | SDG | DMo | MH06 | CZ03 | rWtd | 0 | 0 | 0 |  | 0 | 0 | 0 | 0 | 0 | 0 | 0 | 73 | 74 | 76 | 75 | 73 | 76 | 1.04 | 0.88 | 0.994 | 0.66 | 1.04 | 0.994 | 1.6585 | 1.9024 | 1.0244 | 1.0488 | 1.6585 | 1.0244 | -0.024431 | 0 | -0.02442 | 0 | 0 | 0
CFLDMoMH06CZ04 | CFLSDGDMoCZ04MH06 | CFL | SDG | DMo | MH06 | CZ04 | rWtd | 0 | 0 | 0 |  | 0 | 0 | 0 | 0 | 0 | 0 | 0 | 77 | 78 | 80 | 79 | 77 | 80 | 1.12 | 1 | 0.996 | 0.716 | 1.12 | 0.996 | 1.7073 | 1.7805 | 1.0488 | 1.0488 | 1.7073 | 1.0488 | -0.020546 | 0 | -0.020481 | 0 | 0 | 0
CFLDMoMH06CZ05 | CFLSDGDMoCZ05MH06 | CFL | SDG | DMo | MH06 | CZ05 | rWtd | 0 | 0 | 0 |  | 0 | 0 | 0 | 0 | 0 | 0 | 0 | 81 | 82 | 84 | 83 | 81 | 84 | 1.032 | 0.844 | 0.994 | 0.624 | 1.032 | 0.994 | 1.5455 | 1.5909 | 1.0227 | 1.0227 | 1.5455 | 1.0227 | -0.027047 | 0 | -0.026993 | 0 | 0 | 0
CFLDMoMH06CZ06 | CFLSDGDMoCZ06MH06 | CFL | SDG | DMo | MH06 | CZ06 | rWtd | 1.1063 | 1.5023 | -0.0097283 |  | 0.61856 | 0.088365 | 0.10309 | 0.014728 | 0.15022 | 0.025037 | 1 | 85 | 86 | 88 | 87 | 85 | 88 | 1.136 | 1.05 | 1.002 | 0.8 | 1.136 | 1.002 | 1.5682 | 1.7045 | 1.0227 | 1.0227 | 1.5682 | 1.0227 | -0.013508 | 0 | -0.013319 | 0 | 0 | 0
CFLDMoMH06CZ07 | CFLSDGDMoCZ07MH06 | CFL | SDG | DMo | MH06 | CZ07 | rWtd | 1.0864 | 1.239 | -0.0071718 |  | 124.9472 | 17.8496 | 124.9472 | 17.8496 | 30.3443 | 30.3443 | 346.2822 | 89 | 90 | 92 | 91 | 89 | 92 | 1.186 | 1.154 | 1.006 | 0.852 | 1.186 | 1.006 | 1.4545 | 1.6591 | 1 | 1.0227 | 1.4545 | 1 | -0.0099496 | 0 | -0.0099264 | 0 | 0 | 0
CFLDMoMH06CZ08 | CFLSDGDMoCZ08MH06 | CFL | SDG | DMo | MH06 | CZ08 | rWtd | 1.1749 | 1.4633 | -0.0080489 |  | 0.61856 | 0.088365 | 0.10309 | 0.014728 | 0.15022 | 0.025037 | 1 | 93 | 94 | 96 | 95 | 93 | 96 | 1.21 | 1.17 | 1.006 | 0.844 | 1.21 | 1.006 | 1.5227 | 1.6591 | 1.0227 | 1.0227 | 1.5227 | 1.0227 | -0.011161 | 0 | -0.011108 | 0 | 0 | 0
CFLDMoMH06CZ09 | CFLSDGDMoCZ09MH06 | CFL | SDG | DMo | MH06 | CZ09 | rWtd | 0 | 0 | 0 |  | 0 | 0 | 0 | 0 | 0 | 0 | 0 | 97 | 98 | 100 | 99 | 97 | 100 | 1.154 | 1.078 | 1.002 | 0.804 | 1.154 | 1.002 | 1.6591 | 1.8409 | 1.0227 | 1.0227 | 1.6591 | 1.0227 | -0.014257 | 0 | -0.014087 | 0 | 0 | 0
CFLDMoMH06CZ10 | CFLSDGDMoCZ10MH06 | CFL | SDG | DMo | MH06 | CZ10 | rWtd | 1.1737 | 1.5655 | -0.011844 |  | 624.736 | 89.248 | 0 | 0 | 151.7216 | 0 | 865.7056 | 101 | 102 | 104 | 103 | 101 | 104 | 1.184 | 1.084 | 1.002 | 0.778 | 1.184 | 1.002 | 1.55 | 1.7 | 1.025 | 1.025 | 1.55 | 1.025 | -0.016413 | 0 | -0.016236 | 0 | 0 | 0
CFLDMoMH06CZ11 | CFLSDGDMoCZ11MH06 | CFL | SDG | DMo | MH06 | CZ11 | rWtd | 0 | 0 | 0 |  | 0 | 0 | 0 | 0 | 0 | 0 | 0 | 105 | 106 | 108 | 107 | 105 | 108 | 1.162 | 1.038 | 0.998 | 0.734 | 1.162 | 0.998 | 1.6 | 1.675 | 1.025 | 1 | 1.6 | 1.025 | -0.019622 | 0 | -0.019578 | 0 | 0 | 0
CFLDMoMH06CZ12 | CFLSDGDMoCZ12MH06 | CFL | SDG | DMo | MH06 | CZ12 | rWtd | 0 | 0 | 0 |  | 0 | 0 | 0 | 0 | 0 | 0 | 0 | 109 | 110 | 112 | 111 | 109 | 112 | 1.122 | 0.966 | 0.996 | 0.704 | 1.122 | 0.996 | 1.625 | 1.75 | 1.025 | 1 | 1.625 | 1.025 | -0.022238 | 0 | -0.02211 | 0 | 0 | 0
CFLDMoMH06CZ13 | CFLSDGDMoCZ13MH06 | CFL | SDG | DMo | MH06 | CZ13 | rWtd | 0 | 0 | 0 |  | 0 | 0 | 0 | 0 | 0 | 0 | 0 | 113 | 114 | 116 | 115 | 113 | 116 | 1.172 | 1.056 | 0.998 | 0.756 | 1.172 | 0.998 | 1.55 | 1.575 | 1 | 1.025 | 1.55 | 1 | -0.01835 | 0 | -0.018183 | 0 | 0 | 0
CFLDMoMH06CZ14 | CFLSDGDMoCZ14MH06 | CFL | SDG | DMo | MH06 | CZ14 | rWtd | 1.1203 | 1.5147 | -0.015307 |  | 0.61856 | 0.088365 | 0.10309 | 0.014728 | 0.15022 | 0.025037 | 1 | 117 | 118 | 120 | 119 | 117 | 120 | 1.162 | 1.004 | 0.996 | 0.722 | 1.162 | 0.996 | 1.6 | 1.6 | 1 | 1.025 | 1.6 | 1 | -0.021252 | 0 | -0.020967 | 0 | 0 | 0
CFLDMoMH06CZ15 | CFLSDGDMoCZ15MH06 | CFL | SDG | DMo | MH06 | CZ15 | rWtd | 1.2237 | 1.3849 | -0.0057584 |  | 0.61856 | 0.088365 | 0.10309 | 0.014728 | 0.15022 | 0.025037 | 1 | 121 | 122 | 124 | 123 | 121 | 124 | 1.268 | 1.212 | 1.004 | 0.896 | 1.268 | 1.004 | 1.45 | 1.4 | 1.025 | 1.025 | 1.45 | 1.025 | -0.0080034 | 0 | -0.0078362 | 0 | 0 | 0
CFLDMoMH06CZ16 | CFLSDGDMoCZ16MH06 | CFL | SDG | DMo | MH06 | CZ16 | rWtd | 0 | 0 | 0 |  | 0 | 0 | 0 | 0 | 0 | 0 | 0 | 125 | 126 | 128 | 127 | 125 | 128 | 1.06 | 0.826 | 0.996 | 0.694 | 1.06 | 0.996 | 1.5366 | 1.6098 | 1.0244 | 1.0488 | 1.5366 | 1.0244 | -0.023174 | 0 | -0.023062 | 0 | 0 | 0
CFLDMoMH15CZ01 | CFLSDGDMoCZ01MH15 | CFL | SDG | DMo | MH15 | CZ01 | rWtd | 0 | 0 | 0 |  | 0 | 0 | 0 | 0 | 0 | 0 | 0 | 129 | 130 | 132 | 131 | 129 | 132 | 1 | 0.758 | 0.99 | 0.516 | 1 | 0.99 | 1.0488 | 1.0244 | 1.0488 | 1.0244 | 1.0488 | 1.0488 | -0.03413 | 0 | -0.03413 | 0 | 0 | 0
CFLDMoMH15CZ02 | CFLSDGDMoCZ02MH15 | CFL | SDG | DMo | MH15 | CZ02 | rWtd | 0 | 0 | 0 |  | 0 | 0 | 0 | 0 | 0 | 0 | 0 | 133 | 134 | 136 | 135 | 133 | 136 | 1.08 | 0.884 | 0.992 | 0.62 | 1.08 | 0.992 | 1.7561 | 2 | 1.0488 | 1.0488 | 1.7561 | 1.0488 | -0.028275 | 0 | -0.028067 | 0 | 0 | 0
CFLDMoMH15CZ03 | CFLSDGDMoCZ03MH15 | CFL | SDG | DMo | MH15 | CZ03 | rWtd | 0 | 0 | 0 |  | 0 | 0 | 0 | 0 | 0 | 0 | 0 | 137 | 138 | 140 | 139 | 137 | 140 | 1.036 | 0.888 | 0.994 | 0.66 | 1.036 | 0.994 | 1.6341 | 1.8293 | 1.0244 | 1.0488 | 1.6341 | 1.0244 | -0.024542 | 0 | -0.02442 | 0 | 0 | 0
CFLDMoMH15CZ04 | CFLSDGDMoCZ04MH15 | CFL | SDG | DMo | MH15 | CZ04 | rWtd | 0 | 0 | 0 |  | 0 | 0 | 0 | 0 | 0 | 0 | 0 | 141 | 142 | 144 | 143 | 141 | 144 | 1.108 | 0.998 | 0.996 | 0.716 | 1.108 | 0.996 | 1.6585 | 1.7073 | 1.0488 | 1.0488 | 1.6585 | 1.0488 | -0.020641 | 0 | -0.020481 | 0 | 0 | 0
CFLDMoMH15CZ05 | CFLSDGDMoCZ05MH15 | CFL | SDG | DMo | MH15 | CZ05 | rWtd | 0 | 0 | 0 |  | 0 | 0 | 0 | 0 | 0 | 0 | 0 | 145 | 146 | 148 | 147 | 145 | 148 | 1.028 | 0.852 | 0.994 | 0.624 | 1.028 | 0.994 | 1.5 | 1.5455 | 1.0227 | 1.0227 | 1.5 | 1.0227 | -0.027169 | 0 | -0.026993 | 0 | 0 | 0
CFLDMoMH15CZ06 | CFLSDGDMoCZ06MH15 | CFL | SDG | DMo | MH15 | CZ06 | rWtd | 1.0938 | 1.4459 | -0.0097689 |  | 0.61856 | 0.088365 | 0.10309 | 0.014728 | 0.15022 | 0.025037 | 1 | 149 | 150 | 152 | 151 | 149 | 152 | 1.12 | 1.048 | 1.002 | 0.8 | 1.12 | 1.002 | 1.5 | 1.6591 | 1.0227 | 1.0227 | 1.5 | 1.0227 | -0.013573 | 0 | -0.013319 | 0 | 0 | 0
CFLDMoMH15CZ07 | CFLSDGDMoCZ07MH15 | CFL | SDG | DMo | MH15 | CZ07 | rWtd | 1.0759 | 1.2174 | -0.0071876 |  | 124.9472 | 17.8496 | 124.9472 | 17.8496 | 30.3443 | 30.3443 | 346.2822 | 153 | 154 | 156 | 155 | 153 | 156 | 1.164 | 1.142 | 1.006 | 0.852 | 1.164 | 1.006 | 1.4091 | 1.6364 | 1 | 1.0227 | 1.4091 | 1 | -0.0099934 | 0 | -0.0099264 | 0 | 0 | 0
CFLDMoMH15CZ08 | CFLSDGDMoCZ08MH15 | CFL | SDG | DMo | MH15 | CZ08 | rWtd | 1.157 | 1.4419 | -0.0080816 |  | 0.61856 | 0.088365 | 0.10309 | 0.014728 | 0.15022 | 0.025037 | 1 | 157 | 158 | 160 | 159 | 157 | 160 | 1.188 | 1.158 | 1.006 | 0.844 | 1.188 | 1.006 | 1.5 | 1.6136 | 1.0227 | 1.0227 | 1.5 | 1.0227 | -0.011214 | 0 | -0.011108 | 0 | 0 | 0
CFLDMoMH15CZ09 | CFLSDGDMoCZ09MH15 | CFL | SDG | DMo | MH15 | CZ09 | rWtd | 0 | 0 | 0 |  | 0 | 0 | 0 | 0 | 0 | 0 | 0 | 161 | 162 | 164 | 163 | 161 | 164 | 1.14 | 1.072 | 1.002 | 0.804 | 1.14 | 1.002 | 1.5909 | 1.7727 | 1.0227 | 1.0227 | 1.5909 | 1.0227 | -0.014327 | 0 | -0.014087 | 0 | 0 | 0
CFLDMoMH15CZ10 | CFLSDGDMoCZ10MH15 | CFL | SDG | DMo | MH15 | CZ10 | rWtd | 1.1549 | 1.5379 | -0.011903 |  | 624.736 | 89.248 | 0 | 0 | 151.7216 | 0 | 865.7056 | 165 | 166 | 168 | 167 | 165 | 168 | 1.164 | 1.076 | 1.002 | 0.778 | 1.164 | 1.002 | 1.525 | 1.65 | 1.025 | 1.025 | 1.525 | 1.025 | -0.016494 | 0 | -0.016236 | 0 | 0 | 0
CFLDMoMH15CZ11 | CFLSDGDMoCZ11MH15 | CFL | SDG | DMo | MH15 | CZ11 | rWtd | 0 | 0 | 0 |  | 0 | 0 | 0 | 0 | 0 | 0 | 0 | 169 | 170 | 172 | 171 | 169 | 172 | 1.146 | 1.032 | 0.998 | 0.734 | 1.146 | 0.998 | 1.55 | 1.625 | 1.025 | 1 | 1.55 | 1.025 | -0.019725 | 0 | -0.019578 | 0 | 0 | 0
CFLDMoMH15CZ12 | CFLSDGDMoCZ12MH15 | CFL | SDG | DMo | MH15 | CZ12 | rWtd | 0 | 0 | 0 |  | 0 | 0 | 0 | 0 | 0 | 0 | 0 | 173 | 174 | 176 | 175 | 173 | 176 | 1.112 | 0.966 | 0.996 | 0.704 | 1.112 | 0.996 | 1.575 | 1.675 | 1.025 | 1 | 1.575 | 1.025 | -0.022347 | 0 | -0.02211 | 0 | 0 | 0
CFLDMoMH15CZ13 | CFLSDGDMoCZ13MH15 | CFL | SDG | DMo | MH15 | CZ13 | rWtd | 0 | 0 | 0 |  | 0 | 0 | 0 | 0 | 0 | 0 | 0 | 177 | 178 | 180 | 179 | 177 | 180 | 1.158 | 1.05 | 0.998 | 0.756 | 1.158 | 0.998 | 1.55 | 1.55 | 1 | 1.025 | 1.55 | 1 | -0.018444 | 0 | -0.018183 | 0 | 0 | 0
CFLDMoMH15CZ14 | CFLSDGDMoCZ14MH15 | CFL | SDG | DMo | MH15 | CZ14 | rWtd | 1.1061 | 1.4954 | -0.015383 |  | 0.61856 | 0.088365 | 0.10309 | 0.014728 | 0.15022 | 0.025037 | 1 | 181 | 182 | 184 | 183 | 181 | 184 | 1.144 | 1 | 0.996 | 0.722 | 1.144 | 0.996 | 1.575 | 1.6 | 1 | 1.025 | 1.575 | 1 | -0.021374 | 0 | -0.020967 | 0 | 0 | 0
CFLDMoMH15CZ15 | CFLSDGDMoCZ15MH15 | CFL | SDG | DMo | MH15 | CZ15 | rWtd | 1.2039 | 1.3634 | -0.0057858 |  | 0.61856 | 0.088365 | 0.10309 | 0.014728 | 0.15022 | 0.025037 | 1 | 185 | 186 | 188 | 187 | 185 | 188 | 1.244 | 1.196 | 1.004 | 0.896 | 1.244 | 1.004 | 1.425 | 1.375 | 1.025 | 1.025 | 1.425 | 1.025 | -0.0080476 | 0 | -0.0078362 | 0 | 0 | 0
CFLDMoMH15CZ16 | CFLSDGDMoCZ16MH15 | CFL | SDG | DMo | MH15 | CZ16 | rWtd | 0 | 0 | 0 |  | 0 | 0 | 0 | 0 | 0 | 0 | 0 | 189 | 190 | 192 | 191 | 189 | 192 | 1.054 | 0.832 | 0.996 | 0.694 | 1.054 | 0.996 | 1.4878 | 1.561 | 1.0244 | 1.0488 | 1.4878 | 1.0244 | -0.02329 | 0 | -0.023062 | 0 | 0 | 0
None | None | None |  |  |  |  | None | 0 | 0 | 0
|  |  | None | None | None | None

## Vint wtd
Create DEER2023 Vintage results from HVAC wtd worksheet | [5 empty] | max | 1.2602 | 1.917 | 0
[6 empty] | avg | 1.0677 | 1.3741 | -0.014658 | 42.95% | Vintage Weights | [9 empty] | Impacts Row Match |  | if row = | 1116 | the result will be "0" |  |  |  |  | UnWtd kWh | [8 empty] | UnWtd kW | [8 empty] | UnWtd therm
[6 empty] | min | 0 | 0 | -0.02956 | [28 empty] | New | [8 empty] | New | [8 empty] | New
[11 empty] | MH72 | MH85 | MH00 | MH06 | MH15 | None | None | None |  |  | MH72 | MH85 | MH00 | MH06 | MH15 |  |  |  |  | MH72 | MH85 | MH00 | MH06 | MH15 |  |  |  |  | MH72 | MH85 | MH00 | MH06 | MH15
index for CZ | Ltg | IOU | BldgType | BldgVint | BldgLoc | BldgHVAC | kWh | kW | therm |  | 1975 | 1985 | 1996 | 2003 | 2007 | 2011 | 2015 | 2017 | 2020 | Total | 1975 | 1985 | 1996 | 2003 | 2007 | 2011 | 2015 | 2017 | 2020 | 1975 | 1985 | 1996 | 2003 | 2007 | 2011 | 2015 | 2017 | 2020 | 1975 | 1985 | 1996 | 2003 | 2007 | 2011 | 2015 | 2017 | 2020 | 1975 | 1985 | 1996 | 2003 | 2007 | 2011 | 2015 | 2017 | 2020
CFLPGEMFmExCZ01 | CFL | PGE | MFm | Ex | CZ01 | rWtd | 0.90494 | 1.0546 | -0.026407 |  | 4652 | 638 | 2564 | 1952 | 1347 | 1166 | 1498 | 1737.28 | 585.6 | 16139.88 | 434 | 450 | 466 | 482 | 498 | 514 | 530 | 546 | 562 | 0.89412 | 0.89407 | 0.89063 | 0.90204 | 0.89661 | 0.90446 | 0.91658 | 0.91726 | 0.91726 | 1.0487 | 1.0244 | 1.0475 | 1.0501 | 1.0488 | 1.0488 | 1.0704 | 1.0704 | 1.0704 | -0.026906 | -0.026906 | -0.026906 | -0.026906 | -0.026906 | -0.026906 | -0.024921 | -0.024335 | -0.024335
CFLPGEMFmExCZ02 | CFL | PGE | MFm | Ex | CZ02 | rWtd | 0.97833 | 1.2425 | -0.014832 |  | 22574 | 16076 | 9317 | 3960 | 2732 | 2365 | 3040 | 3524.4 | 1188 | 64776.4 | 435 | 451 | 467 | 483 | 499 | 515 | 531 | 547 | 563 | 0.9716 | 0.97247 | 0.98038 | 0.9835 | 0.96978 | 0.97857 | 0.97909 | 0.97985 | 0.97985 | 1.3018 | 1.288 | 1.3204 | 1.3558 | 1.2004 | 1.1945 | 1.1703 | 1.1696 | 1.1696 | -0.018502 | -0.018076 | -0.016101 | -0.014693 | -0.015578 | -0.014481 | -0.014615 | -0.01414 | -0.01414
CFLPGEMFmExCZ03 | CFL | PGE | MFm | Ex | CZ03 | rWtd | 0.95591 | 1.104 | -0.016549 |  | 358181 | 86900 | 26830 | 12449 | 8589 | 7434 | 9556 | 11079.61 | 3734.7 | 524753.31 | 436 | 452 | 468 | 484 | 500 | 516 | 532 | 548 | 564 | 0.94155 | 0.94268 | 0.95023 | 0.94473 | 0.95172 | 0.95974 | 0.97125 | 0.97196 | 0.97196 | 1.078 | 1.0476 | 1.0843 | 1.071 | 1.1233 | 1.1133 | 1.1222 | 1.125 | 1.125 | -0.018869 | -0.018897 | -0.017677 | -0.018558 | -0.017215 | -0.015865 | -0.013867 | -0.013768 | -0.013768
CFLPGEMFmExCZ04 | CFL | PGE | MFm | Ex | CZ04 | rWtd | 1.0599 | 1.4068 | -0.010411 |  | 101243 | 64812 | 20252 | 6674 | 4605 | 3985 | 5123 | 5939.86 | 2002.2 | 214636.06 | 437 | 453 | 469 | 485 | 501 | 517 | 533 | 549 | 565 | 0.99982 | 1.0002 | 1.0108 | 1.0205 | 1.0695 | 1.0875 | 1.0812 | 1.0843 | 1.0846 | 1.3428 | 1.3206 | 1.3644 | 1.2824 | 1.4658 | 1.471 | 1.4661 | 1.4246 | 1.4221 | -0.014669 | -0.013899 | -0.012967 | -0.011425 | -0.010863 | -0.0093787 | -0.0094855 | -0.0086239 | -0.0084821
CFLPGEMFmExCZ05 | CFL | PGE | MFm | Ex | CZ05 | rWtd | 0.98822 | 1.1749 | -0.014394 |  | 12748 | 2426 | 5387 | 1 | 1 | 1 | 1 | 1 | 1 | 20567 | 438 | 454 | 470 | 486 | 502 | 518 | 534 | 550 | 566 | 0.9472 | 0.95115 | 0.96633 | 0.9701 | 0.9827 | 0.98725 | 1.0128 | 1.0143 | 1.0143 | 1.0726 | 1.1168 | 1.0789 | 1.0852 | 1.2007 | 1.1804 | 1.2333 | 1.2467 | 1.2467 | -0.020992 | -0.020388 | -0.017314 | -0.016771 | -0.015242 | -0.015125 | -0.010437 | -0.010265 | -0.010265
CFLPGEMFmExCZ11 | CFL | PGE | MFm | Ex | CZ11 | rWtd | 1.1044 | 1.4062 | -0.014306 |  | 18703 | 21129 | 816 | 347 | 239 | 207 | 266 | 308.83 | 104.1 | 42119.93 | 444 | 460 | 476 | 492 | 508 | 524 | 540 | 556 | 572 | 1.0899 | 1.0774 | 1.0986 | 1.1025 | 1.1019 | 1.1119 | 1.1033 | 1.1039 | 1.1024 | 1.6161 | 1.6431 | 1.5647 | 1.4461 | 1.375 | 1.4193 | 1.3722 | 1.4 | 1.3972 | -0.016141 | -0.016479 | -0.012491 | -0.014327 | -0.014774 | -0.014145 | -0.013983 | -0.013387 | -0.013241
CFLPGEMFmExCZ12 | CFL | PGE | MFm | Ex | CZ12 | rWtd | 1.086 | 1.4578 | -0.011768 |  | 82889 | 102342 | 16244 | 8001 | 5520 | 4778 | 6142 | 7120.89 | 2400.3 | 235437.19 | 445 | 461 | 477 | 493 | 509 | 525 | 541 | 557 | 573 | 1.0616 | 1.0433 | 1.0527 | 1.0746 | 1.0887 | 1.099 | 1.0882 | 1.0889 | 1.0889 | 1.5119 | 1.6614 | 1.5991 | 1.4858 | 1.4381 | 1.4624 | 1.4354 | 1.4144 | 1.4144 | -0.01563 | -0.015867 | -0.014695 | -0.012037 | -0.012022 | -0.011275 | -0.011573 | -0.010938 | -0.010828
CFLPGEMFmExCZ13 | CFL | PGE | MFm | Ex | CZ13 | rWtd | 1.1203 | 1.4637 | -0.011497 |  | 53194 | 30319 | 5404 | 1022 | 705 | 610 | 784 | 909.58 | 306.6 | 93254.18 | 446 | 462 | 478 | 494 | 510 | 526 | 542 | 558 | 574 | 1.1151 | 1.1053 | 1.1105 | 1.1207 | 1.1178 | 1.1262 | 1.1173 | 1.1178 | 1.1178 | 1.5648 | 1.5891 | 1.5898 | 1.4654 | 1.4693 | 1.4722 | 1.45 | 1.4222 | 1.4222 | -0.0142 | -0.015823 | -0.012125 | -0.012279 | -0.011486 | -0.010967 | -0.010902 | -0.010415 | -0.010301
CFLPGEMFmExCZ16 | CFL | PGE | MFm | Ex | CZ16 | rWtd | 0.9975 | 1.246 | -0.019296 |  | 119 | 292 | 1 | 1 | 1 | 1 | 1 | 1 | 1 | 418 | 449 | 465 | 481 | 497 | 513 | 529 | 545 | 561 | 577 | 1.0073 | 1.0132 | 1.0053 | 1.0131 | 0.99207 | 0.99695 | 0.98791 | 0.98978 | 1.0017 | 1.3137 | 1.3162 | 1.3338 | 1.3503 | 1.2093 | 1.2182 | 1.2063 | 1.1934 | 1.1816 | -0.018549 | -0.018472 | -0.020519 | -0.018901 | -0.019221 | -0.018704 | -0.020359 | -0.019784 | -0.01734
CFLPGESFmExCZ01 | CFL | PGE | SFm | Ex | CZ01 | rWtd | 0.96294 | 1.0263 | -0.028151 |  | 11919 | 6580 | 6443 | 4475 | 1839 | 882 | 1026 | 1342.5 | 447.5 | 34954 | 1 | 17 | 33 | 49 | 65 | 81 | 97 | 113 | 129 | 0.9564 | 0.94397 | 0.96447 | 0.96357 | 0.95966 | 0.96257 | 0.96638 | 0.96859 | 0.96889 | 1.0232 | 1.0475 | 1 | 1.0244 | 1.0232 | 1.0463 | 1.0232 | 1.0232 | 1.0232 | -0.029993 | -0.029993 | -0.026691 | -0.028175 | -0.029148 | -0.02814 | -0.026269 | -0.02526 | -0.024855
CFLPGESFmExCZ02 | CFL | PGE | SFm | Ex | CZ02 | rWtd | 1.0064 | 1.5209 | -0.025232 |  | 108498 | 52765 | 9763 | 4414 | 1814 | 870 | 1012 | 1324.2 | 441.4 | 180901.6 | 2 | 18 | 34 | 50 | 66 | 82 | 98 | 114 | 130 | 0.9851 | 0.97033 | 0.99681 | 0.98967 | 1.0253 | 1.029 | 1.0258 | 1.026 | 1.0261 | 1.3964 | 1.1644 | 1.2919 | 1.4107 | 1.5799 | 1.7705 | 1.6815 | 1.7482 | 1.7705 | -0.027416 | -0.029518 | -0.021977 | -0.024116 | -0.02677 | -0.026189 | -0.026525 | -0.025965 | -0.025849
CFLPGESFmExCZ03 | CFL | PGE | SFm | Ex | CZ03 | rWtd | 0.97705 | 1.1726 | -0.022709 |  | 446810 | 85958 | 48155 | 13376 | 5498 | 2636 | 3067 | 4012.8 | 1337.6 | 610850.4 | 3 | 19 | 35 | 51 | 67 | 83 | 99 | 115 | 131 | 0.97011 | 0.96376 | 0.9708 | 0.97293 | 0.97879 | 0.98218 | 0.98749 | 0.9877 | 0.98785 | 1.1428 | 1.166 | 1.1357 | 1.1342 | 1.2355 | 1.1905 | 1.2124 | 1.224 | 1.2186 | -0.025574 | -0.029993 | -0.02433 | -0.023937 | -0.022676 | -0.021318 | -0.018608 | -0.018412 | -0.01833
CFLPGESFmExCZ04 | CFL | PGE | SFm | Ex | CZ04 | rWtd | 1.0523 | 1.3984 | -0.020295 |  | 251319 | 44850 | 20441 | 12207 | 5017 | 2406 | 2799 | 3662.1 | 1220.7 | 343921.8 | 4 | 20 | 36 | 52 | 68 | 84 | 100 | 116 | 132 | 1.0301 | 1.0389 | 1.0316 | 1.0312 | 1.0774 | 1.0856 | 1.0706 | 1.0727 | 1.0728 | 1.4183 | 1.2877 | 1.3714 | 1.3101 | 1.4387 | 1.5064 | 1.6186 | 1.5101 | 1.4864 | -0.018844 | -0.023191 | -0.019764 | -0.020403 | -0.020865 | -0.019298 | -0.019663 | -0.018719 | -0.018555
CFLPGESFmExCZ05 | CFL | PGE | SFm | Ex | CZ05 | rWtd | 0.97324 | 1.124 | -0.026491 |  | 46576 | 11907 | 9677 | 2113 | 868 | 416 | 485 | 633.9 | 211.3 | 72887.2 | 5 | 21 | 37 | 53 | 69 | 85 | 101 | 117 | 133 | 0.96808 | 0.96936 | 0.96571 | 0.97265 | 0.97235 | 0.96732 | 0.98249 | 0.98312 | 0.98447 | 1.1816 | 1.1523 | 1.1533 | 1.1452 | 1.1001 | 1.1066 | 1.0889 | 1.0917 | 1.1008 | -0.029427 | -0.029729 | -0.029993 | -0.027545 | -0.026139 | -0.028205 | -0.021056 | -0.02056 | -0.020379
CFLPGESFmExCZ11 | CFL | PGE | SFm | Ex | CZ11 | rWtd | 1.1133 | 1.511 | -0.019284 |  | 91972 | 56795 | 30803 | 17728 | 7287 | 3494 | 4065 | 5318.4 | 1772.8 | 219235.2 | 11 | 27 | 43 | 59 | 75 | 91 | 107 | 123 | 139 | 1.0991 | 1.1156 | 1.1048 | 1.112 | 1.12 | 1.1226 | 1.0987 | 1.0913 | 1.0914 | 1.7537 | 1.7288 | 1.7096 | 1.531 | 1.4683 | 1.4927 | 1.5159 | 1.4708 | 1.4708 | -0.020798 | -0.024463 | -0.022199 | -0.019553 | -0.019302 | -0.018744 | -0.018544 | -0.018156 | -0.018171
CFLPGESFmExCZ12 | CFL | PGE | SFm | Ex | CZ12 | rWtd | 1.0684 | 1.5148 | -0.019568 |  | 324299 | 163372 | 84754 | 40357 | 16588 | 7953 | 9254 | 12107.1 | 4035.7 | 662719.8 | 12 | 28 | 44 | 60 | 76 | 92 | 108 | 124 | 140 | 1.0757 | 1.071 | 1.0695 | 1.0648 | 1.0766 | 1.0827 | 1.0575 | 1.0576 | 1.0559 | 1.7298 | 1.8093 | 1.5369 | 1.5601 | 1.4355 | 1.4837 | 1.4861 | 1.4657 | 1.4645 | -0.020309 | -0.022247 | -0.021047 | -0.019616 | -0.019718 | -0.019057 | -0.019532 | -0.019018 | -0.018951
CFLPGESFmExCZ13 | CFL | PGE | SFm | Ex | CZ13 | rWtd | 1.1288 | 1.4894 | -0.016741 |  | 137126 | 74574 | 45095 | 16912 | 6951 | 3333 | 3878 | 5073.6 | 1691.2 | 294633.8 | 13 | 29 | 45 | 61 | 77 | 93 | 109 | 125 | 141 | 1.1369 | 1.1484 | 1.1288 | 1.1337 | 1.1292 | 1.1294 | 1.1059 | 1.104 | 1.1003 | 1.6841 | 1.5898 | 1.5859 | 1.5694 | 1.3683 | 1.4171 | 1.4196 | 1.4903 | 1.444 | -0.01896 | -0.019235 | -0.018897 | -0.01632 | -0.017483 | -0.01714 | -0.016909 | -0.016102 | -0.016005
CFLPGESFmExCZ16 | CFL | PGE | SFm | Ex | CZ16 | rWtd | 1.0112 | 1.4261 | -0.018965 |  | 26412 | 19869 | 6824 | 498 | 205 | 98 | 114 | 149.4 | 49.8 | 54219.2 | 16 | 32 | 48 | 64 | 80 | 96 | 112 | 128 | 144 | 1.0235 | 1.0062 | 1.0179 | 1.0147 | 1.01 | 1.0107 | 0.99806 | 0.99831 | 1.0122 | 1.3681 | 1.4913 | 1.4473 | 1.4787 | 1.3427 | 1.3433 | 1.4171 | 1.3927 | 1.2811 | -0.023163 | -0.029956 | -0.019216 | -0.018988 | -0.018526 | -0.017806 | -0.020649 | -0.020217 | -0.016261
CFLSCEMFmExCZ05 | CFL | SCE | MFm | Ex | CZ05 | rWtd | 1.0105 | 1.257 | -0.014913 |  | 1028 | 1 | 1 | 1 | 1 | 1 | 1 | 1 | 1 | 1036 | 582 | 598 | 614 | 630 | 646 | 662 | 678 | 694 | 710 | 0.992 | 0.992 | 1 | 1.002 | 1.0008 | 1.0064 | 1.0328 | 1.0349 | 1.0349 | 1.0227 | 1.0227 | 1.0227 | 1.0227 | 1.3323 | 1.2969 | 1.3759 | 1.3974 | 1.3974 | -0.02373 | -0.023045 | -0.01959 | -0.018974 | -0.015202 | -0.015083 | -0.010393 | -0.01022 | -0.01022
CFLSCEMFmExCZ06 | CFL | SCE | MFm | Ex | CZ06 | rWtd | 1.0589 | 1.2996 | -0.010178 |  | 201834 | 86262 | 23358 | 7406 | 5110 | 4422 | 5685 | 6591.34 | 2221.8 | 342890.14 | 583 | 599 | 615 | 631 | 647 | 663 | 679 | 695 | 711 | 1.0143 | 1.0112 | 1.0108 | 1.0158 | 1.0785 | 1.0839 | 1.078 | 1.0726 | 1.0726 | 1.1635 | 1.1466 | 1.2364 | 1.1581 | 1.397 | 1.3948 | 1.3221 | 1.3221 | 1.3221 | -0.012085 | -0.013522 | -0.012372 | -0.0097308 | -0.010473 | -0.010451 | -0.010284 | -0.010416 | -0.010416
CFLSCEMFmExCZ08 | CFL | SCE | MFm | Ex | CZ08 | rWtd | 1.1071 | 1.3295 | -0.0091757 |  | 121849 | 74618 | 17267 | 8619 | 5947 | 5147 | 6616 | 7670.91 | 2585.7 | 250319.61 | 585 | 601 | 617 | 633 | 649 | 665 | 681 | 697 | 713 | 1.0605 | 1.0585 | 1.0634 | 1.0606 | 1.1238 | 1.1395 | 1.1277 | 1.1288 | 1.129 | 1.2677 | 1.3187 | 1.2412 | 1.2675 | 1.37 | 1.3861 | 1.3298 | 1.3088 | 1.2908 | -0.011007 | -0.010981 | -0.0096505 | -0.010125 | -0.0092973 | -0.0082921 | -0.008517 | -0.0075043 | -0.0073825
CFLSCEMFmExCZ09 | CFL | SCE | MFm | Ex | CZ09 | rWtd | 1.1018 | 1.4699 | -0.010139 |  | 118683 | 70191 | 11960 | 7547 | 5207 | 4507 | 5793 | 6716.83 | 2264.1 | 232868.93 | 586 | 602 | 618 | 634 | 650 | 666 | 682 | 698 | 714 | 1.097 | 1.0957 | 1.1187 | 1.0759 | 1.1076 | 1.124 | 1.1129 | 1.1192 | 1.1194 | 1.4048 | 1.4185 | 1.3683 | 1.5707 | 1.452 | 1.4292 | 1.3864 | 1.3182 | 1.3156 | -0.012042 | -0.012561 | -0.010279 | -0.010758 | -0.010373 | -0.0094909 | -0.0096254 | -0.0088196 | -0.0087131
CFLSCEMFmExCZ10 | CFL | SCE | MFm | Ex | CZ10 | rWtd | 1.1052 | 1.514 | -0.0086871 |  | 36465 | 27183 | 1397 | 257 | 177 | 153 | 197 | 228.73 | 77.1 | 66134.83 | 587 | 603 | 619 | 635 | 651 | 667 | 683 | 699 | 715 | 1.0953 | 1.0945 | 1.0657 | 1.085 | 1.1116 | 1.1216 | 1.1129 | 1.1176 | 1.1176 | 1.4857 | 1.5057 | 1.7061 | 1.6512 | 1.45 | 1.4722 | 1.425 | 1.4028 | 1.4028 | -0.012752 | -0.013307 | -0.013715 | -0.008882 | -0.0089884 | -0.0085015 | -0.0083064 | -0.0076211 | -0.0075868
CFLSCEMFmExCZ13 | CFL | SCE | MFm | Ex | CZ13 | rWtd | 1.117 | 1.4544 | -0.011508 |  | 2932 | 1470 | 554 | 128 | 88 | 76 | 98 | 113.92 | 38.4 | 5498.32 | 590 | 606 | 622 | 638 | 654 | 670 | 686 | 702 | 718 | 1.1052 | 1.0955 | 1.1014 | 1.1108 | 1.1178 | 1.1262 | 1.1173 | 1.1178 | 1.1178 | 1.5298 | 1.5527 | 1.5548 | 1.4368 | 1.4693 | 1.4722 | 1.45 | 1.4222 | 1.4222 | -0.014227 | -0.01585 | -0.012153 | -0.012309 | -0.011486 | -0.010967 | -0.010902 | -0.010415 | -0.010301
CFLSCEMFmExCZ14 | CFL | SCE | MFm | Ex | CZ14 | rWtd | 1.0969 | 1.3428 | -0.014961 |  | 7855 | 10645 | 998 | 1 | 1 | 1 | 1 | 1 | 1 | 19504 | 591 | 607 | 623 | 639 | 655 | 671 | 687 | 703 | 719 | 1.1061 | 1.1037 | 1.1004 | 1.1126 | 1.0909 | 1.0972 | 1.087 | 1.0893 | 1.0893 | 1.5142 | 1.5863 | 1.4219 | 1.3835 | 1.3084 | 1.3293 | 1.3499 | 1.3541 | 1.3541 | -0.015459 | -0.013857 | -0.01355 | -0.013949 | -0.015488 | -0.014957 | -0.015448 | -0.015045 | -0.014914
CFLSCEMFmExCZ15 | CFL | SCE | MFm | Ex | CZ15 | rWtd | 1.1624 | 1.442 | -0.0061396 |  | 22114 | 19815 | 3402 | 1 | 1 | 1 | 1 | 1 | 1 | 45337 | 592 | 608 | 624 | 640 | 656 | 672 | 688 | 704 | 720 | 1.1995 | 1.1913 | 1.1755 | 1.1736 | 1.1565 | 1.166 | 1.1538 | 1.1536 | 1.1536 | 1.5248 | 1.5249 | 1.564 | 1.503 | 1.3995 | 1.4451 | 1.4203 | 1.4162 | 1.4188 | -0.0066329 | -0.0068404 | -0.0066632 | -0.0065207 | -0.0061718 | -0.0059317 | -0.0059343 | -0.0057476 | -0.005687
CFLSCEMFmExCZ16 | CFL | SCE | MFm | Ex | CZ16 | rWtd | 1.0285 | 1.3409 | -0.019202 |  | 6728 | 7133 | 624 | 1 | 1 | 1 | 1 | 1 | 1 | 14491 | 593 | 609 | 625 | 641 | 657 | 673 | 689 | 705 | 721 | 1.0108 | 1.017 | 1.0093 | 1.017 | 1.0322 | 1.038 | 1.0266 | 1.0281 | 1.0399 | 1.3285 | 1.3326 | 1.3495 | 1.3671 | 1.328 | 1.3455 | 1.3228 | 1.3024 | 1.2797 | -0.018536 | -0.018459 | -0.0205 | -0.018885 | -0.0191 | -0.018567 | -0.020257 | -0.019673 | -0.017192
CFLSCESFmExCZ05 | CFL | SCE | SFm | Ex | CZ05 | rWtd | 0.99092 | 1.4065 | -0.026485 |  | 2498 | 203 | 122 | 98 | 40 | 19 | 22 | 29.4 | 9.8 | 3041.2 | 149 | 165 | 181 | 197 | 213 | 229 | 245 | 261 | 277 | 0.97284 | 0.97644 | 0.97412 | 0.98029 | 1.004 | 0.99139 | 1.0141 | 1.0162 | 1.0241 | 1.3359 | 1.2992 | 1.2814 | 1.2654 | 1.5921 | 1.6318 | 1.5034 | 1.5239 | 1.5898 | -0.029384 | -0.029658 | -0.029993 | -0.027545 | -0.02604 | -0.0282 | -0.021091 | -0.020602 | -0.020405
CFLSCESFmExCZ06 | CFL | SCE | SFm | Ex | CZ06 | rWtd | 1.0579 | 1.3077 | -0.01254 |  | 268167 | 34575 | 30307 | 17286 | 7105 | 3407 | 3964 | 5185.8 | 1728.6 | 371725.4 | 150 | 166 | 182 | 198 | 214 | 230 | 246 | 262 | 278 | 1.029 | 1.0309 | 1.0428 | 1.0463 | 1.0781 | 1.0731 | 1.0594 | 1.0533 | 1.0578 | 1.2403 | 1.2102 | 1.2288 | 1.2218 | 1.3709 | 1.4752 | 1.4252 | 1.3752 | 1.4243 | -0.013849 | -0.01673 | -0.01511 | -0.010874 | -0.013701 | -0.014933 | -0.015664 | -0.01578 | -0.015513
CFLSCESFmExCZ08 | CFL | SCE | SFm | Ex | CZ08 | rWtd | 1.1075 | 1.2871 | -0.011467 |  | 372820 | 38996 | 26511 | 12562 | 5163 | 2476 | 2880 | 3768.6 | 1256.2 | 466432.8 | 152 | 168 | 184 | 200 | 216 | 232 | 248 | 264 | 280 | 1.0789 | 1.0788 | 1.0927 | 1.0993 | 1.1197 | 1.1307 | 1.1011 | 1.0929 | 1.0953 | 1.4019 | 1.3412 | 1.2797 | 1.2817 | 1.2981 | 1.2989 | 1.2805 | 1.2931 | 1.2931 | -0.013235 | -0.013859 | -0.012256 | -0.011726 | -0.011752 | -0.010494 | -0.010663 | -0.010022 | -0.0099876
CFLSCESFmExCZ09 | CFL | SCE | SFm | Ex | CZ09 | rWtd | 1.1059 | 1.4995 | -0.013932 |  | 392782 | 75584 | 28745 | 13575 | 5580 | 2675 | 3113 | 4072.5 | 1357.5 | 527484 | 153 | 169 | 185 | 201 | 217 | 233 | 249 | 265 | 281 | 1.1129 | 1.1044 | 1.1312 | 1.1016 | 1.1168 | 1.1219 | 1.0914 | 1.0936 | 1.0917 | 1.4306 | 1.6545 | 1.4261 | 1.4697 | 1.5978 | 1.5376 | 1.4206 | 1.3866 | 1.4741 | -0.015606 | -0.01643 | -0.014114 | -0.014083 | -0.014167 | -0.013141 | -0.013533 | -0.012833 | -0.0127
CFLSCESFmExCZ10 | CFL | SCE | SFm | Ex | CZ10 | rWtd | 1.1225 | 1.4153 | -0.017671 |  | 160776 | 177527 | 90573 | 47084 | 19353 | 9279 | 10796 | 14125.2 | 4708.4 | 534221.6 | 154 | 170 | 186 | 202 | 218 | 234 | 250 | 266 | 282 | 1.1094 | 1.1139 | 1.1391 | 1.1241 | 1.1272 | 1.1333 | 1.0977 | 1.0924 | 1.094 | 1.7502 | 1.7453 | 1.5581 | 1.4474 | 1.3699 | 1.3954 | 1.3736 | 1.3979 | 1.3967 | -0.016788 | -0.019621 | -0.017557 | -0.017683 | -0.018031 | -0.01744 | -0.017169 | -0.01676 | -0.016712
CFLSCESFmExCZ13 | CFL | SCE | SFm | Ex | CZ13 | rWtd | 1.1307 | 1.4966 | -0.016738 |  | 32952 | 16088 | 15894 | 5458 | 2243 | 1076 | 1252 | 1637.4 | 545.8 | 77146.2 | 157 | 173 | 189 | 205 | 221 | 237 | 253 | 269 | 285 | 1.1406 | 1.1523 | 1.1324 | 1.1372 | 1.1292 | 1.1294 | 1.1059 | 1.104 | 1.1003 | 1.6994 | 1.6034 | 1.5989 | 1.5826 | 1.3683 | 1.4171 | 1.4196 | 1.4903 | 1.444 | -0.018954 | -0.019228 | -0.018892 | -0.016313 | -0.017483 | -0.01714 | -0.016909 | -0.016102 | -0.016005
CFLSCESFmExCZ14 | CFL | SCE | SFm | Ex | CZ14 | rWtd | 1.1213 | 1.4348 | -0.0199 |  | 52777 | 109423 | 21277 | 7272 | 2989 | 1433 | 1667 | 2181.6 | 727.2 | 199746.8 | 158 | 174 | 190 | 206 | 222 | 238 | 254 | 270 | 286 | 1.1383 | 1.1263 | 1.1287 | 1.1278 | 1.1177 | 1.122 | 1.0988 | 1.0951 | 1.0951 | 1.6388 | 1.7083 | 1.5873 | 1.4336 | 1.4288 | 1.4576 | 1.4313 | 1.4313 | 1.4326 | -0.0193 | -0.023061 | -0.020136 | -0.019812 | -0.020322 | -0.01927 | -0.020072 | -0.020045 | -0.020073
CFLSCESFmExCZ15 | CFL | SCE | SFm | Ex | CZ15 | rWtd | 1.1906 | 1.6116 | -0.0091475 |  | 15659 | 21160 | 10029 | 1424 | 585 | 281 | 327 | 427.2 | 142.4 | 50034.6 | 159 | 175 | 191 | 207 | 223 | 239 | 255 | 271 | 287 | 1.196 | 1.2018 | 1.1996 | 1.1932 | 1.1899 | 1.195 | 1.1766 | 1.1768 | 1.1749 | 1.6843 | 1.7341 | 1.6336 | 1.6832 | 1.5313 | 1.55 | 1.4962 | 1.5212 | 1.5187 | -0.0089137 | -0.0098841 | -0.0096748 | -0.0093532 | -0.0088603 | -0.0088497 | -0.0090215 | -0.0088193 | -0.0088612
CFLSCESFmExCZ16 | CFL | SCE | SFm | Ex | CZ16 | rWtd | 1.0064 | 1.3727 | -0.01896 |  | 69573 | 24071 | 4820 | 2548 | 1047 | 502 | 584 | 764.4 | 254.8 | 104164.2 | 160 | 176 | 192 | 208 | 224 | 240 | 256 | 272 | 288 | 1.0349 | 1.0162 | 1.0264 | 1.0226 | 0.98785 | 0.99005 | 0.9831 | 0.98332 | 0.99299 | 1.4385 | 1.5939 | 1.5406 | 1.5786 | 1.1163 | 1.1165 | 1.1542 | 1.1307 | 1.1158 | -0.02313 | -0.029948 | -0.019201 | -0.018973 | -0.018542 | -0.017819 | -0.020639 | -0.02021 | -0.016257
CFLSDGMFmExCZ06 | CFL | SDG | MFm | Ex | CZ06 | rWtd | 1.069 | 1.3378 | -0.010161 |  | 6832 | 8111 | 1179 | 519 | 358 | 310 | 398 | 461.91 | 155.7 | 18324.61 | 727 | 743 | 759 | 775 | 791 | 807 | 823 | 839 | 855 | 1.0218 | 1.0194 | 1.0175 | 1.0215 | 1.0909 | 1.0967 | 1.0898 | 1.084 | 1.084 | 1.1907 | 1.1672 | 1.2757 | 1.1844 | 1.4444 | 1.4419 | 1.3606 | 1.3606 | 1.3606 | -0.01207 | -0.013502 | -0.012357 | -0.0097183 | -0.010453 | -0.010429 | -0.010267 | -0.0104 | -0.0104
CFLSDGMFmExCZ07 | CFL | SDG | MFm | Ex | CZ07 | rWtd | 1.0822 | 1.2285 | -0.010846 |  | 116552 | 87344 | 11508 | 7522 | 5190 | 4492 | 5774 | 6694.58 | 2256.6 | 247333.18 | 728 | 744 | 760 | 776 | 792 | 808 | 824 | 840 | 856 | 0.99252 | 1.0068 | 1.028 | 1.012 | 1.1046 | 1.1285 | 1.1176 | 1.1137 | 1.1137 | 1.1819 | 1.1035 | 1.1395 | 1.0711 | 1.3192 | 1.3192 | 1.2816 | 1.2816 | 1.2816 | -0.012053 | -0.01295 | -0.0082702 | -0.011808 | -0.011615 | -0.0098954 | -0.0096402 | -0.0097288 | -0.0097288
CFLSDGMFmExCZ08 | CFL | SDG | MFm | Ex | CZ08 | rWtd | 1.1253 | 1.381 | -0.0091232 |  | 769 | 4563 | 5565 | 2582 | 1781 | 1542 | 1982 | 2297.98 | 774.6 | 21856.58 | 729 | 745 | 761 | 777 | 793 | 809 | 825 | 841 | 857 | 1.0887 | 1.0867 | 1.0901 | 1.0884 | 1.1372 | 1.1536 | 1.1407 | 1.1417 | 1.1419 | 1.3498 | 1.4188 | 1.3154 | 1.3572 | 1.4025 | 1.4222 | 1.3606 | 1.3359 | 1.3161 | -0.010923 | -0.010901 | -0.0095442 | -0.01004 | -0.0092643 | -0.0082543 | -0.0084777 | -0.0074639 | -0.0073416
CFLSDGMFmExCZ10 | CFL | SDG | MFm | Ex | CZ10 | rWtd | 1.0374 | 1.2862 | -0.0089017 |  | 29332 | 29446 | 4108 | 2553 | 1761 | 1525 | 1960 | 2272.17 | 765.9 | 73723.07 | 731 | 747 | 763 | 779 | 795 | 811 | 827 | 843 | 859 | 1.0802 | 1.0794 | 1.054 | 1.0732 | 1.0161 | 1.0229 | 1.0212 | 1.0257 | 1.0257 | 1.4321 | 1.4497 | 1.6295 | 1.5784 | 1.1387 | 1.1446 | 1.1482 | 1.1261 | 1.1261 | -0.012792 | -0.013347 | -0.013751 | -0.0089202 | -0.0092627 | -0.0088071 | -0.008627 | -0.0079483 | -0.0079142
CFLSDGMFmExCZ14 | CFL | SDG | MFm | Ex | CZ14 | rWtd | 1.0817 | 1.3093 | -0.015004 |  | 260 | 1 | 1 | 1 | 1 | 1 | 1 | 1 | 1 | 268 | 735 | 751 | 767 | 783 | 799 | 815 | 831 | 847 | 863 | 1.1061 | 1.1037 | 1.1004 | 1.1126 | 1.0704 | 1.0764 | 1.0675 | 1.0695 | 1.0695 | 1.5142 | 1.5863 | 1.4219 | 1.3835 | 1.2666 | 1.2849 | 1.3021 | 1.3093 | 1.3093 | -0.015459 | -0.013857 | -0.01355 | -0.013949 | -0.015542 | -0.015018 | -0.015506 | -0.015104 | -0.014974
CFLSDGMFmExCZ15 | CFL | SDG | MFm | Ex | CZ15 | rWtd | 1.1449 | 1.4007 | -0.0061887 |  | 179 | 1 | 1 | 1 | 1 | 1 | 1 | 1 | 1 | 187 | 736 | 752 | 768 | 784 | 800 | 816 | 832 | 848 | 864 | 1.2019 | 1.1937 | 1.1777 | 1.1757 | 1.1325 | 1.141 | 1.1306 | 1.1305 | 1.1305 | 1.5307 | 1.5307 | 1.5699 | 1.5085 | 1.3449 | 1.387 | 1.3626 | 1.3619 | 1.3642 | -0.0066277 | -0.0068353 | -0.0066565 | -0.0065145 | -0.0062389 | -0.0059999 | -0.0060014 | -0.00582 | -0.0057602
CFLSDGSFmExCZ06 | CFL | SDG | SFm | Ex | CZ06 | rWtd | 1.0589 | 1.3014 | -0.012537 |  | 7440 | 23426 | 18492 | 10748 | 4418 | 2118 | 2465 | 3224.4 | 1074.8 | 73406.2 | 294 | 310 | 326 | 342 | 358 | 374 | 390 | 406 | 422 | 1.0439 | 1.0484 | 1.0636 | 1.0659 | 1.0555 | 1.0514 | 1.0409 | 1.0362 | 1.0397 | 1.3176 | 1.2846 | 1.3015 | 1.293 | 1.2804 | 1.3645 | 1.3214 | 1.2837 | 1.3208 | -0.013829 | -0.016698 | -0.015084 | -0.010864 | -0.013716 | -0.014939 | -0.01566 | -0.015752 | -0.015511
CFLSDGSFmExCZ07 | CFL | SDG | SFm | Ex | CZ07 | rWtd | 1.0384 | 1.1779 | -0.014611 |  | 213903 | 103726 | 49320 | 25022 | 10285 | 4931 | 5738 | 7506.6 | 2502.2 | 422933.8 | 295 | 311 | 327 | 343 | 359 | 375 | 391 | 407 | 423 | 1.0182 | 1.0192 | 1.0157 | 1.0289 | 1.0469 | 1.0572 | 1.0484 | 1.0456 | 1.0484 | 1.2841 | 1.2146 | 1.179 | 1.1847 | 1.1586 | 1.1836 | 1.1784 | 1.1516 | 1.1798 | -0.017056 | -0.018438 | -0.015664 | -0.01678 | -0.013009 | -0.011009 | -0.011117 | -0.011677 | -0.010957
CFLSDGSFmExCZ08 | CFL | SDG | SFm | Ex | CZ08 | rWtd | 1.1685 | 1.4312 | -0.011412 |  | 2356 | 1660 | 3550 | 637 | 262 | 126 | 146 | 191.1 | 63.7 | 8991.8 | 296 | 312 | 328 | 344 | 360 | 376 | 392 | 408 | 424 | 1.1366 | 1.1366 | 1.1586 | 1.1692 | 1.1768 | 1.1913 | 1.1308 | 1.1195 | 1.1189 | 1.6423 | 1.5432 | 1.4417 | 1.4454 | 1.4183 | 1.4194 | 1.4024 | 1.4206 | 1.4206 | -0.013151 | -0.013771 | -0.01218 | -0.011671 | -0.011686 | -0.010447 | -0.010629 | -0.010011 | -0.0099822
CFLSDGSFmExCZ10 | CFL | SDG | SFm | Ex | CZ10 | rWtd | 1.1034 | 1.3567 | -0.017704 |  | 85422 | 54661 | 23433 | 16066 | 6604 | 3166 | 3684 | 4819.8 | 1606.6 | 199462.4 | 298 | 314 | 330 | 346 | 362 | 378 | 394 | 410 | 426 | 1.0802 | 1.0828 | 1.1024 | 1.0906 | 1.125 | 1.131 | 1.0965 | 1.0914 | 1.0929 | 1.5774 | 1.5736 | 1.4295 | 1.3443 | 1.3646 | 1.3898 | 1.3682 | 1.3922 | 1.391 | -0.016843 | -0.019688 | -0.017633 | -0.017743 | -0.018033 | -0.017443 | -0.017169 | -0.016759 | -0.016712
CFLSDGSFmExCZ14 | CFL | SDG | SFm | Ex | CZ14 | rWtd | 1.0584 | 1.2462 | -0.019951 |  | 4114 | 2011 | 428 | 342 | 141 | 67 | 78 | 102.6 | 34.2 | 7317.8 | 302 | 318 | 334 | 350 | 366 | 382 | 398 | 414 | 430 | 1.0951 | 1.0852 | 1.0872 | 1.0866 | 1.0214 | 1.0232 | 1.0318 | 1.0345 | 1.0417 | 1.4659 | 1.5166 | 1.4283 | 1.3226 | 1.156 | 1.1494 | 1.1568 | 1.1409 | 1.1413 | -0.019385 | -0.023125 | -0.020184 | -0.019868 | -0.020393 | -0.019316 | -0.020058 | -0.020029 | -0.02004
CFLSDGSFmExCZ15 | CFL | SDG | SFm | Ex | CZ15 | rWtd | 1.1334 | 1.4231 | -0.0090803 |  | 2000 | 564 | 1 | 1 | 1 | 1 | 1 | 1 | 1 | 2571 | 303 | 319 | 335 | 351 | 367 | 383 | 399 | 415 | 431 | 1.1973 | 1.2032 | 1.201 | 1.1946 | 1.1146 | 1.1179 | 1.1065 | 1.1066 | 1.1054 | 1.6889 | 1.7389 | 1.6376 | 1.6876 | 1.3382 | 1.3497 | 1.3169 | 1.3234 | 1.3218 | -0.0089116 | -0.0098818 | -0.009673 | -0.0093517 | -0.0089456 | -0.008952 | -0.0090718 | -0.0088666 | -0.0089358
CFLPGEMFmNewCZ01 | CFL | PGE | MFm | New | CZ01 | rWtd | 0.91726 | 1.0704 | -0.024335 |  | 0 | 0 | 0 | 0 | 0 | 0 | 0 | 0 | 585.6 | 585.6 | 1116 | 1116 | 1116 | 1116 | 1116 | 1116 | 1116 | 1116 | 562 | 0 | 0 | 0 | 0 | 0 | 0 | 0 | 0 | 0.91726 | 0 | 0 | 0 | 0 | 0 | 0 | 0 | 0 | 1.0704 | 0 | 0 | 0 | 0 | 0 | 0 | 0 | 0 | -0.024335
CFLPGEMFmNewCZ02 | CFL | PGE | MFm | New | CZ02 | rWtd | 0.97985 | 1.1696 | -0.01414 |  | 0 | 0 | 0 | 0 | 0 | 0 | 0 | 0 | 1188 | 1188 | 1116 | 1116 | 1116 | 1116 | 1116 | 1116 | 1116 | 1116 | 563 | 0 | 0 | 0 | 0 | 0 | 0 | 0 | 0 | 0.97985 | 0 | 0 | 0 | 0 | 0 | 0 | 0 | 0 | 1.1696 | 0 | 0 | 0 | 0 | 0 | 0 | 0 | 0 | -0.01414
CFLPGEMFmNewCZ03 | CFL | PGE | MFm | New | CZ03 | rWtd | 0.97196 | 1.125 | -0.013768 |  | 0 | 0 | 0 | 0 | 0 | 0 | 0 | 0 | 3734.7 | 3734.7 | 1116 | 1116 | 1116 | 1116 | 1116 | 1116 | 1116 | 1116 | 564 | 0 | 0 | 0 | 0 | 0 | 0 | 0 | 0 | 0.97196 | 0 | 0 | 0 | 0 | 0 | 0 | 0 | 0 | 1.125 | 0 | 0 | 0 | 0 | 0 | 0 | 0 | 0 | -0.013768
CFLPGEMFmNewCZ04 | CFL | PGE | MFm | New | CZ04 | rWtd | 1.0846 | 1.4221 | -0.0084821 |  | 0 | 0 | 0 | 0 | 0 | 0 | 0 | 0 | 2002.2 | 2002.2 | 1116 | 1116 | 1116 | 1116 | 1116 | 1116 | 1116 | 1116 | 565 | 0 | 0 | 0 | 0 | 0 | 0 | 0 | 0 | 1.0846 | 0 | 0 | 0 | 0 | 0 | 0 | 0 | 0 | 1.4221 | 0 | 0 | 0 | 0 | 0 | 0 | 0 | 0 | -0.0084821
CFLPGEMFmNewCZ05 | CFL | PGE | MFm | New | CZ05 | rWtd | 1.0143 | 1.2467 | -0.010265 |  | 0 | 0 | 0 | 0 | 0 | 0 | 0 | 0 | 1 | 1 | 1116 | 1116 | 1116 | 1116 | 1116 | 1116 | 1116 | 1116 | 566 | 0 | 0 | 0 | 0 | 0 | 0 | 0 | 0 | 1.0143 | 0 | 0 | 0 | 0 | 0 | 0 | 0 | 0 | 1.2467 | 0 | 0 | 0 | 0 | 0 | 0 | 0 | 0 | -0.010265
CFLPGEMFmNewCZ11 | CFL | PGE | MFm | New | CZ11 | rWtd | 1.1024 | 1.3972 | -0.013241 |  | 0 | 0 | 0 | 0 | 0 | 0 | 0 | 0 | 104.1 | 104.1 | 1116 | 1116 | 1116 | 1116 | 1116 | 1116 | 1116 | 1116 | 572 | 0 | 0 | 0 | 0 | 0 | 0 | 0 | 0 | 1.1024 | 0 | 0 | 0 | 0 | 0 | 0 | 0 | 0 | 1.3972 | 0 | 0 | 0 | 0 | 0 | 0 | 0 | 0 | -0.013241
CFLPGEMFmNewCZ12 | CFL | PGE | MFm | New | CZ12 | rWtd | 1.0889 | 1.4144 | -0.010828 |  | 0 | 0 | 0 | 0 | 0 | 0 | 0 | 0 | 2400.3 | 2400.3 | 1116 | 1116 | 1116 | 1116 | 1116 | 1116 | 1116 | 1116 | 573 | 0 | 0 | 0 | 0 | 0 | 0 | 0 | 0 | 1.0889 | 0 | 0 | 0 | 0 | 0 | 0 | 0 | 0 | 1.4144 | 0 | 0 | 0 | 0 | 0 | 0 | 0 | 0 | -0.010828
CFLPGEMFmNewCZ13 | CFL | PGE | MFm | New | CZ13 | rWtd | 1.1178 | 1.4222 | -0.010301 |  | 0 | 0 | 0 | 0 | 0 | 0 | 0 | 0 | 306.6 | 306.6 | 1116 | 1116 | 1116 | 1116 | 1116 | 1116 | 1116 | 1116 | 574 | 0 | 0 | 0 | 0 | 0 | 0 | 0 | 0 | 1.1178 | 0 | 0 | 0 | 0 | 0 | 0 | 0 | 0 | 1.4222 | 0 | 0 | 0 | 0 | 0 | 0 | 0 | 0 | -0.010301
CFLPGEMFmNewCZ16 | CFL | PGE | MFm | New | CZ16 | rWtd | 1.0017 | 1.1816 | -0.01734 |  | 0 | 0 | 0 | 0 | 0 | 0 | 0 | 0 | 1 | 1 | 1116 | 1116 | 1116 | 1116 | 1116 | 1116 | 1116 | 1116 | 577 | 0 | 0 | 0 | 0 | 0 | 0 | 0 | 0 | 1.0017 | 0 | 0 | 0 | 0 | 0 | 0 | 0 | 0 | 1.1816 | 0 | 0 | 0 | 0 | 0 | 0 | 0 | 0 | -0.01734
CFLPGESFmNewCZ01 | CFL | PGE | SFm | New | CZ01 | rWtd | 0.96889 | 1.0232 | -0.024855 |  | 0 | 0 | 0 | 0 | 0 | 0 | 0 | 0 | 447.5 | 447.5 | 1116 | 1116 | 1116 | 1116 | 1116 | 1116 | 1116 | 1116 | 129 | 0 | 0 | 0 | 0 | 0 | 0 | 0 | 0 | 0.96889 | 0 | 0 | 0 | 0 | 0 | 0 | 0 | 0 | 1.0232 | 0 | 0 | 0 | 0 | 0 | 0 | 0 | 0 | -0.024855
CFLPGESFmNewCZ02 | CFL | PGE | SFm | New | CZ02 | rWtd | 1.0261 | 1.7705 | -0.025849 |  | 0 | 0 | 0 | 0 | 0 | 0 | 0 | 0 | 441.4 | 441.4 | 1116 | 1116 | 1116 | 1116 | 1116 | 1116 | 1116 | 1116 | 130 | 0 | 0 | 0 | 0 | 0 | 0 | 0 | 0 | 1.0261 | 0 | 0 | 0 | 0 | 0 | 0 | 0 | 0 | 1.7705 | 0 | 0 | 0 | 0 | 0 | 0 | 0 | 0 | -0.025849
CFLPGESFmNewCZ03 | CFL | PGE | SFm | New | CZ03 | rWtd | 0.98785 | 1.2186 | -0.01833 |  | 0 | 0 | 0 | 0 | 0 | 0 | 0 | 0 | 1337.6 | 1337.6 | 1116 | 1116 | 1116 | 1116 | 1116 | 1116 | 1116 | 1116 | 131 | 0 | 0 | 0 | 0 | 0 | 0 | 0 | 0 | 0.98785 | 0 | 0 | 0 | 0 | 0 | 0 | 0 | 0 | 1.2186 | 0 | 0 | 0 | 0 | 0 | 0 | 0 | 0 | -0.01833
CFLPGESFmNewCZ04 | CFL | PGE | SFm | New | CZ04 | rWtd | 1.0728 | 1.4864 | -0.018555 |  | 0 | 0 | 0 | 0 | 0 | 0 | 0 | 0 | 1220.7 | 1220.7 | 1116 | 1116 | 1116 | 1116 | 1116 | 1116 | 1116 | 1116 | 132 | 0 | 0 | 0 | 0 | 0 | 0 | 0 | 0 | 1.0728 | 0 | 0 | 0 | 0 | 0 | 0 | 0 | 0 | 1.4864 | 0 | 0 | 0 | 0 | 0 | 0 | 0 | 0 | -0.018555
CFLPGESFmNewCZ05 | CFL | PGE | SFm | New | CZ05 | rWtd | 0.98447 | 1.1008 | -0.020379 |  | 0 | 0 | 0 | 0 | 0 | 0 | 0 | 0 | 211.3 | 211.3 | 1116 | 1116 | 1116 | 1116 | 1116 | 1116 | 1116 | 1116 | 133 | 0 | 0 | 0 | 0 | 0 | 0 | 0 | 0 | 0.98447 | 0 | 0 | 0 | 0 | 0 | 0 | 0 | 0 | 1.1008 | 0 | 0 | 0 | 0 | 0 | 0 | 0 | 0 | -0.020379
CFLPGESFmNewCZ11 | CFL | PGE | SFm | New | CZ11 | rWtd | 1.0914 | 1.4708 | -0.018171 |  | 0 | 0 | 0 | 0 | 0 | 0 | 0 | 0 | 1772.8 | 1772.8 | 1116 | 1116 | 1116 | 1116 | 1116 | 1116 | 1116 | 1116 | 139 | 0 | 0 | 0 | 0 | 0 | 0 | 0 | 0 | 1.0914 | 0 | 0 | 0 | 0 | 0 | 0 | 0 | 0 | 1.4708 | 0 | 0 | 0 | 0 | 0 | 0 | 0 | 0 | -0.018171
CFLPGESFmNewCZ12 | CFL | PGE | SFm | New | CZ12 | rWtd | 1.0559 | 1.4645 | -0.018951 |  | 0 | 0 | 0 | 0 | 0 | 0 | 0 | 0 | 4035.7 | 4035.7 | 1116 | 1116 | 1116 | 1116 | 1116 | 1116 | 1116 | 1116 | 140 | 0 | 0 | 0 | 0 | 0 | 0 | 0 | 0 | 1.0559 | 0 | 0 | 0 | 0 | 0 | 0 | 0 | 0 | 1.4645 | 0 | 0 | 0 | 0 | 0 | 0 | 0 | 0 | -0.018951
CFLPGESFmNewCZ13 | CFL | PGE | SFm | New | CZ13 | rWtd | 1.1003 | 1.444 | -0.016005 |  | 0 | 0 | 0 | 0 | 0 | 0 | 0 | 0 | 1691.2 | 1691.2 | 1116 | 1116 | 1116 | 1116 | 1116 | 1116 | 1116 | 1116 | 141 | 0 | 0 | 0 | 0 | 0 | 0 | 0 | 0 | 1.1003 | 0 | 0 | 0 | 0 | 0 | 0 | 0 | 0 | 1.444 | 0 | 0 | 0 | 0 | 0 | 0 | 0 | 0 | -0.016005
CFLPGESFmNewCZ16 | CFL | PGE | SFm | New | CZ16 | rWtd | 1.0122 | 1.2811 | -0.016261 |  | 0 | 0 | 0 | 0 | 0 | 0 | 0 | 0 | 49.8 | 49.8 | 1116 | 1116 | 1116 | 1116 | 1116 | 1116 | 1116 | 1116 | 144 | 0 | 0 | 0 | 0 | 0 | 0 | 0 | 0 | 1.0122 | 0 | 0 | 0 | 0 | 0 | 0 | 0 | 0 | 1.2811 | 0 | 0 | 0 | 0 | 0 | 0 | 0 | 0 | -0.016261
CFLSCEMFmNewCZ05 | CFL | SCE | MFm | New | CZ05 | rWtd | 1.0349 | 1.3974 | -0.01022 |  | 0 | 0 | 0 | 0 | 0 | 0 | 0 | 0 | 1 | 1 | 1116 | 1116 | 1116 | 1116 | 1116 | 1116 | 1116 | 1116 | 710 | 0 | 0 | 0 | 0 | 0 | 0 | 0 | 0 | 1.0349 | 0 | 0 | 0 | 0 | 0 | 0 | 0 | 0 | 1.3974 | 0 | 0 | 0 | 0 | 0 | 0 | 0 | 0 | -0.01022
CFLSCEMFmNewCZ06 | CFL | SCE | MFm | New | CZ06 | rWtd | 1.0726 | 1.3221 | -0.010416 |  | 0 | 0 | 0 | 0 | 0 | 0 | 0 | 0 | 2221.8 | 2221.8 | 1116 | 1116 | 1116 | 1116 | 1116 | 1116 | 1116 | 1116 | 711 | 0 | 0 | 0 | 0 | 0 | 0 | 0 | 0 | 1.0726 | 0 | 0 | 0 | 0 | 0 | 0 | 0 | 0 | 1.3221 | 0 | 0 | 0 | 0 | 0 | 0 | 0 | 0 | -0.010416
CFLSCEMFmNewCZ08 | CFL | SCE | MFm | New | CZ08 | rWtd | 1.129 | 1.2908 | -0.0073825 |  | 0 | 0 | 0 | 0 | 0 | 0 | 0 | 0 | 2585.7 | 2585.7 | 1116 | 1116 | 1116 | 1116 | 1116 | 1116 | 1116 | 1116 | 713 | 0 | 0 | 0 | 0 | 0 | 0 | 0 | 0 | 1.129 | 0 | 0 | 0 | 0 | 0 | 0 | 0 | 0 | 1.2908 | 0 | 0 | 0 | 0 | 0 | 0 | 0 | 0 | -0.0073825
CFLSCEMFmNewCZ09 | CFL | SCE | MFm | New | CZ09 | rWtd | 1.1194 | 1.3156 | -0.0087131 |  | 0 | 0 | 0 | 0 | 0 | 0 | 0 | 0 | 2264.1 | 2264.1 | 1116 | 1116 | 1116 | 1116 | 1116 | 1116 | 1116 | 1116 | 714 | 0 | 0 | 0 | 0 | 0 | 0 | 0 | 0 | 1.1194 | 0 | 0 | 0 | 0 | 0 | 0 | 0 | 0 | 1.3156 | 0 | 0 | 0 | 0 | 0 | 0 | 0 | 0 | -0.0087131
CFLSCEMFmNewCZ10 | CFL | SCE | MFm | New | CZ10 | rWtd | 1.1176 | 1.4028 | -0.0075868 |  | 0 | 0 | 0 | 0 | 0 | 0 | 0 | 0 | 77.1 | 77.1 | 1116 | 1116 | 1116 | 1116 | 1116 | 1116 | 1116 | 1116 | 715 | 0 | 0 | 0 | 0 | 0 | 0 | 0 | 0 | 1.1176 | 0 | 0 | 0 | 0 | 0 | 0 | 0 | 0 | 1.4028 | 0 | 0 | 0 | 0 | 0 | 0 | 0 | 0 | -0.0075868
CFLSCEMFmNewCZ13 | CFL | SCE | MFm | New | CZ13 | rWtd | 1.1178 | 1.4222 | -0.010301 |  | 0 | 0 | 0 | 0 | 0 | 0 | 0 | 0 | 38.4 | 38.4 | 1116 | 1116 | 1116 | 1116 | 1116 | 1116 | 1116 | 1116 | 718 | 0 | 0 | 0 | 0 | 0 | 0 | 0 | 0 | 1.1178 | 0 | 0 | 0 | 0 | 0 | 0 | 0 | 0 | 1.4222 | 0 | 0 | 0 | 0 | 0 | 0 | 0 | 0 | -0.010301
CFLSCEMFmNewCZ14 | CFL | SCE | MFm | New | CZ14 | rWtd | 1.0893 | 1.3541 | -0.014914 |  | 0 | 0 | 0 | 0 | 0 | 0 | 0 | 0 | 1 | 1 | 1116 | 1116 | 1116 | 1116 | 1116 | 1116 | 1116 | 1116 | 719 | 0 | 0 | 0 | 0 | 0 | 0 | 0 | 0 | 1.0893 | 0 | 0 | 0 | 0 | 0 | 0 | 0 | 0 | 1.3541 | 0 | 0 | 0 | 0 | 0 | 0 | 0 | 0 | -0.014914
CFLSCEMFmNewCZ15 | CFL | SCE | MFm | New | CZ15 | rWtd | 1.1536 | 1.4188 | -0.005687 |  | 0 | 0 | 0 | 0 | 0 | 0 | 0 | 0 | 1 | 1 | 1116 | 1116 | 1116 | 1116 | 1116 | 1116 | 1116 | 1116 | 720 | 0 | 0 | 0 | 0 | 0 | 0 | 0 | 0 | 1.1536 | 0 | 0 | 0 | 0 | 0 | 0 | 0 | 0 | 1.4188 | 0 | 0 | 0 | 0 | 0 | 0 | 0 | 0 | -0.005687
CFLSCEMFmNewCZ16 | CFL | SCE | MFm | New | CZ16 | rWtd | 1.0399 | 1.2797 | -0.017192 |  | 0 | 0 | 0 | 0 | 0 | 0 | 0 | 0 | 1 | 1 | 1116 | 1116 | 1116 | 1116 | 1116 | 1116 | 1116 | 1116 | 721 | 0 | 0 | 0 | 0 | 0 | 0 | 0 | 0 | 1.0399 | 0 | 0 | 0 | 0 | 0 | 0 | 0 | 0 | 1.2797 | 0 | 0 | 0 | 0 | 0 | 0 | 0 | 0 | -0.017192
CFLSCESFmNewCZ05 | CFL | SCE | SFm | New | CZ05 | rWtd | 1.0241 | 1.5898 | -0.020405 |  | 0 | 0 | 0 | 0 | 0 | 0 | 0 | 0 | 9.8 | 9.8 | 1116 | 1116 | 1116 | 1116 | 1116 | 1116 | 1116 | 1116 | 277 | 0 | 0 | 0 | 0 | 0 | 0 | 0 | 0 | 1.0241 | 0 | 0 | 0 | 0 | 0 | 0 | 0 | 0 | 1.5898 | 0 | 0 | 0 | 0 | 0 | 0 | 0 | 0 | -0.020405
CFLSCESFmNewCZ06 | CFL | SCE | SFm | New | CZ06 | rWtd | 1.0578 | 1.4243 | -0.015513 |  | 0 | 0 | 0 | 0 | 0 | 0 | 0 | 0 | 1728.6 | 1728.6 | 1116 | 1116 | 1116 | 1116 | 1116 | 1116 | 1116 | 1116 | 278 | 0 | 0 | 0 | 0 | 0 | 0 | 0 | 0 | 1.0578 | 0 | 0 | 0 | 0 | 0 | 0 | 0 | 0 | 1.4243 | 0 | 0 | 0 | 0 | 0 | 0 | 0 | 0 | -0.015513
CFLSCESFmNewCZ08 | CFL | SCE | SFm | New | CZ08 | rWtd | 1.0953 | 1.2931 | -0.0099876 |  | 0 | 0 | 0 | 0 | 0 | 0 | 0 | 0 | 1256.2 | 1256.2 | 1116 | 1116 | 1116 | 1116 | 1116 | 1116 | 1116 | 1116 | 280 | 0 | 0 | 0 | 0 | 0 | 0 | 0 | 0 | 1.0953 | 0 | 0 | 0 | 0 | 0 | 0 | 0 | 0 | 1.2931 | 0 | 0 | 0 | 0 | 0 | 0 | 0 | 0 | -0.0099876
CFLSCESFmNewCZ09 | CFL | SCE | SFm | New | CZ09 | rWtd | 1.0917 | 1.4741 | -0.0127 |  | 0 | 0 | 0 | 0 | 0 | 0 | 0 | 0 | 1357.5 | 1357.5 | 1116 | 1116 | 1116 | 1116 | 1116 | 1116 | 1116 | 1116 | 281 | 0 | 0 | 0 | 0 | 0 | 0 | 0 | 0 | 1.0917 | 0 | 0 | 0 | 0 | 0 | 0 | 0 | 0 | 1.4741 | 0 | 0 | 0 | 0 | 0 | 0 | 0 | 0 | -0.0127
CFLSCESFmNewCZ10 | CFL | SCE | SFm | New | CZ10 | rWtd | 1.094 | 1.3967 | -0.016712 |  | 0 | 0 | 0 | 0 | 0 | 0 | 0 | 0 | 4708.4 | 4708.4 | 1116 | 1116 | 1116 | 1116 | 1116 | 1116 | 1116 | 1116 | 282 | 0 | 0 | 0 | 0 | 0 | 0 | 0 | 0 | 1.094 | 0 | 0 | 0 | 0 | 0 | 0 | 0 | 0 | 1.3967 | 0 | 0 | 0 | 0 | 0 | 0 | 0 | 0 | -0.016712
CFLSCESFmNewCZ13 | CFL | SCE | SFm | New | CZ13 | rWtd | 1.1003 | 1.444 | -0.016005 |  | 0 | 0 | 0 | 0 | 0 | 0 | 0 | 0 | 545.8 | 545.8 | 1116 | 1116 | 1116 | 1116 | 1116 | 1116 | 1116 | 1116 | 285 | 0 | 0 | 0 | 0 | 0 | 0 | 0 | 0 | 1.1003 | 0 | 0 | 0 | 0 | 0 | 0 | 0 | 0 | 1.444 | 0 | 0 | 0 | 0 | 0 | 0 | 0 | 0 | -0.016005
CFLSCESFmNewCZ14 | CFL | SCE | SFm | New | CZ14 | rWtd | 1.0951 | 1.4326 | -0.020073 |  | 0 | 0 | 0 | 0 | 0 | 0 | 0 | 0 | 727.2 | 727.2 | 1116 | 1116 | 1116 | 1116 | 1116 | 1116 | 1116 | 1116 | 286 | 0 | 0 | 0 | 0 | 0 | 0 | 0 | 0 | 1.0951 | 0 | 0 | 0 | 0 | 0 | 0 | 0 | 0 | 1.4326 | 0 | 0 | 0 | 0 | 0 | 0 | 0 | 0 | -0.020073
CFLSCESFmNewCZ15 | CFL | SCE | SFm | New | CZ15 | rWtd | 1.1749 | 1.5187 | -0.0088612 |  | 0 | 0 | 0 | 0 | 0 | 0 | 0 | 0 | 142.4 | 142.4 | 1116 | 1116 | 1116 | 1116 | 1116 | 1116 | 1116 | 1116 | 287 | 0 | 0 | 0 | 0 | 0 | 0 | 0 | 0 | 1.1749 | 0 | 0 | 0 | 0 | 0 | 0 | 0 | 0 | 1.5187 | 0 | 0 | 0 | 0 | 0 | 0 | 0 | 0 | -0.0088612
CFLSCESFmNewCZ16 | CFL | SCE | SFm | New | CZ16 | rWtd | 0.99299 | 1.1158 | -0.016257 |  | 0 | 0 | 0 | 0 | 0 | 0 | 0 | 0 | 254.8 | 254.8 | 1116 | 1116 | 1116 | 1116 | 1116 | 1116 | 1116 | 1116 | 288 | 0 | 0 | 0 | 0 | 0 | 0 | 0 | 0 | 0.99299 | 0 | 0 | 0 | 0 | 0 | 0 | 0 | 0 | 1.1158 | 0 | 0 | 0 | 0 | 0 | 0 | 0 | 0 | -0.016257
CFLSDGMFmNewCZ06 | CFL | SDG | MFm | New | CZ06 | rWtd | 1.084 | 1.3606 | -0.0104 |  | 0 | 0 | 0 | 0 | 0 | 0 | 0 | 0 | 155.7 | 155.7 | 1116 | 1116 | 1116 | 1116 | 1116 | 1116 | 1116 | 1116 | 855 | 0 | 0 | 0 | 0 | 0 | 0 | 0 | 0 | 1.084 | 0 | 0 | 0 | 0 | 0 | 0 | 0 | 0 | 1.3606 | 0 | 0 | 0 | 0 | 0 | 0 | 0 | 0 | -0.0104
CFLSDGMFmNewCZ07 | CFL | SDG | MFm | New | CZ07 | rWtd | 1.1137 | 1.2816 | -0.0097288 |  | 0 | 0 | 0 | 0 | 0 | 0 | 0 | 0 | 2256.6 | 2256.6 | 1116 | 1116 | 1116 | 1116 | 1116 | 1116 | 1116 | 1116 | 856 | 0 | 0 | 0 | 0 | 0 | 0 | 0 | 0 | 1.1137 | 0 | 0 | 0 | 0 | 0 | 0 | 0 | 0 | 1.2816 | 0 | 0 | 0 | 0 | 0 | 0 | 0 | 0 | -0.0097288
CFLSDGMFmNewCZ08 | CFL | SDG | MFm | New | CZ08 | rWtd | 1.1419 | 1.3161 | -0.0073416 |  | 0 | 0 | 0 | 0 | 0 | 0 | 0 | 0 | 774.6 | 774.6 | 1116 | 1116 | 1116 | 1116 | 1116 | 1116 | 1116 | 1116 | 857 | 0 | 0 | 0 | 0 | 0 | 0 | 0 | 0 | 1.1419 | 0 | 0 | 0 | 0 | 0 | 0 | 0 | 0 | 1.3161 | 0 | 0 | 0 | 0 | 0 | 0 | 0 | 0 | -0.0073416
CFLSDGMFmNewCZ10 | CFL | SDG | MFm | New | CZ10 | rWtd | 1.0257 | 1.1261 | -0.0079142 |  | 0 | 0 | 0 | 0 | 0 | 0 | 0 | 0 | 765.9 | 765.9 | 1116 | 1116 | 1116 | 1116 | 1116 | 1116 | 1116 | 1116 | 859 | 0 | 0 | 0 | 0 | 0 | 0 | 0 | 0 | 1.0257 | 0 | 0 | 0 | 0 | 0 | 0 | 0 | 0 | 1.1261 | 0 | 0 | 0 | 0 | 0 | 0 | 0 | 0 | -0.0079142
CFLSDGMFmNewCZ14 | CFL | SDG | MFm | New | CZ14 | rWtd | 1.0695 | 1.3093 | -0.014974 |  | 0 | 0 | 0 | 0 | 0 | 0 | 0 | 0 | 1 | 1 | 1116 | 1116 | 1116 | 1116 | 1116 | 1116 | 1116 | 1116 | 863 | 0 | 0 | 0 | 0 | 0 | 0 | 0 | 0 | 1.0695 | 0 | 0 | 0 | 0 | 0 | 0 | 0 | 0 | 1.3093 | 0 | 0 | 0 | 0 | 0 | 0 | 0 | 0 | -0.014974
CFLSDGMFmNewCZ15 | CFL | SDG | MFm | New | CZ15 | rWtd | 1.1305 | 1.3642 | -0.0057602 |  | 0 | 0 | 0 | 0 | 0 | 0 | 0 | 0 | 1 | 1 | 1116 | 1116 | 1116 | 1116 | 1116 | 1116 | 1116 | 1116 | 864 | 0 | 0 | 0 | 0 | 0 | 0 | 0 | 0 | 1.1305 | 0 | 0 | 0 | 0 | 0 | 0 | 0 | 0 | 1.3642 | 0 | 0 | 0 | 0 | 0 | 0 | 0 | 0 | -0.0057602
CFLSDGSFmNewCZ06 | CFL | SDG | SFm | New | CZ06 | rWtd | 1.0397 | 1.3208 | -0.015511 |  | 0 | 0 | 0 | 0 | 0 | 0 | 0 | 0 | 1074.8 | 1074.8 | 1116 | 1116 | 1116 | 1116 | 1116 | 1116 | 1116 | 1116 | 422 | 0 | 0 | 0 | 0 | 0 | 0 | 0 | 0 | 1.0397 | 0 | 0 | 0 | 0 | 0 | 0 | 0 | 0 | 1.3208 | 0 | 0 | 0 | 0 | 0 | 0 | 0 | 0 | -0.015511
CFLSDGSFmNewCZ07 | CFL | SDG | SFm | New | CZ07 | rWtd | 1.0484 | 1.1798 | -0.010957 |  | 0 | 0 | 0 | 0 | 0 | 0 | 0 | 0 | 2502.2 | 2502.2 | 1116 | 1116 | 1116 | 1116 | 1116 | 1116 | 1116 | 1116 | 423 | 0 | 0 | 0 | 0 | 0 | 0 | 0 | 0 | 1.0484 | 0 | 0 | 0 | 0 | 0 | 0 | 0 | 0 | 1.1798 | 0 | 0 | 0 | 0 | 0 | 0 | 0 | 0 | -0.010957
CFLSDGSFmNewCZ08 | CFL | SDG | SFm | New | CZ08 | rWtd | 1.1189 | 1.4206 | -0.0099822 |  | 0 | 0 | 0 | 0 | 0 | 0 | 0 | 0 | 63.7 | 63.7 | 1116 | 1116 | 1116 | 1116 | 1116 | 1116 | 1116 | 1116 | 424 | 0 | 0 | 0 | 0 | 0 | 0 | 0 | 0 | 1.1189 | 0 | 0 | 0 | 0 | 0 | 0 | 0 | 0 | 1.4206 | 0 | 0 | 0 | 0 | 0 | 0 | 0 | 0 | -0.0099822
CFLSDGSFmNewCZ10 | CFL | SDG | SFm | New | CZ10 | rWtd | 1.0929 | 1.391 | -0.016712 |  | 0 | 0 | 0 | 0 | 0 | 0 | 0 | 0 | 1606.6 | 1606.6 | 1116 | 1116 | 1116 | 1116 | 1116 | 1116 | 1116 | 1116 | 426 | 0 | 0 | 0 | 0 | 0 | 0 | 0 | 0 | 1.0929 | 0 | 0 | 0 | 0 | 0 | 0 | 0 | 0 | 1.391 | 0 | 0 | 0 | 0 | 0 | 0 | 0 | 0 | -0.016712
CFLSDGSFmNewCZ14 | CFL | SDG | SFm | New | CZ14 | rWtd | 1.0417 | 1.1413 | -0.02004 |  | 0 | 0 | 0 | 0 | 0 | 0 | 0 | 0 | 34.2 | 34.2 | 1116 | 1116 | 1116 | 1116 | 1116 | 1116 | 1116 | 1116 | 430 | 0 | 0 | 0 | 0 | 0 | 0 | 0 | 0 | 1.0417 | 0 | 0 | 0 | 0 | 0 | 0 | 0 | 0 | 1.1413 | 0 | 0 | 0 | 0 | 0 | 0 | 0 | 0 | -0.02004
CFLSDGSFmNewCZ15 | CFL | SDG | SFm | New | CZ15 | rWtd | 1.1054 | 1.3218 | -0.0089358 |  | 0 | 0 | 0 | 0 | 0 | 0 | 0 | 0 | 1 | 1 | 1116 | 1116 | 1116 | 1116 | 1116 | 1116 | 1116 | 1116 | 431 | 0 | 0 | 0 | 0 | 0 | 0 | 0 | 0 | 1.1054 | 0 | 0 | 0 | 0 | 0 | 0 | 0 | 0 | 1.3218 | 0 | 0 | 0 | 0 | 0 | 0 | 0 | 0 | -0.0089358
CFLPGEMFmOldCZ01 | CFL | PGE | MFm | Old | CZ01 | rWtd | 0.89297 | 1.0463 | -0.026906 |  | 4652 | 638 | 2564 | 0 | 0 | 0 | 0 | 0 | 0 | 7854 | 434 | 450 | 466 | 1116 | 1116 | 1116 | 1116 | 1116 | 1116 | 0.89412 | 0.89407 | 0.89063 | 0 | 0 | 0 | 0 | 0 | 0 | 1.0487 | 1.0244 | 1.0475 | 0 | 0 | 0 | 0 | 0 | 0 | -0.026906 | -0.026906 | -0.026906 | 0 | 0 | 0 | 0 | 0 | 0
CFLPGEMFmOldCZ02 | CFL | PGE | MFm | Old | CZ02 | rWtd | 0.9736 | 1.3008 | -0.017893 |  | 22574 | 16076 | 9317 | 0 | 0 | 0 | 0 | 0 | 0 | 47967 | 435 | 451 | 467 | 1116 | 1116 | 1116 | 1116 | 1116 | 1116 | 0.9716 | 0.97247 | 0.98038 | 0 | 0 | 0 | 0 | 0 | 0 | 1.3018 | 1.288 | 1.3204 | 0 | 0 | 0 | 0 | 0 | 0 | -0.018502 | -0.018076 | -0.016101 | 0 | 0 | 0 | 0 | 0 | 0
CFLPGEMFmOldCZ03 | CFL | PGE | MFm | Old | CZ03 | rWtd | 0.94225 | 1.0727 | -0.018806 |  | 358181 | 86900 | 26830 | 0 | 0 | 0 | 0 | 0 | 0 | 471911 | 436 | 452 | 468 | 1116 | 1116 | 1116 | 1116 | 1116 | 1116 | 0.94155 | 0.94268 | 0.95023 | 0 | 0 | 0 | 0 | 0 | 0 | 1.078 | 1.0476 | 1.0843 | 0 | 0 | 0 | 0 | 0 | 0 | -0.018869 | -0.018897 | -0.017677 | 0 | 0 | 0 | 0 | 0 | 0
CFLPGEMFmOldCZ04 | CFL | PGE | MFm | Old | CZ04 | rWtd | 1.0012 | 1.3374 | -0.014216 |  | 101243 | 64812 | 20252 | 0 | 0 | 0 | 0 | 0 | 0 | 186307 | 437 | 453 | 469 | 1116 | 1116 | 1116 | 1116 | 1116 | 1116 | 0.99982 | 1.0002 | 1.0108 | 0 | 0 | 0 | 0 | 0 | 0 | 1.3428 | 1.3206 | 1.3644 | 0 | 0 | 0 | 0 | 0 | 0 | -0.014669 | -0.013899 | -0.012967 | 0 | 0 | 0 | 0 | 0 | 0
CFLPGEMFmOldCZ05 | CFL | PGE | MFm | Old | CZ05 | rWtd | 0.95268 | 1.0795 | -0.019957 |  | 12748 | 2426 | 5387 | 0 | 0 | 0 | 0 | 0 | 0 | 20561 | 438 | 454 | 470 | 1116 | 1116 | 1116 | 1116 | 1116 | 1116 | 0.9472 | 0.95115 | 0.96633 | 0 | 0 | 0 | 0 | 0 | 0 | 1.0726 | 1.1168 | 1.0789 | 0 | 0 | 0 | 0 | 0 | 0 | -0.020992 | -0.020388 | -0.017314 | 0 | 0 | 0 | 0 | 0 | 0
CFLPGEMFmOldCZ11 | CFL | PGE | MFm | Old | CZ11 | rWtd | 1.0836 | 1.6291 | -0.016243 |  | 18703 | 21129 | 816 | 0 | 0 | 0 | 0 | 0 | 0 | 40648 | 444 | 460 | 476 | 1116 | 1116 | 1116 | 1116 | 1116 | 1116 | 1.0899 | 1.0774 | 1.0986 | 0 | 0 | 0 | 0 | 0 | 0 | 1.6161 | 1.6431 | 1.5647 | 0 | 0 | 0 | 0 | 0 | 0 | -0.016141 | -0.016479 | -0.012491 | 0 | 0 | 0 | 0 | 0 | 0
CFLPGEMFmOldCZ12 | CFL | PGE | MFm | Old | CZ12 | rWtd | 1.0516 | 1.5949 | -0.015675 |  | 82889 | 102342 | 16244 | 0 | 0 | 0 | 0 | 0 | 0 | 201475 | 445 | 461 | 477 | 1116 | 1116 | 1116 | 1116 | 1116 | 1116 | 1.0616 | 1.0433 | 1.0527 | 0 | 0 | 0 | 0 | 0 | 0 | 1.5119 | 1.6614 | 1.5991 | 0 | 0 | 0 | 0 | 0 | 0 | -0.01563 | -0.015867 | -0.014695 | 0 | 0 | 0 | 0 | 0 | 0
CFLPGEMFmOldCZ13 | CFL | PGE | MFm | Old | CZ13 | rWtd | 1.1115 | 1.5746 | -0.014628 |  | 53194 | 30319 | 5404 | 0 | 0 | 0 | 0 | 0 | 0 | 88917 | 446 | 462 | 478 | 1116 | 1116 | 1116 | 1116 | 1116 | 1116 | 1.1151 | 1.1053 | 1.1105 | 0 | 0 | 0 | 0 | 0 | 0 | 1.5648 | 1.5891 | 1.5898 | 0 | 0 | 0 | 0 | 0 | 0 | -0.0142 | -0.015823 | -0.012125 | 0 | 0 | 0 | 0 | 0 | 0
CFLPGEMFmOldCZ16 | CFL | PGE | MFm | Old | CZ16 | rWtd | 1.0115 | 1.3155 | -0.018499 |  | 119 | 292 | 1 | 0 | 0 | 0 | 0 | 0 | 0 | 412 | 449 | 465 | 481 | 1116 | 1116 | 1116 | 1116 | 1116 | 1116 | 1.0073 | 1.0132 | 1.0053 | 0 | 0 | 0 | 0 | 0 | 0 | 1.3137 | 1.3162 | 1.3338 | 0 | 0 | 0 | 0 | 0 | 0 | -0.018549 | -0.018472 | -0.020519 | 0 | 0 | 0 | 0 | 0 | 0
CFLPGESFmOldCZ01 | CFL | PGE | SFm | Old | CZ01 | rWtd | 0.95521 | 1.0236 | -0.02914 |  | 11919 | 6580 | 6443 | 0 | 0 | 0 | 0 | 0 | 0 | 24942 | 1 | 17 | 33 | 1116 | 1116 | 1116 | 1116 | 1116 | 1116 | 0.9564 | 0.94397 | 0.96447 | 0 | 0 | 0 | 0 | 0 | 0 | 1.0232 | 1.0475 | 1 | 0 | 0 | 0 | 0 | 0 | 0 | -0.029993 | -0.029993 | -0.026691 | 0 | 0 | 0 | 0 | 0 | 0
CFLPGESFmOldCZ02 | CFL | PGE | SFm | Old | CZ02 | rWtd | 0.98121 | 1.3188 | -0.027754 |  | 108498 | 52765 | 9763 | 0 | 0 | 0 | 0 | 0 | 0 | 171026 | 2 | 18 | 34 | 1116 | 1116 | 1116 | 1116 | 1116 | 1116 | 0.9851 | 0.97033 | 0.99681 | 0 | 0 | 0 | 0 | 0 | 0 | 1.3964 | 1.1644 | 1.2919 | 0 | 0 | 0 | 0 | 0 | 0 | -0.027416 | -0.029518 | -0.021977 | 0 | 0 | 0 | 0 | 0 | 0
CFLPGESFmOldCZ03 | CFL | PGE | SFm | Old | CZ03 | rWtd | 0.96923 | 1.1457 | -0.026125 |  | 446810 | 85958 | 48155 | 0 | 0 | 0 | 0 | 0 | 0 | 580923 | 3 | 19 | 35 | 1116 | 1116 | 1116 | 1116 | 1116 | 1116 | 0.97011 | 0.96376 | 0.9708 | 0 | 0 | 0 | 0 | 0 | 0 | 1.1428 | 1.166 | 1.1357 | 0 | 0 | 0 | 0 | 0 | 0 | -0.025574 | -0.029993 | -0.02433 | 0 | 0 | 0 | 0 | 0 | 0
CFLPGESFmOldCZ04 | CFL | PGE | SFm | Old | CZ04 | rWtd | 1.0314 | 1.3967 | -0.019519 |  | 251319 | 44850 | 20441 | 0 | 0 | 0 | 0 | 0 | 0 | 316610 | 4 | 20 | 36 | 1116 | 1116 | 1116 | 1116 | 1116 | 1116 | 1.0301 | 1.0389 | 1.0316 | 0 | 0 | 0 | 0 | 0 | 0 | 1.4183 | 1.2877 | 1.3714 | 0 | 0 | 0 | 0 | 0 | 0 | -0.018844 | -0.023191 | -0.019764 | 0 | 0 | 0 | 0 | 0 | 0
CFLPGESFmOldCZ05 | CFL | PGE | SFm | Old | CZ05 | rWtd | 0.96797 | 1.1724 | -0.02956 |  | 46576 | 11907 | 9677 | 0 | 0 | 0 | 0 | 0 | 0 | 68160 | 5 | 21 | 37 | 1116 | 1116 | 1116 | 1116 | 1116 | 1116 | 0.96808 | 0.96936 | 0.96571 | 0 | 0 | 0 | 0 | 0 | 0 | 1.1816 | 1.1523 | 1.1533 | 0 | 0 | 0 | 0 | 0 | 0 | -0.029427 | -0.029729 | -0.029993 | 0 | 0 | 0 | 0 | 0 | 0
CFLPGESFmOldCZ11 | CFL | PGE | SFm | Old | CZ11 | rWtd | 1.1053 | 1.7383 | -0.022198 |  | 91972 | 56795 | 30803 | 0 | 0 | 0 | 0 | 0 | 0 | 179570 | 11 | 27 | 43 | 1116 | 1116 | 1116 | 1116 | 1116 | 1116 | 1.0991 | 1.1156 | 1.1048 | 0 | 0 | 0 | 0 | 0 | 0 | 1.7537 | 1.7288 | 1.7096 | 0 | 0 | 0 | 0 | 0 | 0 | -0.020798 | -0.024463 | -0.022199 | 0 | 0 | 0 | 0 | 0 | 0
CFLPGESFmOldCZ12 | CFL | PGE | SFm | Old | CZ12 | rWtd | 1.0734 | 1.7239 | -0.020971 |  | 324299 | 163372 | 84754 | 0 | 0 | 0 | 0 | 0 | 0 | 572425 | 12 | 28 | 44 | 1116 | 1116 | 1116 | 1116 | 1116 | 1116 | 1.0757 | 1.071 | 1.0695 | 0 | 0 | 0 | 0 | 0 | 0 | 1.7298 | 1.8093 | 1.5369 | 0 | 0 | 0 | 0 | 0 | 0 | -0.020309 | -0.022247 | -0.021047 | 0 | 0 | 0 | 0 | 0 | 0
CFLPGESFmOldCZ13 | CFL | PGE | SFm | Old | CZ13 | rWtd | 1.1388 | 1.6395 | -0.019029 |  | 137126 | 74574 | 45095 | 0 | 0 | 0 | 0 | 0 | 0 | 256795 | 13 | 29 | 45 | 1116 | 1116 | 1116 | 1116 | 1116 | 1116 | 1.1369 | 1.1484 | 1.1288 | 0 | 0 | 0 | 0 | 0 | 0 | 1.6841 | 1.5898 | 1.5859 | 0 | 0 | 0 | 0 | 0 | 0 | -0.01896 | -0.019235 | -0.018897 | 0 | 0 | 0 | 0 | 0 | 0
CFLPGESFmOldCZ16 | CFL | PGE | SFm | Old | CZ16 | rWtd | 1.0163 | 1.4244 | -0.025198 |  | 26412 | 19869 | 6824 | 0 | 0 | 0 | 0 | 0 | 0 | 53105 | 16 | 32 | 48 | 1116 | 1116 | 1116 | 1116 | 1116 | 1116 | 1.0235 | 1.0062 | 1.0179 | 0 | 0 | 0 | 0 | 0 | 0 | 1.3681 | 1.4913 | 1.4473 | 0 | 0 | 0 | 0 | 0 | 0 | -0.023163 | -0.029956 | -0.019216 | 0 | 0 | 0 | 0 | 0 | 0
CFLSCEMFmOldCZ05 | CFL | SCE | MFm | Old | CZ05 | rWtd | 0.99201 | 1.0227 | -0.023726 |  | 1028 | 1 | 1 | 0 | 0 | 0 | 0 | 0 | 0 | 1030 | 582 | 598 | 614 | 1116 | 1116 | 1116 | 1116 | 1116 | 1116 | 0.992 | 0.992 | 1 | 0 | 0 | 0 | 0 | 0 | 0 | 1.0227 | 1.0227 | 1.0227 | 0 | 0 | 0 | 0 | 0 | 0 | -0.02373 | -0.023045 | -0.01959 | 0 | 0 | 0 | 0 | 0 | 0
CFLSCEMFmOldCZ06 | CFL | SCE | MFm | Old | CZ06 | rWtd | 1.0132 | 1.1643 | -0.012505 |  | 201834 | 86262 | 23358 | 0 | 0 | 0 | 0 | 0 | 0 | 311454 | 583 | 599 | 615 | 1116 | 1116 | 1116 | 1116 | 1116 | 1116 | 1.0143 | 1.0112 | 1.0108 | 0 | 0 | 0 | 0 | 0 | 0 | 1.1635 | 1.1466 | 1.2364 | 0 | 0 | 0 | 0 | 0 | 0 | -0.012085 | -0.013522 | -0.012372 | 0 | 0 | 0 | 0 | 0 | 0
CFLSCEMFmOldCZ08 | CFL | SCE | MFm | Old | CZ08 | rWtd | 1.06 | 1.2833 | -0.010888 |  | 121849 | 74618 | 17267 | 0 | 0 | 0 | 0 | 0 | 0 | 213734 | 585 | 601 | 617 | 1116 | 1116 | 1116 | 1116 | 1116 | 1116 | 1.0605 | 1.0585 | 1.0634 | 0 | 0 | 0 | 0 | 0 | 0 | 1.2677 | 1.3187 | 1.2412 | 0 | 0 | 0 | 0 | 0 | 0 | -0.011007 | -0.010981 | -0.0096505 | 0 | 0 | 0 | 0 | 0 | 0
CFLSCEMFmOldCZ09 | CFL | SCE | MFm | Old | CZ09 | rWtd | 1.0979 | 1.4074 | -0.012118 |  | 118683 | 70191 | 11960 | 0 | 0 | 0 | 0 | 0 | 0 | 200834 | 586 | 602 | 618 | 1116 | 1116 | 1116 | 1116 | 1116 | 1116 | 1.097 | 1.0957 | 1.1187 | 0 | 0 | 0 | 0 | 0 | 0 | 1.4048 | 1.4185 | 1.3683 | 0 | 0 | 0 | 0 | 0 | 0 | -0.012042 | -0.012561 | -0.010279 | 0 | 0 | 0 | 0 | 0 | 0
CFLSCEMFmOldCZ10 | CFL | SCE | MFm | Old | CZ10 | rWtd | 1.0944 | 1.4988 | -0.013005 |  | 36465 | 27183 | 1397 | 0 | 0 | 0 | 0 | 0 | 0 | 65045 | 587 | 603 | 619 | 1116 | 1116 | 1116 | 1116 | 1116 | 1116 | 1.0953 | 1.0945 | 1.0657 | 0 | 0 | 0 | 0 | 0 | 0 | 1.4857 | 1.5057 | 1.7061 | 0 | 0 | 0 | 0 | 0 | 0 | -0.012752 | -0.013307 | -0.013715 | 0 | 0 | 0 | 0 | 0 | 0
CFLSCEMFmOldCZ13 | CFL | SCE | MFm | Old | CZ13 | rWtd | 1.1019 | 1.5394 | -0.014476 |  | 2932 | 1470 | 554 | 0 | 0 | 0 | 0 | 0 | 0 | 4956 | 590 | 606 | 622 | 1116 | 1116 | 1116 | 1116 | 1116 | 1116 | 1.1052 | 1.0955 | 1.1014 | 0 | 0 | 0 | 0 | 0 | 0 | 1.5298 | 1.5527 | 1.5548 | 0 | 0 | 0 | 0 | 0 | 0 | -0.014227 | -0.01585 | -0.012153 | 0 | 0 | 0 | 0 | 0 | 0
CFLSCEMFmOldCZ14 | CFL | SCE | MFm | Old | CZ14 | rWtd | 1.1045 | 1.5488 | -0.014486 |  | 7855 | 10645 | 998 | 0 | 0 | 0 | 0 | 0 | 0 | 19498 | 591 | 607 | 623 | 1116 | 1116 | 1116 | 1116 | 1116 | 1116 | 1.1061 | 1.1037 | 1.1004 | 0 | 0 | 0 | 0 | 0 | 0 | 1.5142 | 1.5863 | 1.4219 | 0 | 0 | 0 | 0 | 0 | 0 | -0.015459 | -0.013857 | -0.01355 | 0 | 0 | 0 | 0 | 0 | 0
CFLSCEMFmOldCZ15 | CFL | SCE | MFm | Old | CZ15 | rWtd | 1.1941 | 1.5278 | -0.0067259 |  | 22114 | 19815 | 3402 | 0 | 0 | 0 | 0 | 0 | 0 | 45331 | 592 | 608 | 624 | 1116 | 1116 | 1116 | 1116 | 1116 | 1116 | 1.1995 | 1.1913 | 1.1755 | 0 | 0 | 0 | 0 | 0 | 0 | 1.5248 | 1.5249 | 1.564 | 0 | 0 | 0 | 0 | 0 | 0 | -0.0066329 | -0.0068404 | -0.0066632 | 0 | 0 | 0 | 0 | 0 | 0
CFLSCEMFmOldCZ16 | CFL | SCE | MFm | Old | CZ16 | rWtd | 1.0138 | 1.3314 | -0.018583 |  | 6728 | 7133 | 624 | 0 | 0 | 0 | 0 | 0 | 0 | 14485 | 593 | 609 | 625 | 1116 | 1116 | 1116 | 1116 | 1116 | 1116 | 1.0108 | 1.017 | 1.0093 | 0 | 0 | 0 | 0 | 0 | 0 | 1.3285 | 1.3326 | 1.3495 | 0 | 0 | 0 | 0 | 0 | 0 | -0.018536 | -0.018459 | -0.0205 | 0 | 0 | 0 | 0 | 0 | 0
CFLSCESFmOldCZ05 | CFL | SCE | SFm | Old | CZ05 | rWtd | 0.97316 | 1.3309 | -0.02943 |  | 2498 | 203 | 122 | 0 | 0 | 0 | 0 | 0 | 0 | 2823 | 149 | 165 | 181 | 1116 | 1116 | 1116 | 1116 | 1116 | 1116 | 0.97284 | 0.97644 | 0.97412 | 0 | 0 | 0 | 0 | 0 | 0 | 1.3359 | 1.2992 | 1.2814 | 0 | 0 | 0 | 0 | 0 | 0 | -0.029384 | -0.029658 | -0.029993 | 0 | 0 | 0 | 0 | 0 | 0
CFLSCESFmOldCZ06 | CFL | SCE | SFm | Old | CZ06 | rWtd | 1.0304 | 1.2361 | -0.014263 |  | 268167 | 34575 | 30307 | 0 | 0 | 0 | 0 | 0 | 0 | 333049 | 150 | 166 | 182 | 1116 | 1116 | 1116 | 1116 | 1116 | 1116 | 1.029 | 1.0309 | 1.0428 | 0 | 0 | 0 | 0 | 0 | 0 | 1.2403 | 1.2102 | 1.2288 | 0 | 0 | 0 | 0 | 0 | 0 | -0.013849 | -0.01673 | -0.01511 | 0 | 0 | 0 | 0 | 0 | 0
CFLSCESFmOldCZ08 | CFL | SCE | SFm | Old | CZ08 | rWtd | 1.0797 | 1.3891 | -0.013232 |  | 372820 | 38996 | 26511 | 0 | 0 | 0 | 0 | 0 | 0 | 438327 | 152 | 168 | 184 | 1116 | 1116 | 1116 | 1116 | 1116 | 1116 | 1.0789 | 1.0788 | 1.0927 | 0 | 0 | 0 | 0 | 0 | 0 | 1.4019 | 1.3412 | 1.2797 | 0 | 0 | 0 | 0 | 0 | 0 | -0.013235 | -0.013859 | -0.012256 | 0 | 0 | 0 | 0 | 0 | 0
CFLSCESFmOldCZ09 | CFL | SCE | SFm | Old | CZ09 | rWtd | 1.1126 | 1.4644 | -0.015645 |  | 392782 | 75584 | 28745 | 0 | 0 | 0 | 0 | 0 | 0 | 497111 | 153 | 169 | 185 | 1116 | 1116 | 1116 | 1116 | 1116 | 1116 | 1.1129 | 1.1044 | 1.1312 | 0 | 0 | 0 | 0 | 0 | 0 | 1.4306 | 1.6545 | 1.4261 | 0 | 0 | 0 | 0 | 0 | 0 | -0.015606 | -0.01643 | -0.014114 | 0 | 0 | 0 | 0 | 0 | 0
CFLSCESFmOldCZ10 | CFL | SCE | SFm | Old | CZ10 | rWtd | 1.1176 | 1.7076 | -0.018123 |  | 160776 | 177527 | 90573 | 0 | 0 | 0 | 0 | 0 | 0 | 428876 | 154 | 170 | 186 | 1116 | 1116 | 1116 | 1116 | 1116 | 1116 | 1.1094 | 1.1139 | 1.1391 | 0 | 0 | 0 | 0 | 0 | 0 | 1.7502 | 1.7453 | 1.5581 | 0 | 0 | 0 | 0 | 0 | 0 | -0.016788 | -0.019621 | -0.017557 | 0 | 0 | 0 | 0 | 0 | 0
CFLSCESFmOldCZ13 | CFL | SCE | SFm | Old | CZ13 | rWtd | 1.1415 | 1.651 | -0.019007 |  | 32952 | 16088 | 15894 | 0 | 0 | 0 | 0 | 0 | 0 | 64934 | 157 | 173 | 189 | 1116 | 1116 | 1116 | 1116 | 1116 | 1116 | 1.1406 | 1.1523 | 1.1324 | 0 | 0 | 0 | 0 | 0 | 0 | 1.6994 | 1.6034 | 1.5989 | 0 | 0 | 0 | 0 | 0 | 0 | -0.018954 | -0.019228 | -0.018892 | 0 | 0 | 0 | 0 | 0 | 0
CFLSCESFmOldCZ14 | CFL | SCE | SFm | Old | CZ14 | rWtd | 1.13 | 1.6743 | -0.02164 |  | 52777 | 109423 | 21277 | 0 | 0 | 0 | 0 | 0 | 0 | 183477 | 158 | 174 | 190 | 1116 | 1116 | 1116 | 1116 | 1116 | 1116 | 1.1383 | 1.1263 | 1.1287 | 0 | 0 | 0 | 0 | 0 | 0 | 1.6388 | 1.7083 | 1.5873 | 0 | 0 | 0 | 0 | 0 | 0 | -0.0193 | -0.023061 | -0.020136 | 0 | 0 | 0 | 0 | 0 | 0
CFLSCESFmOldCZ15 | CFL | SCE | SFm | Old | CZ15 | rWtd | 1.1994 | 1.696 | -0.009515 |  | 15659 | 21160 | 10029 | 0 | 0 | 0 | 0 | 0 | 0 | 46848 | 159 | 175 | 191 | 1116 | 1116 | 1116 | 1116 | 1116 | 1116 | 1.196 | 1.2018 | 1.1996 | 0 | 0 | 0 | 0 | 0 | 0 | 1.6843 | 1.7341 | 1.6336 | 0 | 0 | 0 | 0 | 0 | 0 | -0.0089137 | -0.0098841 | -0.0096748 | 0 | 0 | 0 | 0 | 0 | 0
CFLSCESFmOldCZ16 | CFL | SCE | SFm | Old | CZ16 | rWtd | 1.0299 | 1.4815 | -0.024604 |  | 69573 | 24071 | 4820 | 0 | 0 | 0 | 0 | 0 | 0 | 98464 | 160 | 176 | 192 | 1116 | 1116 | 1116 | 1116 | 1116 | 1116 | 1.0349 | 1.0162 | 1.0264 | 0 | 0 | 0 | 0 | 0 | 0 | 1.4385 | 1.5939 | 1.5406 | 0 | 0 | 0 | 0 | 0 | 0 | -0.02313 | -0.029948 | -0.019201 | 0 | 0 | 0 | 0 | 0 | 0
CFLSDGMFmOldCZ06 | CFL | SDG | MFm | Old | CZ06 | rWtd | 1.0203 | 1.1851 | -0.012811 |  | 6832 | 8111 | 1179 | 0 | 0 | 0 | 0 | 0 | 0 | 16122 | 727 | 743 | 759 | 1116 | 1116 | 1116 | 1116 | 1116 | 1116 | 1.0218 | 1.0194 | 1.0175 | 0 | 0 | 0 | 0 | 0 | 0 | 1.1907 | 1.1672 | 1.2757 | 0 | 0 | 0 | 0 | 0 | 0 | -0.01207 | -0.013502 | -0.012357 | 0 | 0 | 0 | 0 | 0 | 0
CFLSDGMFmOldCZ07 | CFL | SDG | MFm | Old | CZ07 | rWtd | 1.0002 | 1.1479 | -0.012214 |  | 116552 | 87344 | 11508 | 0 | 0 | 0 | 0 | 0 | 0 | 215404 | 728 | 744 | 760 | 1116 | 1116 | 1116 | 1116 | 1116 | 1116 | 0.99252 | 1.0068 | 1.028 | 0 | 0 | 0 | 0 | 0 | 0 | 1.1819 | 1.1035 | 1.1395 | 0 | 0 | 0 | 0 | 0 | 0 | -0.012053 | -0.01295 | -0.0082702 | 0 | 0 | 0 | 0 | 0 | 0
CFLSDGMFmOldCZ08 | CFL | SDG | MFm | Old | CZ08 | rWtd | 1.0886 | 1.3611 | -0.01021 |  | 769 | 4563 | 5565 | 0 | 0 | 0 | 0 | 0 | 0 | 10897 | 729 | 745 | 761 | 1116 | 1116 | 1116 | 1116 | 1116 | 1116 | 1.0887 | 1.0867 | 1.0901 | 0 | 0 | 0 | 0 | 0 | 0 | 1.3498 | 1.4188 | 1.3154 | 0 | 0 | 0 | 0 | 0 | 0 | -0.010923 | -0.010901 | -0.0095442 | 0 | 0 | 0 | 0 | 0 | 0
CFLSDGMFmOldCZ10 | CFL | SDG | MFm | Old | CZ10 | rWtd | 1.0781 | 1.4532 | -0.013114 |  | 29332 | 29446 | 4108 | 0 | 0 | 0 | 0 | 0 | 0 | 62886 | 731 | 747 | 763 | 1116 | 1116 | 1116 | 1116 | 1116 | 1116 | 1.0802 | 1.0794 | 1.054 | 0 | 0 | 0 | 0 | 0 | 0 | 1.4321 | 1.4497 | 1.6295 | 0 | 0 | 0 | 0 | 0 | 0 | -0.012792 | -0.013347 | -0.013751 | 0 | 0 | 0 | 0 | 0 | 0
CFLSDGMFmOldCZ14 | CFL | SDG | MFm | Old | CZ14 | rWtd | 1.1061 | 1.5141 | -0.015445 |  | 260 | 1 | 1 | 0 | 0 | 0 | 0 | 0 | 0 | 262 | 735 | 751 | 767 | 1116 | 1116 | 1116 | 1116 | 1116 | 1116 | 1.1061 | 1.1037 | 1.1004 | 0 | 0 | 0 | 0 | 0 | 0 | 1.5142 | 1.5863 | 1.4219 | 0 | 0 | 0 | 0 | 0 | 0 | -0.015459 | -0.013857 | -0.01355 | 0 | 0 | 0 | 0 | 0 | 0
CFLSDGMFmOldCZ15 | CFL | SDG | MFm | Old | CZ15 | rWtd | 1.2017 | 1.5309 | -0.006629 |  | 179 | 1 | 1 | 0 | 0 | 0 | 0 | 0 | 0 | 181 | 736 | 752 | 768 | 1116 | 1116 | 1116 | 1116 | 1116 | 1116 | 1.2019 | 1.1937 | 1.1777 | 0 | 0 | 0 | 0 | 0 | 0 | 1.5307 | 1.5307 | 1.5699 | 0 | 0 | 0 | 0 | 0 | 0 | -0.0066277 | -0.0068353 | -0.0066565 | 0 | 0 | 0 | 0 | 0 | 0
CFLSDGSFmOldCZ06 | CFL | SDG | SFm | Old | CZ06 | rWtd | 1.0534 | 1.2959 | -0.015661 |  | 7440 | 23426 | 18492 | 0 | 0 | 0 | 0 | 0 | 0 | 49358 | 294 | 310 | 326 | 1116 | 1116 | 1116 | 1116 | 1116 | 1116 | 1.0439 | 1.0484 | 1.0636 | 0 | 0 | 0 | 0 | 0 | 0 | 1.3176 | 1.2846 | 1.3015 | 0 | 0 | 0 | 0 | 0 | 0 | -0.013829 | -0.016698 | -0.015084 | 0 | 0 | 0 | 0 | 0 | 0
CFLSDGSFmOldCZ07 | CFL | SDG | SFm | Old | CZ07 | rWtd | 1.0182 | 1.2503 | -0.017259 |  | 213903 | 103726 | 49320 | 0 | 0 | 0 | 0 | 0 | 0 | 366949 | 295 | 311 | 327 | 1116 | 1116 | 1116 | 1116 | 1116 | 1116 | 1.0182 | 1.0192 | 1.0157 | 0 | 0 | 0 | 0 | 0 | 0 | 1.2841 | 1.2146 | 1.179 | 0 | 0 | 0 | 0 | 0 | 0 | -0.017056 | -0.018438 | -0.015664 | 0 | 0 | 0 | 0 | 0 | 0
CFLSDGSFmOldCZ08 | CFL | SDG | SFm | Old | CZ08 | rWtd | 1.1469 | 1.5264 | -0.012831 |  | 2356 | 1660 | 3550 | 0 | 0 | 0 | 0 | 0 | 0 | 7566 | 296 | 312 | 328 | 1116 | 1116 | 1116 | 1116 | 1116 | 1116 | 1.1366 | 1.1366 | 1.1586 | 0 | 0 | 0 | 0 | 0 | 0 | 1.6423 | 1.5432 | 1.4417 | 0 | 0 | 0 | 0 | 0 | 0 | -0.013151 | -0.013771 | -0.01218 | 0 | 0 | 0 | 0 | 0 | 0
CFLSDGSFmOldCZ10 | CFL | SDG | SFm | Old | CZ10 | rWtd | 1.0842 | 1.5549 | -0.017907 |  | 85422 | 54661 | 23433 | 0 | 0 | 0 | 0 | 0 | 0 | 163516 | 298 | 314 | 330 | 1116 | 1116 | 1116 | 1116 | 1116 | 1116 | 1.0802 | 1.0828 | 1.1024 | 0 | 0 | 0 | 0 | 0 | 0 | 1.5774 | 1.5736 | 1.4295 | 0 | 0 | 0 | 0 | 0 | 0 | -0.016843 | -0.019688 | -0.017633 | 0 | 0 | 0 | 0 | 0 | 0
CFLSDGSFmOldCZ14 | CFL | SDG | SFm | Old | CZ14 | rWtd | 1.0916 | 1.479 | -0.020585 |  | 4114 | 2011 | 428 | 0 | 0 | 0 | 0 | 0 | 0 | 6553 | 302 | 318 | 334 | 1116 | 1116 | 1116 | 1116 | 1116 | 1116 | 1.0951 | 1.0852 | 1.0872 | 0 | 0 | 0 | 0 | 0 | 0 | 1.4659 | 1.5166 | 1.4283 | 0 | 0 | 0 | 0 | 0 | 0 | -0.019385 | -0.023125 | -0.020184 | 0 | 0 | 0 | 0 | 0 | 0
CFLSDGSFmOldCZ15 | CFL | SDG | SFm | Old | CZ15 | rWtd | 1.1986 | 1.6999 | -0.0091252 |  | 2000 | 564 | 1 | 0 | 0 | 0 | 0 | 0 | 0 | 2565 | 303 | 319 | 335 | 1116 | 1116 | 1116 | 1116 | 1116 | 1116 | 1.1973 | 1.2032 | 1.201 | 0 | 0 | 0 | 0 | 0 | 0 | 1.6889 | 1.7389 | 1.6376 | 0 | 0 | 0 | 0 | 0 | 0 | -0.0089116 | -0.0098818 | -0.009673 | 0 | 0 | 0 | 0 | 0 | 0
CFLPGEMFmRecCZ01 | CFL | PGE | MFm | Rec | CZ01 | rWtd | 0.91726 | 1.0704 | -0.024335 |  | 0 | 0 | 0 | 0 | 0 | 0 | 0 | 1737.28 | 585.6 | 2322.88 | 1116 | 1116 | 1116 | 1116 | 1116 | 1116 | 1116 | 546 | 562 | 0 | 0 | 0 | 0 | 0 | 0 | 0 | 0.91726 | 0.91726 | 0 | 0 | 0 | 0 | 0 | 0 | 0 | 1.0704 | 1.0704 | 0 | 0 | 0 | 0 | 0 | 0 | 0 | -0.024335 | -0.024335
CFLPGEMFmRecCZ02 | CFL | PGE | MFm | Rec | CZ02 | rWtd | 0.97985 | 1.1696 | -0.01414 |  | 0 | 0 | 0 | 0 | 0 | 0 | 0 | 3524.4 | 1188 | 4712.4 | 1116 | 1116 | 1116 | 1116 | 1116 | 1116 | 1116 | 547 | 563 | 0 | 0 | 0 | 0 | 0 | 0 | 0 | 0.97985 | 0.97985 | 0 | 0 | 0 | 0 | 0 | 0 | 0 | 1.1696 | 1.1696 | 0 | 0 | 0 | 0 | 0 | 0 | 0 | -0.01414 | -0.01414
CFLPGEMFmRecCZ03 | CFL | PGE | MFm | Rec | CZ03 | rWtd | 0.97196 | 1.125 | -0.013768 |  | 0 | 0 | 0 | 0 | 0 | 0 | 0 | 11079.61 | 3734.7 | 14814.31 | 1116 | 1116 | 1116 | 1116 | 1116 | 1116 | 1116 | 548 | 564 | 0 | 0 | 0 | 0 | 0 | 0 | 0 | 0.97196 | 0.97196 | 0 | 0 | 0 | 0 | 0 | 0 | 0 | 1.125 | 1.125 | 0 | 0 | 0 | 0 | 0 | 0 | 0 | -0.013768 | -0.013768
CFLPGEMFmRecCZ04 | CFL | PGE | MFm | Rec | CZ04 | rWtd | 1.0844 | 1.424 | -0.0085881 |  | 0 | 0 | 0 | 0 | 0 | 0 | 0 | 5939.86 | 2002.2 | 7942.06 | 1116 | 1116 | 1116 | 1116 | 1116 | 1116 | 1116 | 549 | 565 | 0 | 0 | 0 | 0 | 0 | 0 | 0 | 1.0843 | 1.0846 | 0 | 0 | 0 | 0 | 0 | 0 | 0 | 1.4246 | 1.4221 | 0 | 0 | 0 | 0 | 0 | 0 | 0 | -0.0086239 | -0.0084821
CFLPGEMFmRecCZ05 | CFL | PGE | MFm | Rec | CZ05 | rWtd | 1.0143 | 1.2467 | -0.010265 |  | 0 | 0 | 0 | 0 | 0 | 0 | 0 | 1 | 1 | 2 | 1116 | 1116 | 1116 | 1116 | 1116 | 1116 | 1116 | 550 | 566 | 0 | 0 | 0 | 0 | 0 | 0 | 0 | 1.0143 | 1.0143 | 0 | 0 | 0 | 0 | 0 | 0 | 0 | 1.2467 | 1.2467 | 0 | 0 | 0 | 0 | 0 | 0 | 0 | -0.010265 | -0.010265
CFLPGEMFmRecCZ11 | CFL | PGE | MFm | Rec | CZ11 | rWtd | 1.1036 | 1.3993 | -0.01335 |  | 0 | 0 | 0 | 0 | 0 | 0 | 0 | 308.83 | 104.1 | 412.93 | 1116 | 1116 | 1116 | 1116 | 1116 | 1116 | 1116 | 556 | 572 | 0 | 0 | 0 | 0 | 0 | 0 | 0 | 1.1039 | 1.1024 | 0 | 0 | 0 | 0 | 0 | 0 | 0 | 1.4 | 1.3972 | 0 | 0 | 0 | 0 | 0 | 0 | 0 | -0.013387 | -0.013241
CFLPGEMFmRecCZ12 | CFL | PGE | MFm | Rec | CZ12 | rWtd | 1.0889 | 1.4144 | -0.01091 |  | 0 | 0 | 0 | 0 | 0 | 0 | 0 | 7120.89 | 2400.3 | 9521.19 | 1116 | 1116 | 1116 | 1116 | 1116 | 1116 | 1116 | 557 | 573 | 0 | 0 | 0 | 0 | 0 | 0 | 0 | 1.0889 | 1.0889 | 0 | 0 | 0 | 0 | 0 | 0 | 0 | 1.4144 | 1.4144 | 0 | 0 | 0 | 0 | 0 | 0 | 0 | -0.010938 | -0.010828
CFLPGEMFmRecCZ13 | CFL | PGE | MFm | Rec | CZ13 | rWtd | 1.1178 | 1.4222 | -0.010387 |  | 0 | 0 | 0 | 0 | 0 | 0 | 0 | 909.58 | 306.6 | 1216.18 | 1116 | 1116 | 1116 | 1116 | 1116 | 1116 | 1116 | 558 | 574 | 0 | 0 | 0 | 0 | 0 | 0 | 0 | 1.1178 | 1.1178 | 0 | 0 | 0 | 0 | 0 | 0 | 0 | 1.4222 | 1.4222 | 0 | 0 | 0 | 0 | 0 | 0 | 0 | -0.010415 | -0.010301
CFLPGEMFmRecCZ16 | CFL | PGE | MFm | Rec | CZ16 | rWtd | 0.99576 | 1.1875 | -0.018562 |  | 0 | 0 | 0 | 0 | 0 | 0 | 0 | 1 | 1 | 2 | 1116 | 1116 | 1116 | 1116 | 1116 | 1116 | 1116 | 561 | 577 | 0 | 0 | 0 | 0 | 0 | 0 | 0 | 0.98978 | 1.0017 | 0 | 0 | 0 | 0 | 0 | 0 | 0 | 1.1934 | 1.1816 | 0 | 0 | 0 | 0 | 0 | 0 | 0 | -0.019784 | -0.01734
CFLPGESFmRecCZ01 | CFL | PGE | SFm | Rec | CZ01 | rWtd | 0.96866 | 1.0232 | -0.025159 |  | 0 | 0 | 0 | 0 | 0 | 0 | 0 | 1342.5 | 447.5 | 1790 | 1116 | 1116 | 1116 | 1116 | 1116 | 1116 | 1116 | 113 | 129 | 0 | 0 | 0 | 0 | 0 | 0 | 0 | 0.96859 | 0.96889 | 0 | 0 | 0 | 0 | 0 | 0 | 0 | 1.0232 | 1.0232 | 0 | 0 | 0 | 0 | 0 | 0 | 0 | -0.02526 | -0.024855
CFLPGESFmRecCZ02 | CFL | PGE | SFm | Rec | CZ02 | rWtd | 1.0261 | 1.7537 | -0.025936 |  | 0 | 0 | 0 | 0 | 0 | 0 | 0 | 1324.2 | 441.4 | 1765.6 | 1116 | 1116 | 1116 | 1116 | 1116 | 1116 | 1116 | 114 | 130 | 0 | 0 | 0 | 0 | 0 | 0 | 0 | 1.026 | 1.0261 | 0 | 0 | 0 | 0 | 0 | 0 | 0 | 1.7482 | 1.7705 | 0 | 0 | 0 | 0 | 0 | 0 | 0 | -0.025965 | -0.025849
CFLPGESFmRecCZ03 | CFL | PGE | SFm | Rec | CZ03 | rWtd | 0.98774 | 1.2226 | -0.018392 |  | 0 | 0 | 0 | 0 | 0 | 0 | 0 | 4012.8 | 1337.6 | 5350.4 | 1116 | 1116 | 1116 | 1116 | 1116 | 1116 | 1116 | 115 | 131 | 0 | 0 | 0 | 0 | 0 | 0 | 0 | 0.9877 | 0.98785 | 0 | 0 | 0 | 0 | 0 | 0 | 0 | 1.224 | 1.2186 | 0 | 0 | 0 | 0 | 0 | 0 | 0 | -0.018412 | -0.01833
CFLPGESFmRecCZ04 | CFL | PGE | SFm | Rec | CZ04 | rWtd | 1.0727 | 1.5042 | -0.018678 |  | 0 | 0 | 0 | 0 | 0 | 0 | 0 | 3662.1 | 1220.7 | 4882.8 | 1116 | 1116 | 1116 | 1116 | 1116 | 1116 | 1116 | 116 | 132 | 0 | 0 | 0 | 0 | 0 | 0 | 0 | 1.0727 | 1.0728 | 0 | 0 | 0 | 0 | 0 | 0 | 0 | 1.5101 | 1.4864 | 0 | 0 | 0 | 0 | 0 | 0 | 0 | -0.018719 | -0.018555
CFLPGESFmRecCZ05 | CFL | PGE | SFm | Rec | CZ05 | rWtd | 0.98346 | 1.094 | -0.020515 |  | 0 | 0 | 0 | 0 | 0 | 0 | 0 | 633.9 | 211.3 | 845.2 | 1116 | 1116 | 1116 | 1116 | 1116 | 1116 | 1116 | 117 | 133 | 0 | 0 | 0 | 0 | 0 | 0 | 0 | 0.98312 | 0.98447 | 0 | 0 | 0 | 0 | 0 | 0 | 0 | 1.0917 | 1.1008 | 0 | 0 | 0 | 0 | 0 | 0 | 0 | -0.02056 | -0.020379
CFLPGESFmRecCZ11 | CFL | PGE | SFm | Rec | CZ11 | rWtd | 1.0914 | 1.4708 | -0.018159 |  | 0 | 0 | 0 | 0 | 0 | 0 | 0 | 5318.4 | 1772.8 | 7091.2 | 1116 | 1116 | 1116 | 1116 | 1116 | 1116 | 1116 | 123 | 139 | 0 | 0 | 0 | 0 | 0 | 0 | 0 | 1.0913 | 1.0914 | 0 | 0 | 0 | 0 | 0 | 0 | 0 | 1.4708 | 1.4708 | 0 | 0 | 0 | 0 | 0 | 0 | 0 | -0.018156 | -0.018171
CFLPGESFmRecCZ12 | CFL | PGE | SFm | Rec | CZ12 | rWtd | 1.0572 | 1.4654 | -0.019001 |  | 0 | 0 | 0 | 0 | 0 | 0 | 0 | 12107.1 | 4035.7 | 16142.8 | 1116 | 1116 | 1116 | 1116 | 1116 | 1116 | 1116 | 124 | 140 | 0 | 0 | 0 | 0 | 0 | 0 | 0 | 1.0576 | 1.0559 | 0 | 0 | 0 | 0 | 0 | 0 | 0 | 1.4657 | 1.4645 | 0 | 0 | 0 | 0 | 0 | 0 | 0 | -0.019018 | -0.018951
CFLPGESFmRecCZ13 | CFL | PGE | SFm | Rec | CZ13 | rWtd | 1.1031 | 1.4787 | -0.016078 |  | 0 | 0 | 0 | 0 | 0 | 0 | 0 | 5073.6 | 1691.2 | 6764.8 | 1116 | 1116 | 1116 | 1116 | 1116 | 1116 | 1116 | 125 | 141 | 0 | 0 | 0 | 0 | 0 | 0 | 0 | 1.104 | 1.1003 | 0 | 0 | 0 | 0 | 0 | 0 | 0 | 1.4903 | 1.444 | 0 | 0 | 0 | 0 | 0 | 0 | 0 | -0.016102 | -0.016005
CFLPGESFmRecCZ16 | CFL | PGE | SFm | Rec | CZ16 | rWtd | 1.0018 | 1.3648 | -0.019228 |  | 0 | 0 | 0 | 0 | 0 | 0 | 0 | 149.4 | 49.8 | 199.2 | 1116 | 1116 | 1116 | 1116 | 1116 | 1116 | 1116 | 128 | 144 | 0 | 0 | 0 | 0 | 0 | 0 | 0 | 0.99831 | 1.0122 | 0 | 0 | 0 | 0 | 0 | 0 | 0 | 1.3927 | 1.2811 | 0 | 0 | 0 | 0 | 0 | 0 | 0 | -0.020217 | -0.016261
CFLSCEMFmRecCZ05 | CFL | SCE | MFm | Rec | CZ05 | rWtd | 1.0349 | 1.3974 | -0.01022 |  | 0 | 0 | 0 | 0 | 0 | 0 | 0 | 1 | 1 | 2 | 1116 | 1116 | 1116 | 1116 | 1116 | 1116 | 1116 | 694 | 710 | 0 | 0 | 0 | 0 | 0 | 0 | 0 | 1.0349 | 1.0349 | 0 | 0 | 0 | 0 | 0 | 0 | 0 | 1.3974 | 1.3974 | 0 | 0 | 0 | 0 | 0 | 0 | 0 | -0.01022 | -0.01022
CFLSCEMFmRecCZ06 | CFL | SCE | MFm | Rec | CZ06 | rWtd | 1.0726 | 1.3221 | -0.010416 |  | 0 | 0 | 0 | 0 | 0 | 0 | 0 | 6591.34 | 2221.8 | 8813.14 | 1116 | 1116 | 1116 | 1116 | 1116 | 1116 | 1116 | 695 | 711 | 0 | 0 | 0 | 0 | 0 | 0 | 0 | 1.0726 | 1.0726 | 0 | 0 | 0 | 0 | 0 | 0 | 0 | 1.3221 | 1.3221 | 0 | 0 | 0 | 0 | 0 | 0 | 0 | -0.010416 | -0.010416
CFLSCEMFmRecCZ08 | CFL | SCE | MFm | Rec | CZ08 | rWtd | 1.1288 | 1.3043 | -0.0074736 |  | 0 | 0 | 0 | 0 | 0 | 0 | 0 | 7670.91 | 2585.7 | 10256.61 | 1116 | 1116 | 1116 | 1116 | 1116 | 1116 | 1116 | 697 | 713 | 0 | 0 | 0 | 0 | 0 | 0 | 0 | 1.1288 | 1.129 | 0 | 0 | 0 | 0 | 0 | 0 | 0 | 1.3088 | 1.2908 | 0 | 0 | 0 | 0 | 0 | 0 | 0 | -0.0075043 | -0.0073825
CFLSCEMFmRecCZ09 | CFL | SCE | MFm | Rec | CZ09 | rWtd | 1.1192 | 1.3175 | -0.0087927 |  | 0 | 0 | 0 | 0 | 0 | 0 | 0 | 6716.83 | 2264.1 | 8980.93 | 1116 | 1116 | 1116 | 1116 | 1116 | 1116 | 1116 | 698 | 714 | 0 | 0 | 0 | 0 | 0 | 0 | 0 | 1.1192 | 1.1194 | 0 | 0 | 0 | 0 | 0 | 0 | 0 | 1.3182 | 1.3156 | 0 | 0 | 0 | 0 | 0 | 0 | 0 | -0.0088196 | -0.0087131
CFLSCEMFmRecCZ10 | CFL | SCE | MFm | Rec | CZ10 | rWtd | 1.1176 | 1.4028 | -0.0076125 |  | 0 | 0 | 0 | 0 | 0 | 0 | 0 | 228.73 | 77.1 | 305.83 | 1116 | 1116 | 1116 | 1116 | 1116 | 1116 | 1116 | 699 | 715 | 0 | 0 | 0 | 0 | 0 | 0 | 0 | 1.1176 | 1.1176 | 0 | 0 | 0 | 0 | 0 | 0 | 0 | 1.4028 | 1.4028 | 0 | 0 | 0 | 0 | 0 | 0 | 0 | -0.0076211 | -0.0075868
CFLSCEMFmRecCZ13 | CFL | SCE | MFm | Rec | CZ13 | rWtd | 1.1178 | 1.4222 | -0.010387 |  | 0 | 0 | 0 | 0 | 0 | 0 | 0 | 113.92 | 38.4 | 152.32 | 1116 | 1116 | 1116 | 1116 | 1116 | 1116 | 1116 | 702 | 718 | 0 | 0 | 0 | 0 | 0 | 0 | 0 | 1.1178 | 1.1178 | 0 | 0 | 0 | 0 | 0 | 0 | 0 | 1.4222 | 1.4222 | 0 | 0 | 0 | 0 | 0 | 0 | 0 | -0.010415 | -0.010301
CFLSCEMFmRecCZ14 | CFL | SCE | MFm | Rec | CZ14 | rWtd | 1.0893 | 1.3541 | -0.01498 |  | 0 | 0 | 0 | 0 | 0 | 0 | 0 | 1 | 1 | 2 | 1116 | 1116 | 1116 | 1116 | 1116 | 1116 | 1116 | 703 | 719 | 0 | 0 | 0 | 0 | 0 | 0 | 0 | 1.0893 | 1.0893 | 0 | 0 | 0 | 0 | 0 | 0 | 0 | 1.3541 | 1.3541 | 0 | 0 | 0 | 0 | 0 | 0 | 0 | -0.015045 | -0.014914
CFLSCEMFmRecCZ15 | CFL | SCE | MFm | Rec | CZ15 | rWtd | 1.1536 | 1.4175 | -0.0057173 |  | 0 | 0 | 0 | 0 | 0 | 0 | 0 | 1 | 1 | 2 | 1116 | 1116 | 1116 | 1116 | 1116 | 1116 | 1116 | 704 | 720 | 0 | 0 | 0 | 0 | 0 | 0 | 0 | 1.1536 | 1.1536 | 0 | 0 | 0 | 0 | 0 | 0 | 0 | 1.4162 | 1.4188 | 0 | 0 | 0 | 0 | 0 | 0 | 0 | -0.0057476 | -0.005687
CFLSCEMFmRecCZ16 | CFL | SCE | MFm | Rec | CZ16 | rWtd | 1.034 | 1.2911 | -0.018432 |  | 0 | 0 | 0 | 0 | 0 | 0 | 0 | 1 | 1 | 2 | 1116 | 1116 | 1116 | 1116 | 1116 | 1116 | 1116 | 705 | 721 | 0 | 0 | 0 | 0 | 0 | 0 | 0 | 1.0281 | 1.0399 | 0 | 0 | 0 | 0 | 0 | 0 | 0 | 1.3024 | 1.2797 | 0 | 0 | 0 | 0 | 0 | 0 | 0 | -0.019673 | -0.017192
CFLSCESFmRecCZ05 | CFL | SCE | SFm | Rec | CZ05 | rWtd | 1.0182 | 1.5403 | -0.020553 |  | 0 | 0 | 0 | 0 | 0 | 0 | 0 | 29.4 | 9.8 | 39.2 | 1116 | 1116 | 1116 | 1116 | 1116 | 1116 | 1116 | 261 | 277 | 0 | 0 | 0 | 0 | 0 | 0 | 0 | 1.0162 | 1.0241 | 0 | 0 | 0 | 0 | 0 | 0 | 0 | 1.5239 | 1.5898 | 0 | 0 | 0 | 0 | 0 | 0 | 0 | -0.020602 | -0.020405
CFLSCESFmRecCZ06 | CFL | SCE | SFm | Rec | CZ06 | rWtd | 1.0545 | 1.3875 | -0.015713 |  | 0 | 0 | 0 | 0 | 0 | 0 | 0 | 5185.8 | 1728.6 | 6914.4 | 1116 | 1116 | 1116 | 1116 | 1116 | 1116 | 1116 | 262 | 278 | 0 | 0 | 0 | 0 | 0 | 0 | 0 | 1.0533 | 1.0578 | 0 | 0 | 0 | 0 | 0 | 0 | 0 | 1.3752 | 1.4243 | 0 | 0 | 0 | 0 | 0 | 0 | 0 | -0.01578 | -0.015513
CFLSCESFmRecCZ08 | CFL | SCE | SFm | Rec | CZ08 | rWtd | 1.0935 | 1.2931 | -0.010014 |  | 0 | 0 | 0 | 0 | 0 | 0 | 0 | 3768.6 | 1256.2 | 5024.8 | 1116 | 1116 | 1116 | 1116 | 1116 | 1116 | 1116 | 264 | 280 | 0 | 0 | 0 | 0 | 0 | 0 | 0 | 1.0929 | 1.0953 | 0 | 0 | 0 | 0 | 0 | 0 | 0 | 1.2931 | 1.2931 | 0 | 0 | 0 | 0 | 0 | 0 | 0 | -0.010022 | -0.0099876
CFLSCESFmRecCZ09 | CFL | SCE | SFm | Rec | CZ09 | rWtd | 1.0931 | 1.4085 | -0.0128 |  | 0 | 0 | 0 | 0 | 0 | 0 | 0 | 4072.5 | 1357.5 | 5430 | 1116 | 1116 | 1116 | 1116 | 1116 | 1116 | 1116 | 265 | 281 | 0 | 0 | 0 | 0 | 0 | 0 | 0 | 1.0936 | 1.0917 | 0 | 0 | 0 | 0 | 0 | 0 | 0 | 1.3866 | 1.4741 | 0 | 0 | 0 | 0 | 0 | 0 | 0 | -0.012833 | -0.0127
CFLSCESFmRecCZ10 | CFL | SCE | SFm | Rec | CZ10 | rWtd | 1.0928 | 1.3976 | -0.016748 |  | 0 | 0 | 0 | 0 | 0 | 0 | 0 | 14125.2 | 4708.4 | 18833.6 | 1116 | 1116 | 1116 | 1116 | 1116 | 1116 | 1116 | 266 | 282 | 0 | 0 | 0 | 0 | 0 | 0 | 0 | 1.0924 | 1.094 | 0 | 0 | 0 | 0 | 0 | 0 | 0 | 1.3979 | 1.3967 | 0 | 0 | 0 | 0 | 0 | 0 | 0 | -0.01676 | -0.016712
CFLSCESFmRecCZ13 | CFL | SCE | SFm | Rec | CZ13 | rWtd | 1.1031 | 1.4787 | -0.016078 |  | 0 | 0 | 0 | 0 | 0 | 0 | 0 | 1637.4 | 545.8 | 2183.2 | 1116 | 1116 | 1116 | 1116 | 1116 | 1116 | 1116 | 269 | 285 | 0 | 0 | 0 | 0 | 0 | 0 | 0 | 1.104 | 1.1003 | 0 | 0 | 0 | 0 | 0 | 0 | 0 | 1.4903 | 1.444 | 0 | 0 | 0 | 0 | 0 | 0 | 0 | -0.016102 | -0.016005
CFLSCESFmRecCZ14 | CFL | SCE | SFm | Rec | CZ14 | rWtd | 1.0951 | 1.4316 | -0.020052 |  | 0 | 0 | 0 | 0 | 0 | 0 | 0 | 2181.6 | 727.2 | 2908.8 | 1116 | 1116 | 1116 | 1116 | 1116 | 1116 | 1116 | 270 | 286 | 0 | 0 | 0 | 0 | 0 | 0 | 0 | 1.0951 | 1.0951 | 0 | 0 | 0 | 0 | 0 | 0 | 0 | 1.4313 | 1.4326 | 0 | 0 | 0 | 0 | 0 | 0 | 0 | -0.020045 | -0.020073
CFLSCESFmRecCZ15 | CFL | SCE | SFm | Rec | CZ15 | rWtd | 1.1763 | 1.5206 | -0.0088298 |  | 0 | 0 | 0 | 0 | 0 | 0 | 0 | 427.2 | 142.4 | 569.6 | 1116 | 1116 | 1116 | 1116 | 1116 | 1116 | 1116 | 271 | 287 | 0 | 0 | 0 | 0 | 0 | 0 | 0 | 1.1768 | 1.1749 | 0 | 0 | 0 | 0 | 0 | 0 | 0 | 1.5212 | 1.5187 | 0 | 0 | 0 | 0 | 0 | 0 | 0 | -0.0088193 | -0.0088612
CFLSCESFmRecCZ16 | CFL | SCE | SFm | Rec | CZ16 | rWtd | 0.98574 | 1.127 | -0.019222 |  | 0 | 0 | 0 | 0 | 0 | 0 | 0 | 764.4 | 254.8 | 1019.2 | 1116 | 1116 | 1116 | 1116 | 1116 | 1116 | 1116 | 272 | 288 | 0 | 0 | 0 | 0 | 0 | 0 | 0 | 0.98332 | 0.99299 | 0 | 0 | 0 | 0 | 0 | 0 | 0 | 1.1307 | 1.1158 | 0 | 0 | 0 | 0 | 0 | 0 | 0 | -0.02021 | -0.016257
CFLSDGMFmRecCZ06 | CFL | SDG | MFm | Rec | CZ06 | rWtd | 1.084 | 1.3606 | -0.0104 |  | 0 | 0 | 0 | 0 | 0 | 0 | 0 | 461.91 | 155.7 | 617.61 | 1116 | 1116 | 1116 | 1116 | 1116 | 1116 | 1116 | 839 | 855 | 0 | 0 | 0 | 0 | 0 | 0 | 0 | 1.084 | 1.084 | 0 | 0 | 0 | 0 | 0 | 0 | 0 | 1.3606 | 1.3606 | 0 | 0 | 0 | 0 | 0 | 0 | 0 | -0.0104 | -0.0104
CFLSDGMFmRecCZ07 | CFL | SDG | MFm | Rec | CZ07 | rWtd | 1.1137 | 1.2816 | -0.0097288 |  | 0 | 0 | 0 | 0 | 0 | 0 | 0 | 6694.58 | 2256.6 | 8951.18 | 1116 | 1116 | 1116 | 1116 | 1116 | 1116 | 1116 | 840 | 856 | 0 | 0 | 0 | 0 | 0 | 0 | 0 | 1.1137 | 1.1137 | 0 | 0 | 0 | 0 | 0 | 0 | 0 | 1.2816 | 1.2816 | 0 | 0 | 0 | 0 | 0 | 0 | 0 | -0.0097288 | -0.0097288
CFLSDGMFmRecCZ08 | CFL | SDG | MFm | Rec | CZ08 | rWtd | 1.1417 | 1.3309 | -0.0074331 |  | 0 | 0 | 0 | 0 | 0 | 0 | 0 | 2297.98 | 774.6 | 3072.58 | 1116 | 1116 | 1116 | 1116 | 1116 | 1116 | 1116 | 841 | 857 | 0 | 0 | 0 | 0 | 0 | 0 | 0 | 1.1417 | 1.1419 | 0 | 0 | 0 | 0 | 0 | 0 | 0 | 1.3359 | 1.3161 | 0 | 0 | 0 | 0 | 0 | 0 | 0 | -0.0074639 | -0.0073416
CFLSDGMFmRecCZ10 | CFL | SDG | MFm | Rec | CZ10 | rWtd | 1.0257 | 1.1261 | -0.0079397 |  | 0 | 0 | 0 | 0 | 0 | 0 | 0 | 2272.17 | 765.9 | 3038.07 | 1116 | 1116 | 1116 | 1116 | 1116 | 1116 | 1116 | 843 | 859 | 0 | 0 | 0 | 0 | 0 | 0 | 0 | 1.0257 | 1.0257 | 0 | 0 | 0 | 0 | 0 | 0 | 0 | 1.1261 | 1.1261 | 0 | 0 | 0 | 0 | 0 | 0 | 0 | -0.0079483 | -0.0079142
CFLSDGMFmRecCZ14 | CFL | SDG | MFm | Rec | CZ14 | rWtd | 1.0695 | 1.3093 | -0.015039 |  | 0 | 0 | 0 | 0 | 0 | 0 | 0 | 1 | 1 | 2 | 1116 | 1116 | 1116 | 1116 | 1116 | 1116 | 1116 | 847 | 863 | 0 | 0 | 0 | 0 | 0 | 0 | 0 | 1.0695 | 1.0695 | 0 | 0 | 0 | 0 | 0 | 0 | 0 | 1.3093 | 1.3093 | 0 | 0 | 0 | 0 | 0 | 0 | 0 | -0.015104 | -0.014974
CFLSDGMFmRecCZ15 | CFL | SDG | MFm | Rec | CZ15 | rWtd | 1.1305 | 1.3631 | -0.0057901 |  | 0 | 0 | 0 | 0 | 0 | 0 | 0 | 1 | 1 | 2 | 1116 | 1116 | 1116 | 1116 | 1116 | 1116 | 1116 | 848 | 864 | 0 | 0 | 0 | 0 | 0 | 0 | 0 | 1.1305 | 1.1305 | 0 | 0 | 0 | 0 | 0 | 0 | 0 | 1.3619 | 1.3642 | 0 | 0 | 0 | 0 | 0 | 0 | 0 | -0.00582 | -0.0057602
CFLSDGSFmRecCZ06 | CFL | SDG | SFm | Rec | CZ06 | rWtd | 1.0371 | 1.2929 | -0.015692 |  | 0 | 0 | 0 | 0 | 0 | 0 | 0 | 3224.4 | 1074.8 | 4299.2 | 1116 | 1116 | 1116 | 1116 | 1116 | 1116 | 1116 | 406 | 422 | 0 | 0 | 0 | 0 | 0 | 0 | 0 | 1.0362 | 1.0397 | 0 | 0 | 0 | 0 | 0 | 0 | 0 | 1.2837 | 1.3208 | 0 | 0 | 0 | 0 | 0 | 0 | 0 | -0.015752 | -0.015511
CFLSDGSFmRecCZ07 | CFL | SDG | SFm | Rec | CZ07 | rWtd | 1.0463 | 1.1586 | -0.011497 |  | 0 | 0 | 0 | 0 | 0 | 0 | 0 | 7506.6 | 2502.2 | 10008.8 | 1116 | 1116 | 1116 | 1116 | 1116 | 1116 | 1116 | 407 | 423 | 0 | 0 | 0 | 0 | 0 | 0 | 0 | 1.0456 | 1.0484 | 0 | 0 | 0 | 0 | 0 | 0 | 0 | 1.1516 | 1.1798 | 0 | 0 | 0 | 0 | 0 | 0 | 0 | -0.011677 | -0.010957
CFLSDGSFmRecCZ08 | CFL | SDG | SFm | Rec | CZ08 | rWtd | 1.1193 | 1.4206 | -0.010004 |  | 0 | 0 | 0 | 0 | 0 | 0 | 0 | 191.1 | 63.7 | 254.8 | 1116 | 1116 | 1116 | 1116 | 1116 | 1116 | 1116 | 408 | 424 | 0 | 0 | 0 | 0 | 0 | 0 | 0 | 1.1195 | 1.1189 | 0 | 0 | 0 | 0 | 0 | 0 | 0 | 1.4206 | 1.4206 | 0 | 0 | 0 | 0 | 0 | 0 | 0 | -0.010011 | -0.0099822
CFLSDGSFmRecCZ10 | CFL | SDG | SFm | Rec | CZ10 | rWtd | 1.0917 | 1.3919 | -0.016748 |  | 0 | 0 | 0 | 0 | 0 | 0 | 0 | 4819.8 | 1606.6 | 6426.4 | 1116 | 1116 | 1116 | 1116 | 1116 | 1116 | 1116 | 410 | 426 | 0 | 0 | 0 | 0 | 0 | 0 | 0 | 1.0914 | 1.0929 | 0 | 0 | 0 | 0 | 0 | 0 | 0 | 1.3922 | 1.391 | 0 | 0 | 0 | 0 | 0 | 0 | 0 | -0.016759 | -0.016712
CFLSDGSFmRecCZ14 | CFL | SDG | SFm | Rec | CZ14 | rWtd | 1.0363 | 1.141 | -0.020032 |  | 0 | 0 | 0 | 0 | 0 | 0 | 0 | 102.6 | 34.2 | 136.8 | 1116 | 1116 | 1116 | 1116 | 1116 | 1116 | 1116 | 414 | 430 | 0 | 0 | 0 | 0 | 0 | 0 | 0 | 1.0345 | 1.0417 | 0 | 0 | 0 | 0 | 0 | 0 | 0 | 1.1409 | 1.1413 | 0 | 0 | 0 | 0 | 0 | 0 | 0 | -0.020029 | -0.02004
CFLSDGSFmRecCZ15 | CFL | SDG | SFm | Rec | CZ15 | rWtd | 1.106 | 1.3226 | -0.0089012 |  | 0 | 0 | 0 | 0 | 0 | 0 | 0 | 1 | 1 | 2 | 1116 | 1116 | 1116 | 1116 | 1116 | 1116 | 1116 | 415 | 431 | 0 | 0 | 0 | 0 | 0 | 0 | 0 | 1.1066 | 1.1054 | 0 | 0 | 0 | 0 | 0 | 0 | 0 | 1.3234 | 1.3218 | 0 | 0 | 0 | 0 | 0 | 0 | 0 | -0.0088666 | -0.0089358
CFLPGEDMoExCZ01 | CFL | PGE | DMo | Ex | CZ01 | rWtd | 0.956 | 1.0463 | -0.024606 |  | 0 | 0 | 1 | 1 | 0 | 0 | 0 | 0 | 0 | 2 | 1116 | 1116 | 899 | 915 | 1116 | 1116 | 1116 | 1116 | 1116 | 0 | 0 | 0.94799 | 0.96402 | 0 | 0 | 0 | 0 | 0 | 0 | 0 | 1.0463 | 1.0462 | 0 | 0 | 0 | 0 | 0 | 0 | 0 | -0.02463 | -0.024582 | 0 | 0 | 0 | 0 | 0
CFLPGEDMoExCZ02 | CFL | PGE | DMo | Ex | CZ02 | rWtd | 1.053 | 1.8896 | -0.018464 |  | 0 | 0 | 1233 | 520 | 0 | 0 | 0 | 0 | 0 | 1753 | 1116 | 1116 | 900 | 916 | 1116 | 1116 | 1116 | 1116 | 1116 | 0 | 0 | 1.0466 | 1.0684 | 0 | 0 | 0 | 0 | 0 | 0 | 0 | 1.9168 | 1.825 | 0 | 0 | 0 | 0 | 0 | 0 | 0 | -0.017688 | -0.020304 | 0 | 0 | 0 | 0 | 0
CFLPGEDMoExCZ03 | CFL | PGE | DMo | Ex | CZ03 | rWtd | 0.9745 | 1.4148 | -0.018719 |  | 0 | 0 | 367 | 155 | 0 | 0 | 0 | 0 | 0 | 522 | 1116 | 1116 | 901 | 917 | 1116 | 1116 | 1116 | 1116 | 1116 | 0 | 0 | 0.98081 | 0.95957 | 0 | 0 | 0 | 0 | 0 | 0 | 0 | 1.5787 | 1.0269 | 0 | 0 | 0 | 0 | 0 | 0 | 0 | -0.019183 | -0.017623 | 0 | 0 | 0 | 0 | 0
CFLPGEDMoExCZ04 | CFL | PGE | DMo | Ex | CZ04 | rWtd | 1.0591 | 1.604 | -0.016544 |  | 0 | 0 | 2171 | 916 | 0 | 0 | 0 | 0 | 0 | 3087 | 1116 | 1116 | 902 | 918 | 1116 | 1116 | 1116 | 1116 | 1116 | 0 | 0 | 1.0584 | 1.0608 | 0 | 0 | 0 | 0 | 0 | 0 | 0 | 1.6509 | 1.4928 | 0 | 0 | 0 | 0 | 0 | 0 | 0 | -0.017276 | -0.014812 | 0 | 0 | 0 | 0 | 0
CFLPGEDMoExCZ05 | CFL | PGE | DMo | Ex | CZ05 | rWtd | 0.9513 | 1.0702 | -0.022676 |  | 0 | 0 | 538 | 227 | 0 | 0 | 0 | 0 | 0 | 765 | 1116 | 1116 | 903 | 919 | 1116 | 1116 | 1116 | 1116 | 1116 | 0 | 0 | 0.94938 | 0.95586 | 0 | 0 | 0 | 0 | 0 | 0 | 0 | 1.0902 | 1.0227 | 0 | 0 | 0 | 0 | 0 | 0 | 0 | -0.024025 | -0.019479 | 0 | 0 | 0 | 0 | 0
CFLPGEDMoExCZ11 | CFL | PGE | DMo | Ex | CZ11 | rWtd | 1.1423 | 1.652 | -0.016976 |  | 0 | 0 | 2290 | 966 | 0 | 0 | 0 | 0 | 0 | 3256 | 1116 | 1116 | 909 | 925 | 1116 | 1116 | 1116 | 1116 | 1116 | 0 | 0 | 1.1394 | 1.1492 | 0 | 0 | 0 | 0 | 0 | 0 | 0 | 1.6707 | 1.6077 | 0 | 0 | 0 | 0 | 0 | 0 | 0 | -0.018164 | -0.01416 | 0 | 0 | 0 | 0 | 0
CFLPGEDMoExCZ12 | CFL | PGE | DMo | Ex | CZ12 | rWtd | 1.1138 | 1.7174 | -0.015245 |  | 0 | 0 | 1738 | 733 | 0 | 0 | 0 | 0 | 0 | 2471 | 1116 | 1116 | 910 | 926 | 1116 | 1116 | 1116 | 1116 | 1116 | 0 | 0 | 1.1171 | 1.1059 | 0 | 0 | 0 | 0 | 0 | 0 | 0 | 1.7509 | 1.6379 | 0 | 0 | 0 | 0 | 0 | 0 | 0 | -0.014907 | -0.016048 | 0 | 0 | 0 | 0 | 0
CFLPGEDMoExCZ13 | CFL | PGE | DMo | Ex | CZ13 | rWtd | 1.1077 | 1.4577 | -0.013326 |  | 0 | 0 | 901 | 380 | 0 | 0 | 0 | 0 | 0 | 1281 | 1116 | 1116 | 911 | 927 | 1116 | 1116 | 1116 | 1116 | 1116 | 0 | 0 | 1.1645 | 0.97305 | 0 | 0 | 0 | 0 | 0 | 0 | 0 | 1.6496 | 1.0026 | 0 | 0 | 0 | 0 | 0 | 0 | 0 | -0.013413 | -0.013122 | 0 | 0 | 0 | 0 | 0
CFLPGEDMoExCZ16 | CFL | PGE | DMo | Ex | CZ16 | rWtd | 1.0171 | 1.3425 | -0.017116 |  | 0 | 0 | 350 | 148 | 0 | 0 | 0 | 0 | 0 | 498 | 1116 | 1116 | 914 | 930 | 1116 | 1116 | 1116 | 1116 | 1116 | 0 | 0 | 1.0177 | 1.0156 | 0 | 0 | 0 | 0 | 0 | 0 | 0 | 1.3196 | 1.3966 | 0 | 0 | 0 | 0 | 0 | 0 | 0 | -0.017292 | -0.016701 | 0 | 0 | 0 | 0 | 0
CFLSCEDMoExCZ05 | CFL | SCE | DMo | Ex | CZ05 | rWtd | 0.98754 | 1.4304 | -0.021804 |  | 0 | 0 | 1 | 1 | 0 | 0 | 0 | 0 | 0 | 2 | 1116 | 1116 | 983 | 999 | 1116 | 1116 | 1116 | 1116 | 1116 | 0 | 0 | 0.98666 | 0.98842 | 0 | 0 | 0 | 0 | 0 | 0 | 0 | 1.5355 | 1.3253 | 0 | 0 | 0 | 0 | 0 | 0 | 0 | -0.024105 | -0.019502 | 0 | 0 | 0 | 0 | 0
CFLSCEDMoExCZ06 | CFL | SCE | DMo | Ex | CZ06 | rWtd | 1.01 | 1.1281 | -0.011264 |  | 0 | 0 | 6954 | 2935 | 0 | 0 | 0 | 0 | 0 | 9889 | 1116 | 1116 | 984 | 1000 | 1116 | 1116 | 1116 | 1116 | 1116 | 0 | 0 | 1.0194 | 0.9877 | 0 | 0 | 0 | 0 | 0 | 0 | 0 | 1.162 | 1.0477 | 0 | 0 | 0 | 0 | 0 | 0 | 0 | -0.011959 | -0.0096176 | 0 | 0 | 0 | 0 | 0
CFLSCEDMoExCZ08 | CFL | SCE | DMo | Ex | CZ08 | rWtd | 1.1551 | 1.5086 | -0.010169 |  | 0 | 0 | 1902 | 803 | 0 | 0 | 0 | 0 | 0 | 2705 | 1116 | 1116 | 986 | 1002 | 1116 | 1116 | 1116 | 1116 | 1116 | 0 | 0 | 1.147 | 1.1745 | 0 | 0 | 0 | 0 | 0 | 0 | 0 | 1.5282 | 1.4623 | 0 | 0 | 0 | 0 | 0 | 0 | 0 | -0.011065 | -0.0080488 | 0 | 0 | 0 | 0 | 0
CFLSCEDMoExCZ09 | CFL | SCE | DMo | Ex | CZ09 | rWtd | 1.129 | 1.6473 | -0.011469 |  | 0 | 0 | 4042 | 1706 | 0 | 0 | 0 | 0 | 0 | 5748 | 1116 | 1116 | 987 | 1003 | 1116 | 1116 | 1116 | 1116 | 1116 | 0 | 0 | 1.1218 | 1.1462 | 0 | 0 | 0 | 0 | 0 | 0 | 0 | 1.6344 | 1.6778 | 0 | 0 | 0 | 0 | 0 | 0 | 0 | -0.011967 | -0.010289 | 0 | 0 | 0 | 0 | 0
CFLSCEDMoExCZ10 | CFL | SCE | DMo | Ex | CZ10 | rWtd | 1.1715 | 1.6104 | -0.011954 |  | 0 | 0 | 1062 | 448 | 0 | 0 | 0 | 0 | 0 | 1510 | 1116 | 1116 | 988 | 1004 | 1116 | 1116 | 1116 | 1116 | 1116 | 0 | 0 | 1.1706 | 1.1737 | 0 | 0 | 0 | 0 | 0 | 0 | 0 | 1.6293 | 1.5655 | 0 | 0 | 0 | 0 | 0 | 0 | 0 | -0.012 | -0.011844 | 0 | 0 | 0 | 0 | 0
CFLSCEDMoExCZ13 | CFL | SCE | DMo | Ex | CZ13 | rWtd | 1.1291 | 1.5056 | -0.013303 |  | 0 | 0 | 1 | 1 | 0 | 0 | 0 | 0 | 0 | 2 | 1116 | 1116 | 991 | 1007 | 1116 | 1116 | 1116 | 1116 | 1116 | 0 | 0 | 1.1779 | 1.0803 | 0 | 0 | 0 | 0 | 0 | 0 | 0 | 1.693 | 1.3181 | 0 | 0 | 0 | 0 | 0 | 0 | 0 | -0.013415 | -0.013191 | 0 | 0 | 0 | 0 | 0
CFLSCEDMoExCZ14 | CFL | SCE | DMo | Ex | CZ14 | rWtd | 1.1157 | 1.5937 | -0.01543 |  | 0 | 0 | 504 | 213 | 0 | 0 | 0 | 0 | 0 | 717 | 1116 | 1116 | 992 | 1008 | 1116 | 1116 | 1116 | 1116 | 1116 | 0 | 0 | 1.1351 | 1.0699 | 0 | 0 | 0 | 0 | 0 | 0 | 0 | 1.6986 | 1.3453 | 0 | 0 | 0 | 0 | 0 | 0 | 0 | -0.015507 | -0.015249 | 0 | 0 | 0 | 0 | 0
CFLSCEDMoExCZ15 | CFL | SCE | DMo | Ex | CZ15 | rWtd | 1.2602 | 1.6242 | -0.0056964 |  | 0 | 0 | 1089 | 460 | 0 | 0 | 0 | 0 | 0 | 1549 | 1116 | 1116 | 993 | 1009 | 1116 | 1116 | 1116 | 1116 | 1116 | 0 | 0 | 1.2593 | 1.2622 | 0 | 0 | 0 | 0 | 0 | 0 | 0 | 1.7 | 1.4448 | 0 | 0 | 0 | 0 | 0 | 0 | 0 | -0.0056629 | -0.0057756 | 0 | 0 | 0 | 0 | 0
CFLSCEDMoExCZ16 | CFL | SCE | DMo | Ex | CZ16 | rWtd | 1.0502 | 1.5222 | -0.017149 |  | 0 | 0 | 275 | 116 | 0 | 0 | 0 | 0 | 0 | 391 | 1116 | 1116 | 994 | 1010 | 1116 | 1116 | 1116 | 1116 | 1116 | 0 | 0 | 1.0563 | 1.0359 | 0 | 0 | 0 | 0 | 0 | 0 | 0 | 1.5129 | 1.5441 | 0 | 0 | 0 | 0 | 0 | 0 | 0 | -0.017329 | -0.016724 | 0 | 0 | 0 | 0 | 0
CFLSDGDMoExCZ06 | CFL | SDG | DMo | Ex | CZ06 | rWtd | 0.55314 | 0.75115 | -0.0048641 |  | 0 | 0 | 1 | 1 | 0 | 0 | 0 | 0 | 0 | 2 | 1116 | 1116 | 1064 | 1080 | 1116 | 1116 | 1116 | 1116 | 1116 | 0 | 0 | 0 | 1.1063 | 0 | 0 | 0 | 0 | 0 | 0 | 0 | 0 | 1.5023 | 0 | 0 | 0 | 0 | 0 | 0 | 0 | 0 | -0.0097283 | 0 | 0 | 0 | 0 | 0
CFLSDGDMoExCZ07 | CFL | SDG | DMo | Ex | CZ07 | rWtd | 1.0293 | 1.1903 | -0.010751 |  | 0 | 0 | 1718 | 725 | 0 | 0 | 0 | 0 | 0 | 2443 | 1116 | 1116 | 1065 | 1081 | 1116 | 1116 | 1116 | 1116 | 1116 | 0 | 0 | 1.0052 | 1.0864 | 0 | 0 | 0 | 0 | 0 | 0 | 0 | 1.1697 | 1.239 | 0 | 0 | 0 | 0 | 0 | 0 | 0 | -0.012261 | -0.0071718 | 0 | 0 | 0 | 0 | 0
CFLSDGDMoExCZ08 | CFL | SDG | DMo | Ex | CZ08 | rWtd | 1.1406 | 1.4342 | -0.009546 |  | 0 | 0 | 1 | 1 | 0 | 0 | 0 | 0 | 0 | 2 | 1116 | 1116 | 1066 | 1082 | 1116 | 1116 | 1116 | 1116 | 1116 | 0 | 0 | 1.1063 | 1.1749 | 0 | 0 | 0 | 0 | 0 | 0 | 0 | 1.405 | 1.4633 | 0 | 0 | 0 | 0 | 0 | 0 | 0 | -0.011043 | -0.0080489 | 0 | 0 | 0 | 0 | 0
CFLSDGDMoExCZ10 | CFL | SDG | DMo | Ex | CZ10 | rWtd | 1.157 | 1.5653 | -0.011945 |  | 0 | 0 | 3124 | 1318 | 0 | 0 | 0 | 0 | 0 | 4442 | 1116 | 1116 | 1068 | 1084 | 1116 | 1116 | 1116 | 1116 | 1116 | 0 | 0 | 1.15 | 1.1737 | 0 | 0 | 0 | 0 | 0 | 0 | 0 | 1.5652 | 1.5655 | 0 | 0 | 0 | 0 | 0 | 0 | 0 | -0.011988 | -0.011844 | 0 | 0 | 0 | 0 | 0
CFLSDGDMoExCZ14 | CFL | SDG | DMo | Ex | CZ14 | rWtd | 1.0596 | 1.3225 | -0.015339 |  | 0 | 0 | 1 | 1 | 0 | 0 | 0 | 0 | 0 | 2 | 1116 | 1116 | 1072 | 1088 | 1116 | 1116 | 1116 | 1116 | 1116 | 0 | 0 | 0.99899 | 1.1203 | 0 | 0 | 0 | 0 | 0 | 0 | 0 | 1.1304 | 1.5147 | 0 | 0 | 0 | 0 | 0 | 0 | 0 | -0.015372 | -0.015307 | 0 | 0 | 0 | 0 | 0
CFLSDGDMoExCZ15 | CFL | SDG | DMo | Ex | CZ15 | rWtd | 1.178 | 1.381 | -0.0057077 |  | 0 | 0 | 1 | 1 | 0 | 0 | 0 | 0 | 0 | 2 | 1116 | 1116 | 1073 | 1089 | 1116 | 1116 | 1116 | 1116 | 1116 | 0 | 0 | 1.1323 | 1.2237 | 0 | 0 | 0 | 0 | 0 | 0 | 0 | 1.3771 | 1.3849 | 0 | 0 | 0 | 0 | 0 | 0 | 0 | -0.0056569 | -0.0057584 | 0 | 0 | 0 | 0 | 0
CFLPGEDMoNewCZ01 | CFL | PGE | DMo | New | CZ01 | rWtd | 0.96505 | 1.0462 | -0.024582 |  | 0 | 0 | 0 | 0 | 1 | 0 | 0 | 0 | 0 | 1 | 1116 | 1116 | 1116 | 1116 | 931 | 1116 | 1116 | 1116 | 1116 | 0 | 0 | 0 | 0 | 0.96505 | 0 | 0 | 0 | 0 | 0 | 0 | 0 | 0 | 1.0462 | 0 | 0 | 0 | 0 | 0 | 0 | 0 | 0 | -0.024582 | 0 | 0 | 0 | 0
CFLPGEDMoNewCZ02 | CFL | PGE | DMo | New | CZ02 | rWtd | 1.0598 | 1.7812 | -0.020405 |  | 0 | 0 | 0 | 0 | 390 | 0 | 0 | 0 | 0 | 390 | 1116 | 1116 | 1116 | 1116 | 932 | 1116 | 1116 | 1116 | 1116 | 0 | 0 | 0 | 0 | 1.0598 | 0 | 0 | 0 | 0 | 0 | 0 | 0 | 0 | 1.7812 | 0 | 0 | 0 | 0 | 0 | 0 | 0 | 0 | -0.020405 | 0 | 0 | 0 | 0
CFLPGEDMoNewCZ03 | CFL | PGE | DMo | New | CZ03 | rWtd | 0.95957 | 1.0269 | -0.017623 |  | 0 | 0 | 0 | 0 | 116.25 | 0 | 0 | 0 | 0 | 116.25 | 1116 | 1116 | 1116 | 1116 | 933 | 1116 | 1116 | 1116 | 1116 | 0 | 0 | 0 | 0 | 0.95957 | 0 | 0 | 0 | 0 | 0 | 0 | 0 | 0 | 1.0269 | 0 | 0 | 0 | 0 | 0 | 0 | 0 | 0 | -0.017623 | 0 | 0 | 0 | 0
CFLPGEDMoNewCZ04 | CFL | PGE | DMo | New | CZ04 | rWtd | 1.0535 | 1.4586 | -0.014857 |  | 0 | 0 | 0 | 0 | 687 | 0 | 0 | 0 | 0 | 687 | 1116 | 1116 | 1116 | 1116 | 934 | 1116 | 1116 | 1116 | 1116 | 0 | 0 | 0 | 0 | 1.0535 | 0 | 0 | 0 | 0 | 0 | 0 | 0 | 0 | 1.4586 | 0 | 0 | 0 | 0 | 0 | 0 | 0 | 0 | -0.014857 | 0 | 0 | 0 | 0
CFLPGEDMoNewCZ05 | CFL | PGE | DMo | New | CZ05 | rWtd | 0.95586 | 1.0227 | -0.019479 |  | 0 | 0 | 0 | 0 | 170.25 | 0 | 0 | 0 | 0 | 170.25 | 1116 | 1116 | 1116 | 1116 | 935 | 1116 | 1116 | 1116 | 1116 | 0 | 0 | 0 | 0 | 0.95586 | 0 | 0 | 0 | 0 | 0 | 0 | 0 | 0 | 1.0227 | 0 | 0 | 0 | 0 | 0 | 0 | 0 | 0 | -0.019479 | 0 | 0 | 0 | 0
CFLPGEDMoNewCZ11 | CFL | PGE | DMo | New | CZ11 | rWtd | 1.1342 | 1.5577 | -0.014235 |  | 0 | 0 | 0 | 0 | 724.5 | 0 | 0 | 0 | 0 | 724.5 | 1116 | 1116 | 1116 | 1116 | 941 | 1116 | 1116 | 1116 | 1116 | 0 | 0 | 0 | 0 | 1.1342 | 0 | 0 | 0 | 0 | 0 | 0 | 0 | 0 | 1.5577 | 0 | 0 | 0 | 0 | 0 | 0 | 0 | 0 | -0.014235 | 0 | 0 | 0 | 0
CFLPGEDMoNewCZ12 | CFL | PGE | DMo | New | CZ12 | rWtd | 1.0969 | 1.5853 | -0.016127 |  | 0 | 0 | 0 | 0 | 549.75 | 0 | 0 | 0 | 0 | 549.75 | 1116 | 1116 | 1116 | 1116 | 942 | 1116 | 1116 | 1116 | 1116 | 0 | 0 | 0 | 0 | 1.0969 | 0 | 0 | 0 | 0 | 0 | 0 | 0 | 0 | 1.5853 | 0 | 0 | 0 | 0 | 0 | 0 | 0 | 0 | -0.016127 | 0 | 0 | 0 | 0
CFLPGEDMoNewCZ13 | CFL | PGE | DMo | New | CZ13 | rWtd | 0.97305 | 1.0026 | -0.013122 |  | 0 | 0 | 0 | 0 | 285 | 0 | 0 | 0 | 0 | 285 | 1116 | 1116 | 1116 | 1116 | 943 | 1116 | 1116 | 1116 | 1116 | 0 | 0 | 0 | 0 | 0.97305 | 0 | 0 | 0 | 0 | 0 | 0 | 0 | 0 | 1.0026 | 0 | 0 | 0 | 0 | 0 | 0 | 0 | 0 | -0.013122 | 0 | 0 | 0 | 0
CFLPGEDMoNewCZ16 | CFL | PGE | DMo | New | CZ16 | rWtd | 1.0122 | 1.3617 | -0.01676 |  | 0 | 0 | 0 | 0 | 111 | 0 | 0 | 0 | 0 | 111 | 1116 | 1116 | 1116 | 1116 | 946 | 1116 | 1116 | 1116 | 1116 | 0 | 0 | 0 | 0 | 1.0122 | 0 | 0 | 0 | 0 | 0 | 0 | 0 | 0 | 1.3617 | 0 | 0 | 0 | 0 | 0 | 0 | 0 | 0 | -0.01676 | 0 | 0 | 0 | 0
CFLSCEDMoNewCZ05 | CFL | SCE | DMo | New | CZ05 | rWtd | 0.98684 | 1.2992 | -0.019552 |  | 0 | 0 | 0 | 0 | 1 | 0 | 0 | 0 | 0 | 1 | 1116 | 1116 | 1116 | 1116 | 1015 | 1116 | 1116 | 1116 | 1116 | 0 | 0 | 0 | 0 | 0.98684 | 0 | 0 | 0 | 0 | 0 | 0 | 0 | 0 | 1.2992 | 0 | 0 | 0 | 0 | 0 | 0 | 0 | 0 | -0.019552 | 0 | 0 | 0 | 0
CFLSCEDMoNewCZ06 | CFL | SCE | DMo | New | CZ06 | rWtd | 0.98705 | 1.0448 | -0.0096197 |  | 0 | 0 | 0 | 0 | 2201.25 | 0 | 0 | 0 | 0 | 2201.25 | 1116 | 1116 | 1116 | 1116 | 1016 | 1116 | 1116 | 1116 | 1116 | 0 | 0 | 0 | 0 | 0.98705 | 0 | 0 | 0 | 0 | 0 | 0 | 0 | 0 | 1.0448 | 0 | 0 | 0 | 0 | 0 | 0 | 0 | 0 | -0.0096197 | 0 | 0 | 0 | 0
CFLSCEDMoNewCZ08 | CFL | SCE | DMo | New | CZ08 | rWtd | 1.1566 | 1.4409 | -0.0080815 |  | 0 | 0 | 0 | 0 | 602.25 | 0 | 0 | 0 | 0 | 602.25 | 1116 | 1116 | 1116 | 1116 | 1018 | 1116 | 1116 | 1116 | 1116 | 0 | 0 | 0 | 0 | 1.1566 | 0 | 0 | 0 | 0 | 0 | 0 | 0 | 0 | 1.4409 | 0 | 0 | 0 | 0 | 0 | 0 | 0 | 0 | -0.0080815 | 0 | 0 | 0 | 0
CFLSCEDMoNewCZ09 | CFL | SCE | DMo | New | CZ09 | rWtd | 1.133 | 1.6097 | -0.010339 |  | 0 | 0 | 0 | 0 | 1279.5 | 0 | 0 | 0 | 0 | 1279.5 | 1116 | 1116 | 1116 | 1116 | 1019 | 1116 | 1116 | 1116 | 1116 | 0 | 0 | 0 | 0 | 1.133 | 0 | 0 | 0 | 0 | 0 | 0 | 0 | 0 | 1.6097 | 0 | 0 | 0 | 0 | 0 | 0 | 0 | 0 | -0.010339 | 0 | 0 | 0 | 0
CFLSCEDMoNewCZ10 | CFL | SCE | DMo | New | CZ10 | rWtd | 1.1549 | 1.5379 | -0.011903 |  | 0 | 0 | 0 | 0 | 336 | 0 | 0 | 0 | 0 | 336 | 1116 | 1116 | 1116 | 1116 | 1020 | 1116 | 1116 | 1116 | 1116 | 0 | 0 | 0 | 0 | 1.1549 | 0 | 0 | 0 | 0 | 0 | 0 | 0 | 0 | 1.5379 | 0 | 0 | 0 | 0 | 0 | 0 | 0 | 0 | -0.011903 | 0 | 0 | 0 | 0
CFLSCEDMoNewCZ13 | CFL | SCE | DMo | New | CZ13 | rWtd | 1.0728 | 1.3167 | -0.01323 |  | 0 | 0 | 0 | 0 | 1 | 0 | 0 | 0 | 0 | 1 | 1116 | 1116 | 1116 | 1116 | 1023 | 1116 | 1116 | 1116 | 1116 | 0 | 0 | 0 | 0 | 1.0728 | 0 | 0 | 0 | 0 | 0 | 0 | 0 | 0 | 1.3167 | 0 | 0 | 0 | 0 | 0 | 0 | 0 | 0 | -0.01323 | 0 | 0 | 0 | 0
CFLSCEDMoNewCZ14 | CFL | SCE | DMo | New | CZ14 | rWtd | 1.0604 | 1.3325 | -0.015299 |  | 0 | 0 | 0 | 0 | 159.75 | 0 | 0 | 0 | 0 | 159.75 | 1116 | 1116 | 1116 | 1116 | 1024 | 1116 | 1116 | 1116 | 1116 | 0 | 0 | 0 | 0 | 1.0604 | 0 | 0 | 0 | 0 | 0 | 0 | 0 | 0 | 1.3325 | 0 | 0 | 0 | 0 | 0 | 0 | 0 | 0 | -0.015299 | 0 | 0 | 0 | 0
CFLSCEDMoNewCZ15 | CFL | SCE | DMo | New | CZ15 | rWtd | 1.2391 | 1.4198 | -0.0058075 |  | 0 | 0 | 0 | 0 | 345 | 0 | 0 | 0 | 0 | 345 | 1116 | 1116 | 1116 | 1116 | 1025 | 1116 | 1116 | 1116 | 1116 | 0 | 0 | 0 | 0 | 1.2391 | 0 | 0 | 0 | 0 | 0 | 0 | 0 | 0 | 1.4198 | 0 | 0 | 0 | 0 | 0 | 0 | 0 | 0 | -0.0058075 | 0 | 0 | 0 | 0
CFLSCEDMoNewCZ16 | CFL | SCE | DMo | New | CZ16 | rWtd | 1.0311 | 1.4953 | -0.016807 |  | 0 | 0 | 0 | 0 | 87 | 0 | 0 | 0 | 0 | 87 | 1116 | 1116 | 1116 | 1116 | 1026 | 1116 | 1116 | 1116 | 1116 | 0 | 0 | 0 | 0 | 1.0311 | 0 | 0 | 0 | 0 | 0 | 0 | 0 | 0 | 1.4953 | 0 | 0 | 0 | 0 | 0 | 0 | 0 | 0 | -0.016807 | 0 | 0 | 0 | 0
CFLSDGDMoNewCZ06 | CFL | SDG | DMo | New | CZ06 | rWtd | 1.0938 | 1.4459 | -0.0097689 |  | 0 | 0 | 0 | 0 | 1 | 0 | 0 | 0 | 0 | 1 | 1116 | 1116 | 1116 | 1116 | 1096 | 1116 | 1116 | 1116 | 1116 | 0 | 0 | 0 | 0 | 1.0938 | 0 | 0 | 0 | 0 | 0 | 0 | 0 | 0 | 1.4459 | 0 | 0 | 0 | 0 | 0 | 0 | 0 | 0 | -0.0097689 | 0 | 0 | 0 | 0
CFLSDGDMoNewCZ07 | CFL | SDG | DMo | New | CZ07 | rWtd | 1.0759 | 1.2174 | -0.0071876 |  | 0 | 0 | 0 | 0 | 543.75 | 0 | 0 | 0 | 0 | 543.75 | 1116 | 1116 | 1116 | 1116 | 1097 | 1116 | 1116 | 1116 | 1116 | 0 | 0 | 0 | 0 | 1.0759 | 0 | 0 | 0 | 0 | 0 | 0 | 0 | 0 | 1.2174 | 0 | 0 | 0 | 0 | 0 | 0 | 0 | 0 | -0.0071876 | 0 | 0 | 0 | 0
CFLSDGDMoNewCZ08 | CFL | SDG | DMo | New | CZ08 | rWtd | 1.157 | 1.4419 | -0.0080816 |  | 0 | 0 | 0 | 0 | 1 | 0 | 0 | 0 | 0 | 1 | 1116 | 1116 | 1116 | 1116 | 1098 | 1116 | 1116 | 1116 | 1116 | 0 | 0 | 0 | 0 | 1.157 | 0 | 0 | 0 | 0 | 0 | 0 | 0 | 0 | 1.4419 | 0 | 0 | 0 | 0 | 0 | 0 | 0 | 0 | -0.0080816 | 0 | 0 | 0 | 0
CFLSDGDMoNewCZ10 | CFL | SDG | DMo | New | CZ10 | rWtd | 1.1549 | 1.5379 | -0.011903 |  | 0 | 0 | 0 | 0 | 988.5 | 0 | 0 | 0 | 0 | 988.5 | 1116 | 1116 | 1116 | 1116 | 1100 | 1116 | 1116 | 1116 | 1116 | 0 | 0 | 0 | 0 | 1.1549 | 0 | 0 | 0 | 0 | 0 | 0 | 0 | 0 | 1.5379 | 0 | 0 | 0 | 0 | 0 | 0 | 0 | 0 | -0.011903 | 0 | 0 | 0 | 0
CFLSDGDMoNewCZ14 | CFL | SDG | DMo | New | CZ14 | rWtd | 1.1061 | 1.4954 | -0.015383 |  | 0 | 0 | 0 | 0 | 1 | 0 | 0 | 0 | 0 | 1 | 1116 | 1116 | 1116 | 1116 | 1104 | 1116 | 1116 | 1116 | 1116 | 0 | 0 | 0 | 0 | 1.1061 | 0 | 0 | 0 | 0 | 0 | 0 | 0 | 0 | 1.4954 | 0 | 0 | 0 | 0 | 0 | 0 | 0 | 0 | -0.015383 | 0 | 0 | 0 | 0
CFLSDGDMoNewCZ15 | CFL | SDG | DMo | New | CZ15 | rWtd | 1.2039 | 1.3634 | -0.0057858 |  | 0 | 0 | 0 | 0 | 1 | 0 | 0 | 0 | 0 | 1 | 1116 | 1116 | 1116 | 1116 | 1105 | 1116 | 1116 | 1116 | 1116 | 0 | 0 | 0 | 0 | 1.2039 | 0 | 0 | 0 | 0 | 0 | 0 | 0 | 0 | 1.3634 | 0 | 0 | 0 | 0 | 0 | 0 | 0 | 0 | -0.0057858 | 0 | 0 | 0 | 0
CFLPGEDMoOldCZ01 | CFL | PGE | DMo | Old | CZ01 | rWtd | 0.94471 | 1.0479 | -0.023778 |  | 887 | 457 | 0 | 0 | 0 | 0 | 0 | 0 | 0 | 1344 | 867 | 883 | 1116 | 1116 | 1116 | 1116 | 1116 | 1116 | 1116 | 0.94979 | 0.93486 | 0 | 0 | 0 | 0 | 0 | 0 | 0 | 1.0488 | 1.0463 | 0 | 0 | 0 | 0 | 0 | 0 | 0 | -0.023338 | -0.02463 | 0 | 0 | 0 | 0 | 0 | 0 | 0
CFLPGEDMoOldCZ02 | CFL | PGE | DMo | Old | CZ02 | rWtd | 1.028 | 1.917 | -0.019365 |  | 10933 | 4221 | 0 | 0 | 0 | 0 | 0 | 0 | 0 | 15154 | 868 | 884 | 1116 | 1116 | 1116 | 1116 | 1116 | 1116 | 1116 | 1.0438 | 0.98721 | 0 | 0 | 0 | 0 | 0 | 0 | 0 | 1.917 | 1.9168 | 0 | 0 | 0 | 0 | 0 | 0 | 0 | -0.018401 | -0.021861 | 0 | 0 | 0 | 0 | 0 | 0 | 0
CFLPGEDMoOldCZ03 | CFL | PGE | DMo | Old | CZ03 | rWtd | 0.99362 | 1.4788 | -0.017563 |  | 9176 | 4284 | 0 | 0 | 0 | 0 | 0 | 0 | 0 | 13460 | 869 | 885 | 1116 | 1116 | 1116 | 1116 | 1116 | 1116 | 1116 | 0.99604 | 0.98842 | 0 | 0 | 0 | 0 | 0 | 0 | 0 | 1.4835 | 1.4688 | 0 | 0 | 0 | 0 | 0 | 0 | 0 | -0.015963 | -0.020988 | 0 | 0 | 0 | 0 | 0 | 0 | 0
CFLPGEDMoOldCZ04 | CFL | PGE | DMo | Old | CZ04 | rWtd | 1.0798 | 1.5764 | -0.01308 |  | 6455 | 2213 | 0 | 0 | 0 | 0 | 0 | 0 | 0 | 8668 | 870 | 886 | 1116 | 1116 | 1116 | 1116 | 1116 | 1116 | 1116 | 1.0804 | 1.078 | 0 | 0 | 0 | 0 | 0 | 0 | 0 | 1.6028 | 1.4992 | 0 | 0 | 0 | 0 | 0 | 0 | 0 | -0.011882 | -0.016576 | 0 | 0 | 0 | 0 | 0 | 0 | 0
CFLPGEDMoOldCZ05 | CFL | PGE | DMo | Old | CZ05 | rWtd | 0.96414 | 1.0916 | -0.01862 |  | 6736 | 3463 | 0 | 0 | 0 | 0 | 0 | 0 | 0 | 10199 | 871 | 887 | 1116 | 1116 | 1116 | 1116 | 1116 | 1116 | 1116 | 0.96561 | 0.96127 | 0 | 0 | 0 | 0 | 0 | 0 | 0 | 1.0897 | 1.0952 | 0 | 0 | 0 | 0 | 0 | 0 | 0 | -0.018086 | -0.019657 | 0 | 0 | 0 | 0 | 0 | 0 | 0
CFLPGEDMoOldCZ11 | CFL | PGE | DMo | Old | CZ11 | rWtd | 1.1271 | 1.6219 | -0.015619 |  | 23372 | 23091 | 0 | 0 | 0 | 0 | 0 | 0 | 0 | 46463 | 877 | 893 | 1116 | 1116 | 1116 | 1116 | 1116 | 1116 | 1116 | 1.1279 | 1.1262 | 0 | 0 | 0 | 0 | 0 | 0 | 0 | 1.6242 | 1.6196 | 0 | 0 | 0 | 0 | 0 | 0 | 0 | -0.013914 | -0.017344 | 0 | 0 | 0 | 0 | 0 | 0 | 0
CFLPGEDMoOldCZ12 | CFL | PGE | DMo | Old | CZ12 | rWtd | 1.1077 | 1.6982 | -0.015054 |  | 18964 | 9022 | 0 | 0 | 0 | 0 | 0 | 0 | 0 | 27986 | 878 | 894 | 1116 | 1116 | 1116 | 1116 | 1116 | 1116 | 1116 | 1.1136 | 1.0953 | 0 | 0 | 0 | 0 | 0 | 0 | 0 | 1.6739 | 1.7491 | 0 | 0 | 0 | 0 | 0 | 0 | 0 | -0.014171 | -0.016911 | 0 | 0 | 0 | 0 | 0 | 0 | 0
CFLPGEDMoOldCZ13 | CFL | PGE | DMo | Old | CZ13 | rWtd | 1.1562 | 1.5977 | -0.012251 |  | 20832 | 6489 | 0 | 0 | 0 | 0 | 0 | 0 | 0 | 27321 | 879 | 895 | 1116 | 1116 | 1116 | 1116 | 1116 | 1116 | 1116 | 1.157 | 1.1535 | 0 | 0 | 0 | 0 | 0 | 0 | 0 | 1.6027 | 1.5819 | 0 | 0 | 0 | 0 | 0 | 0 | 0 | -0.01196 | -0.013185 | 0 | 0 | 0 | 0 | 0 | 0 | 0
CFLPGEDMoOldCZ16 | CFL | PGE | DMo | Old | CZ16 | rWtd | 1.0058 | 1.3301 | -0.021128 |  | 3398 | 7250 | 0 | 0 | 0 | 0 | 0 | 0 | 0 | 10648 | 882 | 898 | 1116 | 1116 | 1116 | 1116 | 1116 | 1116 | 1116 | 1.0232 | 0.99759 | 0 | 0 | 0 | 0 | 0 | 0 | 0 | 1.3009 | 1.3437 | 0 | 0 | 0 | 0 | 0 | 0 | 0 | -0.017097 | -0.023018 | 0 | 0 | 0 | 0 | 0 | 0 | 0
CFLSCEDMoOldCZ05 | CFL | SCE | DMo | Old | CZ05 | rWtd | 1.0012 | 1.4457 | -0.018936 |  | 1 | 1 | 0 | 0 | 0 | 0 | 0 | 0 | 0 | 2 | 951 | 967 | 1116 | 1116 | 1116 | 1116 | 1116 | 1116 | 1116 | 1.0015 | 1.0009 | 0 | 0 | 0 | 0 | 0 | 0 | 0 | 1.4292 | 1.4622 | 0 | 0 | 0 | 0 | 0 | 0 | 0 | -0.018201 | -0.019672 | 0 | 0 | 0 | 0 | 0 | 0 | 0
CFLSCEDMoOldCZ06 | CFL | SCE | DMo | Old | CZ06 | rWtd | 1.027 | 1.1631 | -0.0081503 |  | 12775 | 5043 | 0 | 0 | 0 | 0 | 0 | 0 | 0 | 17818 | 952 | 968 | 1116 | 1116 | 1116 | 1116 | 1116 | 1116 | 1116 | 1.031 | 1.0168 | 0 | 0 | 0 | 0 | 0 | 0 | 0 | 1.1639 | 1.1611 | 0 | 0 | 0 | 0 | 0 | 0 | 0 | -0.0070528 | -0.01093 | 0 | 0 | 0 | 0 | 0 | 0 | 0
CFLSCEDMoOldCZ08 | CFL | SCE | DMo | Old | CZ08 | rWtd | 1.1477 | 1.4945 | -0.0085249 |  | 15405 | 6905 | 0 | 0 | 0 | 0 | 0 | 0 | 0 | 22310 | 954 | 970 | 1116 | 1116 | 1116 | 1116 | 1116 | 1116 | 1116 | 1.1553 | 1.1308 | 0 | 0 | 0 | 0 | 0 | 0 | 0 | 1.4958 | 1.4916 | 0 | 0 | 0 | 0 | 0 | 0 | 0 | -0.007915 | -0.0098857 | 0 | 0 | 0 | 0 | 0 | 0 | 0
CFLSCEDMoOldCZ09 | CFL | SCE | DMo | Old | CZ09 | rWtd | 1.1395 | 1.5466 | -0.0096956 |  | 17806 | 7784 | 0 | 0 | 0 | 0 | 0 | 0 | 0 | 25590 | 955 | 971 | 1116 | 1116 | 1116 | 1116 | 1116 | 1116 | 1116 | 1.1458 | 1.1252 | 0 | 0 | 0 | 0 | 0 | 0 | 0 | 1.5321 | 1.58 | 0 | 0 | 0 | 0 | 0 | 0 | 0 | -0.0089178 | -0.011475 | 0 | 0 | 0 | 0 | 0 | 0 | 0
CFLSCEDMoOldCZ10 | CFL | SCE | DMo | Old | CZ10 | rWtd | 1.164 | 1.6243 | -0.010369 |  | 23819 | 24836 | 0 | 0 | 0 | 0 | 0 | 0 | 0 | 48655 | 956 | 972 | 1116 | 1116 | 1116 | 1116 | 1116 | 1116 | 1116 | 1.1719 | 1.1564 | 0 | 0 | 0 | 0 | 0 | 0 | 0 | 1.6244 | 1.6243 | 0 | 0 | 0 | 0 | 0 | 0 | 0 | -0.0086468 | -0.012021 | 0 | 0 | 0 | 0 | 0 | 0 | 0
CFLSCEDMoOldCZ13 | CFL | SCE | DMo | Old | CZ13 | rWtd | 1.1686 | 1.6369 | -0.012296 |  | 4396 | 1644 | 0 | 0 | 0 | 0 | 0 | 0 | 0 | 6040 | 959 | 975 | 1116 | 1116 | 1116 | 1116 | 1116 | 1116 | 1116 | 1.1695 | 1.1661 | 0 | 0 | 0 | 0 | 0 | 0 | 0 | 1.643 | 1.6206 | 0 | 0 | 0 | 0 | 0 | 0 | 0 | -0.011962 | -0.013188 | 0 | 0 | 0 | 0 | 0 | 0 | 0
CFLSCEDMoOldCZ14 | CFL | SCE | DMo | Old | CZ14 | rWtd | 1.1343 | 1.5974 | -0.014115 |  | 8527 | 6224 | 0 | 0 | 0 | 0 | 0 | 0 | 0 | 14751 | 960 | 976 | 1116 | 1116 | 1116 | 1116 | 1116 | 1116 | 1116 | 1.1439 | 1.1213 | 0 | 0 | 0 | 0 | 0 | 0 | 0 | 1.6285 | 1.5548 | 0 | 0 | 0 | 0 | 0 | 0 | 0 | -0.012379 | -0.016493 | 0 | 0 | 0 | 0 | 0 | 0 | 0
CFLSCEDMoOldCZ15 | CFL | SCE | DMo | Old | CZ15 | rWtd | 1.2474 | 1.6455 | -0.0051835 |  | 2115 | 2002 | 0 | 0 | 0 | 0 | 0 | 0 | 0 | 4117 | 961 | 977 | 1116 | 1116 | 1116 | 1116 | 1116 | 1116 | 1116 | 1.2421 | 1.2531 | 0 | 0 | 0 | 0 | 0 | 0 | 0 | 1.6224 | 1.6698 | 0 | 0 | 0 | 0 | 0 | 0 | 0 | -0.0044165 | -0.0059939 | 0 | 0 | 0 | 0 | 0 | 0 | 0
CFLSCEDMoOldCZ16 | CFL | SCE | DMo | Old | CZ16 | rWtd | 1.0449 | 1.5293 | -0.021073 |  | 5157 | 9996 | 0 | 0 | 0 | 0 | 0 | 0 | 0 | 15153 | 962 | 978 | 1116 | 1116 | 1116 | 1116 | 1116 | 1116 | 1116 | 1.0667 | 1.0337 | 0 | 0 | 0 | 0 | 0 | 0 | 0 | 1.481 | 1.5542 | 0 | 0 | 0 | 0 | 0 | 0 | 0 | -0.017133 | -0.023106 | 0 | 0 | 0 | 0 | 0 | 0 | 0
CFLSDGDMoOldCZ06 | CFL | SDG | DMo | Old | CZ06 | rWtd | 0 | 0 | 0 |  | 1 | 1 | 0 | 0 | 0 | 0 | 0 | 0 | 0 | 2 | 1032 | 1048 | 1116 | 1116 | 1116 | 1116 | 1116 | 1116 | 1116 | 0 | 0 | 0 | 0 | 0 | 0 | 0 | 0 | 0 | 0 | 0 | 0 | 0 | 0 | 0 | 0 | 0 | 0 | 0 | 0 | 0 | 0 | 0 | 0 | 0 | 0 | 0
CFLSDGDMoOldCZ07 | CFL | SDG | DMo | Old | CZ07 | rWtd | 1.016 | 1.15 | -0.0099203 |  | 16837 | 5974 | 0 | 0 | 0 | 0 | 0 | 0 | 0 | 22811 | 1033 | 1049 | 1116 | 1116 | 1116 | 1116 | 1116 | 1116 | 1116 | 1.0183 | 1.0096 | 0 | 0 | 0 | 0 | 0 | 0 | 0 | 1.1509 | 1.1475 | 0 | 0 | 0 | 0 | 0 | 0 | 0 | -0.0092054 | -0.011935 | 0 | 0 | 0 | 0 | 0 | 0 | 0
CFLSDGDMoOldCZ08 | CFL | SDG | DMo | Old | CZ08 | rWtd | 1.1144 | 1.3805 | -0.0079136 |  | 2231 | 1 | 0 | 0 | 0 | 0 | 0 | 0 | 0 | 2232 | 1034 | 1050 | 1116 | 1116 | 1116 | 1116 | 1116 | 1116 | 1116 | 1.1144 | 1.0946 | 0 | 0 | 0 | 0 | 0 | 0 | 0 | 1.3805 | 1.3724 | 0 | 0 | 0 | 0 | 0 | 0 | 0 | -0.0079127 | -0.0098818 | 0 | 0 | 0 | 0 | 0 | 0 | 0
CFLSDGDMoOldCZ10 | CFL | SDG | DMo | Old | CZ10 | rWtd | 1.1468 | 1.5606 | -0.0098609 |  | 12279 | 6936 | 0 | 0 | 0 | 0 | 0 | 0 | 0 | 19215 | 1036 | 1052 | 1116 | 1116 | 1116 | 1116 | 1116 | 1116 | 1116 | 1.1522 | 1.1373 | 0 | 0 | 0 | 0 | 0 | 0 | 0 | 1.5608 | 1.5604 | 0 | 0 | 0 | 0 | 0 | 0 | 0 | -0.0086421 | -0.012018 | 0 | 0 | 0 | 0 | 0 | 0 | 0
CFLSDGDMoOldCZ14 | CFL | SDG | DMo | Old | CZ14 | rWtd | 1.0018 | 1.1208 | -0.013551 |  | 636 | 288 | 0 | 0 | 0 | 0 | 0 | 0 | 0 | 924 | 1040 | 1056 | 1116 | 1116 | 1116 | 1116 | 1116 | 1116 | 1116 | 1.0059 | 0.99277 | 0 | 0 | 0 | 0 | 0 | 0 | 0 | 1.1194 | 1.1239 | 0 | 0 | 0 | 0 | 0 | 0 | 0 | -0.01229 | -0.016337 | 0 | 0 | 0 | 0 | 0 | 0 | 0
CFLSDGDMoOldCZ15 | CFL | SDG | DMo | Old | CZ15 | rWtd | 1.127 | 1.3442 | -0.0052119 |  | 1 | 1 | 0 | 0 | 0 | 0 | 0 | 0 | 0 | 2 | 1041 | 1057 | 1116 | 1116 | 1116 | 1116 | 1116 | 1116 | 1116 | 1.1253 | 1.1288 | 0 | 0 | 0 | 0 | 0 | 0 | 0 | 1.327 | 1.3613 | 0 | 0 | 0 | 0 | 0 | 0 | 0 | -0.0044171 | -0.0060067 | 0 | 0 | 0 | 0 | 0 | 0 | 0
CFLPGEDMoRecCZ01 | CFL | PGE | DMo | Rec | CZ01 | rWtd | 0.96505 | 1.0462 | -0.024582
CFLPGEDMoRecCZ02 | CFL | PGE | DMo | Rec | CZ02 | rWtd | 1.0598 | 1.7812 | -0.020405
CFLPGEDMoRecCZ03 | CFL | PGE | DMo | Rec | CZ03 | rWtd | 0.95957 | 1.0269 | -0.017623
CFLPGEDMoRecCZ04 | CFL | PGE | DMo | Rec | CZ04 | rWtd | 1.0535 | 1.4586 | -0.014857
CFLPGEDMoRecCZ05 | CFL | PGE | DMo | Rec | CZ05 | rWtd | 0.95586 | 1.0227 | -0.019479
CFLPGEDMoRecCZ11 | CFL | PGE | DMo | Rec | CZ11 | rWtd | 1.1342 | 1.5577 | -0.014235
CFLPGEDMoRecCZ12 | CFL | PGE | DMo | Rec | CZ12 | rWtd | 1.0969 | 1.5853 | -0.016127
CFLPGEDMoRecCZ13 | CFL | PGE | DMo | Rec | CZ13 | rWtd | 0.97305 | 1.0026 | -0.013122
CFLPGEDMoRecCZ16 | CFL | PGE | DMo | Rec | CZ16 | rWtd | 1.0122 | 1.3617 | -0.01676
CFLSCEDMoRecCZ05 | CFL | SCE | DMo | Rec | CZ05 | rWtd | 0.98684 | 1.2992 | -0.019552
CFLSCEDMoRecCZ06 | CFL | SCE | DMo | Rec | CZ06 | rWtd | 0.98705 | 1.0448 | -0.0096197
CFLSCEDMoRecCZ08 | CFL | SCE | DMo | Rec | CZ08 | rWtd | 1.1566 | 1.4409 | -0.0080815
CFLSCEDMoRecCZ09 | CFL | SCE | DMo | Rec | CZ09 | rWtd | 1.133 | 1.6097 | -0.010339
CFLSCEDMoRecCZ10 | CFL | SCE | DMo | Rec | CZ10 | rWtd | 1.1549 | 1.5379 | -0.011903
CFLSCEDMoRecCZ13 | CFL | SCE | DMo | Rec | CZ13 | rWtd | 1.0728 | 1.3167 | -0.01323
CFLSCEDMoRecCZ14 | CFL | SCE | DMo | Rec | CZ14 | rWtd | 1.0604 | 1.3325 | -0.015299
CFLSCEDMoRecCZ15 | CFL | SCE | DMo | Rec | CZ15 | rWtd | 1.2391 | 1.4198 | -0.0058075
CFLSCEDMoRecCZ16 | CFL | SCE | DMo | Rec | CZ16 | rWtd | 1.0311 | 1.4953 | -0.016807
CFLSDGDMoRecCZ06 | CFL | SDG | DMo | Rec | CZ06 | rWtd | 1.0938 | 1.4459 | -0.0097689
CFLSDGDMoRecCZ07 | CFL | SDG | DMo | Rec | CZ07 | rWtd | 1.0759 | 1.2174 | -0.0071876
CFLSDGDMoRecCZ08 | CFL | SDG | DMo | Rec | CZ08 | rWtd | 1.157 | 1.4419 | -0.0080816
CFLSDGDMoRecCZ10 | CFL | SDG | DMo | Rec | CZ10 | rWtd | 1.1549 | 1.5379 | -0.011903
CFLSDGDMoRecCZ14 | CFL | SDG | DMo | Rec | CZ14 | rWtd | 1.1061 | 1.4954 | -0.015383
CFLSDGDMoRecCZ15 | CFL | SDG | DMo | Rec | CZ15 | rWtd | 1.2039 | 1.3634 | -0.0057858

## CZ wtd
Create DEER2023 IOU territory results from Vint wtd worksheet | [5 empty] | max | 1.1297 | 1.6121 | -0.0087591
[6 empty] | avg | 1.0736 | 1.368 | -0.013563 | 39.74% | CZ Weights | [16 empty] | Impacts Row Match | [15 empty] | UnWtd kWh | [15 empty] | UnWtd kW | [15 empty] | UnWtd therm
[6 empty] | min | 0.99399 | 1.2208 | -0.022963
Index | Ltg | IOU | BldgType | BldgVint | BldgLoc | BldgHVAC | kWh | kW | therm |  | CZ01 | CZ02 | CZ03 | CZ04 | CZ05 | CZ06 | CZ07 | CZ08 | CZ09 | CZ10 | CZ11 | CZ12 | CZ13 | CZ14 | CZ15 | CZ16 | Total | CZ01 | CZ02 | CZ03 | CZ04 | CZ05 | CZ06 | CZ07 | CZ08 | CZ09 | CZ10 | CZ11 | CZ12 | CZ13 | CZ14 | CZ15 | CZ16 | CZ01 | CZ02 | CZ03 | CZ04 | CZ05 | CZ06 | CZ07 | CZ08 | CZ09 | CZ10 | CZ11 | CZ12 | CZ13 | CZ14 | CZ15 | CZ16 | CZ01 | CZ02 | CZ03 | CZ04 | CZ05 | CZ06 | CZ07 | CZ08 | CZ09 | CZ10 | CZ11 | CZ12 | CZ13 | CZ14 | CZ15 | CZ16 | CZ01 | CZ02 | CZ03 | CZ04 | CZ05 | CZ06 | CZ07 | CZ08 | CZ09 | CZ10 | CZ11 | CZ12 | CZ13 | CZ14 | CZ15 | CZ16
CFLPGEDMoEx | CFL | PGE | DMo | Ex | IOU | rWtd | 1.0818 | 1.6121 | -0.016806 |  | 2 | 1753 | 522 | 3087 | 765 | 0 | 0 | 0 | 0 | 0 | 3256 | 2471 | 1281 | 0 | 0 | 498 | 13635 | 193 | 194 | 195 | 196 | 197 | 0 | 0 | 0 | 0 | 0 | 198 | 199 | 200 | 0 | 0 | 201 | 0.956 | 1.053 | 0.9745 | 1.0591 | 0.9513 | 0 | 0 | 0 | 0 | 0 | 1.1423 | 1.1138 | 1.1077 | 0 | 0 | 1.0171 | 1.0463 | 1.8896 | 1.4148 | 1.604 | 1.0702 | 1.0546 | 1.0546 | 1.0546 | 1.0546 | 1.0546 | 1.652 | 1.7174 | 1.4577 | 1.0546 | 1.0546 | 1.3425 | -0.024606 | -0.018464 | -0.018719 | -0.016544 | -0.022676 | -0.026407 | -0.026407 | -0.026407 | -0.026407 | -0.026407 | -0.016976 | -0.015245 | -0.013326 | -0.026407 | -0.026407 | -0.017116
CFLPGEMFmEx | CFL | PGE | MFm | Ex | IOU | rWtd | 1.0124 | 1.2719 | -0.014436 |  | 5963 | 12097 | 38028 | 20387 | 4 | 0 | 0 | 0 | 0 | 0 | 1059 | 24441 | 3121 | 0 | 0 | 4 | 105104 | 1 | 2 | 3 | 4 | 5 | 0 | 0 | 0 | 0 | 0 | 6 | 7 | 8 | 0 | 0 | 9 | 0.90494 | 0.97833 | 0.95591 | 1.0599 | 0.98822 | 0 | 0 | 0 | 0 | 0 | 1.1044 | 1.086 | 1.1203 | 0 | 0 | 0.9975 | 1.0546 | 1.2425 | 1.104 | 1.4068 | 1.1749 | 1.2425 | 1.2425 | 1.2425 | 1.2425 | 1.2425 | 1.4062 | 1.4578 | 1.4637 | 1.2425 | 1.2425 | 1.246 | -0.026407 | -0.014832 | -0.016549 | -0.010411 | -0.014394 | -0.014832 | -0.014832 | -0.014832 | -0.014832 | -0.014832 | -0.014306 | -0.011768 | -0.011497 | -0.014832 | -0.014832 | -0.019296
CFLPGESFmEx | CFL | PGE | SFm | Ex | IOU | rWtd | 1.0633 | 1.4298 | -0.020244 |  | 8222 | 8110 | 24577 | 22429 | 3882 | 0 | 0 | 0 | 0 | 0 | 32574 | 74152 | 31074 | 0 | 0 | 915 | 205935 | 10 | 11 | 12 | 13 | 14 | 0 | 0 | 0 | 0 | 0 | 15 | 16 | 17 | 0 | 0 | 18 | 0.96294 | 1.0064 | 0.97705 | 1.0523 | 0.97324 | 0 | 0 | 0 | 0 | 0 | 1.1133 | 1.0684 | 1.1288 | 0 | 0 | 1.0112 | 1.0263 | 1.5209 | 1.1726 | 1.3984 | 1.124 | 1.104 | 1.104 | 1.104 | 1.104 | 1.104 | 1.511 | 1.5148 | 1.4894 | 1.104 | 1.104 | 1.4261 | -0.028151 | -0.025232 | -0.022709 | -0.020295 | -0.026491 | -0.016549 | -0.016549 | -0.016549 | -0.016549 | -0.016549 | -0.019284 | -0.019568 | -0.016741 | -0.016549 | -0.016549 | -0.018965
CFLSCEDMoEx | CFL | SCE | DMo | Ex | IOU | rWtd | 1.0899 | 1.3946 | -0.011084 |  | 0 | 0 | 0 | 0 | 2 | 9889 | 0 | 2705 | 5748 | 1510 | 0 | 0 | 2 | 717 | 1549 | 391 | 22513 | 0 | 0 | 0 | 0 | 202 | 203 | 0 | 204 | 205 | 206 | 0 | 0 | 207 | 208 | 209 | 210 | 0 | 0 | 0 | 0 | 0.98754 | 1.01 | 0 | 1.1551 | 1.129 | 1.1715 | 0 | 0 | 1.1291 | 1.1157 | 1.2602 | 1.0502 | 1.4068 | 1.4068 | 1.4068 | 1.4068 | 1.4304 | 1.1281 | 1.4068 | 1.5086 | 1.6473 | 1.6104 | 1.4068 | 1.4068 | 1.5056 | 1.5937 | 1.6242 | 1.5222 | -0.010411 | -0.010411 | -0.010411 | -0.010411 | -0.021804 | -0.011264 | -0.010411 | -0.010169 | -0.011469 | -0.011954 | -0.010411 | -0.010411 | -0.013303 | -0.01543 | -0.0056964 | -0.017149
CFLSCEMFmEx | CFL | SCE | MFm | Ex | IOU | rWtd | 1.0906 | 1.3671 | -0.009797 |  | 0 | 0 | 0 | 0 | 4 | 22623 | 0 | 26329 | 23054 | 784 | 0 | 0 | 390 | 4 | 4 | 4 | 73196 | 0 | 0 | 0 | 0 | 19 | 20 | 0 | 21 | 22 | 23 | 0 | 0 | 24 | 25 | 26 | 27 | 0 | 0 | 0 | 0 | 1.0105 | 1.0589 | 0 | 1.1071 | 1.1018 | 1.1052 | 0 | 0 | 1.117 | 1.0969 | 1.1624 | 1.0285 | 1.1749 | 1.1749 | 1.1749 | 1.1749 | 1.257 | 1.2996 | 1.1749 | 1.3295 | 1.4699 | 1.514 | 1.1749 | 1.1749 | 1.4544 | 1.3428 | 1.442 | 1.3409 | -0.014394 | -0.014394 | -0.014394 | -0.014394 | -0.014913 | -0.010178 | -0.014394 | -0.0091757 | -0.010139 | -0.0086871 | -0.014394 | -0.014394 | -0.011508 | -0.014961 | -0.0061396 | -0.019202
CFLSCESFmEx | CFL | SCE | SFm | Ex | IOU | rWtd | 1.1066 | 1.4006 | -0.015674 |  | 0 | 0 | 0 | 0 | 179 | 31762 | 0 | 23081 | 24943 | 86512 | 0 | 0 | 10029 | 13361 | 2617 | 4681 | 197165 | 0 | 0 | 0 | 0 | 28 | 29 | 0 | 30 | 31 | 32 | 0 | 0 | 33 | 34 | 35 | 36 | 0 | 0 | 0 | 0 | 0.99092 | 1.0579 | 0 | 1.1075 | 1.1059 | 1.1225 | 0 | 0 | 1.1307 | 1.1213 | 1.1906 | 1.0064 | 1.4062 | 1.4062 | 1.4062 | 1.4062 | 1.4065 | 1.3077 | 1.4062 | 1.2871 | 1.4995 | 1.4153 | 1.4062 | 1.4062 | 1.4966 | 1.4348 | 1.6116 | 1.3727 | -0.014306 | -0.014306 | -0.014306 | -0.014306 | -0.026485 | -0.01254 | -0.014306 | -0.011467 | -0.013932 | -0.017671 | -0.014306 | -0.014306 | -0.016738 | -0.0199 | -0.0091475 | -0.01896
CFLSDGDMoEx | CFL | SDG | DMo | Ex | IOU | rWtd | 1.1116 | 1.432 | -0.011518 |  | 0 | 0 | 0 | 0 | 0 | 2 | 2443 | 2 | 0 | 4442 | 0 | 0 | 0 | 2 | 2 | 0 | 6893 | 0 | 0 | 0 | 0 | 0 | 211 | 212 | 213 | 0 | 214 | 0 | 0 | 0 | 215 | 216 | 0 | 0 | 0 | 0 | 0 | 0 | 0.55314 | 1.0293 | 1.1406 | 0 | 1.157 | 0 | 0 | 0 | 1.0596 | 1.178 | 0 | 1.4578 | 1.4578 | 1.4578 | 1.4578 | 1.4578 | 0.75115 | 1.1903 | 1.4342 | 1.4578 | 1.5653 | 1.4578 | 1.4578 | 1.4578 | 1.3225 | 1.381 | 1.4578 | -0.011768 | -0.011768 | -0.011768 | -0.011768 | -0.011768 | -0.0048641 | -0.010751 | -0.009546 | -0.011768 | -0.011945 | -0.011768 | -0.011768 | -0.011768 | -0.015339 | -0.0057077 | -0.011768
CFLSDGMFmEx | CFL | SDG | MFm | Ex | IOU | rWtd | 1.0815 | 1.2739 | -0.010105 |  | 0 | 0 | 0 | 0 | 0 | 1585 | 22978 | 7887 | 0 | 7799 | 0 | 0 | 0 | 4 | 4 | 0 | 40257 | 0 | 0 | 0 | 0 | 0 | 37 | 38 | 39 | 0 | 40 | 0 | 0 | 0 | 41 | 42 | 0 | 0 | 0 | 0 | 0 | 0 | 1.069 | 1.0822 | 1.1253 | 0 | 1.0374 | 0 | 0 | 0 | 1.0817 | 1.1449 | 0 | 1.4637 | 1.4637 | 1.4637 | 1.4637 | 1.4637 | 1.3378 | 1.2285 | 1.381 | 1.4637 | 1.2862 | 1.4637 | 1.4637 | 1.4637 | 1.3093 | 1.4007 | 1.4637 | -0.011497 | -0.011497 | -0.011497 | -0.011497 | -0.011497 | -0.010161 | -0.010846 | -0.0091232 | -0.011497 | -0.0089017 | -0.011497 | -0.011497 | -0.011497 | -0.015004 | -0.0061887 | -0.011497
CFLSDGSFmEx | CFL | SDG | SFm | Ex | IOU | rWtd | 1.064 | 1.2609 | -0.015126 |  | 0 | 0 | 0 | 0 | 0 | 19749 | 45976 | 1171 | 0 | 29520 | 0 | 0 | 0 | 628 | 4 | 0 | 97048 | 0 | 0 | 0 | 0 | 0 | 43 | 44 | 45 | 0 | 46 | 0 | 0 | 0 | 47 | 48 | 0 | 0 | 0 | 0 | 0 | 0 | 1.0589 | 1.0384 | 1.1685 | 0 | 1.1034 | 0 | 0 | 0 | 1.0584 | 1.1334 | 0 | 1.246 | 1.246 | 1.246 | 1.246 | 1.246 | 1.3014 | 1.1779 | 1.4312 | 1.246 | 1.3567 | 1.246 | 1.246 | 1.246 | 1.2462 | 1.4231 | 1.246 | -0.019296 | -0.019296 | -0.019296 | -0.019296 | -0.019296 | -0.012537 | -0.014611 | -0.011412 | -0.019296 | -0.017704 | -0.019296 | -0.019296 | -0.019296 | -0.019951 | -0.0090803 | -0.019296
CFLPGEDMoNew | CFL | PGE | DMo | New | IOU | rWtd | 1.0633 | 1.4592 | -0.015927 |  | 1 | 390 | 116.25 | 687 | 170.25 | 0 | 0 | 0 | 0 | 0 | 724.5 | 549.75 | 285 | 0 | 0 | 111 | 3034.75 | 217 | 218 | 219 | 220 | 221 | 0 | 0 | 0 | 0 | 0 | 222 | 223 | 224 | 0 | 0 | 225 | 0.96505 | 1.0598 | 0.95957 | 1.0535 | 0.95586 | 0 | 0 | 0 | 0 | 0 | 1.1342 | 1.0969 | 0.97305 | 0 | 0 | 1.0122 | 1.0462 | 1.7812 | 1.0269 | 1.4586 | 1.0227 | 1.0263 | 1.0263 | 1.0263 | 1.0263 | 1.0263 | 1.5577 | 1.5853 | 1.0026 | 1.0263 | 1.0263 | 1.3617 | -0.024582 | -0.020405 | -0.017623 | -0.014857 | -0.019479 | -0.028151 | -0.028151 | -0.028151 | -0.028151 | -0.028151 | -0.014235 | -0.016127 | -0.013122 | -0.028151 | -0.028151 | -0.01676
CFLPGEMFmNew | CFL | PGE | MFm | New | IOU | rWtd | 1.0245 | 1.2635 | -0.012593 |  | 585.6 | 1188 | 3734.7 | 2002.2 | 1 | 0 | 0 | 0 | 0 | 0 | 104.1 | 2400.3 | 306.6 | 0 | 0 | 1 | 10323.5 | 49 | 50 | 51 | 52 | 53 | 0 | 0 | 0 | 0 | 0 | 54 | 55 | 56 | 0 | 0 | 57 | 0.91726 | 0.97985 | 0.97196 | 1.0846 | 1.0143 | 0 | 0 | 0 | 0 | 0 | 1.1024 | 1.0889 | 1.1178 | 0 | 0 | 1.0017 | 1.0704 | 1.1696 | 1.125 | 1.4221 | 1.2467 | 1.5209 | 1.5209 | 1.5209 | 1.5209 | 1.5209 | 1.3972 | 1.4144 | 1.4222 | 1.5209 | 1.5209 | 1.1816 | -0.024335 | -0.01414 | -0.013768 | -0.0084821 | -0.010265 | -0.025232 | -0.025232 | -0.025232 | -0.025232 | -0.025232 | -0.013241 | -0.010828 | -0.010301 | -0.025232 | -0.025232 | -0.01734
CFLPGESFmNew | CFL | PGE | SFm | New | IOU | rWtd | 1.0557 | 1.4222 | -0.018788 |  | 447.5 | 441.4 | 1337.6 | 1220.7 | 211.3 | 0 | 0 | 0 | 0 | 0 | 1772.8 | 4035.7 | 1691.2 | 0 | 0 | 49.8 | 11208 | 58 | 59 | 60 | 61 | 62 | 0 | 0 | 0 | 0 | 0 | 63 | 64 | 65 | 0 | 0 | 66 | 0.96889 | 1.0261 | 0.98785 | 1.0728 | 0.98447 | 0 | 0 | 0 | 0 | 0 | 1.0914 | 1.0559 | 1.1003 | 0 | 0 | 1.0122 | 1.0232 | 1.7705 | 1.2186 | 1.4864 | 1.1008 | 1.1726 | 1.1726 | 1.1726 | 1.1726 | 1.1726 | 1.4708 | 1.4645 | 1.444 | 1.1726 | 1.1726 | 1.2811 | -0.024855 | -0.025849 | -0.01833 | -0.018555 | -0.020379 | -0.022709 | -0.022709 | -0.022709 | -0.022709 | -0.022709 | -0.018171 | -0.018951 | -0.016005 | -0.022709 | -0.022709 | -0.016261
CFLSCEDMoNew | CFL | SCE | DMo | New | IOU | rWtd | 1.0764 | 1.3125 | -0.0098177 |  | 0 | 0 | 0 | 0 | 1 | 2201.25 | 0 | 602.25 | 1279.5 | 336 | 0 | 0 | 1 | 159.75 | 345 | 87 | 5012.75 | 0 | 0 | 0 | 0 | 226 | 227 | 0 | 228 | 229 | 230 | 0 | 0 | 231 | 232 | 233 | 234 | 0 | 0 | 0 | 0 | 0.98684 | 0.98705 | 0 | 1.1566 | 1.133 | 1.1549 | 0 | 0 | 1.0728 | 1.0604 | 1.2391 | 1.0311 | 1.3984 | 1.3984 | 1.3984 | 1.3984 | 1.2992 | 1.0448 | 1.3984 | 1.4409 | 1.6097 | 1.5379 | 1.3984 | 1.3984 | 1.3167 | 1.3325 | 1.4198 | 1.4953 | -0.020295 | -0.020295 | -0.020295 | -0.020295 | -0.019552 | -0.0096197 | -0.020295 | -0.0080815 | -0.010339 | -0.011903 | -0.020295 | -0.020295 | -0.01323 | -0.015299 | -0.0058075 | -0.016807
CFLSCEMFmNew | CFL | SCE | MFm | New | IOU | rWtd | 1.1083 | 1.3102 | -0.0087591 |  | 0 | 0 | 0 | 0 | 1 | 2221.8 | 0 | 2585.7 | 2264.1 | 77.1 | 0 | 0 | 38.4 | 1 | 1 | 1 | 7191.1 | 0 | 0 | 0 | 0 | 67 | 68 | 0 | 69 | 70 | 71 | 0 | 0 | 72 | 73 | 74 | 75 | 0 | 0 | 0 | 0 | 1.0349 | 1.0726 | 0 | 1.129 | 1.1194 | 1.1176 | 0 | 0 | 1.1178 | 1.0893 | 1.1536 | 1.0399 | 1.124 | 1.124 | 1.124 | 1.124 | 1.3974 | 1.3221 | 1.124 | 1.2908 | 1.3156 | 1.4028 | 1.124 | 1.124 | 1.4222 | 1.3541 | 1.4188 | 1.2797 | -0.026491 | -0.026491 | -0.026491 | -0.026491 | -0.01022 | -0.010416 | -0.026491 | -0.0073825 | -0.0087131 | -0.0075868 | -0.026491 | -0.026491 | -0.010301 | -0.014914 | -0.005687 | -0.017192
CFLSCESFmNew | CFL | SCE | SFm | New | IOU | rWtd | 1.0871 | 1.3988 | -0.015304 |  | 0 | 0 | 0 | 0 | 9.8 | 1728.6 | 0 | 1256.2 | 1357.5 | 4708.4 | 0 | 0 | 545.8 | 727.2 | 142.4 | 254.8 | 10730.7 | 0 | 0 | 0 | 0 | 76 | 77 | 0 | 78 | 79 | 80 | 0 | 0 | 81 | 82 | 83 | 84 | 0 | 0 | 0 | 0 | 1.0241 | 1.0578 | 0 | 1.0953 | 1.0917 | 1.094 | 0 | 0 | 1.1003 | 1.0951 | 1.1749 | 0.99299 | 1.511 | 1.511 | 1.511 | 1.511 | 1.5898 | 1.4243 | 1.511 | 1.2931 | 1.4741 | 1.3967 | 1.511 | 1.511 | 1.444 | 1.4326 | 1.5187 | 1.1158 | -0.019284 | -0.019284 | -0.019284 | -0.019284 | -0.020405 | -0.015513 | -0.019284 | -0.0099876 | -0.0127 | -0.016712 | -0.019284 | -0.019284 | -0.016005 | -0.020073 | -0.0088612 | -0.016257
CFLSDGDMoNew | CFL | SDG | DMo | New | IOU | rWtd | 1.1269 | 1.4242 | -0.010228 |  | 0 | 0 | 0 | 0 | 0 | 1 | 543.75 | 1 | 0 | 988.5 | 0 | 0 | 0 | 1 | 1 | 0 | 1536.25 | 0 | 0 | 0 | 0 | 0 | 235 | 236 | 237 | 0 | 238 | 0 | 0 | 0 | 239 | 240 | 0 | 0 | 0 | 0 | 0 | 0 | 1.0938 | 1.0759 | 1.157 | 0 | 1.1549 | 0 | 0 | 0 | 1.1061 | 1.2039 | 0 | 1.5148 | 1.5148 | 1.5148 | 1.5148 | 1.5148 | 1.4459 | 1.2174 | 1.4419 | 1.5148 | 1.5379 | 1.5148 | 1.5148 | 1.5148 | 1.4954 | 1.3634 | 1.5148 | -0.019568 | -0.019568 | -0.019568 | -0.019568 | -0.019568 | -0.0097689 | -0.0071876 | -0.0080816 | -0.019568 | -0.011903 | -0.019568 | -0.019568 | -0.019568 | -0.015383 | -0.0057858 | -0.019568
CFLSDGMFmNew | CFL | SDG | MFm | New | IOU | rWtd | 1.101 | 1.2614 | -0.0089365 |  | 0 | 0 | 0 | 0 | 0 | 155.7 | 2256.6 | 774.6 | 0 | 765.9 | 0 | 0 | 0 | 1 | 1 | 0 | 3954.8 | 0 | 0 | 0 | 0 | 0 | 85 | 86 | 87 | 0 | 88 | 0 | 0 | 0 | 89 | 90 | 0 | 0 | 0 | 0 | 0 | 0 | 1.084 | 1.1137 | 1.1419 | 0 | 1.0257 | 0 | 0 | 0 | 1.0695 | 1.1305 | 0 | 1.4894 | 1.4894 | 1.4894 | 1.4894 | 1.4894 | 1.3606 | 1.2816 | 1.3161 | 1.4894 | 1.1261 | 1.4894 | 1.4894 | 1.4894 | 1.3093 | 1.3642 | 1.4894 | -0.016741 | -0.016741 | -0.016741 | -0.016741 | -0.016741 | -0.0104 | -0.0097288 | -0.0073416 | -0.016741 | -0.0079142 | -0.016741 | -0.016741 | -0.016741 | -0.014974 | -0.0057602 | -0.016741
CFLSDGSFmNew | CFL | SDG | SFm | New | IOU | rWtd | 1.061 | 1.2754 | -0.01368 |  | 0 | 0 | 0 | 0 | 0 | 1074.8 | 2502.2 | 63.7 | 0 | 1606.6 | 0 | 0 | 0 | 34.2 | 1 | 0 | 5282.5 | 0 | 0 | 0 | 0 | 0 | 91 | 92 | 93 | 0 | 94 | 0 | 0 | 0 | 95 | 96 | 0 | 0 | 0 | 0 | 0 | 0 | 1.0397 | 1.0484 | 1.1189 | 0 | 1.0929 | 0 | 0 | 0 | 1.0417 | 1.1054 | 0 | 1.4261 | 1.4261 | 1.4261 | 1.4261 | 1.4261 | 1.3208 | 1.1798 | 1.4206 | 1.4261 | 1.391 | 1.4261 | 1.4261 | 1.4261 | 1.1413 | 1.3218 | 1.4261 | -0.018965 | -0.018965 | -0.018965 | -0.018965 | -0.018965 | -0.015511 | -0.010957 | -0.0099822 | -0.018965 | -0.016712 | -0.018965 | -0.018965 | -0.018965 | -0.02004 | -0.0089358 | -0.018965
CFLPGEDMoOld | CFL | PGE | DMo | Old | IOU | rWtd | 1.0858 | 1.5868 | -0.01595 |  | 1344 | 15154 | 13460 | 8668 | 10199 | 0 | 0 | 0 | 0 | 0 | 46463 | 27986 | 27321 | 0 | 0 | 10648 | 161243 | 241 | 242 | 243 | 244 | 245 | 0 | 0 | 0 | 0 | 0 | 246 | 247 | 248 | 0 | 0 | 249 | 0.94471 | 1.028 | 0.99362 | 1.0798 | 0.96414 | 0 | 0 | 0 | 0 | 0 | 1.1271 | 1.1077 | 1.1562 | 0 | 0 | 1.0058 | 1.0479 | 1.917 | 1.4788 | 1.5764 | 1.0916 | 1.257 | 1.257 | 1.257 | 1.257 | 1.257 | 1.6219 | 1.6982 | 1.5977 | 1.257 | 1.257 | 1.3301 | -0.023778 | -0.019365 | -0.017563 | -0.01308 | -0.01862 | -0.014913 | -0.014913 | -0.014913 | -0.014913 | -0.014913 | -0.015619 | -0.015054 | -0.012251 | -0.014913 | -0.014913 | -0.021128
CFLPGEMFmOld | CFL | PGE | MFm | Old | IOU | rWtd | 0.99399 | 1.291 | -0.017007 |  | 7854 | 47967 | 471911 | 186307 | 20561 | 0 | 0 | 0 | 0 | 0 | 40648 | 201475 | 88917 | 0 | 0 | 412 | 1066052 | 97 | 98 | 99 | 100 | 101 | 0 | 0 | 0 | 0 | 0 | 102 | 103 | 104 | 0 | 0 | 105 | 0.89297 | 0.9736 | 0.94225 | 1.0012 | 0.95268 | 0 | 0 | 0 | 0 | 0 | 1.0836 | 1.0516 | 1.1115 | 0 | 0 | 1.0115 | 1.0463 | 1.3008 | 1.0727 | 1.3374 | 1.0795 | 1.2996 | 1.2996 | 1.2996 | 1.2996 | 1.2996 | 1.6291 | 1.5949 | 1.5746 | 1.2996 | 1.2996 | 1.3155 | -0.026906 | -0.017893 | -0.018806 | -0.014216 | -0.019957 | -0.010178 | -0.010178 | -0.010178 | -0.010178 | -0.010178 | -0.016243 | -0.015675 | -0.014628 | -0.010178 | -0.010178 | -0.018499
CFLPGESFmOld | CFL | PGE | SFm | Old | IOU | rWtd | 1.0373 | 1.4546 | -0.022963 |  | 24942 | 171026 | 580923 | 316610 | 68160 | 0 | 0 | 0 | 0 | 0 | 179570 | 572425 | 256795 | 0 | 0 | 53105 | 2223556 | 106 | 107 | 108 | 109 | 110 | 0 | 0 | 0 | 0 | 0 | 111 | 112 | 113 | 0 | 0 | 114 | 0.95521 | 0.98121 | 0.96923 | 1.0314 | 0.96797 | 0 | 0 | 0 | 0 | 0 | 1.1053 | 1.0734 | 1.1388 | 0 | 0 | 1.0163 | 1.0236 | 1.3188 | 1.1457 | 1.3967 | 1.1724 | 1.3295 | 1.3295 | 1.3295 | 1.3295 | 1.3295 | 1.7383 | 1.7239 | 1.6395 | 1.3295 | 1.3295 | 1.4244 | -0.02914 | -0.027754 | -0.026125 | -0.019519 | -0.02956 | -0.0091757 | -0.0091757 | -0.0091757 | -0.0091757 | -0.0091757 | -0.022198 | -0.020971 | -0.019029 | -0.0091757 | -0.0091757 | -0.025198
CFLSCEDMoOld | CFL | SCE | DMo | Old | IOU | rWtd | 1.1297 | 1.5287 | -0.01108 |  | 0 | 0 | 0 | 0 | 2 | 17818 | 0 | 22310 | 25590 | 48655 | 0 | 0 | 6040 | 14751 | 4117 | 15153 | 154436 | 0 | 0 | 0 | 0 | 250 | 251 | 0 | 252 | 253 | 254 | 0 | 0 | 255 | 256 | 257 | 258 | 0 | 0 | 0 | 0 | 1.0012 | 1.027 | 0 | 1.1477 | 1.1395 | 1.164 | 0 | 0 | 1.1686 | 1.1343 | 1.2474 | 1.0449 | 1.4699 | 1.4699 | 1.4699 | 1.4699 | 1.4457 | 1.1631 | 1.4699 | 1.4945 | 1.5466 | 1.6243 | 1.4699 | 1.4699 | 1.6369 | 1.5974 | 1.6455 | 1.5293 | -0.010139 | -0.010139 | -0.010139 | -0.010139 | -0.018936 | -0.0081503 | -0.010139 | -0.0085249 | -0.0096956 | -0.010369 | -0.010139 | -0.010139 | -0.012296 | -0.014115 | -0.0051835 | -0.021073
CFLSCEMFmOld | CFL | SCE | MFm | Old | IOU | rWtd | 1.0619 | 1.3059 | -0.011929 |  | 0 | 0 | 0 | 0 | 1030 | 311454 | 0 | 213734 | 200834 | 65045 | 0 | 0 | 4956 | 19498 | 45331 | 14485 | 876367 | 0 | 0 | 0 | 0 | 115 | 116 | 0 | 117 | 118 | 119 | 0 | 0 | 120 | 121 | 122 | 123 | 0 | 0 | 0 | 0 | 0.99201 | 1.0132 | 0 | 1.06 | 1.0979 | 1.0944 | 0 | 0 | 1.1019 | 1.1045 | 1.1941 | 1.0138 | 1.514 | 1.514 | 1.514 | 1.514 | 1.0227 | 1.1643 | 1.514 | 1.2833 | 1.4074 | 1.4988 | 1.514 | 1.514 | 1.5394 | 1.5488 | 1.5278 | 1.3314 | -0.0086871 | -0.0086871 | -0.0086871 | -0.0086871 | -0.023726 | -0.012505 | -0.0086871 | -0.010888 | -0.012118 | -0.013005 | -0.0086871 | -0.0086871 | -0.014476 | -0.014486 | -0.0067259 | -0.018583
CFLSCESFmOld | CFL | SCE | SFm | Old | IOU | rWtd | 1.094 | 1.4921 | -0.01636 |  | 0 | 0 | 0 | 0 | 2823 | 333049 | 0 | 438327 | 497111 | 428876 | 0 | 0 | 64934 | 183477 | 46848 | 98464 | 2093909 | 0 | 0 | 0 | 0 | 124 | 125 | 0 | 126 | 127 | 128 | 0 | 0 | 129 | 130 | 131 | 132 | 0 | 0 | 0 | 0 | 0.97316 | 1.0304 | 0 | 1.0797 | 1.1126 | 1.1176 | 0 | 0 | 1.1415 | 1.13 | 1.1994 | 1.0299 | 1.4544 | 1.4544 | 1.4544 | 1.4544 | 1.3309 | 1.2361 | 1.4544 | 1.3891 | 1.4644 | 1.7076 | 1.4544 | 1.4544 | 1.651 | 1.6743 | 1.696 | 1.4815 | -0.011508 | -0.011508 | -0.011508 | -0.011508 | -0.02943 | -0.014263 | -0.011508 | -0.013232 | -0.015645 | -0.018123 | -0.011508 | -0.011508 | -0.019007 | -0.02164 | -0.009515 | -0.024604
CFLSDGDMoOld | CFL | SDG | DMo | Old | IOU | rWtd | 1.0762 | 1.3354 | -0.0098695 |  | 0 | 0 | 0 | 0 | 0 | 2 | 22811 | 2232 | 0 | 19215 | 0 | 0 | 0 | 924 | 2 | 0 | 45186 | 0 | 0 | 0 | 0 | 0 | 259 | 260 | 261 | 0 | 262 | 0 | 0 | 0 | 263 | 264 | 0 | 0 | 0 | 0 | 0 | 0 | 0 | 1.016 | 1.1144 | 0 | 1.1468 | 0 | 0 | 0 | 1.0018 | 1.127 | 0 | 1.3428 | 1.3428 | 1.3428 | 1.3428 | 1.3428 | 0 | 1.15 | 1.3805 | 1.3428 | 1.5606 | 1.3428 | 1.3428 | 1.3428 | 1.1208 | 1.3442 | 1.3428 | -0.014961 | -0.014961 | -0.014961 | -0.014961 | -0.014961 | 0 | -0.0099203 | -0.0079136 | -0.014961 | -0.0098609 | -0.014961 | -0.014961 | -0.014961 | -0.013551 | -0.0052119 | -0.014961
CFLSDGMFmOld | CFL | SDG | MFm | Old | IOU | rWtd | 1.0206 | 1.2208 | -0.012359 |  | 0 | 0 | 0 | 0 | 0 | 16122 | 215404 | 10897 | 0 | 62886 | 0 | 0 | 0 | 262 | 181 | 0 | 305752 | 0 | 0 | 0 | 0 | 0 | 133 | 134 | 135 | 0 | 136 | 0 | 0 | 0 | 137 | 138 | 0 | 0 | 0 | 0 | 0 | 0 | 1.0203 | 1.0002 | 1.0886 | 0 | 1.0781 | 0 | 0 | 0 | 1.1061 | 1.2017 | 0 | 1.442 | 1.442 | 1.442 | 1.442 | 1.442 | 1.1851 | 1.1479 | 1.3611 | 1.442 | 1.4532 | 1.442 | 1.442 | 1.442 | 1.5141 | 1.5309 | 1.442 | -0.0061396 | -0.0061396 | -0.0061396 | -0.0061396 | -0.0061396 | -0.012811 | -0.012214 | -0.01021 | -0.0061396 | -0.013114 | -0.0061396 | -0.0061396 | -0.0061396 | -0.015445 | -0.006629 | -0.0061396
CFLSDGSFmOld | CFL | SDG | SFm | Old | IOU | rWtd | 1.0424 | 1.3456 | -0.01725 |  | 0 | 0 | 0 | 0 | 0 | 49358 | 366949 | 7566 | 0 | 163516 | 0 | 0 | 0 | 6553 | 2565 | 0 | 596507 | 0 | 0 | 0 | 0 | 0 | 139 | 140 | 141 | 0 | 142 | 0 | 0 | 0 | 143 | 144 | 0 | 0 | 0 | 0 | 0 | 0 | 1.0534 | 1.0182 | 1.1469 | 0 | 1.0842 | 0 | 0 | 0 | 1.0916 | 1.1986 | 0 | 1.3409 | 1.3409 | 1.3409 | 1.3409 | 1.3409 | 1.2959 | 1.2503 | 1.5264 | 1.3409 | 1.5549 | 1.3409 | 1.3409 | 1.3409 | 1.479 | 1.6999 | 1.3409 | -0.019202 | -0.019202 | -0.019202 | -0.019202 | -0.019202 | -0.015661 | -0.017259 | -0.012831 | -0.019202 | -0.017907 | -0.019202 | -0.019202 | -0.019202 | -0.020585 | -0.0091252 | -0.019202
CFLPGEDMoRec | CFL | PGE | DMo | Rec | IOU | rWtd | 1.0633 | 1.4592 | -0.015927 |  | 1 | 390 | 116.25 | 687 | 170.25 | 0 | 0 | 0 | 0 | 0 | 724.5 | 549.75 | 285 | 0 | 0 | 111 | 3034.75 | 265 | 266 | 267 | 268 | 269 | 0 | 0 | 0 | 0 | 0 | 270 | 271 | 272 | 0 | 0 | 273 | 0.96505 | 1.0598 | 0.95957 | 1.0535 | 0.95586 | 0 | 0 | 0 | 0 | 0 | 1.1342 | 1.0969 | 0.97305 | 0 | 0 | 1.0122 | 1.0462 | 1.7812 | 1.0269 | 1.4586 | 1.0227 | 1.4065 | 1.4065 | 1.4065 | 1.4065 | 1.4065 | 1.5577 | 1.5853 | 1.0026 | 1.4065 | 1.4065 | 1.3617 | -0.024582 | -0.020405 | -0.017623 | -0.014857 | -0.019479 | -0.026485 | -0.026485 | -0.026485 | -0.026485 | -0.026485 | -0.014235 | -0.016127 | -0.013122 | -0.026485 | -0.026485 | -0.01676
CFLPGEMFmRec | CFL | PGE | MFm | Rec | IOU | rWtd | 1.0244 | 1.2639 | -0.012637 |  | 2322.88 | 4712.4 | 14814.31 | 7942.06 | 2 | 0 | 0 | 0 | 0 | 0 | 412.93 | 9521.19 | 1216.18 | 0 | 0 | 2 | 40945.95 | 145 | 146 | 147 | 148 | 149 | 0 | 0 | 0 | 0 | 0 | 150 | 151 | 152 | 0 | 0 | 153 | 0.91726 | 0.97985 | 0.97196 | 1.0844 | 1.0143 | 0 | 0 | 0 | 0 | 0 | 1.1036 | 1.0889 | 1.1178 | 0 | 0 | 0.99576 | 1.0704 | 1.1696 | 1.125 | 1.424 | 1.2467 | 1.3077 | 1.3077 | 1.3077 | 1.3077 | 1.3077 | 1.3993 | 1.4144 | 1.4222 | 1.3077 | 1.3077 | 1.1875 | -0.024335 | -0.01414 | -0.013768 | -0.0085881 | -0.010265 | -0.01254 | -0.01254 | -0.01254 | -0.01254 | -0.01254 | -0.01335 | -0.01091 | -0.010387 | -0.01254 | -0.01254 | -0.018562
CFLPGESFmRec | CFL | PGE | SFm | Rec | IOU | rWtd | 1.0565 | 1.4297 | -0.018868 |  | 1790 | 1765.6 | 5350.4 | 4882.8 | 845.2 | 0 | 0 | 0 | 0 | 0 | 7091.2 | 16142.8 | 6764.8 | 0 | 0 | 199.2 | 44832 | 154 | 155 | 156 | 157 | 158 | 0 | 0 | 0 | 0 | 0 | 159 | 160 | 161 | 0 | 0 | 162 | 0.96866 | 1.0261 | 0.98774 | 1.0727 | 0.98346 | 0 | 0 | 0 | 0 | 0 | 1.0914 | 1.0572 | 1.1031 | 0 | 0 | 1.0018 | 1.0232 | 1.7537 | 1.2226 | 1.5042 | 1.094 | 1.2871 | 1.2871 | 1.2871 | 1.2871 | 1.2871 | 1.4708 | 1.4654 | 1.4787 | 1.2871 | 1.2871 | 1.3648 | -0.025159 | -0.025936 | -0.018392 | -0.018678 | -0.020515 | -0.011467 | -0.011467 | -0.011467 | -0.011467 | -0.011467 | -0.018159 | -0.019001 | -0.016078 | -0.011467 | -0.011467 | -0.019228
CFLSCEDMoRec | CFL | SCE | DMo | Rec | IOU | rWtd | 1.0764 | 1.3125 | -0.0098177 |  | 0 | 0 | 0 | 0 | 1 | 2201.25 | 0 | 602.25 | 1279.5 | 336 | 0 | 0 | 1 | 159.75 | 345 | 87 | 5012.75 | 0 | 0 | 0 | 0 | 274 | 275 | 0 | 276 | 277 | 278 | 0 | 0 | 279 | 280 | 281 | 282 | 0 | 0 | 0 | 0 | 0.98684 | 0.98705 | 0 | 1.1566 | 1.133 | 1.1549 | 0 | 0 | 1.0728 | 1.0604 | 1.2391 | 1.0311 | 1.4995 | 1.4995 | 1.4995 | 1.4995 | 1.2992 | 1.0448 | 1.4995 | 1.4409 | 1.6097 | 1.5379 | 1.4995 | 1.4995 | 1.3167 | 1.3325 | 1.4198 | 1.4953 | -0.013932 | -0.013932 | -0.013932 | -0.013932 | -0.019552 | -0.0096197 | -0.013932 | -0.0080815 | -0.010339 | -0.011903 | -0.013932 | -0.013932 | -0.01323 | -0.015299 | -0.0058075 | -0.016807
CFLSCEMFmRec | CFL | SCE | MFm | Rec | IOU | rWtd | 1.1082 | 1.3157 | -0.0088168 |  | 0 | 0 | 0 | 0 | 2 | 8813.14 | 0 | 10256.61 | 8980.93 | 305.83 | 0 | 0 | 152.32 | 2 | 2 | 2 | 28516.83 | 0 | 0 | 0 | 0 | 163 | 164 | 0 | 165 | 166 | 167 | 0 | 0 | 168 | 169 | 170 | 171 | 0 | 0 | 0 | 0 | 1.0349 | 1.0726 | 0 | 1.1288 | 1.1192 | 1.1176 | 0 | 0 | 1.1178 | 1.0893 | 1.1536 | 1.034 | 1.4153 | 1.4153 | 1.4153 | 1.4153 | 1.3974 | 1.3221 | 1.4153 | 1.3043 | 1.3175 | 1.4028 | 1.4153 | 1.4153 | 1.4222 | 1.3541 | 1.4175 | 1.2911 | -0.017671 | -0.017671 | -0.017671 | -0.017671 | -0.01022 | -0.010416 | -0.017671 | -0.0074736 | -0.0087927 | -0.0076125 | -0.017671 | -0.017671 | -0.010387 | -0.01498 | -0.0057173 | -0.018432
CFLSCESFmRec | CFL | SCE | SFm | Rec | IOU | rWtd | 1.0859 | 1.3869 | -0.01544 |  | 0 | 0 | 0 | 0 | 39.2 | 6914.4 | 0 | 5024.8 | 5430 | 18833.6 | 0 | 0 | 2183.2 | 2908.8 | 569.6 | 1019.2 | 42922.8 | 0 | 0 | 0 | 0 | 172 | 173 | 0 | 174 | 175 | 176 | 0 | 0 | 177 | 178 | 179 | 180 | 0 | 0 | 0 | 0 | 1.0182 | 1.0545 | 0 | 1.0935 | 1.0931 | 1.0928 | 0 | 0 | 1.1031 | 1.0951 | 1.1763 | 0.98574 | 1.4966 | 1.4966 | 1.4966 | 1.4966 | 1.5403 | 1.3875 | 1.4966 | 1.2931 | 1.4085 | 1.3976 | 1.4966 | 1.4966 | 1.4787 | 1.4316 | 1.5206 | 1.127 | -0.016738 | -0.016738 | -0.016738 | -0.016738 | -0.020553 | -0.015713 | -0.016738 | -0.010014 | -0.0128 | -0.016748 | -0.016738 | -0.016738 | -0.016078 | -0.020052 | -0.0088298 | -0.019222
CFLSDGDMoRec | CFL | SDG | DMo | Rec | IOU | rWtd | 1.1269 | 1.4242 | -0.010228 |  | 0 | 0 | 0 | 0 | 0 | 1 | 543.75 | 1 | 0 | 988.5 | 0 | 0 | 0 | 1 | 1 | 0 | 1536.25 | 0 | 0 | 0 | 0 | 0 | 283 | 284 | 285 | 0 | 286 | 0 | 0 | 0 | 287 | 288 | 0 | 0 | 0 | 0 | 0 | 0 | 1.0938 | 1.0759 | 1.157 | 0 | 1.1549 | 0 | 0 | 0 | 1.1061 | 1.2039 | 0 | 1.4348 | 1.4348 | 1.4348 | 1.4348 | 1.4348 | 1.4459 | 1.2174 | 1.4419 | 1.4348 | 1.5379 | 1.4348 | 1.4348 | 1.4348 | 1.4954 | 1.3634 | 1.4348 | -0.0199 | -0.0199 | -0.0199 | -0.0199 | -0.0199 | -0.0097689 | -0.0071876 | -0.0080816 | -0.0199 | -0.011903 | -0.0199 | -0.0199 | -0.0199 | -0.015383 | -0.0057858 | -0.0199
CFLSDGMFmRec | CFL | SDG | MFm | Rec | IOU | rWtd | 1.101 | 1.2642 | -0.0089591 |  | 0 | 0 | 0 | 0 | 0 | 617.61 | 8951.18 | 3072.58 | 0 | 3038.07 | 0 | 0 | 0 | 2 | 2 | 0 | 15683.44 | 0 | 0 | 0 | 0 | 0 | 181 | 182 | 183 | 0 | 184 | 0 | 0 | 0 | 185 | 186 | 0 | 0 | 0 | 0 | 0 | 0 | 1.084 | 1.1137 | 1.1417 | 0 | 1.0257 | 0 | 0 | 0 | 1.0695 | 1.1305 | 0 | 1.6116 | 1.6116 | 1.6116 | 1.6116 | 1.6116 | 1.3606 | 1.2816 | 1.3309 | 1.6116 | 1.1261 | 1.6116 | 1.6116 | 1.6116 | 1.3093 | 1.3631 | 1.6116 | -0.0091475 | -0.0091475 | -0.0091475 | -0.0091475 | -0.0091475 | -0.0104 | -0.0097288 | -0.0074331 | -0.0091475 | -0.0079397 | -0.0091475 | -0.0091475 | -0.0091475 | -0.015039 | -0.0057901 | -0.0091475
CFLSDGSFmRec | CFL | SDG | SFm | Rec | IOU | rWtd | 1.0591 | 1.26 | -0.013984 |  | 0 | 0 | 0 | 0 | 0 | 4299.2 | 10008.8 | 254.8 | 0 | 6426.4 | 0 | 0 | 0 | 136.8 | 2 | 0 | 21128 | 0 | 0 | 0 | 0 | 0 | 187 | 188 | 189 | 0 | 190 | 0 | 0 | 0 | 191 | 192 | 0 | 0 | 0 | 0 | 0 | 0 | 1.0371 | 1.0463 | 1.1193 | 0 | 1.0917 | 0 | 0 | 0 | 1.0363 | 1.106 | 0 | 1.3727 | 1.3727 | 1.3727 | 1.3727 | 1.3727 | 1.2929 | 1.1586 | 1.4206 | 1.3727 | 1.3919 | 1.3727 | 1.3727 | 1.3727 | 1.141 | 1.3226 | 1.3727 | -0.01896 | -0.01896 | -0.01896 | -0.01896 | -0.01896 | -0.015692 | -0.011497 | -0.010004 | -0.01896 | -0.016748 | -0.01896 | -0.01896 | -0.01896 | -0.020032 | -0.0089012 | -0.01896

## Bldg wtd
Create DEER2023 Res Building type results from CZ wtd worksheet | [5 empty] | max | 1.2202 | 1.7014 | -0.0066976
[6 empty] | avg | 1.066 | 1.3638 | -0.01598 | 46.82% | Bldg Weights |  |  |  | Impacts Row Match |  |  | UnWtd kWh |  |  | UnWtd kW |  |  | UnWtd therm
[6 empty] | min | 0.93856 | 1.0298 | -0.028415
| Ltg | IOU | BldgType | BldgVint | BldgLoc | BldgHVAC | kWh | kW | therm |  | SFm | MFm | DMo | Total | SFm | MFm | DMo | SFm | MFm | DMo | SFm | MFm | DMo | SFm | MFm | DMo
| CFL | PGE | Res | Ex | IOU | rWtd | 1.0476 | 1.3864 | -0.01822 |  | 205935 | 105104 | 13635 | 324674 | 3 | 2 | 1 | 1.0633 | 1.0124 | 1.0818 | 1.4298 | 1.2719 | 1.6121 | -0.020244 | -0.014436 | -0.016806
| CFL | PGE | Res | New | IOU | rWtd | 1.0435 | 1.3601 | -0.015831 |  | 11208 | 10323.5 | 3034.75 | 24566.25 | 12 | 11 | 10 | 1.0557 | 1.0245 | 1.0633 | 1.4222 | 1.2635 | 1.4592 | -0.018788 | -0.012593 | -0.015927
| CFL | SCE | Res | Ex | IOU | rWtd | 1.1013 | 1.3918 | -0.013852 |  | 197165 | 73196 | 22513 | 292874 | 6 | 5 | 4 | 1.1066 | 1.0906 | 1.0899 | 1.4006 | 1.3671 | 1.3946 | -0.015674 | -0.009797 | -0.011084
| CFL | SCE | Res | New | IOU | rWtd | 1.0914 | 1.3522 | -0.012053 |  | 10730.7 | 7191.1 | 5012.75 | 22934.55 | 15 | 14 | 13 | 1.0871 | 1.1083 | 1.0764 | 1.3988 | 1.3102 | 1.3125 | -0.015304 | -0.0087591 | -0.0098177
| CFL | SDG | Res | Ex | IOU | rWtd | 1.0712 | 1.2727 | -0.013551 |  | 97048 | 40257 | 6893 | 144198 | 9 | 8 | 7 | 1.064 | 1.0815 | 1.1116 | 1.2609 | 1.2739 | 1.432 | -0.015126 | -0.010105 | -0.011518
| CFL | SDG | Res | New | IOU | rWtd | 1.0851 | 1.2915 | -0.011447 |  | 5282.5 | 3954.8 | 1536.25 | 10773.55 | 18 | 17 | 16 | 1.061 | 1.101 | 1.1269 | 1.2754 | 1.2614 | 1.4242 | -0.01368 | -0.0089365 | -0.010228
| CFL | PGE | Res | Old | IOU | rWtd | 1.0262 | 1.4102 | -0.020795 |  | 2223556 | 1066052 | 161243 | 3450851 | 21 | 20 | 19 | 1.0373 | 0.99399 | 1.0858 | 1.4546 | 1.291 | 1.5868 | -0.022963 | -0.017007 | -0.01595
| CFL | PGE | Res | Rec | IOU | rWtd | 1.042 | 1.3543 | -0.015894 |  | 44832 | 40945.95 | 3034.75 | 88812.7 | 30 | 29 | 28 | 1.0565 | 1.0244 | 1.0633 | 1.4297 | 1.2639 | 1.4592 | -0.018868 | -0.012637 | -0.015927
| CFL | SCE | Res | Old | IOU | rWtd | 1.0867 | 1.4417 | -0.014856 |  | 2093909 | 876367 | 154436 | 3124712 | 24 | 23 | 22 | 1.094 | 1.0619 | 1.1297 | 1.4921 | 1.3059 | 1.5287 | -0.01636 | -0.011929 | -0.01108
| CFL | SCE | Res | Rec | IOU | rWtd | 1.0936 | 1.3554 | -0.012601 |  | 42922.8 | 28516.83 | 5012.75 | 76452.38 | 33 | 32 | 31 | 1.0859 | 1.1082 | 1.0764 | 1.3869 | 1.3157 | 1.3125 | -0.01544 | -0.0088168 | -0.0098177
| CFL | SDG | Res | Old | IOU | rWtd | 1.037 | 1.3048 | -0.01532 |  | 596507 | 305752 | 45186 | 947445 | 27 | 26 | 25 | 1.0424 | 1.0206 | 1.0762 | 1.3456 | 1.2208 | 1.3354 | -0.01725 | -0.012359 | -0.0098695
| CFL | SDG | Res | Rec | IOU | rWtd | 1.0789 | 1.2683 | -0.011779 |  | 21128 | 15683.44 | 1536.25 | 38347.69 | 36 | 35 | 34 | 1.0591 | 1.101 | 1.1269 | 1.26 | 1.2642 | 1.4242 | -0.013984 | -0.0089591 | -0.010228
| CFL | PGE | Res | Ex | CZ01 | rWtd | 0.93856 | 1.0382 | -0.027418 |  | 8222 | 5963 | 2 | 14187 | 10 | 1 | 193 | 0.96294 | 0.90494 | 0.956 | 1.0263 | 1.0546 | 1.0463 | -0.028151 | -0.026407 | -0.024606
| CFL | PGE | Res | Ex | CZ02 | rWtd | 0.99465 | 1.397 | -0.018963 |  | 8110 | 12097 | 1753 | 21960 | 11 | 2 | 194 | 1.0064 | 0.97833 | 1.053 | 1.5209 | 1.2425 | 1.8896 | -0.025232 | -0.014832 | -0.018464
| CFL | PGE | Res | Ex | CZ03 | rWtd | 0.96429 | 1.1333 | -0.018965 |  | 24577 | 38028 | 522 | 63127 | 12 | 3 | 195 | 0.97705 | 0.95591 | 0.9745 | 1.1726 | 1.104 | 1.4148 | -0.022709 | -0.016549 | -0.018719
| CFL | PGE | Res | Ex | CZ04 | rWtd | 1.0561 | 1.416 | -0.015653 |  | 22429 | 20387 | 3087 | 45903 | 13 | 4 | 196 | 1.0523 | 1.0599 | 1.0591 | 1.3984 | 1.4068 | 1.604 | -0.020295 | -0.010411 | -0.016544
| CFL | PGE | Res | Ex | CZ05 | rWtd | 0.96964 | 1.1152 | -0.025853 |  | 3882 | 4 | 765 | 4651 | 14 | 5 | 197 | 0.97324 | 0.98822 | 0.9513 | 1.124 | 1.1749 | 1.0702 | -0.026491 | -0.014394 | -0.022676
| CFL | PGE | Res | Ex | CZ11 | rWtd | 1.1156 | 1.5205 | -0.018937 |  | 32574 | 1059 | 3256 | 36889 | 15 | 6 | 198 | 1.1133 | 1.1044 | 1.1423 | 1.511 | 1.4062 | 1.652 | -0.019284 | -0.014306 | -0.016976
| CFL | PGE | Res | Ex | CZ12 | rWtd | 1.0738 | 1.506 | -0.017576 |  | 74152 | 24441 | 2471 | 101064 | 16 | 7 | 199 | 1.0684 | 1.086 | 1.1138 | 1.5148 | 1.4578 | 1.7174 | -0.019568 | -0.011768 | -0.015245
| CFL | PGE | Res | Ex | CZ13 | rWtd | 1.1273 | 1.486 | -0.016157 |  | 31074 | 3121 | 1281 | 35476 | 17 | 8 | 200 | 1.1288 | 1.1203 | 1.1077 | 1.4894 | 1.4637 | 1.4577 | -0.016741 | -0.011497 | -0.013326
| CFL | PGE | Res | Ex | CZ16 | rWtd | 1.0132 | 1.3962 | -0.018316 |  | 915 | 4 | 498 | 1417 | 18 | 9 | 201 | 1.0112 | 0.9975 | 1.0171 | 1.4261 | 1.246 | 1.3425 | -0.018965 | -0.019296 | -0.017116
| CFL | PGE | Res | New | CZ01 | rWtd | 0.93965 | 1.0499 | -0.02456 |  | 447.5 | 585.6 | 1 | 1034.1 | 58 | 49 | 217 | 0.96889 | 0.91726 | 0.96505 | 1.0232 | 1.0704 | 1.0462 | -0.024855 | -0.024335 | -0.024582
| CFL | PGE | Res | New | CZ02 | rWtd | 1.0054 | 1.4191 | -0.017909 |  | 441.4 | 1188 | 390 | 2019.4 | 59 | 50 | 218 | 1.0261 | 0.97985 | 1.0598 | 1.7705 | 1.1696 | 1.7812 | -0.025849 | -0.01414 | -0.020405
| CFL | PGE | Res | New | CZ03 | rWtd | 0.97578 | 1.1469 | -0.015031 |  | 1337.6 | 3734.7 | 116.25 | 5188.55 | 60 | 51 | 219 | 0.98785 | 0.97196 | 0.95957 | 1.2186 | 1.125 | 1.0269 | -0.01833 | -0.013768 | -0.017623
| CFL | PGE | Res | New | CZ04 | rWtd | 1.0754 | 1.4486 | -0.012747 |  | 1220.7 | 2002.2 | 687 | 3909.9 | 61 | 52 | 220 | 1.0728 | 1.0846 | 1.0535 | 1.4864 | 1.4221 | 1.4586 | -0.018555 | -0.0084821 | -0.014857
| CFL | PGE | Res | New | CZ05 | rWtd | 0.97182 | 1.0664 | -0.019952 |  | 211.3 | 1 | 170.25 | 382.55 | 62 | 53 | 221 | 0.98447 | 1.0143 | 0.95586 | 1.1008 | 1.2467 | 1.0227 | -0.020379 | -0.010265 | -0.019479
| CFL | PGE | Res | New | CZ11 | rWtd | 1.1038 | 1.4921 | -0.016877 |  | 1772.8 | 104.1 | 724.5 | 2601.4 | 63 | 54 | 222 | 1.0914 | 1.1024 | 1.1342 | 1.4708 | 1.3972 | 1.5577 | -0.018171 | -0.013241 | -0.014235
| CFL | PGE | Res | New | CZ12 | rWtd | 1.0705 | 1.4568 | -0.015938 |  | 4035.7 | 2400.3 | 549.75 | 6985.75 | 64 | 55 | 223 | 1.0559 | 1.0889 | 1.0969 | 1.4645 | 1.4144 | 1.5853 | -0.018951 | -0.010828 | -0.016127
| CFL | PGE | Res | New | CZ13 | rWtd | 1.0868 | 1.3859 | -0.014879 |  | 1691.2 | 306.6 | 285 | 2282.8 | 65 | 56 | 224 | 1.1003 | 1.1178 | 0.97305 | 1.444 | 1.4222 | 1.0026 | -0.016005 | -0.010301 | -0.013122
| CFL | PGE | Res | New | CZ16 | rWtd | 1.0122 | 1.3358 | -0.01661 |  | 49.8 | 1 | 111 | 161.8 | 66 | 57 | 225 | 1.0122 | 1.0017 | 1.0122 | 1.2811 | 1.1816 | 1.3617 | -0.016261 | -0.01734 | -0.01676
| CFL | SCE | Res | Ex | CZ05 | rWtd | 0.99131 | 1.4035 | -0.026184 |  | 179 | 4 | 2 | 185 | 28 | 19 | 202 | 0.99092 | 1.0105 | 0.98754 | 1.4065 | 1.257 | 1.4304 | -0.026485 | -0.014913 | -0.021804
| CFL | SCE | Res | Ex | CZ06 | rWtd | 1.0509 | 1.2772 | -0.011512 |  | 31762 | 22623 | 9889 | 64274 | 29 | 20 | 203 | 1.0579 | 1.0589 | 1.01 | 1.3077 | 1.2996 | 1.1281 | -0.01254 | -0.010178 | -0.011264
| CFL | SCE | Res | Ex | CZ08 | rWtd | 1.1098 | 1.32 | -0.010242 |  | 23081 | 26329 | 2705 | 52115 | 30 | 21 | 204 | 1.1075 | 1.1071 | 1.1551 | 1.2871 | 1.3295 | 1.5086 | -0.011467 | -0.0091757 | -0.010169
| CFL | SCE | Res | Ex | CZ09 | rWtd | 1.1066 | 1.5026 | -0.012042 |  | 24943 | 23054 | 5748 | 53745 | 31 | 22 | 205 | 1.1059 | 1.1018 | 1.129 | 1.4995 | 1.4699 | 1.6473 | -0.013932 | -0.010139 | -0.011469
| CFL | SCE | Res | Ex | CZ10 | rWtd | 1.1232 | 1.4194 | -0.017494 |  | 86512 | 784 | 1510 | 88806 | 32 | 23 | 206 | 1.1225 | 1.1052 | 1.1715 | 1.4153 | 1.514 | 1.6104 | -0.017671 | -0.0086871 | -0.011954
| CFL | SCE | Res | Ex | CZ13 | rWtd | 1.1302 | 1.495 | -0.016542 |  | 10029 | 390 | 2 | 10421 | 33 | 24 | 207 | 1.1307 | 1.117 | 1.1291 | 1.4966 | 1.4544 | 1.5056 | -0.016738 | -0.011508 | -0.013303
| CFL | SCE | Res | Ex | CZ14 | rWtd | 1.121 | 1.4429 | -0.019671 |  | 13361 | 4 | 717 | 14082 | 34 | 25 | 208 | 1.1213 | 1.0969 | 1.1157 | 1.4348 | 1.3428 | 1.5937 | -0.0199 | -0.014961 | -0.01543
| CFL | SCE | Res | Ex | CZ15 | rWtd | 1.2164 | 1.6161 | -0.0078626 |  | 2617 | 4 | 1549 | 4170 | 35 | 26 | 209 | 1.1906 | 1.1624 | 1.2602 | 1.6116 | 1.442 | 1.6242 | -0.0091475 | -0.0061396 | -0.0056964
| CFL | SCE | Res | Ex | CZ16 | rWtd | 1.0098 | 1.3842 | -0.018821 |  | 4681 | 4 | 391 | 5076 | 36 | 27 | 210 | 1.0064 | 1.0285 | 1.0502 | 1.3727 | 1.3409 | 1.5222 | -0.01896 | -0.019202 | -0.017149
| CFL | SCE | Res | New | CZ05 | rWtd | 1.0219 | 1.5488 | -0.01947 |  | 9.8 | 1 | 1 | 11.8 | 76 | 67 | 226 | 1.0241 | 1.0349 | 0.98684 | 1.5898 | 1.3974 | 1.2992 | -0.020405 | -0.01022 | -0.019552
| CFL | SCE | Res | New | CZ06 | rWtd | 1.0378 | 1.2516 | -0.011563 |  | 1728.6 | 2221.8 | 2201.25 | 6151.65 | 77 | 68 | 227 | 1.0578 | 1.0726 | 0.98705 | 1.4243 | 1.3221 | 1.0448 | -0.015513 | -0.010416 | -0.0096197
| CFL | SCE | Res | New | CZ08 | rWtd | 1.1232 | 1.3118 | -0.0082136 |  | 1256.2 | 2585.7 | 602.25 | 4444.15 | 78 | 69 | 228 | 1.0953 | 1.129 | 1.1566 | 1.2931 | 1.2908 | 1.4409 | -0.0099876 | -0.0073825 | -0.0080815
| CFL | SCE | Res | New | CZ09 | rWtd | 1.1153 | 1.4363 | -0.010242 |  | 1357.5 | 2264.1 | 1279.5 | 4901.1 | 79 | 70 | 229 | 1.0917 | 1.1194 | 1.133 | 1.4741 | 1.3156 | 1.6097 | -0.0127 | -0.0087131 | -0.010339
| CFL | SCE | Res | New | CZ10 | rWtd | 1.0984 | 1.406 | -0.016259 |  | 4708.4 | 77.1 | 336 | 5121.5 | 80 | 71 | 230 | 1.094 | 1.1176 | 1.1549 | 1.3967 | 1.4028 | 1.5379 | -0.016712 | -0.0075868 | -0.011903
| CFL | SCE | Res | New | CZ13 | rWtd | 1.1014 | 1.4423 | -0.015626 |  | 545.8 | 38.4 | 1 | 585.2 | 81 | 72 | 231 | 1.1003 | 1.1178 | 1.0728 | 1.444 | 1.4222 | 1.3167 | -0.016005 | -0.010301 | -0.01323
| CFL | SCE | Res | New | CZ14 | rWtd | 1.0889 | 1.4145 | -0.019208 |  | 727.2 | 1 | 159.75 | 887.95 | 82 | 73 | 232 | 1.0951 | 1.0893 | 1.0604 | 1.4326 | 1.3541 | 1.3325 | -0.020073 | -0.014914 | -0.015299
| CFL | SCE | Res | New | CZ15 | rWtd | 1.2202 | 1.4487 | -0.0066976 |  | 142.4 | 1 | 345 | 488.4 | 83 | 74 | 233 | 1.1749 | 1.1536 | 1.2391 | 1.5187 | 1.4188 | 1.4198 | -0.0088612 | -0.005687 | -0.0058075
| CFL | SCE | Res | New | CZ16 | rWtd | 1.0028 | 1.2126 | -0.0164 |  | 254.8 | 1 | 87 | 342.8 | 84 | 75 | 234 | 0.99299 | 1.0399 | 1.0311 | 1.1158 | 1.2797 | 1.4953 | -0.016257 | -0.017192 | -0.016807
| CFL | SDG | Res | Ex | CZ06 | rWtd | 1.0596 | 1.304 | -0.01236 |  | 19749 | 1585 | 2 | 21336 | 43 | 37 | 211 | 1.0589 | 1.069 | 0.55314 | 1.3014 | 1.3378 | 0.75115 | -0.012537 | -0.010161 | -0.0048641
| CFL | SDG | Res | Ex | CZ07 | rWtd | 1.0522 | 1.1946 | -0.013267 |  | 45976 | 22978 | 2443 | 71397 | 44 | 38 | 212 | 1.0384 | 1.0822 | 1.0293 | 1.1779 | 1.2285 | 1.1903 | -0.014611 | -0.010846 | -0.010751
| CFL | SDG | Res | Ex | CZ08 | rWtd | 1.1309 | 1.3875 | -0.0094192 |  | 1171 | 7887 | 2 | 9060 | 45 | 39 | 213 | 1.1685 | 1.1253 | 1.1406 | 1.4312 | 1.381 | 1.4342 | -0.011412 | -0.0091232 | -0.009546
| CFL | SDG | Res | Ex | CZ10 | rWtd | 1.0968 | 1.3657 | -0.015448 |  | 29520 | 7799 | 4442 | 41761 | 46 | 40 | 214 | 1.1034 | 1.0374 | 1.157 | 1.3567 | 1.2862 | 1.5653 | -0.017704 | -0.0089017 | -0.011945
| CFL | SDG | Res | Ex | CZ14 | rWtd | 1.0586 | 1.2468 | -0.019905 |  | 628 | 4 | 2 | 634 | 47 | 41 | 215 | 1.0584 | 1.0817 | 1.0596 | 1.2462 | 1.3093 | 1.3225 | -0.019951 | -0.015004 | -0.015339
| CFL | SDG | Res | Ex | CZ15 | rWtd | 1.1469 | 1.4057 | -0.0072491 |  | 4 | 4 | 2 | 10 | 48 | 42 | 216 | 1.1334 | 1.1449 | 1.178 | 1.4231 | 1.4007 | 1.381 | -0.0090803 | -0.0061887 | -0.0057077
| CFL | SDG | Res | New | CZ06 | rWtd | 1.0454 | 1.3259 | -0.01486 |  | 1074.8 | 155.7 | 1 | 1231.5 | 91 | 85 | 235 | 1.0397 | 1.084 | 1.0938 | 1.3208 | 1.3606 | 1.4459 | -0.015511 | -0.0104 | -0.0097689
| CFL | SDG | Res | New | CZ07 | rWtd | 1.079 | 1.227 | -0.010048 |  | 2502.2 | 2256.6 | 543.75 | 5302.55 | 92 | 86 | 236 | 1.0484 | 1.1137 | 1.0759 | 1.1798 | 1.2816 | 1.2174 | -0.010957 | -0.0097288 | -0.0071876
| CFL | SDG | Res | New | CZ08 | rWtd | 1.1402 | 1.3242 | -0.0075429 |  | 63.7 | 774.6 | 1 | 839.3 | 93 | 87 | 237 | 1.1189 | 1.1419 | 1.157 | 1.4206 | 1.3161 | 1.4419 | -0.0099822 | -0.0073416 | -0.0080816
| CFL | SDG | Res | New | CZ10 | rWtd | 1.0958 | 1.3738 | -0.013293 |  | 1606.6 | 765.9 | 988.5 | 3361 | 94 | 88 | 238 | 1.0929 | 1.0257 | 1.1549 | 1.391 | 1.1261 | 1.5379 | -0.016712 | -0.0079142 | -0.011903
| CFL | SDG | Res | New | CZ14 | rWtd | 1.0443 | 1.1557 | -0.019771 |  | 34.2 | 1 | 1 | 36.2 | 95 | 89 | 239 | 1.0417 | 1.0695 | 1.1061 | 1.1413 | 1.3093 | 1.4954 | -0.02004 | -0.014974 | -0.015383
| CFL | SDG | Res | New | CZ15 | rWtd | 1.1466 | 1.3498 | -0.0068273 |  | 1 | 1 | 1 | 3 | 96 | 90 | 240 | 1.1054 | 1.1305 | 1.2039 | 1.3218 | 1.3642 | 1.3634 | -0.0089358 | -0.0057602 | -0.0057858
| CFL | PGE | Res | Old | CZ01 | rWtd | 0.94048 | 1.0298 | -0.028415 |  | 24942 | 7854 | 1344 | 34140 | 106 | 97 | 241 | 0.95521 | 0.89297 | 0.94471 | 1.0236 | 1.0463 | 1.0479 | -0.02914 | -0.026906 | -0.023778
| CFL | PGE | Res | Old | CZ02 | rWtd | 0.98268 | 1.3539 | -0.025191 |  | 171026 | 47967 | 15154 | 234147 | 107 | 98 | 242 | 0.98121 | 0.9736 | 1.028 | 1.3188 | 1.3008 | 1.917 | -0.027754 | -0.017893 | -0.019365
| CFL | PGE | Res | Old | CZ03 | rWtd | 0.9576 | 1.1176 | -0.022778 |  | 580923 | 471911 | 13460 | 1066294 | 108 | 99 | 243 | 0.96923 | 0.94225 | 0.99362 | 1.1457 | 1.0727 | 1.4788 | -0.026125 | -0.018806 | -0.017563
| CFL | PGE | Res | Old | CZ04 | rWtd | 1.0212 | 1.3782 | -0.017479 |  | 316610 | 186307 | 8668 | 511585 | 109 | 100 | 244 | 1.0314 | 1.0012 | 1.0798 | 1.3967 | 1.3374 | 1.5764 | -0.019519 | -0.014216 | -0.01308
| CFL | PGE | Res | Old | CZ05 | rWtd | 0.96439 | 1.1448 | -0.026436 |  | 68160 | 20561 | 10199 | 98920 | 110 | 101 | 245 | 0.96797 | 0.95268 | 0.96414 | 1.1724 | 1.0795 | 1.0916 | -0.02956 | -0.019957 | -0.01862
| CFL | PGE | Res | Old | CZ11 | rWtd | 1.1058 | 1.7014 | -0.020144 |  | 179570 | 40648 | 46463 | 266681 | 111 | 102 | 246 | 1.1053 | 1.0836 | 1.1271 | 1.7383 | 1.6291 | 1.6219 | -0.022198 | -0.016243 | -0.015619
| CFL | PGE | Res | Old | CZ12 | rWtd | 1.0691 | 1.6906 | -0.019434 |  | 572425 | 201475 | 27986 | 801886 | 112 | 103 | 247 | 1.0734 | 1.0516 | 1.1077 | 1.7239 | 1.5949 | 1.6982 | -0.020971 | -0.015675 | -0.015054
| CFL | PGE | Res | Old | CZ13 | rWtd | 1.1336 | 1.621 | -0.017483 |  | 256795 | 88917 | 27321 | 373033 | 113 | 104 | 248 | 1.1388 | 1.1115 | 1.1562 | 1.6395 | 1.5746 | 1.5977 | -0.019029 | -0.014628 | -0.012251
| CFL | PGE | Res | Old | CZ16 | rWtd | 1.0145 | 1.408 | -0.024479 |  | 53105 | 412 | 10648 | 64165 | 114 | 105 | 249 | 1.0163 | 1.0115 | 1.0058 | 1.4244 | 1.3155 | 1.3301 | -0.025198 | -0.018499 | -0.021128
| CFL | PGE | Res | Rec | CZ01 | rWtd | 0.93964 | 1.0498 | -0.024693 |  | 1790 | 2322.88 | 1 | 4113.88 | 154 | 145 | 265 | 0.96866 | 0.91726 | 0.96505 | 1.0232 | 1.0704 | 1.0462 | -0.025159 | -0.024335 | -0.024582
| CFL | PGE | Res | Rec | CZ02 | rWtd | 0.99627 | 1.3545 | -0.017528 |  | 1765.6 | 4712.4 | 390 | 6868 | 155 | 146 | 266 | 1.0261 | 0.97985 | 1.0598 | 1.7537 | 1.1696 | 1.7812 | -0.025936 | -0.01414 | -0.020405
| CFL | PGE | Res | Rec | CZ03 | rWtd | 0.97605 | 1.1502 | -0.01501 |  | 5350.4 | 14814.31 | 116.25 | 20280.96 | 156 | 147 | 267 | 0.98774 | 0.97196 | 0.95957 | 1.2226 | 1.125 | 1.0269 | -0.018392 | -0.013768 | -0.017623
| CFL | PGE | Res | Rec | CZ04 | rWtd | 1.0786 | 1.4547 | -0.012553 |  | 4882.8 | 7942.06 | 687 | 13511.86 | 157 | 148 | 268 | 1.0727 | 1.0844 | 1.0535 | 1.5042 | 1.424 | 1.4586 | -0.018678 | -0.0085881 | -0.014857
| CFL | PGE | Res | Rec | CZ05 | rWtd | 0.9789 | 1.0824 | -0.020321 |  | 845.2 | 2 | 170.25 | 1017.45 | 158 | 149 | 269 | 0.98346 | 1.0143 | 0.95586 | 1.094 | 1.2467 | 1.0227 | -0.020515 | -0.010265 | -0.019479
| CFL | PGE | Res | Rec | CZ11 | rWtd | 1.0957 | 1.4749 | -0.017573 |  | 7091.2 | 412.93 | 724.5 | 8228.63 | 159 | 150 | 270 | 1.0914 | 1.1036 | 1.1342 | 1.4708 | 1.3993 | 1.5577 | -0.018159 | -0.01335 | -0.014235
| CFL | PGE | Res | Rec | CZ12 | rWtd | 1.0696 | 1.4494 | -0.016002 |  | 16142.8 | 9521.19 | 549.75 | 26213.74 | 160 | 151 | 271 | 1.0572 | 1.0889 | 1.0969 | 1.4654 | 1.4144 | 1.5853 | -0.019001 | -0.01091 | -0.016127
| CFL | PGE | Res | Rec | CZ13 | rWtd | 1.1008 | 1.454 | -0.015138 |  | 6764.8 | 1216.18 | 285 | 8265.98 | 161 | 152 | 272 | 1.1031 | 1.1178 | 0.97305 | 1.4787 | 1.4222 | 1.0026 | -0.016078 | -0.010387 | -0.013122
| CFL | PGE | Res | Rec | CZ16 | rWtd | 1.0055 | 1.3626 | -0.018347 |  | 199.2 | 2 | 111 | 312.2 | 162 | 153 | 273 | 1.0018 | 0.99576 | 1.0122 | 1.3648 | 1.1875 | 1.3617 | -0.019228 | -0.018562 | -0.01676
| CFL | SCE | Res | Old | CZ05 | rWtd | 0.97821 | 1.2486 | -0.027901 |  | 2823 | 1030 | 2 | 3855 | 124 | 115 | 250 | 0.97316 | 0.99201 | 1.0012 | 1.3309 | 1.0227 | 1.4457 | -0.02943 | -0.023726 | -0.018936
| CFL | SCE | Res | Old | CZ06 | rWtd | 1.0222 | 1.2004 | -0.013272 |  | 333049 | 311454 | 17818 | 662321 | 125 | 116 | 251 | 1.0304 | 1.0132 | 1.027 | 1.2361 | 1.1643 | 1.1631 | -0.014263 | -0.012505 | -0.0081503
| CFL | SCE | Res | Old | CZ08 | rWtd | 1.0757 | 1.3591 | -0.012333 |  | 438327 | 213734 | 22310 | 674371 | 126 | 117 | 252 | 1.0797 | 1.06 | 1.1477 | 1.3891 | 1.2833 | 1.4945 | -0.013232 | -0.010888 | -0.0085249
| CFL | SCE | Res | Old | CZ09 | rWtd | 1.1095 | 1.4515 | -0.014456 |  | 497111 | 200834 | 25590 | 723535 | 127 | 118 | 253 | 1.1126 | 1.0979 | 1.1395 | 1.4644 | 1.4074 | 1.5466 | -0.015645 | -0.012118 | -0.0096956
| CFL | SCE | Res | Old | CZ10 | rWtd | 1.1189 | 1.6751 | -0.016814 |  | 428876 | 65045 | 48655 | 542576 | 128 | 119 | 254 | 1.1176 | 1.0944 | 1.164 | 1.7076 | 1.4988 | 1.6243 | -0.018123 | -0.013005 | -0.010369
| CFL | SCE | Res | Old | CZ13 | rWtd | 1.1411 | 1.6426 | -0.018177 |  | 64934 | 4956 | 6040 | 75930 | 129 | 120 | 255 | 1.1415 | 1.1019 | 1.1686 | 1.651 | 1.5394 | 1.6369 | -0.019007 | -0.014476 | -0.012296
| CFL | SCE | Res | Old | CZ14 | rWtd | 1.128 | 1.6578 | -0.02049 |  | 183477 | 19498 | 14751 | 217726 | 130 | 121 | 256 | 1.13 | 1.1045 | 1.1343 | 1.6743 | 1.5488 | 1.5974 | -0.02164 | -0.014486 | -0.014115
| CFL | SCE | Res | Old | CZ15 | rWtd | 1.199 | 1.6146 | -0.0080168 |  | 46848 | 45331 | 4117 | 96296 | 131 | 122 | 257 | 1.1994 | 1.1941 | 1.2474 | 1.696 | 1.5278 | 1.6455 | -0.009515 | -0.0067259 | -0.0051835
| CFL | SCE | Res | Old | CZ16 | rWtd | 1.0299 | 1.4702 | -0.023506 |  | 98464 | 14485 | 15153 | 128102 | 132 | 123 | 258 | 1.0299 | 1.0138 | 1.0449 | 1.4815 | 1.3314 | 1.5293 | -0.024604 | -0.018583 | -0.021073
| CFL | SCE | Res | Rec | CZ05 | rWtd | 1.0182 | 1.5279 | -0.02004 |  | 39.2 | 2 | 1 | 42.2 | 172 | 163 | 274 | 1.0182 | 1.0349 | 0.98684 | 1.5403 | 1.3974 | 1.2992 | -0.020553 | -0.01022 | -0.019552
| CFL | SCE | Res | Rec | CZ06 | rWtd | 1.0551 | 1.3133 | -0.012361 |  | 6914.4 | 8813.14 | 2201.25 | 17928.79 | 173 | 164 | 275 | 1.0545 | 1.0726 | 0.98705 | 1.3875 | 1.3221 | 1.0448 | -0.015713 | -0.010416 | -0.0096197
| CFL | SCE | Res | Rec | CZ08 | rWtd | 1.1187 | 1.3059 | -0.0083002 |  | 5024.8 | 10256.61 | 602.25 | 15883.66 | 174 | 165 | 276 | 1.0935 | 1.1288 | 1.1566 | 1.2931 | 1.3043 | 1.4409 | -0.010014 | -0.0074736 | -0.0080815
| CFL | SCE | Res | Rec | CZ09 | rWtd | 1.1113 | 1.3728 | -0.010306 |  | 5430 | 8980.93 | 1279.5 | 15690.43 | 175 | 166 | 277 | 1.0931 | 1.1192 | 1.133 | 1.4085 | 1.3175 | 1.6097 | -0.0128 | -0.0087927 | -0.010339
| CFL | SCE | Res | Rec | CZ10 | rWtd | 1.0943 | 1.4001 | -0.016521 |  | 18833.6 | 305.83 | 336 | 19475.43 | 176 | 167 | 278 | 1.0928 | 1.1176 | 1.1549 | 1.3976 | 1.4028 | 1.5379 | -0.016748 | -0.0076125 | -0.011903
| CFL | SCE | Res | Rec | CZ13 | rWtd | 1.1041 | 1.4749 | -0.015706 |  | 2183.2 | 152.32 | 1 | 2336.52 | 177 | 168 | 279 | 1.1031 | 1.1178 | 1.0728 | 1.4787 | 1.4222 | 1.3167 | -0.016078 | -0.010387 | -0.01323
| CFL | SCE | Res | Rec | CZ14 | rWtd | 1.0933 | 1.4264 | -0.019801 |  | 2908.8 | 2 | 159.75 | 3070.55 | 178 | 169 | 280 | 1.0951 | 1.0893 | 1.0604 | 1.4316 | 1.3541 | 1.3325 | -0.020052 | -0.01498 | -0.015299
| CFL | SCE | Res | Rec | CZ15 | rWtd | 1.1999 | 1.4824 | -0.0076855 |  | 569.6 | 2 | 345 | 916.6 | 179 | 170 | 281 | 1.1763 | 1.1536 | 1.2391 | 1.5206 | 1.4175 | 1.4198 | -0.0088298 | -0.0057173 | -0.0058075
| CFL | SCE | Res | Rec | CZ16 | rWtd | 0.98938 | 1.1562 | -0.019031 |  | 1019.2 | 2 | 87 | 1108.2 | 180 | 171 | 282 | 0.98574 | 1.034 | 1.0311 | 1.127 | 1.2911 | 1.4953 | -0.019222 | -0.018432 | -0.016807
| CFL | SDG | Res | Old | CZ06 | rWtd | 1.0452 | 1.2686 | -0.014959 |  | 49358 | 16122 | 2 | 65482 | 139 | 133 | 259 | 1.0534 | 1.0203 | 0 | 1.2959 | 1.1851 | 0 | -0.015661 | -0.012811 | 0
| CFL | SDG | Res | Old | CZ07 | rWtd | 1.0117 | 1.2101 | -0.015187 |  | 366949 | 215404 | 22811 | 605164 | 140 | 134 | 260 | 1.0182 | 1.0002 | 1.016 | 1.2503 | 1.1479 | 1.15 | -0.017259 | -0.012214 | -0.0099203
| CFL | SDG | Res | Old | CZ08 | rWtd | 1.1127 | 1.4237 | -0.010921 |  | 7566 | 10897 | 2232 | 20695 | 141 | 135 | 261 | 1.1469 | 1.0886 | 1.1144 | 1.5264 | 1.3611 | 1.3805 | -0.012831 | -0.01021 | -0.0079136
| CFL | SDG | Res | Old | CZ10 | rWtd | 1.0876 | 1.5293 | -0.016051 |  | 163516 | 62886 | 19215 | 245617 | 142 | 136 | 262 | 1.0842 | 1.0781 | 1.1468 | 1.5549 | 1.4532 | 1.5606 | -0.017907 | -0.013114 | -0.0098609
| CFL | SDG | Res | Old | CZ14 | rWtd | 1.0814 | 1.4374 | -0.019571 |  | 6553 | 262 | 924 | 7739 | 143 | 137 | 263 | 1.0916 | 1.1061 | 1.0018 | 1.479 | 1.5141 | 1.1208 | -0.020585 | -0.015445 | -0.013551
| CFL | SDG | Res | Old | CZ15 | rWtd | 1.1987 | 1.6885 | -0.008958 |  | 2565 | 181 | 2 | 2748 | 144 | 138 | 264 | 1.1986 | 1.2017 | 1.127 | 1.6999 | 1.5309 | 1.3442 | -0.0091252 | -0.006629 | -0.0052119
| CFL | SDG | Res | Rec | CZ06 | rWtd | 1.043 | 1.3015 | -0.015026 |  | 4299.2 | 617.61 | 1 | 4917.81 | 187 | 181 | 283 | 1.0371 | 1.084 | 1.0938 | 1.2929 | 1.3606 | 1.4459 | -0.015692 | -0.0104 | -0.0097689
| CFL | SDG | Res | Rec | CZ07 | rWtd | 1.0781 | 1.2167 | -0.010565 |  | 10008.8 | 8951.18 | 543.75 | 19503.73 | 188 | 182 | 284 | 1.0463 | 1.1137 | 1.0759 | 1.1586 | 1.2816 | 1.2174 | -0.011497 | -0.0097288 | -0.0071876
| CFL | SDG | Res | Rec | CZ08 | rWtd | 1.14 | 1.3378 | -0.0076301 |  | 254.8 | 3072.58 | 1 | 3328.38 | 189 | 183 | 285 | 1.1193 | 1.1417 | 1.157 | 1.4206 | 1.3309 | 1.4419 | -0.010004 | -0.0074331 | -0.0080816
| CFL | SDG | Res | Rec | CZ10 | rWtd | 1.0785 | 1.3284 | -0.013729 |  | 6426.4 | 3038.07 | 988.5 | 10452.97 | 190 | 184 | 286 | 1.0917 | 1.0257 | 1.1549 | 1.3919 | 1.1261 | 1.5379 | -0.016748 | -0.0079397 | -0.011903
| CFL | SDG | Res | Rec | CZ14 | rWtd | 1.0372 | 1.1459 | -0.019927 |  | 136.8 | 2 | 1 | 139.8 | 191 | 185 | 287 | 1.0363 | 1.0695 | 1.1061 | 1.141 | 1.3093 | 1.4954 | -0.020032 | -0.015039 | -0.015383
| CFL | SDG | Res | Rec | CZ15 | rWtd | 1.1354 | 1.3469 | -0.0070337 |  | 2 | 2 | 1 | 5 | 192 | 186 | 288 | 1.106 | 1.1305 | 1.2039 | 1.3226 | 1.3631 | 1.3634 | -0.0089012 | -0.0057901 | -0.0057858

## All Results
| All Results compiled here and rounded for reference in other workbooks | [7 empty] | 2-5 | 4-9 |  |  | 2-5 | 4-9 |  |  | 2-5 | 4-9
[8 empty] | 2017 | 2017 | 2017 | 2017 | 2020 | 2020 | 2020 | 2020 | 2023 | 2023 | 2023 | 2023
| Lookup | Ltg | IOU | BldgType | BldgVint | BldgLoc | BldgHVAC | kWh | kW25 | kW49 | therm | kWh | kW25 | kW49 | therm | kWh | kW25 | kW49 | therm
Added PA=Any records for 2023 comparisons | AnyCFLDMoExCZ01 | CFL | Any | DMo | Ex | CZ01 | rWtd | 1.14 | 1.31 |  | -0.0108 | 1.1383 | 1.0239 | 1.3096 | -0.010805 | 0.94 |  | 1.01 | -0.031
Added PA=Any records for 2023 comparisons | AnyCFLDMoExCZ02 | CFL | Any | DMo | Ex | CZ02 | rWtd | 1.11 | 1.33 |  | -0.0136 | 1.1112 | 1.9403 | 1.3299 | -0.013607 | 1.05 |  | 1.52 | -0.0224
Added PA=Any records for 2023 comparisons | AnyCFLDMoExCZ03 | CFL | Any | DMo | Ex | CZ03 | rWtd | 1.14 | 1.43 |  | -0.0152 | 1.1449 | 1.3813 | 1.4259 | -0.015215 | 0.98 |  | 1.24 | -0.0226
Added PA=Any records for 2023 comparisons | AnyCFLDMoExCZ04 | CFL | Any | DMo | Ex | CZ04 | rWtd | 1.06 | 1.25 |  | -0.0169 | 1.0599 | 1.6614 | 1.2487 | -0.016858 | 1.06 |  | 1.36 | -0.02
Added PA=Any records for 2023 comparisons | AnyCFLDMoExCZ05 | CFL | Any | DMo | Ex | CZ05 | rWtd | 1.06 | 1.26 |  | -0.0185 | 1.0567 | 1.0983 | 1.2573 | -0.01851 | 0.94 |  | 1.05 | -0.0274
Added PA=Any records for 2023 comparisons | AnyCFLDMoExCZ06 | CFL | Any | DMo | Ex | CZ06 | rWtd | 1.07 | 1.23 |  | -0.0116 | 1.0744 | 1.1464 | 1.2254 | -0.01161 | 1.01 |  | 1.1 | -0.0137
Added PA=Any records for 2023 comparisons | AnyCFLDMoExCZ07 | CFL | Any | DMo | Ex | CZ07 | rWtd | 1.04 | 1.33 |  | -0.015 | 1.0366 | 1.2026 | 1.3329 | -0.014989 | 1.01 |  | 1.08 | -0.013
Added PA=Any records for 2023 comparisons | AnyCFLDMoExCZ08 | CFL | Any | DMo | Ex | CZ08 | rWtd | 1.08 | 1.28 |  | -0.0126 | 1.0792 | 1.5193 | 1.284 | -0.012569 | 1.15 |  | 1.33 | -0.0123
Added PA=Any records for 2023 comparisons | AnyCFLDMoExCZ09 | CFL | Any | DMo | Ex | CZ09 | rWtd | 1.08 | 1.38 |  | -0.011 | 1.083 | 1.6222 | 1.3846 | -0.010995 | 1.12 |  | 1.38 | -0.0139
Added PA=Any records for 2023 comparisons | AnyCFLDMoExCZ10 | CFL | Any | DMo | Ex | CZ10 | rWtd | 1.1 | 1.36 |  | -0.0151 | 1.0983 | 1.7116 | 1.3615 | -0.015067 | 1.17 |  | 1.47 | -0.0145
Added PA=Any records for 2023 comparisons | AnyCFLDMoExCZ11 | CFL | Any | DMo | Ex | CZ11 | rWtd | 1.22 | 1.46 |  | -0.007 | 1.2164 | 1.7296 | 1.4581 | -0.0070037 | 1.13 |  | 1.5 | -0.0206
Added PA=Any records for 2023 comparisons | AnyCFLDMoExCZ12 | CFL | Any | DMo | Ex | CZ12 | rWtd | 1.03 | 1.44 |  | -0.0193 | 1.031 | 1.9224 | 1.4384 | -0.019266 | 1.11 |  | 1.49 | -0.0185
Added PA=Any records for 2023 comparisons | AnyCFLDMoExCZ13 | CFL | Any | DMo | Ex | CZ13 | rWtd | 1.06 | 1.2 |  | -0.0141 | 1.059 | 1.5464 | 1.204 | -0.014101 | 1.16 |  | 1.48 | -0.0162
Added PA=Any records for 2023 comparisons | AnyCFLDMoExCZ14 | CFL | Any | DMo | Ex | CZ14 | rWtd | 1.15 | 1.3 |  | -0.00701 | 1.1503 | 1.6573 | 1.2983 | -0.0070091 | 1.13 |  | 1.47 | -0.0187
Added PA=Any records for 2023 comparisons | AnyCFLDMoExCZ15 | CFL | Any | DMo | Ex | CZ15 | rWtd | 1.03 | 1.25 |  | -0.0207 | 1.028 | 1.6346 | 1.2462 | -0.020684 | 1.26 |  | 1.57 | -0.0069
Added PA=Any records for 2023 comparisons | AnyCFLDMoExCZ16 | CFL | Any | DMo | Ex | CZ16 | rWtd | 1.06 | 1.27 |  | -0.0129 | 1.061 | 1.8426 | 1.2694 | -0.012886 | 1.05 |  | 1.37 | -0.0208
Added PA=Any records for 2023 comparisons | AnyCFLDMoNewCZ01 | CFL | Any | DMo | New | CZ01 | rWtd | 1.08 | 1.25 |  | -0.0169 | 1.0835 | 1.0251 | 1.2478 | -0.016855 | 0.93 |  | 1.01 | -0.032
Added PA=Any records for 2023 comparisons | AnyCFLDMoNewCZ02 | CFL | Any | DMo | New | CZ02 | rWtd | 1.14 | 1.29 |  | -0.00661 | 1.1411 | 1.9776 | 1.2869 | -0.0066062 | 1.05 |  | 1.36 | -0.0248
Added PA=Any records for 2023 comparisons | AnyCFLDMoNewCZ03 | CFL | Any | DMo | New | CZ03 | rWtd | 1.04 | 1.21 |  | -0.019 | 1.0358 | 1.025 | 1.2123 | -0.018986 | 0.99 |  | 1.17 | -0.0214
Added PA=Any records for 2023 comparisons | AnyCFLDMoNewCZ04 | CFL | Any | DMo | New | CZ04 | rWtd | 1.08 | 1.27 |  | -0.012 | 1.0768 | 1.4373 | 1.27 | -0.012016 | 1.06 |  | 1.3 | -0.018
Added PA=Any records for 2023 comparisons | AnyCFLDMoNewCZ05 | CFL | Any | DMo | New | CZ05 | rWtd | 0.98 | 1.01 |  | -0.029 | 0.98412 | 1.0204 | 1.0135 | -0.029025 | 0.96 |  | 1.04 | -0.0236
Added PA=Any records for 2023 comparisons | AnyCFLDMoNewCZ06 | CFL | Any | DMo | New | CZ06 | rWtd | 1.1 | 1.4 |  | -0.0164 | 1.0965 | 1.0261 | 1.4001 | -0.016431 | 1.01 |  | 1.08 | -0.0117
Added PA=Any records for 2023 comparisons | AnyCFLDMoNewCZ07 | CFL | Any | DMo | New | CZ07 | rWtd | 1.1 | 1.32 |  | -0.0139 | 1.1002 | 1.2468 | 1.3239 | -0.013905 | 1.02 |  | 1.07 | -0.0087
Added PA=Any records for 2023 comparisons | AnyCFLDMoNewCZ08 | CFL | Any | DMo | New | CZ08 | rWtd | 1.18 | 1.41 |  | -0.00746 | 1.1817 | 1.4234 | 1.4079 | -0.0074642 | 1.14 |  | 1.28 | -0.0098
Added PA=Any records for 2023 comparisons | AnyCFLDMoNewCZ09 | CFL | Any | DMo | New | CZ09 | rWtd | 1.01 | 1.28 |  | -0.0202 | 1.0133 | 1.5956 | 1.2786 | -0.020228 | 1.1 |  | 1.26 | -0.0125
Added PA=Any records for 2023 comparisons | AnyCFLDMoNewCZ10 | CFL | Any | DMo | New | CZ10 | rWtd | 1.04 | 1.23 |  | -0.0144 | 1.0408 | 1.5682 | 1.2256 | -0.014351 | 1.15 |  | 1.4 | -0.0144
Added PA=Any records for 2023 comparisons | AnyCFLDMoNewCZ11 | CFL | Any | DMo | New | CZ11 | rWtd | 0.99 | 1.13 |  | -0.0159 | 0.9924 | 1.6026 | 1.1349 | -0.015927 | 1.12 |  | 1.4 | -0.0173
Added PA=Any records for 2023 comparisons | AnyCFLDMoNewCZ12 | CFL | Any | DMo | New | CZ12 | rWtd | 1.03 | 1.2 |  | -0.013 | 1.0331 | 1.7603 | 1.2 | -0.01297 | 1.09 |  | 1.42 | -0.0195
Added PA=Any records for 2023 comparisons | AnyCFLDMoNewCZ13 | CFL | Any | DMo | New | CZ13 | rWtd | 1.08 | 1.27 |  | -0.014 | 1.0769 | 1.0224 | 1.2694 | -0.013961 | 1.13 |  | 1.39 | -0.0161
Added PA=Any records for 2023 comparisons | AnyCFLDMoNewCZ14 | CFL | Any | DMo | New | CZ14 | rWtd | 1.04 | 1.33 |  | -0.015 | 1.0366 | 1.3531 | 1.3329 | -0.014989 | 1.12 |  | 1.44 | -0.0187
Added PA=Any records for 2023 comparisons | AnyCFLDMoNewCZ15 | CFL | Any | DMo | New | CZ15 | rWtd | 1.1 | 1.22 |  | -0.01 | 1.0958 | 1.5316 | 1.2165 | -0.010037 | 1.24 |  | 1.47 | -0.00704
Added PA=Any records for 2023 comparisons | AnyCFLDMoNewCZ16 | CFL | Any | DMo | New | CZ16 | rWtd | 1.09 | 1.28 |  | -0.0116 | 1.0938 | 1.643 | 1.2766 | -0.01158 | 1.03 |  | 1.32 | -0.0204
Added PA=Any records for 2023 comparisons | AnyCFLDMoOldCZ01 | CFL | Any | DMo | Old | CZ01 | rWtd | 0.98 | 1.23 |  | -0.0297 | 0.97574 | 1.0227 | 1.2343 | -0.029694 | 0.93 |  | 1.02 | -0.031
Added PA=Any records for 2023 comparisons | AnyCFLDMoOldCZ02 | CFL | Any | DMo | Old | CZ02 | rWtd | 1.02 | 1.22 |  | -0.0176 | 1.0213 | 1.915 | 1.2181 | -0.017632 | 1.02 |  | 1.57 | -0.0234
Added PA=Any records for 2023 comparisons | AnyCFLDMoOldCZ03 | CFL | Any | DMo | Old | CZ03 | rWtd | 1.08 | 1.23 |  | -0.0136 | 1.0784 | 1.503 | 1.228 | -0.013574 | 0.99 |  | 1.24 | -0.0212
Added PA=Any records for 2023 comparisons | AnyCFLDMoOldCZ04 | CFL | Any | DMo | Old | CZ04 | rWtd | 1.08 | 1.29 |  | -0.0153 | 1.0809 | 1.6858 | 1.2934 | -0.015296 | 1.08 |  | 1.36 | -0.0159
Added PA=Any records for 2023 comparisons | AnyCFLDMoOldCZ05 | CFL | Any | DMo | Old | CZ05 | rWtd | 1.11 | 1.35 |  | -0.0209 | 1.1054 | 1.1529 | 1.3454 | -0.02088 | 0.96 |  | 1.04 | -0.0226
Added PA=Any records for 2023 comparisons | AnyCFLDMoOldCZ06 | CFL | Any | DMo | Old | CZ06 | rWtd | 1 | 1.27 |  | -0.0274 | 0.99536 | 1.1591 | 1.2678 | -0.027379 | 1.02 |  | 1.11 | -0.00988
Added PA=Any records for 2023 comparisons | AnyCFLDMoOldCZ07 | CFL | Any | DMo | Old | CZ07 | rWtd | 1.07 | 1.27 |  | -0.0161 | 1.0704 | 1.1466 | 1.2659 | -0.016146 | 1.01 |  | 1.09 | -0.012
Added PA=Any records for 2023 comparisons | AnyCFLDMoOldCZ08 | CFL | Any | DMo | Old | CZ08 | rWtd | 1.01 | 1.2 |  | -0.0172 | 1.0099 | 1.5381 | 1.1994 | -0.017196 | 1.15 |  | 1.32 | -0.0103
Added PA=Any records for 2023 comparisons | AnyCFLDMoOldCZ09 | CFL | Any | DMo | Old | CZ09 | rWtd | 1.09 | 1.24 |  | -0.0113 | 1.0945 | 1.5052 | 1.2357 | -0.01131 | 1.14 |  | 1.38 | -0.0118
Added PA=Any records for 2023 comparisons | AnyCFLDMoOldCZ10 | CFL | Any | DMo | Old | CZ10 | rWtd | 1.09 | 1.28 |  | -0.0136 | 1.0913 | 1.7229 | 1.2845 | -0.013566 | 1.16 |  | 1.43 | -0.0126
Added PA=Any records for 2023 comparisons | AnyCFLDMoOldCZ11 | CFL | Any | DMo | Old | CZ11 | rWtd | 1.11 | 1.43 |  | -0.0212 | 1.1112 | 1.7408 | 1.4304 | -0.021154 | 1.12 |  | 1.46 | -0.0189
Added PA=Any records for 2023 comparisons | AnyCFLDMoOldCZ12 | CFL | Any | DMo | Old | CZ12 | rWtd | 1.12 | 1.37 |  | -0.0231 | 1.1201 | 1.9686 | 1.3736 | -0.02314 | 1.1 |  | 1.47 | -0.0183
Added PA=Any records for 2023 comparisons | AnyCFLDMoOldCZ13 | CFL | Any | DMo | Old | CZ13 | rWtd | 1.2 | 1.48 |  | -0.00929 | 1.2036 | 1.7145 | 1.4754 | -0.00929 | 1.15 |  | 1.45 | -0.0149
Added PA=Any records for 2023 comparisons | AnyCFLDMoOldCZ14 | CFL | Any | DMo | Old | CZ14 | rWtd | 1.09 | 1.4 |  | -0.02 | 1.087 | 1.7048 | 1.3954 | -0.019954 | 1.13 |  | 1.46 | -0.0171
Added PA=Any records for 2023 comparisons | AnyCFLDMoOldCZ15 | CFL | Any | DMo | Old | CZ15 | rWtd | 1.09 | 1.31 |  | -0.0229 | 1.0924 | 1.5959 | 1.3088 | -0.022867 | 1.25 |  | 1.54 | -0.00628
Added PA=Any records for 2023 comparisons | AnyCFLDMoOldCZ16 | CFL | Any | DMo | Old | CZ16 | rWtd | 1.2 | 1.44 |  | -0.008 | 1.2007 | 1.6608 | 1.4375 | -0.0079985 | 1.04 |  | 1.36 | -0.0256
Added PA=Any records for 2023 comparisons | AnyCFLDMoRecCZ01 | CFL | Any | DMo | Rec | CZ01 | rWtd | 1.1 | 1.47 |  | -0.0201 | 1.0981 | 1.0251 | 1.4716 | -0.020149 | 0.93 |  | 1.01 | -0.032
Added PA=Any records for 2023 comparisons | AnyCFLDMoRecCZ02 | CFL | Any | DMo | Rec | CZ02 | rWtd | 1.12 | 1.57 |  | -0.0233 | 1.1189 | 1.9776 | 1.5672 | -0.023303 | 1.05 |  | 1.36 | -0.0248
Added PA=Any records for 2023 comparisons | AnyCFLDMoRecCZ03 | CFL | Any | DMo | Rec | CZ03 | rWtd | 1.12 | 1.46 |  | -0.0235 | 1.1189 | 1.025 | 1.4583 | -0.023548 | 0.99 |  | 1.17 | -0.0214
Added PA=Any records for 2023 comparisons | AnyCFLDMoRecCZ04 | CFL | Any | DMo | Rec | CZ04 | rWtd | 1.19 | 1.47 |  | -0.00915 | 1.1909 | 1.4373 | 1.4691 | -0.0091479 | 1.06 |  | 1.3 | -0.018
Added PA=Any records for 2023 comparisons | AnyCFLDMoRecCZ05 | CFL | Any | DMo | Rec | CZ05 | rWtd | 1.03 | 1.36 |  | -0.0255 | 1.029 | 1.0204 | 1.3596 | -0.025516 | 0.96 |  | 1.04 | -0.0236
Added PA=Any records for 2023 comparisons | AnyCFLDMoRecCZ06 | CFL | Any | DMo | Rec | CZ06 | rWtd | 1.09 | 1.32 |  | -0.0209 | 1.0872 | 1.0261 | 1.3176 | -0.020867 | 1.01 |  | 1.08 | -0.0117
Added PA=Any records for 2023 comparisons | AnyCFLDMoRecCZ07 | CFL | Any | DMo | Rec | CZ07 | rWtd | 1.08 | 1.27 |  | -0.0179 | 1.0768 | 1.2468 | 1.2742 | -0.017927 | 1.02 |  | 1.07 | -0.0087
Added PA=Any records for 2023 comparisons | AnyCFLDMoRecCZ08 | CFL | Any | DMo | Rec | CZ08 | rWtd | 1.09 | 1.4 |  | -0.02 | 1.0889 | 1.4234 | 1.3958 | -0.019973 | 1.14 |  | 1.28 | -0.0098
Added PA=Any records for 2023 comparisons | AnyCFLDMoRecCZ09 | CFL | Any | DMo | Rec | CZ09 | rWtd | 1.1 | 1.32 |  | -0.0234 | 1.099 | 1.5956 | 1.3164 | -0.023421 | 1.1 |  | 1.26 | -0.0125
Added PA=Any records for 2023 comparisons | AnyCFLDMoRecCZ10 | CFL | Any | DMo | Rec | CZ10 | rWtd | 1.19 | 1.42 |  | -0.00912 | 1.1851 | 1.5682 | 1.4213 | -0.0091168 | 1.15 |  | 1.4 | -0.0144
Added PA=Any records for 2023 comparisons | AnyCFLDMoRecCZ11 | CFL | Any | DMo | Rec | CZ11 | rWtd | 1.06 | 1.31 |  | -0.0183 | 1.0645 | 1.6026 | 1.3109 | -0.018345 | 1.12 |  | 1.4 | -0.0173
Added PA=Any records for 2023 comparisons | AnyCFLDMoRecCZ12 | CFL | Any | DMo | Rec | CZ12 | rWtd | 0.99 | 1.27 |  | -0.0284 | 0.99438 | 1.7603 | 1.2671 | -0.028421 | 1.09 |  | 1.42 | -0.0195
Added PA=Any records for 2023 comparisons | AnyCFLDMoRecCZ13 | CFL | Any | DMo | Rec | CZ13 | rWtd | 1.02 | 1.27 |  | -0.0178 | 1.0243 | 1.0224 | 1.2665 | -0.017769 | 1.13 |  | 1.39 | -0.0161
Added PA=Any records for 2023 comparisons | AnyCFLDMoRecCZ14 | CFL | Any | DMo | Rec | CZ14 | rWtd | 1.07 | 1.28 |  | -0.0167 | 1.0731 | 1.3531 | 1.2796 | -0.016653 | 1.12 |  | 1.44 | -0.0187
Added PA=Any records for 2023 comparisons | AnyCFLDMoRecCZ15 | CFL | Any | DMo | Rec | CZ15 | rWtd | 0.98 | 1.23 |  | -0.03 | 0.97553 | 1.5316 | 1.2345 | -0.029967 | 1.24 |  | 1.47 | -0.00704
Added PA=Any records for 2023 comparisons | AnyCFLDMoRecCZ16 | CFL | Any | DMo | Rec | CZ16 | rWtd | 1.03 | 1.2 |  | -0.02 | 1.028 | 1.643 | 1.1985 | -0.019962 | 1.03 |  | 1.32 | -0.0204
Added PA=Any records for 2023 comparisons | AnyCFLMFmExCZ01 | CFL | Any | MFm | Ex | CZ01 | rWtd | 0.96 | 1.01 |  | -0.0245 | 0.95641 | 1.037 | 1.0135 | -0.024486 | 0.9 |  | 1.03 | -0.03
Added PA=Any records for 2023 comparisons | AnyCFLMFmExCZ02 | CFL | Any | MFm | Ex | CZ02 | rWtd | 1.05 | 1.66 |  | -0.0198 | 1.0514 | 1.2216 | 1.663 | -0.019754 | 0.98 |  | 1.17 | -0.0164
Added PA=Any records for 2023 comparisons | AnyCFLMFmExCZ03 | CFL | Any | MFm | Ex | CZ03 | rWtd | 0.96 | 1.19 |  | -0.0227 | 0.96386 | 1.072 | 1.1935 | -0.022736 | 0.95 |  | 1.04 | -0.0184
Added PA=Any records for 2023 comparisons | AnyCFLMFmExCZ04 | CFL | Any | MFm | Ex | CZ04 | rWtd | 1.03 | 1.37 |  | -0.0205 | 1.0313 | 1.5278 | 1.3726 | -0.020491 | 1.02 |  | 1.14 | -0.0116
Added PA=Any records for 2023 comparisons | AnyCFLMFmExCZ05 | CFL | Any | MFm | Ex | CZ05 | rWtd | 0.93 | 1.05 |  | -0.0246 | 0.93275 | 1.1417 | 1.054 | -0.02463 | 0.98 |  | 1.07 | -0.016
Added PA=Any records for 2023 comparisons | AnyCFLMFmExCZ06 | CFL | Any | MFm | Ex | CZ06 | rWtd | 1.05 | 1.31 |  | -0.0189 | 1.0542 | 1.387 | 1.3118 | -0.018934 | 1.01 |  | 1.14 | -0.0114
Added PA=Any records for 2023 comparisons | AnyCFLMFmExCZ07 | CFL | Any | MFm | Ex | CZ07 | rWtd | 0.96 | 1 |  | -0.0168 | 0.9636 | 1.2638 | 1 | -0.016759 | 1.02 |  | 1.08 | -0.0122
Added PA=Any records for 2023 comparisons | AnyCFLMFmExCZ08 | CFL | Any | MFm | Ex | CZ08 | rWtd | 0.95 | 1.01 |  | -0.0233 | 0.94619 | 1.3321 | 1.0093 | -0.023337 | 1.06 |  | 1.15 | -0.0103
Added PA=Any records for 2023 comparisons | AnyCFLMFmExCZ09 | CFL | Any | MFm | Ex | CZ09 | rWtd | 1.03 | 1.64 |  | -0.0207 | 1.0259 | 1.5078 | 1.6397 | -0.020655 | 1.08 |  | 1.23 | -0.0113
Added PA=Any records for 2023 comparisons | AnyCFLMFmExCZ10 | CFL | Any | MFm | Ex | CZ10 | rWtd | 0.98 | 1.25 |  | -0.0213 | 0.98337 | 1.6599 | 1.2454 | -0.021327 | 1.1 |  | 1.29 | -0.00966
Added PA=Any records for 2023 comparisons | AnyCFLMFmExCZ11 | CFL | Any | MFm | Ex | CZ11 | rWtd | 1.13 | 1.48 |  | -0.019 | 1.1344 | 1.4152 | 1.484 | -0.018975 | 1.1 |  | 1.29 | -0.0159
Added PA=Any records for 2023 comparisons | AnyCFLMFmExCZ12 | CFL | Any | MFm | Ex | CZ12 | rWtd | 1.11 | 1.53 |  | -0.0184 | 1.1057 | 1.4692 | 1.5304 | -0.018414 | 1.08 |  | 1.26 | -0.0131
Added PA=Any records for 2023 comparisons | AnyCFLMFmExCZ13 | CFL | Any | MFm | Ex | CZ13 | rWtd | 1.09 | 1.38 |  | -0.0177 | 1.0909 | 1.471 | 1.3778 | -0.017657 | 1.12 |  | 1.31 | -0.0128
Added PA=Any records for 2023 comparisons | AnyCFLMFmExCZ14 | CFL | Any | MFm | Ex | CZ14 | rWtd | 0.95 | 1.06 |  | -0.0237 | 0.94912 | 1.3673 | 1.0634 | -0.023651 | 1.1 |  | 1.29 | -0.0166
Added PA=Any records for 2023 comparisons | AnyCFLMFmExCZ15 | CFL | Any | MFm | Ex | CZ15 | rWtd | 1.12 | 1.48 |  | -0.0171 | 1.1172 | 1.4208 | 1.4777 | -0.017081 | 1.17 |  | 1.36 | -0.00678
Added PA=Any records for 2023 comparisons | AnyCFLMFmExCZ16 | CFL | Any | MFm | Ex | CZ16 | rWtd | 1.1 | 1.58 |  | -0.0177 | 1.1034 | 1.3958 | 1.5754 | -0.017651 | 1.01 |  | 1.19 | -0.0214
Added PA=Any records for 2023 comparisons | AnyCFLMFmNewCZ01 | CFL | Any | MFm | New | CZ01 | rWtd | 0.99 | 1.17 |  | -0.0208 | 0.99498 | 1.0429 | 1.1696 | -0.020777 | 0.91 |  | 1.03 | -0.027
Added PA=Any records for 2023 comparisons | AnyCFLMFmNewCZ02 | CFL | Any | MFm | New | CZ02 | rWtd | 1 | 1.19 |  | -0.0173 | 0.99791 | 1.1399 | 1.1856 | -0.017336 | 0.99 |  | 1.15 | -0.0156
Added PA=Any records for 2023 comparisons | AnyCFLMFmNewCZ03 | CFL | Any | MFm | New | CZ03 | rWtd | 0.92 | 1.03 |  | -0.0243 | 0.91756 | 1.0785 | 1.0255 | -0.024312 | 0.96 |  | 1.04 | -0.0153
Added PA=Any records for 2023 comparisons | AnyCFLMFmNewCZ04 | CFL | Any | MFm | New | CZ04 | rWtd | 0.97 | 1.14 |  | -0.0162 | 0.97344 | 1.5653 | 1.1367 | -0.0162 | 1.03 |  | 1.11 | -0.00956
Added PA=Any records for 2023 comparisons | AnyCFLMFmNewCZ05 | CFL | Any | MFm | New | CZ05 | rWtd | 0.95 | 1.06 |  | -0.0175 | 0.95437 | 1.1681 | 1.0551 | -0.01754 | 1 |  | 1.08 | -0.0114
Added PA=Any records for 2023 comparisons | AnyCFLMFmNewCZ06 | CFL | Any | MFm | New | CZ06 | rWtd | 1.09 | 1.47 |  | -0.0174 | 1.093 | 1.4302 | 1.4667 | -0.017388 | 1.01 |  | 1.12 | -0.0116
Added PA=Any records for 2023 comparisons | AnyCFLMFmNewCZ07 | CFL | Any | MFm | New | CZ07 | rWtd | 1.1 | 1.41 |  | -0.0218 | 1.1016 | 1.3106 | 1.4065 | -0.021816 | 1.02 |  | 1.09 | -0.011
Added PA=Any records for 2023 comparisons | AnyCFLMFmNewCZ08 | CFL | Any | MFm | New | CZ08 | rWtd | 1.01 | 1.26 |  | -0.0202 | 1.0103 | 1.3157 | 1.2615 | -0.020178 | 1.07 |  | 1.12 | -0.0084
Added PA=Any records for 2023 comparisons | AnyCFLMFmNewCZ09 | CFL | Any | MFm | New | CZ09 | rWtd | 0.98 | 1.22 |  | -0.0194 | 0.98141 | 1.4065 | 1.2198 | -0.019359 | 1.09 |  | 1.19 | -0.00976
Added PA=Any records for 2023 comparisons | AnyCFLMFmNewCZ10 | CFL | Any | MFm | New | CZ10 | rWtd | 0.92 | 1.03 |  | -0.0243 | 0.91756 | 1.5506 | 1.0255 | -0.024312 | 1.1 |  | 1.25 | -0.00846
Added PA=Any records for 2023 comparisons | AnyCFLMFmNewCZ11 | CFL | Any | MFm | New | CZ11 | rWtd | 1.06 | 1.29 |  | -0.0118 | 1.0552 | 1.3659 | 1.2877 | -0.011797 | 1.1 |  | 1.28 | -0.0147
Added PA=Any records for 2023 comparisons | AnyCFLMFmNewCZ12 | CFL | Any | MFm | New | CZ12 | rWtd | 0.99 | 1.13 |  | -0.0147 | 0.98899 | 1.4274 | 1.133 | -0.014673 | 1.08 |  | 1.25 | -0.012
Added PA=Any records for 2023 comparisons | AnyCFLMFmNewCZ13 | CFL | Any | MFm | New | CZ13 | rWtd | 1.09 | 1.32 |  | -0.0156 | 1.0903 | 1.3603 | 1.3208 | -0.015625 | 1.11 |  | 1.3 | -0.0114
Added PA=Any records for 2023 comparisons | AnyCFLMFmNewCZ14 | CFL | Any | MFm | New | CZ14 | rWtd | 0.95 | 1.06 |  | -0.0175 | 0.95437 | 1.3357 | 1.0551 | -0.01754 | 1.1 |  | 1.3 | -0.0165
Added PA=Any records for 2023 comparisons | AnyCFLMFmNewCZ15 | CFL | Any | MFm | New | CZ15 | rWtd | 1.06 | 1.29 |  | -0.0119 | 1.0554 | 1.3976 | 1.2868 | -0.011892 | 1.16 |  | 1.36 | -0.00628
Added PA=Any records for 2023 comparisons | AnyCFLMFmNewCZ16 | CFL | Any | MFm | New | CZ16 | rWtd | 0.99 | 1.13 |  | -0.0147 | 0.98899 | 1.3319 | 1.133 | -0.014673 | 1.02 |  | 1.16 | -0.0191
Added PA=Any records for 2023 comparisons | AnyCFLMFmOldCZ01 | CFL | Any | MFm | Old | CZ01 | rWtd | 1.06 | 1.38 |  | -0.0188 | 1.0627 | 1.0186 | 1.3848 | -0.018823 | 0.88 |  | 1.01 | -0.0344
Added PA=Any records for 2023 comparisons | AnyCFLMFmOldCZ02 | CFL | Any | MFm | Old | CZ02 | rWtd | 1.07 | 1.34 |  | -0.0191 | 1.0727 | 1.315 | 1.3403 | -0.019055 | 0.97 |  | 1.2 | -0.0198
Added PA=Any records for 2023 comparisons | AnyCFLMFmOldCZ03 | CFL | Any | MFm | Old | CZ03 | rWtd | 1.01 | 1.28 |  | -0.0188 | 1.0094 | 1.0412 | 1.2792 | -0.018846 | 0.94 |  | 1.04 | -0.0208
Added PA=Any records for 2023 comparisons | AnyCFLMFmOldCZ04 | CFL | Any | MFm | Old | CZ04 | rWtd | 1.03 | 1.28 |  | -0.0192 | 1.031 | 1.3808 | 1.277 | -0.019189 | 1 |  | 1.2 | -0.0158
Added PA=Any records for 2023 comparisons | AnyCFLMFmOldCZ05 | CFL | Any | MFm | Old | CZ05 | rWtd | 0.94 | 1.01 |  | -0.0283 | 0.94042 | 1.0561 | 1.0063 | -0.028287 | 0.95 |  | 1.06 | -0.0222
Added PA=Any records for 2023 comparisons | AnyCFLMFmOldCZ06 | CFL | Any | MFm | Old | CZ06 | rWtd | 1.08 | 1.43 |  | -0.0207 | 1.0844 | 1.2003 | 1.426 | -0.020685 | 1.01 |  | 1.13 | -0.0139
Added PA=Any records for 2023 comparisons | AnyCFLMFmOldCZ07 | CFL | Any | MFm | Old | CZ07 | rWtd | 1.05 | 1.4 |  | -0.0244 | 1.0451 | 1.1533 | 1.4023 | -0.024382 | 1 |  | 1.09 | -0.0135
Added PA=Any records for 2023 comparisons | AnyCFLMFmOldCZ08 | CFL | Any | MFm | Old | CZ08 | rWtd | 1.06 | 1.38 |  | -0.0189 | 1.0598 | 1.3374 | 1.3807 | -0.018891 | 1.06 |  | 1.17 | -0.0121
Added PA=Any records for 2023 comparisons | AnyCFLMFmOldCZ09 | CFL | Any | MFm | Old | CZ09 | rWtd | 1.09 | 1.38 |  | -0.0193 | 1.0856 | 1.4009 | 1.3757 | -0.019317 | 1.1 |  | 1.27 | -0.0134
Added PA=Any records for 2023 comparisons | AnyCFLMFmOldCZ10 | CFL | Any | MFm | Old | CZ10 | rWtd | 1 | 1.24 |  | -0.0209 | 0.99977 | 1.6555 | 1.2367 | -0.020923 | 1.09 |  | 1.34 | -0.0144
Added PA=Any records for 2023 comparisons | AnyCFLMFmOldCZ11 | CFL | Any | MFm | Old | CZ11 | rWtd | 0.98 | 1.26 |  | -0.0266 | 0.98014 | 1.7072 | 1.2573 | -0.026556 | 1.08 |  | 1.43 | -0.018
Added PA=Any records for 2023 comparisons | AnyCFLMFmOldCZ12 | CFL | Any | MFm | Old | CZ12 | rWtd | 0.95 | 1.06 |  | -0.0257 | 0.94951 | 1.6929 | 1.0625 | -0.025682 | 1.05 |  | 1.38 | -0.0174
Added PA=Any records for 2023 comparisons | AnyCFLMFmOldCZ13 | CFL | Any | MFm | Old | CZ13 | rWtd | 1 | 1.28 |  | -0.0208 | 1.0022 | 1.7219 | 1.2822 | -0.020797 | 1.11 |  | 1.38 | -0.0162
Added PA=Any records for 2023 comparisons | AnyCFLMFmOldCZ14 | CFL | Any | MFm | Old | CZ14 | rWtd | 0.96 | 1 |  | -0.0279 | 0.96291 | 1.602 | 1 | -0.027875 | 1.1 |  | 1.39 | -0.0161
Added PA=Any records for 2023 comparisons | AnyCFLMFmOldCZ15 | CFL | Any | MFm | Old | CZ15 | rWtd | 1 | 1.31 |  | -0.0271 | 1.0043 | 1.4911 | 1.314 | -0.027101 | 1.19 |  | 1.44 | -0.00746
Added PA=Any records for 2023 comparisons | AnyCFLMFmOldCZ16 | CFL | Any | MFm | Old | CZ16 | rWtd | 0.97 | 1.1 |  | -0.0275 | 0.96831 | 1.3736 | 1.0977 | -0.027491 | 1.01 |  | 1.22 | -0.0206
Added PA=Any records for 2023 comparisons | AnyCFLMFmRecCZ01 | CFL | Any | MFm | Rec | CZ01 | rWtd | 0.96 | 1.08 |  | -0.03 | 0.95675 | 1.0429 | 1.081 | -0.029993 | 0.91 |  | 1.03 | -0.027
Added PA=Any records for 2023 comparisons | AnyCFLMFmRecCZ02 | CFL | Any | MFm | Rec | CZ02 | rWtd | 1.1 | 1.57 |  | -0.024 | 1.1007 | 1.1399 | 1.574 | -0.023983 | 0.99 |  | 1.15 | -0.0156
Added PA=Any records for 2023 comparisons | AnyCFLMFmRecCZ03 | CFL | Any | MFm | Rec | CZ03 | rWtd | 1.06 | 1.62 |  | -0.0243 | 1.0635 | 1.0785 | 1.6164 | -0.024349 | 0.96 |  | 1.04 | -0.0153
Added PA=Any records for 2023 comparisons | AnyCFLMFmRecCZ04 | CFL | Any | MFm | Rec | CZ04 | rWtd | 1.12 | 1.57 |  | -0.0245 | 1.1159 | 1.567 | 1.5712 | -0.024516 | 1.03 |  | 1.11 | -0.00972
Added PA=Any records for 2023 comparisons | AnyCFLMFmRecCZ05 | CFL | Any | MFm | Rec | CZ05 | rWtd | 1.01 | 1.31 |  | -0.0269 | 1.0143 | 1.1681 | 1.305 | -0.026896 | 1 |  | 1.08 | -0.0114
Added PA=Any records for 2023 comparisons | AnyCFLMFmRecCZ06 | CFL | Any | MFm | Rec | CZ06 | rWtd | 1.11 | 1.41 |  | -0.0148 | 1.1053 | 1.4302 | 1.4145 | -0.014817 | 1.01 |  | 1.12 | -0.0116
Added PA=Any records for 2023 comparisons | AnyCFLMFmRecCZ07 | CFL | Any | MFm | Rec | CZ07 | rWtd | 1.01 | 1.11 |  | -0.0126 | 1.0075 | 1.3106 | 1.1137 | -0.012648 | 1.02 |  | 1.09 | -0.011
Added PA=Any records for 2023 comparisons | AnyCFLMFmRecCZ08 | CFL | Any | MFm | Rec | CZ08 | rWtd | 1.15 | 1.5 |  | -0.0152 | 1.1545 | 1.3157 | 1.4956 | -0.015213 | 1.07 |  | 1.13 | -0.00854
Added PA=Any records for 2023 comparisons | AnyCFLMFmRecCZ09 | CFL | Any | MFm | Rec | CZ09 | rWtd | 1.11 | 1.42 |  | -0.0174 | 1.1126 | 1.4084 | 1.4207 | -0.017425 | 1.09 |  | 1.19 | -0.00988
Added PA=Any records for 2023 comparisons | AnyCFLMFmRecCZ10 | CFL | Any | MFm | Rec | CZ10 | rWtd | 1.11 | 1.43 |  | -0.0185 | 1.1063 | 1.5355 | 1.4253 | -0.018547 | 1.1 |  | 1.25 | -0.0085
Added PA=Any records for 2023 comparisons | AnyCFLMFmRecCZ11 | CFL | Any | MFm | Rec | CZ11 | rWtd | 1.03 | 1.36 |  | -0.0262 | 1.0268 | 1.3659 | 1.3638 | -0.026184 | 1.1 |  | 1.28 | -0.0149
Added PA=Any records for 2023 comparisons | AnyCFLMFmRecCZ12 | CFL | Any | MFm | Rec | CZ12 | rWtd | 0.97 | 1 |  | -0.0252 | 0.96813 | 1.4274 | 1 | -0.02519 | 1.08 |  | 1.25 | -0.0122
Added PA=Any records for 2023 comparisons | AnyCFLMFmRecCZ13 | CFL | Any | MFm | Rec | CZ13 | rWtd | 1.02 | 1.47 |  | -0.028 | 1.024 | 1.3786 | 1.4695 | -0.027984 | 1.11 |  | 1.3 | -0.0116
Added PA=Any records for 2023 comparisons | AnyCFLMFmRecCZ14 | CFL | Any | MFm | Rec | CZ14 | rWtd | 1.05 | 1.46 |  | -0.0201 | 1.052 | 1.3457 | 1.4589 | -0.020107 | 1.1 |  | 1.3 | -0.0167
Added PA=Any records for 2023 comparisons | AnyCFLMFmRecCZ15 | CFL | Any | MFm | Rec | CZ15 | rWtd | 1.07 | 1.28 |  | -0.0152 | 1.0679 | 1.3877 | 1.2803 | -0.015179 | 1.16 |  | 1.34 | -0.00634
Added PA=Any records for 2023 comparisons | AnyCFLMFmRecCZ16 | CFL | Any | MFm | Rec | CZ16 | rWtd | 0.97 | 1.31 |  | -0.0246 | 0.97244 | 1.343 | 1.3142 | -0.02463 | 1.01 |  | 1.17 | -0.0218
Added PA=Any records for 2023 comparisons | AnyCFLSFmExCZ01 | CFL | Any | SFm | Ex | CZ01 | rWtd | 1.07 | 1.44 |  | -0.0197 | 1.0689 | 1.0189 | 1.4377 | -0.019695 | 0.96 |  | 1.01 | -0.0302
Added PA=Any records for 2023 comparisons | AnyCFLSFmExCZ02 | CFL | Any | SFm | Ex | CZ02 | rWtd | 0.96 | 1.03 |  | -0.0246 | 0.96401 | 1.54 | 1.0256 | -0.024582 | 0.99 |  | 1.19 | -0.0272
Added PA=Any records for 2023 comparisons | AnyCFLSFmExCZ03 | CFL | Any | SFm | Ex | CZ03 | rWtd | 1.06 | 1.48 |  | -0.0219 | 1.0586 | 1.1568 | 1.4811 | -0.021863 | 0.97 |  | 1.06 | -0.0244
Added PA=Any records for 2023 comparisons | AnyCFLSFmExCZ04 | CFL | Any | SFm | Ex | CZ04 | rWtd | 0.95 | 1 |  | -0.0214 | 0.94896 | 1.6017 | 1 | -0.021449 | 1.03 |  | 1.19 | -0.0218
Added PA=Any records for 2023 comparisons | AnyCFLSFmExCZ05 | CFL | Any | SFm | Ex | CZ05 | rWtd | 1.04 | 1.28 |  | -0.019 | 1.0361 | 1.1569 | 1.279 | -0.018971 | 0.97 |  | 1.06 | -0.0286
Added PA=Any records for 2023 comparisons | AnyCFLSFmExCZ06 | CFL | Any | SFm | Ex | CZ06 | rWtd | 1 | 1.22 |  | -0.0231 | 1.0032 | 1.3378 | 1.2244 | -0.023051 | 1.04 |  | 1.13 | -0.0135
Added PA=Any records for 2023 comparisons | AnyCFLSFmExCZ07 | CFL | Any | SFm | Ex | CZ07 | rWtd | 1.03 | 1.27 |  | -0.0138 | 1.0328 | 1.1813 | 1.2684 | -0.013844 | 1.03 |  | 1.11 | -0.0157
Added PA=Any records for 2023 comparisons | AnyCFLSFmExCZ08 | CFL | Any | SFm | Ex | CZ08 | rWtd | 1.08 | 1.44 |  | -0.0186 | 1.0763 | 1.284 | 1.4389 | -0.018598 | 1.09 |  | 1.19 | -0.0124
Added PA=Any records for 2023 comparisons | AnyCFLSFmExCZ09 | CFL | Any | SFm | Ex | CZ09 | rWtd | 0.96 | 1.03 |  | -0.0246 | 0.96401 | 1.4167 | 1.0256 | -0.024582 | 1.1 |  | 1.29 | -0.015
Added PA=Any records for 2023 comparisons | AnyCFLSFmExCZ10 | CFL | Any | SFm | Ex | CZ10 | rWtd | 1.06 | 1.48 |  | -0.0219 | 1.0586 | 1.4462 | 1.4811 | -0.021863 | 1.12 |  | 1.32 | -0.019
Added PA=Any records for 2023 comparisons | AnyCFLSFmExCZ11 | CFL | Any | SFm | Ex | CZ11 | rWtd | 0.94 | 1 |  | -0.0246 | 0.93761 | 1.5493 | 1.0014 | -0.02463 | 1.11 |  | 1.39 | -0.0208
Added PA=Any records for 2023 comparisons | AnyCFLSFmExCZ12 | CFL | Any | SFm | Ex | CZ12 | rWtd | 1.13 | 1.42 |  | -0.0163 | 1.1297 | 1.7196 | 1.416 | -0.016335 | 1.06 |  | 1.31 | -0.021
Added PA=Any records for 2023 comparisons | AnyCFLSFmExCZ13 | CFL | Any | SFm | Ex | CZ13 | rWtd | 1.09 | 1.42 |  | -0.019 | 1.0888 | 1.6135 | 1.4192 | -0.019003 | 1.13 |  | 1.37 | -0.018
Added PA=Any records for 2023 comparisons | AnyCFLSFmExCZ14 | CFL | Any | SFm | Ex | CZ14 | rWtd | 1.04 | 1.28 |  | -0.019 | 1.0361 | 1.4341 | 1.279 | -0.018971 | 1.12 |  | 1.35 | -0.0214
Added PA=Any records for 2023 comparisons | AnyCFLSFmExCZ15 | CFL | Any | SFm | Ex | CZ15 | rWtd | 0.94 | 1 |  | -0.0246 | 0.93761 | 1.5208 | 1.0014 | -0.02463 | 1.19 |  | 1.46 | -0.00984
Added PA=Any records for 2023 comparisons | AnyCFLSFmExCZ16 | CFL | Any | SFm | Ex | CZ16 | rWtd | 1.13 | 1.42 |  | -0.0163 | 1.1297 | 1.3244 | 1.416 | -0.016335 | 1.02 |  | 1.32 | -0.0204
Added PA=Any records for 2023 comparisons | AnyCFLSFmNewCZ01 | CFL | Any | SFm | New | CZ01 | rWtd | 1.1 | 1.32 |  | -0.0138 | 1.1001 | 1.0216 | 1.3226 | -0.013825 | 0.97 |  | 1.01 | -0.0268
Added PA=Any records for 2023 comparisons | AnyCFLSFmNewCZ02 | CFL | Any | SFm | New | CZ02 | rWtd | 1 | 1.13 |  | -0.0191 | 0.99551 | 1.7864 | 1.128 | -0.01911 | 0.99 |  | 1.17 | -0.0278
Added PA=Any records for 2023 comparisons | AnyCFLSFmNewCZ03 | CFL | Any | SFm | New | CZ03 | rWtd | 1.01 | 1.18 |  | -0.0157 | 1.0089 | 1.1992 | 1.1825 | -0.015675 | 0.98 |  | 1.06 | -0.0197
Added PA=Any records for 2023 comparisons | AnyCFLSFmNewCZ04 | CFL | Any | SFm | New | CZ04 | rWtd | 0.89 | 1.01 |  | -0.0269 | 0.89367 | 1.7074 | 1.015 | -0.026906 | 1.03 |  | 1.17 | -0.02
Added PA=Any records for 2023 comparisons | AnyCFLSFmNewCZ05 | CFL | Any | SFm | New | CZ05 | rWtd | 0.97 | 1.22 |  | -0.019 | 0.96993 | 1.0921 | 1.2207 | -0.019009 | 0.99 |  | 1.06 | -0.022
Added PA=Any records for 2023 comparisons | AnyCFLSFmNewCZ06 | CFL | Any | SFm | New | CZ06 | rWtd | 1.08 | 1.34 |  | -0.014 | 1.0799 | 1.5375 | 1.3418 | -0.013974 | 1.02 |  | 1.12 | -0.0167
Added PA=Any records for 2023 comparisons | AnyCFLSFmNewCZ07 | CFL | Any | SFm | New | CZ07 | rWtd | 1 | 1.28 |  | -0.0199 | 1.0012 | 1.197 | 1.276 | -0.01985 | 1.04 |  | 1.1 | -0.0118
Added PA=Any records for 2023 comparisons | AnyCFLSFmNewCZ08 | CFL | Any | SFm | New | CZ08 | rWtd | 1.1 | 1.32 |  | -0.0139 | 1.1002 | 1.3282 | 1.3239 | -0.013905 | 1.08 |  | 1.26 | -0.0108
Added PA=Any records for 2023 comparisons | AnyCFLSFmNewCZ09 | CFL | Any | SFm | New | CZ09 | rWtd | 0.99 | 1.13 |  | -0.0201 | 0.99096 | 1.4888 | 1.1332 | -0.020136 | 1.08 |  | 1.2 | -0.0136
Added PA=Any records for 2023 comparisons | AnyCFLSFmNewCZ10 | CFL | Any | SFm | New | CZ10 | rWtd | 1.01 | 1.19 |  | -0.0157 | 1.009 | 1.4102 | 1.1851 | -0.015718 | 1.09 |  | 1.28 | -0.018
Added PA=Any records for 2023 comparisons | AnyCFLSFmNewCZ11 | CFL | Any | SFm | New | CZ11 | rWtd | 0.93 | 1.04 |  | -0.021 | 0.93245 | 1.6122 | 1.0375 | -0.021042 | 1.08 |  | 1.34 | -0.0196
Added PA=Any records for 2023 comparisons | AnyCFLSFmNewCZ12 | CFL | Any | SFm | New | CZ12 | rWtd | 0.98 | 1.23 |  | -0.017 | 0.98123 | 1.586 | 1.2264 | -0.017032 | 1.05 |  | 1.29 | -0.0204
Added PA=Any records for 2023 comparisons | AnyCFLSFmNewCZ13 | CFL | Any | SFm | New | CZ13 | rWtd | 0.93 | 1.05 |  | -0.0249 | 0.93273 | 1.4696 | 1.0485 | -0.024863 | 1.1 |  | 1.34 | -0.0172
Added PA=Any records for 2023 comparisons | AnyCFLSFmNewCZ14 | CFL | Any | SFm | New | CZ14 | rWtd | 0.99 | 1.27 |  | -0.0207 | 0.99028 | 1.3152 | 1.2693 | -0.020728 | 1.09 |  | 1.31 | -0.0216
Added PA=Any records for 2023 comparisons | AnyCFLSFmNewCZ15 | CFL | Any | SFm | New | CZ15 | rWtd | 0.95 | 1.07 |  | -0.0228 | 0.95198 | 1.4186 | 1.0665 | -0.022833 | 1.17 |  | 1.4 | -0.00954
Added PA=Any records for 2023 comparisons | AnyCFLSFmNewCZ16 | CFL | Any | SFm | New | CZ16 | rWtd | 1.03 | 1.31 |  | -0.0191 | 1.0305 | 1.1031 | 1.3055 | -0.019089 | 1.02 |  | 1.24 | -0.0175
Added PA=Any records for 2023 comparisons | AnyCFLSFmOldCZ01 | CFL | Any | SFm | Old | CZ01 | rWtd | 1.1 | 1.55 |  | -0.0218 | 1.0997 | 1.016 | 1.5503 | -0.021812 | 0.95 |  | 1.01 | -0.0354
Added PA=Any records for 2023 comparisons | AnyCFLSFmOldCZ02 | CFL | Any | SFm | Old | CZ02 | rWtd | 1.06 | 1.58 |  | -0.0225 | 1.0588 | 1.2965 | 1.5844 | -0.022524 | 0.98 |  | 1.22 | -0.0298
Added PA=Any records for 2023 comparisons | AnyCFLSFmOldCZ03 | CFL | Any | SFm | Old | CZ03 | rWtd | 1.11 | 1.54 |  | -0.0222 | 1.1123 | 1.119 | 1.5398 | -0.022234 | 0.97 |  | 1.08 | -0.0282
Added PA=Any records for 2023 comparisons | AnyCFLSFmOldCZ04 | CFL | Any | SFm | Old | CZ04 | rWtd | 1.01 | 1.29 |  | -0.0262 | 1.0125 | 1.4893 | 1.2913 | -0.026215 | 1.03 |  | 1.23 | -0.021
Added PA=Any records for 2023 comparisons | AnyCFLSFmOldCZ05 | CFL | Any | SFm | Old | CZ05 | rWtd | 1.02 | 1.32 |  | -0.0237 | 1.0151 | 1.1928 | 1.3228 | -0.023721 | 0.97 |  | 1.06 | -0.0322
Added PA=Any records for 2023 comparisons | AnyCFLSFmOldCZ06 | CFL | Any | SFm | Old | CZ06 | rWtd | 0.96 | 1.07 |  | -0.0299 | 0.95922 | 1.2988 | 1.0689 | -0.029945 | 1.03 |  | 1.15 | -0.0153
Added PA=Any records for 2023 comparisons | AnyCFLSFmOldCZ07 | CFL | Any | SFm | Old | CZ07 | rWtd | 1.04 | 1.35 |  | -0.0225 | 1.0449 | 1.2868 | 1.3547 | -0.022495 | 1.02 |  | 1.12 | -0.0186
Added PA=Any records for 2023 comparisons | AnyCFLSFmOldCZ08 | CFL | Any | SFm | Old | CZ08 | rWtd | 1.1 | 1.4 |  | -0.0223 | 1.0986 | 1.4717 | 1.4015 | -0.02228 | 1.08 |  | 1.18 | -0.0142
Added PA=Any records for 2023 comparisons | AnyCFLSFmOldCZ09 | CFL | Any | SFm | Old | CZ09 | rWtd | 1.06 | 1.44 |  | -0.0228 | 1.0608 | 1.4403 | 1.4408 | -0.022804 | 1.11 |  | 1.32 | -0.0168
Added PA=Any records for 2023 comparisons | AnyCFLSFmOldCZ10 | CFL | Any | SFm | Old | CZ10 | rWtd | 1.11 | 1.43 |  | -0.0214 | 1.1099 | 1.8561 | 1.427 | -0.021395 | 1.12 |  | 1.43 | -0.0195
Added PA=Any records for 2023 comparisons | AnyCFLSFmOldCZ11 | CFL | Any | SFm | Old | CZ11 | rWtd | 0.94 | 1.01 |  | -0.0247 | 0.93958 | 1.8575 | 1.0144 | -0.024694 | 1.1 |  | 1.52 | -0.0238
Added PA=Any records for 2023 comparisons | AnyCFLSFmOldCZ12 | CFL | Any | SFm | Old | CZ12 | rWtd | 0.99 | 1.24 |  | -0.0196 | 0.99128 | 1.863 | 1.2418 | -0.019551 | 1.07 |  | 1.45 | -0.0226
Added PA=Any records for 2023 comparisons | AnyCFLSFmOldCZ13 | CFL | Any | SFm | Old | CZ13 | rWtd | 0.96 | 1.07 |  | -0.0192 | 0.96065 | 1.7294 | 1.0695 | -0.019242 | 1.14 |  | 1.48 | -0.0204
Added PA=Any records for 2023 comparisons | AnyCFLSFmOldCZ14 | CFL | Any | SFm | Old | CZ14 | rWtd | 1.05 | 1.35 |  | -0.0237 | 1.0513 | 1.6498 | 1.3491 | -0.023662 | 1.13 |  | 1.47 | -0.0232
Added PA=Any records for 2023 comparisons | AnyCFLSFmOldCZ15 | CFL | Any | SFm | Old | CZ15 | rWtd | 0.97 | 1 |  | -0.0249 | 0.96866 | 1.6278 | 1 | -0.024907 | 1.2 |  | 1.55 | -0.0102
Added PA=Any records for 2023 comparisons | AnyCFLSFmOldCZ16 | CFL | Any | SFm | Old | CZ16 | rWtd | 1.03 | 1.47 |  | -0.0279 | 1.0254 | 1.5091 | 1.4695 | -0.027896 | 1.03 |  | 1.3 | -0.0266
Added PA=Any records for 2023 comparisons | AnyCFLSFmRecCZ01 | CFL | Any | SFm | Rec | CZ01 | rWtd | 1.05 | 1.38 |  | -0.0244 | 1.046 | 1.0054 | 1.3839 | -0.0244 | 0.97 |  | 1.01 | -0.0272
Added PA=Any records for 2023 comparisons | AnyCFLSFmRecCZ02 | CFL | Any | SFm | Rec | CZ02 | rWtd | 0.97 | 1.04 |  | -0.0291 | 0.96845 | 1.7855 | 1.037 | -0.02914 | 0.99 |  | 1.17 | -0.028
Added PA=Any records for 2023 comparisons | AnyCFLSFmRecCZ03 | CFL | Any | SFm | Rec | CZ03 | rWtd | 1.08 | 1.43 |  | -0.0214 | 1.0794 | 1.1992 | 1.4332 | -0.021418 | 0.98 |  | 1.06 | -0.0198
Added PA=Any records for 2023 comparisons | AnyCFLSFmRecCZ04 | CFL | Any | SFm | Rec | CZ04 | rWtd | 1.05 | 1.4 |  | -0.0218 | 1.047 | 1.6908 | 1.4023 | -0.021787 | 1.03 |  | 1.17 | -0.0202
Added PA=Any records for 2023 comparisons | AnyCFLSFmRecCZ05 | CFL | Any | SFm | Rec | CZ05 | rWtd | 1.09 | 1.4 |  | -0.0204 | 1.0881 | 1.0898 | 1.4008 | -0.020397 | 0.98 |  | 1.06 | -0.0222
Added PA=Any records for 2023 comparisons | AnyCFLSFmRecCZ06 | CFL | Any | SFm | Rec | CZ06 | rWtd | 1.14 | 1.31 |  | -0.0108 | 1.1383 | 1.5237 | 1.3096 | -0.010805 | 1.02 |  | 1.11 | -0.0169
Added PA=Any records for 2023 comparisons | AnyCFLSFmRecCZ07 | CFL | Any | SFm | Rec | CZ07 | rWtd | 1.23 | 1.51 |  | -0.0065 | 1.2287 | 1.1902 | 1.509 | -0.0065003 | 1.03 |  | 1.09 | -0.0126
Added PA=Any records for 2023 comparisons | AnyCFLSFmRecCZ08 | CFL | Any | SFm | Rec | CZ08 | rWtd | 1.11 | 1.33 |  | -0.0136 | 1.1112 | 1.3406 | 1.3299 | -0.013607 | 1.08 |  | 1.26 | -0.0108
Added PA=Any records for 2023 comparisons | AnyCFLSFmRecCZ09 | CFL | Any | SFm | Rec | CZ09 | rWtd | 1.14 | 1.43 |  | -0.0152 | 1.1449 | 1.5203 | 1.4259 | -0.015215 | 1.08 |  | 1.19 | -0.0138
Added PA=Any records for 2023 comparisons | AnyCFLSFmRecCZ10 | CFL | Any | SFm | Rec | CZ10 | rWtd | 1.06 | 1.25 |  | -0.0169 | 1.0599 | 1.4085 | 1.2487 | -0.016858 | 1.09 |  | 1.28 | -0.018
Added PA=Any records for 2023 comparisons | AnyCFLSFmRecCZ11 | CFL | Any | SFm | Rec | CZ11 | rWtd | 0.99 | 1.19 |  | -0.0219 | 0.99391 | 1.6324 | 1.1949 | -0.02189 | 1.08 |  | 1.35 | -0.0195
Added PA=Any records for 2023 comparisons | AnyCFLSFmRecCZ12 | CFL | Any | SFm | Rec | CZ12 | rWtd | 1.04 | 1.35 |  | -0.0226 | 1.0442 | 1.5508 | 1.349 | -0.022576 | 1.05 |  | 1.3 | -0.0204
Added PA=Any records for 2023 comparisons | AnyCFLSFmRecCZ13 | CFL | Any | SFm | Rec | CZ13 | rWtd | 0.97 | 1.38 |  | -0.0246 | 0.9686 | 1.4879 | 1.3825 | -0.02463 | 1.1 |  | 1.34 | -0.0173
Added PA=Any records for 2023 comparisons | AnyCFLSFmRecCZ14 | CFL | Any | SFm | Rec | CZ14 | rWtd | 1.22 | 1.46 |  | -0.007 | 1.2164 | 1.33 | 1.4581 | -0.0070037 | 1.09 |  | 1.31 | -0.0216
Added PA=Any records for 2023 comparisons | AnyCFLSFmRecCZ15 | CFL | Any | SFm | Rec | CZ15 | rWtd | 1.03 | 1.44 |  | -0.0193 | 1.031 | 1.4186 | 1.4384 | -0.019266 | 1.18 |  | 1.41 | -0.0095
Added PA=Any records for 2023 comparisons | AnyCFLSFmRecCZ16 | CFL | Any | SFm | Rec | CZ16 | rWtd | 1.06 | 1.2 |  | -0.0141 | 1.059 | 1.1195 | 1.204 | -0.014101 | 1 |  | 1.3 | -0.0218
| PGECFLDMoExCZ01 | CFL | PGE | DMo | Ex | CZ01 | rWtd | 1.14 | 1.31 |  | -0.0108 | 1.1383 | 1.0239 | 1.3096 | -0.010805 | 0.94 |  | 1.01 | -0.031
| PGECFLDMoExCZ02 | CFL | PGE | DMo | Ex | CZ02 | rWtd | 1.11 | 1.33 |  | -0.0136 | 1.1112 | 1.9403 | 1.3299 | -0.013607 | 1.05 |  | 1.52 | -0.0224
| PGECFLDMoExCZ03 | CFL | PGE | DMo | Ex | CZ03 | rWtd | 1.14 | 1.43 |  | -0.0152 | 1.1449 | 1.3813 | 1.4259 | -0.015215 | 0.98 |  | 1.24 | -0.0226
| PGECFLDMoExCZ04 | CFL | PGE | DMo | Ex | CZ04 | rWtd | 1.06 | 1.25 |  | -0.0169 | 1.0599 | 1.6614 | 1.2487 | -0.016858 | 1.06 |  | 1.36 | -0.02
| PGECFLDMoExCZ05 | CFL | PGE | DMo | Ex | CZ05 | rWtd | 1.06 | 1.26 |  | -0.0185 | 1.0567 | 1.0983 | 1.2573 | -0.01851 | 0.94 |  | 1.05 | -0.0274
| PGECFLDMoExCZ11 | CFL | PGE | DMo | Ex | CZ11 | rWtd | 1.22 | 1.46 |  | -0.007 | 1.2164 | 1.7296 | 1.4581 | -0.0070037 | 1.13 |  | 1.5 | -0.0206
| PGECFLDMoExCZ12 | CFL | PGE | DMo | Ex | CZ12 | rWtd | 1.03 | 1.44 |  | -0.0193 | 1.031 | 1.9224 | 1.4384 | -0.019266 | 1.11 |  | 1.49 | -0.0185
| PGECFLDMoExCZ13 | CFL | PGE | DMo | Ex | CZ13 | rWtd | 1.06 | 1.2 |  | -0.0141 | 1.059 | 1.5464 | 1.204 | -0.014101 | 1.16 |  | 1.48 | -0.0162
| PGECFLDMoExCZ16 | CFL | PGE | DMo | Ex | CZ16 | rWtd | 0.99 | 1.15 |  | -0.02 | 0.98873 | 1.533 | 1.1539 | -0.020007 | 1.01 |  | 1.22 | -0.0208
| PGECFLDMoExIOU | CFL | PGE | DMo | Ex | IOU | rWtd | 1 | 1.22 |  | -0.0214 | 0.99848 | 1.703 | 1.2245 | -0.02144 | 1.08 |  | 1.41 | -0.0204
| PGECFLDMoMH00CZ01 | CFL | PGE | DMo | MH00 | CZ01 | rWtd | 0.95 | 1 |  | -0.0244 | 0.94994 | 1.0227 | 1.0014 | -0.02439
| PGECFLDMoMH00CZ02 | CFL | PGE | DMo | MH00 | CZ02 | rWtd | 1.05 | 1.73 |  | -0.0189 | 1.0453 | 1.9152 | 1.7264 | -0.018914
| PGECFLDMoMH00CZ03 | CFL | PGE | DMo | MH00 | CZ03 | rWtd | 0.97 | 1.28 |  | -0.0233 | 0.97016 | 1.5317 | 1.2752 | -0.023279
| PGECFLDMoMH00CZ04 | CFL | PGE | DMo | MH00 | CZ04 | rWtd | 1.03 | 1.4 |  | -0.0212 | 1.0266 | 1.7426 | 1.4045 | -0.021161
| PGECFLDMoMH00CZ05 | CFL | PGE | DMo | MH00 | CZ05 | rWtd | 0.93 | 1.08 |  | -0.0246 | 0.9307 | 1.1312 | 1.0761 | -0.02463
| PGECFLDMoMH00CZ06 | CFL | PGE | DMo | MH00 | CZ06 | rWtd | 0 | 0 |  | 0 | 0 | 0 | 0 | 0
| PGECFLDMoMH00CZ07 | CFL | PGE | DMo | MH00 | CZ07 | rWtd | 0 | 0 |  | 0 | 0 | 0 | 0 | 0
| PGECFLDMoMH00CZ08 | CFL | PGE | DMo | MH00 | CZ08 | rWtd | 0 | 0 |  | 0 | 0 | 0 | 0 | 0
| PGECFLDMoMH00CZ09 | CFL | PGE | DMo | MH00 | CZ09 | rWtd | 0 | 0 |  | 0 | 0 | 0 | 0 | 0
| PGECFLDMoMH00CZ10 | CFL | PGE | DMo | MH00 | CZ10 | rWtd | 0 | 0 |  | 0 | 0 | 0 | 0 | 0
| PGECFLDMoMH00CZ11 | CFL | PGE | DMo | MH00 | CZ11 | rWtd | 1.13 | 1.5 |  | -0.0201 | 1.1306 | 1.7611 | 1.4993 | -0.020122
| PGECFLDMoMH00CZ12 | CFL | PGE | DMo | MH00 | CZ12 | rWtd | 1.11 | 1.56 |  | -0.0182 | 1.1089 | 1.9686 | 1.5572 | -0.018207
| PGECFLDMoMH00CZ13 | CFL | PGE | DMo | MH00 | CZ13 | rWtd | 1.14 | 1.54 |  | -0.018 | 1.1446 | 1.7674 | 1.5372 | -0.018037
| PGECFLDMoMH00CZ14 | CFL | PGE | DMo | MH00 | CZ14 | rWtd | 0 | 0 |  | 0 | 0 | 0 | 0 | 0
| PGECFLDMoMH00CZ15 | CFL | PGE | DMo | MH00 | CZ15 | rWtd | 0 | 0 |  | 0 | 0 | 0 | 0 | 0
| PGECFLDMoMH00CZ16 | CFL | PGE | DMo | MH00 | CZ16 | rWtd | 1.02 | 1.26 |  | -0.0205 | 1.0158 | 1.5304 | 1.2625 | -0.020451
| PGECFLDMoMH06CZ01 | CFL | PGE | DMo | MH06 | CZ01 | rWtd | 0.96 | 1.03 |  | -0.0246 | 0.96289 | 1.0251 | 1.0256 | -0.024582
| PGECFLDMoMH06CZ02 | CFL | PGE | DMo | MH06 | CZ02 | rWtd | 1.07 | 1.51 |  | -0.0217 | 1.0659 | 2 | 1.5128 | -0.021746
| PGECFLDMoMH06CZ03 | CFL | PGE | DMo | MH06 | CZ03 | rWtd | 0.95 | 1 |  | -0.0214 | 0.94896 | 1.025 | 1 | -0.021449
| PGECFLDMoMH06CZ04 | CFL | PGE | DMo | MH06 | CZ04 | rWtd | 1.04 | 1.3 |  | -0.0189 | 1.0425 | 1.4692 | 1.297 | -0.018902
| PGECFLDMoMH06CZ05 | CFL | PGE | DMo | MH06 | CZ05 | rWtd | 0.94 | 1 |  | -0.0246 | 0.93761 | 1.0204 | 1.0014 | -0.02463
| PGECFLDMoMH06CZ06 | CFL | PGE | DMo | MH06 | CZ06 | rWtd | 0 | 0 |  | 0 | 0 | 0 | 0 | 0
| PGECFLDMoMH06CZ07 | CFL | PGE | DMo | MH06 | CZ07 | rWtd | 0 | 0 |  | 0 | 0 | 0 | 0 | 0
| PGECFLDMoMH06CZ08 | CFL | PGE | DMo | MH06 | CZ08 | rWtd | 0 | 0 |  | 0 | 0 | 0 | 0 | 0
| PGECFLDMoMH06CZ09 | CFL | PGE | DMo | MH06 | CZ09 | rWtd | 0 | 0 |  | 0 | 0 | 0 | 0 | 0
| PGECFLDMoMH06CZ10 | CFL | PGE | DMo | MH06 | CZ10 | rWtd | 0 | 0 |  | 0 | 0 | 0 | 0 | 0
| PGECFLDMoMH06CZ11 | CFL | PGE | DMo | MH06 | CZ11 | rWtd | 1.14 | 1.45 |  | -0.0163 | 1.1434 | 1.6552 | 1.4477 | -0.016256
| PGECFLDMoMH06CZ12 | CFL | PGE | DMo | MH06 | CZ12 | rWtd | 1.1 | 1.47 |  | -0.0189 | 1.0981 | 1.8129 | 1.4669 | -0.018905
| PGECFLDMoMH06CZ13 | CFL | PGE | DMo | MH06 | CZ13 | rWtd | 0.96 | 1 |  | -0.0168 | 0.9636 | 1.0224 | 1 | -0.016759
| PGECFLDMoMH06CZ14 | CFL | PGE | DMo | MH06 | CZ14 | rWtd | 0 | 0 |  | 0 | 0 | 0 | 0 | 0
| PGECFLDMoMH06CZ15 | CFL | PGE | DMo | MH06 | CZ15 | rWtd | 0 | 0 |  | 0 | 0 | 0 | 0 | 0
| PGECFLDMoMH06CZ16 | CFL | PGE | DMo | MH06 | CZ16 | rWtd | 1.01 | 1.35 |  | -0.0191 | 1.0145 | 1.5391 | 1.3462 | -0.01913
| PGECFLDMoMH15CZ01 | CFL | PGE | DMo | MH15 | CZ01 | rWtd | 0.96 | 1.03 |  | -0.0246 | 0.96401 | 1.0251 | 1.0256 | -0.024582
| PGECFLDMoMH15CZ02 | CFL | PGE | DMo | MH15 | CZ02 | rWtd | 1.06 | 1.48 |  | -0.0219 | 1.0586 | 1.9776 | 1.4811 | -0.021863
| PGECFLDMoMH15CZ03 | CFL | PGE | DMo | MH15 | CZ03 | rWtd | 0.95 | 1 |  | -0.0214 | 0.94896 | 1.025 | 1 | -0.021449
| PGECFLDMoMH15CZ04 | CFL | PGE | DMo | MH15 | CZ04 | rWtd | 1.04 | 1.28 |  | -0.019 | 1.0361 | 1.4373 | 1.279 | -0.018971
| PGECFLDMoMH15CZ05 | CFL | PGE | DMo | MH15 | CZ05 | rWtd | 0.94 | 1 |  | -0.0246 | 0.93761 | 1.0204 | 1.0014 | -0.02463
| PGECFLDMoMH15CZ06 | CFL | PGE | DMo | MH15 | CZ06 | rWtd | 0 | 0 |  | 0 | 0 | 0 | 0 | 0
| PGECFLDMoMH15CZ07 | CFL | PGE | DMo | MH15 | CZ07 | rWtd | 0 | 0 |  | 0 | 0 | 0 | 0 | 0
| PGECFLDMoMH15CZ08 | CFL | PGE | DMo | MH15 | CZ08 | rWtd | 0 | 0 |  | 0 | 0 | 0 | 0 | 0
| PGECFLDMoMH15CZ09 | CFL | PGE | DMo | MH15 | CZ09 | rWtd | 0 | 0 |  | 0 | 0 | 0 | 0 | 0
| PGECFLDMoMH15CZ10 | CFL | PGE | DMo | MH15 | CZ10 | rWtd | 0 | 0 |  | 0 | 0 | 0 | 0 | 0
| PGECFLDMoMH15CZ11 | CFL | PGE | DMo | MH15 | CZ11 | rWtd | 1.13 | 1.42 |  | -0.0163 | 1.1297 | 1.6026 | 1.416 | -0.016335
| PGECFLDMoMH15CZ12 | CFL | PGE | DMo | MH15 | CZ12 | rWtd | 1.09 | 1.42 |  | -0.019 | 1.0888 | 1.7603 | 1.4192 | -0.019003
| PGECFLDMoMH15CZ13 | CFL | PGE | DMo | MH15 | CZ13 | rWtd | 0.96 | 1 |  | -0.0168 | 0.9636 | 1.0224 | 1 | -0.016759
| PGECFLDMoMH15CZ14 | CFL | PGE | DMo | MH15 | CZ14 | rWtd | 0 | 0 |  | 0 | 0 | 0 | 0 | 0
| PGECFLDMoMH15CZ15 | CFL | PGE | DMo | MH15 | CZ15 | rWtd | 0 | 0 |  | 0 | 0 | 0 | 0 | 0
| PGECFLDMoMH15CZ16 | CFL | PGE | DMo | MH15 | CZ16 | rWtd | 1.01 | 1.31 |  | -0.0192 | 1.0105 | 1.4732 | 1.3134 | -0.019201
| PGECFLDMoMH72CZ01 | CFL | PGE | DMo | MH72 | CZ01 | rWtd | 0.95 | 1.01 |  | -0.0227 | 0.95168 | 1.0227 | 1.0135 | -0.022671
| PGECFLDMoMH72CZ02 | CFL | PGE | DMo | MH72 | CZ02 | rWtd | 1.04 | 1.57 |  | -0.0198 | 1.0435 | 1.9149 | 1.5739 | -0.019819
| PGECFLDMoMH72CZ03 | CFL | PGE | DMo | MH72 | CZ03 | rWtd | 0.99 | 1.23 |  | -0.0198 | 0.98771 | 1.4942 | 1.2299 | -0.019785
| PGECFLDMoMH72CZ04 | CFL | PGE | DMo | MH72 | CZ04 | rWtd | 1.06 | 1.38 |  | -0.015 | 1.0581 | 1.7327 | 1.3827 | -0.014974
| PGECFLDMoMH72CZ05 | CFL | PGE | DMo | MH72 | CZ05 | rWtd | 0.95 | 1.06 |  | -0.0231 | 0.95124 | 1.1529 | 1.0561 | -0.023147
| PGECFLDMoMH72CZ06 | CFL | PGE | DMo | MH72 | CZ06 | rWtd | 0 | 0 |  | 0 | 0 | 0 | 0 | 0
| PGECFLDMoMH72CZ07 | CFL | PGE | DMo | MH72 | CZ07 | rWtd | 0 | 0 |  | 0 | 0 | 0 | 0 | 0
| PGECFLDMoMH72CZ08 | CFL | PGE | DMo | MH72 | CZ08 | rWtd | 0 | 0 |  | 0 | 0 | 0 | 0 | 0
| PGECFLDMoMH72CZ09 | CFL | PGE | DMo | MH72 | CZ09 | rWtd | 0 | 0 |  | 0 | 0 | 0 | 0 | 0
| PGECFLDMoMH72CZ10 | CFL | PGE | DMo | MH72 | CZ10 | rWtd | 0 | 0 |  | 0 | 0 | 0 | 0 | 0
| PGECFLDMoMH72CZ11 | CFL | PGE | DMo | MH72 | CZ11 | rWtd | 1.12 | 1.49 |  | -0.015 | 1.1175 | 1.7627 | 1.4888 | -0.015042
| PGECFLDMoMH72CZ12 | CFL | PGE | DMo | MH72 | CZ12 | rWtd | 1.11 | 1.57 |  | -0.0165 | 1.1102 | 1.9686 | 1.5705 | -0.016498
| PGECFLDMoMH72CZ13 | CFL | PGE | DMo | MH72 | CZ13 | rWtd | 1.14 | 1.48 |  | -0.0161 | 1.1407 | 1.7268 | 1.4754 | -0.01611
| PGECFLDMoMH72CZ14 | CFL | PGE | DMo | MH72 | CZ14 | rWtd | 0 | 0 |  | 0 | 0 | 0 | 0 | 0
| PGECFLDMoMH72CZ15 | CFL | PGE | DMo | MH72 | CZ15 | rWtd | 0 | 0 |  | 0 | 0 | 0 | 0 | 0
| PGECFLDMoMH72CZ16 | CFL | PGE | DMo | MH72 | CZ16 | rWtd | 1.02 | 1.22 |  | -0.0197 | 1.0211 | 1.3461 | 1.2244 | -0.019683
| PGECFLDMoMH85CZ01 | CFL | PGE | DMo | MH85 | CZ01 | rWtd | 0.94 | 1 |  | -0.0246 | 0.93554 | 1.0227 | 1.0012 | -0.02463
| PGECFLDMoMH85CZ02 | CFL | PGE | DMo | MH85 | CZ02 | rWtd | 0.98 | 1.81 |  | -0.0228 | 0.98048 | 1.9152 | 1.8101 | -0.022822
| PGECFLDMoMH85CZ03 | CFL | PGE | DMo | MH85 | CZ03 | rWtd | 0.97 | 1.28 |  | -0.0246 | 0.97408 | 1.5218 | 1.2786 | -0.02463
| PGECFLDMoMH85CZ04 | CFL | PGE | DMo | MH85 | CZ04 | rWtd | 1.06 | 1.35 |  | -0.0199 | 1.0552 | 1.5489 | 1.3478 | -0.019932
| PGECFLDMoMH85CZ05 | CFL | PGE | DMo | MH85 | CZ05 | rWtd | 0.94 | 1.08 |  | -0.0246 | 0.94499 | 1.1529 | 1.0776 | -0.02463
| PGECFLDMoMH85CZ06 | CFL | PGE | DMo | MH85 | CZ06 | rWtd | 0 | 0 |  | 0 | 0 | 0 | 0 | 0
| PGECFLDMoMH85CZ07 | CFL | PGE | DMo | MH85 | CZ07 | rWtd | 0 | 0 |  | 0 | 0 | 0 | 0 | 0
| PGECFLDMoMH85CZ08 | CFL | PGE | DMo | MH85 | CZ08 | rWtd | 0 | 0 |  | 0 | 0 | 0 | 0 | 0
| PGECFLDMoMH85CZ09 | CFL | PGE | DMo | MH85 | CZ09 | rWtd | 0 | 0 |  | 0 | 0 | 0 | 0 | 0
| PGECFLDMoMH85CZ10 | CFL | PGE | DMo | MH85 | CZ10 | rWtd | 0 | 0 |  | 0 | 0 | 0 | 0 | 0
| PGECFLDMoMH85CZ11 | CFL | PGE | DMo | MH85 | CZ11 | rWtd | 1.12 | 1.47 |  | -0.0191 | 1.1168 | 1.7187 | 1.4664 | -0.019145
| PGECFLDMoMH85CZ12 | CFL | PGE | DMo | MH85 | CZ12 | rWtd | 1.09 | 1.59 |  | -0.0201 | 1.0893 | 1.9686 | 1.5859 | -0.020075
| PGECFLDMoMH85CZ13 | CFL | PGE | DMo | MH85 | CZ13 | rWtd | 1.14 | 1.51 |  | -0.018 | 1.1426 | 1.6752 | 1.506 | -0.017981
| PGECFLDMoMH85CZ14 | CFL | PGE | DMo | MH85 | CZ14 | rWtd | 0 | 0 |  | 0 | 0 | 0 | 0 | 0
| PGECFLDMoMH85CZ15 | CFL | PGE | DMo | MH85 | CZ15 | rWtd | 0 | 0 |  | 0 | 0 | 0 | 0 | 0
| PGECFLDMoMH85CZ16 | CFL | PGE | DMo | MH85 | CZ16 | rWtd | 0.99 | 1.22 |  | -0.0246 | 0.99484 | 1.4331 | 1.2244 | -0.02463
| PGECFLDMoNewCZ01 | CFL | PGE | DMo | New | CZ01 | rWtd | 1.08 | 1.25 |  | -0.0169 | 1.0835 | 1.0251 | 1.2478 | -0.016855
| PGECFLDMoNewCZ02 | CFL | PGE | DMo | New | CZ02 | rWtd | 1.14 | 1.29 |  | -0.00661 | 1.1411 | 1.9776 | 1.2869 | -0.0066062
| PGECFLDMoNewCZ03 | CFL | PGE | DMo | New | CZ03 | rWtd | 1.04 | 1.21 |  | -0.019 | 1.0358 | 1.025 | 1.2123 | -0.018986
| PGECFLDMoNewCZ04 | CFL | PGE | DMo | New | CZ04 | rWtd | 1.08 | 1.27 |  | -0.012 | 1.0768 | 1.4373 | 1.27 | -0.012016
| PGECFLDMoNewCZ05 | CFL | PGE | DMo | New | CZ05 | rWtd | 0.98 | 1.01 |  | -0.029 | 0.98412 | 1.0204 | 1.0135 | -0.029025
| PGECFLDMoNewCZ11 | CFL | PGE | DMo | New | CZ11 | rWtd | 0.99 | 1.13 |  | -0.0159 | 0.9924 | 1.6026 | 1.1349 | -0.015927
| PGECFLDMoNewCZ12 | CFL | PGE | DMo | New | CZ12 | rWtd | 1.03 | 1.2 |  | -0.013 | 1.0331 | 1.7603 | 1.2 | -0.01297
| PGECFLDMoNewCZ13 | CFL | PGE | DMo | New | CZ13 | rWtd | 1.08 | 1.27 |  | -0.014 | 1.0769 | 1.0224 | 1.2694 | -0.013961
| PGECFLDMoNewCZ16 | CFL | PGE | DMo | New | CZ16 | rWtd | 1.08 | 1.4 |  | -0.015 | 1.0755 | 1.4732 | 1.4046 | -0.014958
| PGECFLDMoNewIOU | CFL | PGE | DMo | New | IOU | rWtd | 1.16 | 1.39 |  | -0.0104 | 1.1632 | 1.5277 | 1.3888 | -0.010419 | 1.07 |  | 1.34 | -0.0193
| PGECFLDMoOldCZ01 | CFL | PGE | DMo | Old | CZ01 | rWtd | 0.98 | 1.23 |  | -0.0297 | 0.97574 | 1.0227 | 1.2343 | -0.029694 | 0.93 |  | 1.02 | -0.031
| PGECFLDMoOldCZ02 | CFL | PGE | DMo | Old | CZ02 | rWtd | 1.02 | 1.22 |  | -0.0176 | 1.0213 | 1.915 | 1.2181 | -0.017632 | 1.02 |  | 1.57 | -0.0234
| PGECFLDMoOldCZ03 | CFL | PGE | DMo | Old | CZ03 | rWtd | 1.08 | 1.23 |  | -0.0136 | 1.0784 | 1.503 | 1.228 | -0.013574 | 0.99 |  | 1.24 | -0.0212
| PGECFLDMoOldCZ04 | CFL | PGE | DMo | Old | CZ04 | rWtd | 1.08 | 1.29 |  | -0.0153 | 1.0809 | 1.6858 | 1.2934 | -0.015296 | 1.08 |  | 1.36 | -0.0159
| PGECFLDMoOldCZ05 | CFL | PGE | DMo | Old | CZ05 | rWtd | 1.11 | 1.35 |  | -0.0209 | 1.1054 | 1.1529 | 1.3454 | -0.02088 | 0.96 |  | 1.04 | -0.0226
| PGECFLDMoOldCZ11 | CFL | PGE | DMo | Old | CZ11 | rWtd | 1.11 | 1.43 |  | -0.0212 | 1.1112 | 1.7408 | 1.4304 | -0.021154 | 1.12 |  | 1.46 | -0.0189
| PGECFLDMoOldCZ12 | CFL | PGE | DMo | Old | CZ12 | rWtd | 1.12 | 1.37 |  | -0.0231 | 1.1201 | 1.9686 | 1.3736 | -0.02314 | 1.1 |  | 1.47 | -0.0183
| PGECFLDMoOldCZ13 | CFL | PGE | DMo | Old | CZ13 | rWtd | 1.2 | 1.48 |  | -0.00929 | 1.2036 | 1.7145 | 1.4754 | -0.00929 | 1.15 |  | 1.45 | -0.0149
| PGECFLDMoOldCZ16 | CFL | PGE | DMo | Old | CZ16 | rWtd | 1 | 1.24 |  | -0.0213 | 1.0026 | 1.4053 | 1.2426 | -0.021337 | 1 |  | 1.22 | -0.0256
| PGECFLDMoOldIOU | CFL | PGE | DMo | Old | IOU | rWtd | 1.12 | 1.46 |  | -0.0248 | 1.1204 | 1.7041 | 1.4647 | -0.024849 | 1.08 |  | 1.39 | -0.0194
| PGECFLDMoRecCZ01 | CFL | PGE | DMo | Rec | CZ01 | rWtd | 1.1 | 1.47 |  | -0.0201 | 1.0981 | 1.0251 | 1.4716 | -0.020149 | 0.93 |  | 1.01 | -0.032
| PGECFLDMoRecCZ02 | CFL | PGE | DMo | Rec | CZ02 | rWtd | 1.12 | 1.57 |  | -0.0233 | 1.1189 | 1.9776 | 1.5672 | -0.023303 | 1.05 |  | 1.36 | -0.0248
| PGECFLDMoRecCZ03 | CFL | PGE | DMo | Rec | CZ03 | rWtd | 1.12 | 1.46 |  | -0.0235 | 1.1189 | 1.025 | 1.4583 | -0.023548 | 0.99 |  | 1.17 | -0.0214
| PGECFLDMoRecCZ04 | CFL | PGE | DMo | Rec | CZ04 | rWtd | 1.19 | 1.47 |  | -0.00915 | 1.1909 | 1.4373 | 1.4691 | -0.0091479 | 1.06 |  | 1.3 | -0.018
| PGECFLDMoRecCZ05 | CFL | PGE | DMo | Rec | CZ05 | rWtd | 1.03 | 1.36 |  | -0.0255 | 1.029 | 1.0204 | 1.3596 | -0.025516 | 0.96 |  | 1.04 | -0.0236
| PGECFLDMoRecCZ11 | CFL | PGE | DMo | Rec | CZ11 | rWtd | 1.06 | 1.31 |  | -0.0183 | 1.0645 | 1.6026 | 1.3109 | -0.018345 | 1.12 |  | 1.4 | -0.0173
| PGECFLDMoRecCZ12 | CFL | PGE | DMo | Rec | CZ12 | rWtd | 0.99 | 1.27 |  | -0.0284 | 0.99438 | 1.7603 | 1.2671 | -0.028421 | 1.09 |  | 1.42 | -0.0195
| PGECFLDMoRecCZ13 | CFL | PGE | DMo | Rec | CZ13 | rWtd | 1.02 | 1.27 |  | -0.0178 | 1.0243 | 1.0224 | 1.2665 | -0.017769 | 1.13 |  | 1.39 | -0.0161
| PGECFLDMoRecCZ16 | CFL | PGE | DMo | Rec | CZ16 | rWtd | 1.09 | 1.23 |  | -0.0115 | 1.09 | 1.4732 | 1.2296 | -0.011466 | 1 |  | 1.19 | -0.0202
| PGECFLDMoRecIOU | CFL | PGE | DMo | Rec | IOU | rWtd | 1.09 | 1.4 |  | -0.0204 | 1.0881 | 1.5277 | 1.4008 | -0.020397 | 1.07 |  | 1.33 | -0.0193
| PGECFLMFm1975CZ01 | CFL | PGE | MFm | 1975 | CZ01 | rWtd | 0.9 | 1.01 |  | -0.0269 | 0.89517 | 1.0202 | 1.012 | -0.026906
| PGECFLMFm1975CZ02 | CFL | PGE | MFm | 1975 | CZ02 | rWtd | 0.97 | 1.21 |  | -0.0196 | 0.96809 | 1.3274 | 1.2122 | -0.019551
| PGECFLMFm1975CZ03 | CFL | PGE | MFm | 1975 | CZ03 | rWtd | 0.93 | 1.04 |  | -0.021 | 0.9323 | 1.0454 | 1.0367 | -0.020985
| PGECFLMFm1975CZ04 | CFL | PGE | MFm | 1975 | CZ04 | rWtd | 0.98 | 1.23 |  | -0.0173 | 0.98104 | 1.3807 | 1.2289 | -0.017292
| PGECFLMFm1975CZ05 | CFL | PGE | MFm | 1975 | CZ05 | rWtd | 0.93 | 1.05 |  | -0.0257 | 0.92986 | 1.0466 | 1.0454 | -0.025698
| PGECFLMFm1975CZ06 | CFL | PGE | MFm | 1975 | CZ06 | rWtd | 0 | 0 |  | 0 | 0 | 0 | 0 | 0
| PGECFLMFm1975CZ07 | CFL | PGE | MFm | 1975 | CZ07 | rWtd | 0 | 0 |  | 0 | 0 | 0 | 0 | 0
| PGECFLMFm1975CZ08 | CFL | PGE | MFm | 1975 | CZ08 | rWtd | 0 | 0 |  | 0 | 0 | 0 | 0 | 0
| PGECFLMFm1975CZ09 | CFL | PGE | MFm | 1975 | CZ09 | rWtd | 0 | 0 |  | 0 | 0 | 0 | 0 | 0
| PGECFLMFm1975CZ10 | CFL | PGE | MFm | 1975 | CZ10 | rWtd | 0 | 0 |  | 0 | 0 | 0 | 0 | 0
| PGECFLMFm1975CZ11 | CFL | PGE | MFm | 1975 | CZ11 | rWtd | 1.08 | 1.49 |  | -0.0175 | 1.0814 | 1.716 | 1.4854 | -0.017468
| PGECFLMFm1975CZ12 | CFL | PGE | MFm | 1975 | CZ12 | rWtd | 1.05 | 1.44 |  | -0.0181 | 1.0494 | 1.7101 | 1.4381 | -0.018072
| PGECFLMFm1975CZ13 | CFL | PGE | MFm | 1975 | CZ13 | rWtd | 1.1 | 1.45 |  | -0.0172 | 1.0962 | 1.7153 | 1.4542 | -0.017156
| PGECFLMFm1975CZ14 | CFL | PGE | MFm | 1975 | CZ14 | rWtd | 0 | 0 |  | 0 | 0 | 0 | 0 | 0
| PGECFLMFm1975CZ15 | CFL | PGE | MFm | 1975 | CZ15 | rWtd | 0 | 0 |  | 0 | 0 | 0 | 0 | 0
| PGECFLMFm1975CZ16 | CFL | PGE | MFm | 1975 | CZ16 | rWtd | 1.01 | 1.28 |  | -0.0202 | 1.0069 | 1.3486 | 1.2756 | -0.020168
| PGECFLMFm1985CZ01 | CFL | PGE | MFm | 1985 | CZ01 | rWtd | 0.89 | 1 |  | -0.0269 | 0.8939 | 1 | 1 | -0.026906
| PGECFLMFm1985CZ02 | CFL | PGE | MFm | 1985 | CZ02 | rWtd | 0.97 | 1.24 |  | -0.0192 | 0.96926 | 1.2848 | 1.2372 | -0.019165
| PGECFLMFm1985CZ03 | CFL | PGE | MFm | 1985 | CZ03 | rWtd | 0.93 | 1.04 |  | -0.0213 | 0.93248 | 1.0212 | 1.0427 | -0.021277
| PGECFLMFm1985CZ04 | CFL | PGE | MFm | 1985 | CZ04 | rWtd | 0.98 | 1.22 |  | -0.0168 | 0.98033 | 1.389 | 1.2173 | -0.016803
| PGECFLMFm1985CZ05 | CFL | PGE | MFm | 1985 | CZ05 | rWtd | 0.93 | 1.07 |  | -0.0253 | 0.93228 | 1.1101 | 1.068 | -0.02526
| PGECFLMFm1985CZ06 | CFL | PGE | MFm | 1985 | CZ06 | rWtd | 0 | 0 |  | 0 | 0 | 0 | 0 | 0
| PGECFLMFm1985CZ07 | CFL | PGE | MFm | 1985 | CZ07 | rWtd | 0 | 0 |  | 0 | 0 | 0 | 0 | 0
| PGECFLMFm1985CZ08 | CFL | PGE | MFm | 1985 | CZ08 | rWtd | 0 | 0 |  | 0 | 0 | 0 | 0 | 0
| PGECFLMFm1985CZ09 | CFL | PGE | MFm | 1985 | CZ09 | rWtd | 0 | 0 |  | 0 | 0 | 0 | 0 | 0
| PGECFLMFm1985CZ10 | CFL | PGE | MFm | 1985 | CZ10 | rWtd | 0 | 0 |  | 0 | 0 | 0 | 0 | 0
| PGECFLMFm1985CZ11 | CFL | PGE | MFm | 1985 | CZ11 | rWtd | 1.07 | 1.57 |  | -0.0179 | 1.0699 | 1.7006 | 1.5703 | -0.017887
| PGECFLMFm1985CZ12 | CFL | PGE | MFm | 1985 | CZ12 | rWtd | 1.03 | 1.54 |  | -0.0181 | 1.0308 | 1.68 | 1.5421 | -0.018094
| PGECFLMFm1985CZ13 | CFL | PGE | MFm | 1985 | CZ13 | rWtd | 1.09 | 1.49 |  | -0.0181 | 1.0881 | 1.7215 | 1.4932 | -0.018146
| PGECFLMFm1985CZ14 | CFL | PGE | MFm | 1985 | CZ14 | rWtd | 0 | 0 |  | 0 | 0 | 0 | 0 | 0
| PGECFLMFm1985CZ15 | CFL | PGE | MFm | 1985 | CZ15 | rWtd | 0 | 0 |  | 0 | 0 | 0 | 0 | 0
| PGECFLMFm1985CZ16 | CFL | PGE | MFm | 1985 | CZ16 | rWtd | 1.01 | 1.26 |  | -0.0202 | 1.0117 | 1.3543 | 1.2558 | -0.020177
| PGECFLMFm1996CZ01 | CFL | PGE | MFm | 1996 | CZ01 | rWtd | 0.89 | 1.02 |  | -0.0269 | 0.8909 | 1.0202 | 1.024 | -0.026906
| PGECFLMFm1996CZ02 | CFL | PGE | MFm | 1996 | CZ02 | rWtd | 0.98 | 1.21 |  | -0.0174 | 0.97557 | 1.3373 | 1.2129 | -0.017427
| PGECFLMFm1996CZ03 | CFL | PGE | MFm | 1996 | CZ03 | rWtd | 0.93 | 1.03 |  | -0.021 | 0.93432 | 1.0499 | 1.0322 | -0.021033
| PGECFLMFm1996CZ04 | CFL | PGE | MFm | 1996 | CZ04 | rWtd | 0.99 | 1.24 |  | -0.0165 | 0.98506 | 1.355 | 1.2427 | -0.016463
| PGECFLMFm1996CZ05 | CFL | PGE | MFm | 1996 | CZ05 | rWtd | 0.94 | 1.05 |  | -0.0227 | 0.9397 | 1.0543 | 1.0469 | -0.022708
| PGECFLMFm1996CZ06 | CFL | PGE | MFm | 1996 | CZ06 | rWtd | 0 | 0 |  | 0 | 0 | 0 | 0 | 0
| PGECFLMFm1996CZ07 | CFL | PGE | MFm | 1996 | CZ07 | rWtd | 0 | 0 |  | 0 | 0 | 0 | 0 | 0
| PGECFLMFm1996CZ08 | CFL | PGE | MFm | 1996 | CZ08 | rWtd | 0 | 0 |  | 0 | 0 | 0 | 0 | 0
| PGECFLMFm1996CZ09 | CFL | PGE | MFm | 1996 | CZ09 | rWtd | 0 | 0 |  | 0 | 0 | 0 | 0 | 0
| PGECFLMFm1996CZ10 | CFL | PGE | MFm | 1996 | CZ10 | rWtd | 0 | 0 |  | 0 | 0 | 0 | 0 | 0
| PGECFLMFm1996CZ11 | CFL | PGE | MFm | 1996 | CZ11 | rWtd | 1.09 | 1.44 |  | -0.0147 | 1.0911 | 1.6756 | 1.4392 | -0.014694
| PGECFLMFm1996CZ12 | CFL | PGE | MFm | 1996 | CZ12 | rWtd | 1.04 | 1.48 |  | -0.0172 | 1.0383 | 1.6859 | 1.4815 | -0.017206
| PGECFLMFm1996CZ13 | CFL | PGE | MFm | 1996 | CZ13 | rWtd | 1.09 | 1.44 |  | -0.0154 | 1.089 | 1.7887 | 1.4406 | -0.015418
| PGECFLMFm1996CZ14 | CFL | PGE | MFm | 1996 | CZ14 | rWtd | 0 | 0 |  | 0 | 0 | 0 | 0 | 0
| PGECFLMFm1996CZ15 | CFL | PGE | MFm | 1996 | CZ15 | rWtd | 0 | 0 |  | 0 | 0 | 0 | 0 | 0
| PGECFLMFm1996CZ16 | CFL | PGE | MFm | 1996 | CZ16 | rWtd | 1.01 | 1.25 |  | -0.0218 | 1.006 | 1.4256 | 1.2497 | -0.021782
| PGECFLMFm2003CZ01 | CFL | PGE | MFm | 2003 | CZ01 | rWtd | 0.9 | 1.01 |  | -0.0269 | 0.90285 | 1.0403 | 1.0123 | -0.026906
| PGECFLMFm2003CZ02 | CFL | PGE | MFm | 2003 | CZ02 | rWtd | 0.98 | 1.26 |  | -0.0164 | 0.97738 | 1.3407 | 1.264 | -0.016392
| PGECFLMFm2003CZ03 | CFL | PGE | MFm | 2003 | CZ03 | rWtd | 0.93 | 1.03 |  | -0.0216 | 0.93126 | 1.0626 | 1.0291 | -0.021594
| PGECFLMFm2003CZ04 | CFL | PGE | MFm | 2003 | CZ04 | rWtd | 1 | 1.2 |  | -0.0148 | 0.99535 | 1.3792 | 1.1958 | -0.014764
| PGECFLMFm2003CZ05 | CFL | PGE | MFm | 2003 | CZ05 | rWtd | 0.94 | 1.06 |  | -0.0219 | 0.94293 | 1.0775 | 1.0578 | -0.021926
| PGECFLMFm2003CZ06 | CFL | PGE | MFm | 2003 | CZ06 | rWtd | 0 | 0 |  | 0 | 0 | 0 | 0 | 0
| PGECFLMFm2003CZ07 | CFL | PGE | MFm | 2003 | CZ07 | rWtd | 0 | 0 |  | 0 | 0 | 0 | 0 | 0
| PGECFLMFm2003CZ08 | CFL | PGE | MFm | 2003 | CZ08 | rWtd | 0 | 0 |  | 0 | 0 | 0 | 0 | 0
| PGECFLMFm2003CZ09 | CFL | PGE | MFm | 2003 | CZ09 | rWtd | 0 | 0 |  | 0 | 0 | 0 | 0 | 0
| PGECFLMFm2003CZ10 | CFL | PGE | MFm | 2003 | CZ10 | rWtd | 0 | 0 |  | 0 | 0 | 0 | 0 | 0
| PGECFLMFm2003CZ11 | CFL | PGE | MFm | 2003 | CZ11 | rWtd | 1.09 | 1.37 |  | -0.0163 | 1.0892 | 1.4853 | 1.3684 | -0.016299
| PGECFLMFm2003CZ12 | CFL | PGE | MFm | 2003 | CZ12 | rWtd | 1.06 | 1.38 |  | -0.0153 | 1.0625 | 1.4547 | 1.376 | -0.015265
| PGECFLMFm2003CZ13 | CFL | PGE | MFm | 2003 | CZ13 | rWtd | 1.1 | 1.41 |  | -0.016 | 1.0975 | 1.5739 | 1.4135 | -0.015977
| PGECFLMFm2003CZ14 | CFL | PGE | MFm | 2003 | CZ14 | rWtd | 0 | 0 |  | 0 | 0 | 0 | 0 | 0
| PGECFLMFm2003CZ15 | CFL | PGE | MFm | 2003 | CZ15 | rWtd | 0 | 0 |  | 0 | 0 | 0 | 0 | 0
| PGECFLMFm2003CZ16 | CFL | PGE | MFm | 2003 | CZ16 | rWtd | 1.01 | 1.25 |  | -0.0205 | 1.0132 | 1.4256 | 1.2497 | -0.020491
| PGECFLMFm2007CZ01 | CFL | PGE | MFm | 2007 | CZ01 | rWtd | 0.9 | 1.01 |  | -0.0269 | 0.89635 | 1.0403 | 1.0135 | -0.026906
| PGECFLMFm2007CZ02 | CFL | PGE | MFm | 2007 | CZ02 | rWtd | 0.96 | 1.15 |  | -0.0171 | 0.96476 | 1.1791 | 1.147 | -0.01708
| PGECFLMFm2007CZ03 | CFL | PGE | MFm | 2007 | CZ03 | rWtd | 0.94 | 1.05 |  | -0.02 | 0.93935 | 1.0736 | 1.0492 | -0.020047
| PGECFLMFm2007CZ04 | CFL | PGE | MFm | 2007 | CZ04 | rWtd | 1.04 | 1.31 |  | -0.0142 | 1.0432 | 1.6173 | 1.3064 | -0.014175
| PGECFLMFm2007CZ05 | CFL | PGE | MFm | 2007 | CZ05 | rWtd | 0.96 | 1.12 |  | -0.0204 | 0.95817 | 1.1681 | 1.121 | -0.020366
| PGECFLMFm2007CZ06 | CFL | PGE | MFm | 2007 | CZ06 | rWtd | 0 | 0 |  | 0 | 0 | 0 | 0 | 0
| PGECFLMFm2007CZ07 | CFL | PGE | MFm | 2007 | CZ07 | rWtd | 0 | 0 |  | 0 | 0 | 0 | 0 | 0
| PGECFLMFm2007CZ08 | CFL | PGE | MFm | 2007 | CZ08 | rWtd | 0 | 0 |  | 0 | 0 | 0 | 0 | 0
| PGECFLMFm2007CZ09 | CFL | PGE | MFm | 2007 | CZ09 | rWtd | 0 | 0 |  | 0 | 0 | 0 | 0 | 0
| PGECFLMFm2007CZ10 | CFL | PGE | MFm | 2007 | CZ10 | rWtd | 0 | 0 |  | 0 | 0 | 0 | 0 | 0
| PGECFLMFm2007CZ11 | CFL | PGE | MFm | 2007 | CZ11 | rWtd | 1.09 | 1.29 |  | -0.0164 | 1.0936 | 1.3659 | 1.2903 | -0.016355
| PGECFLMFm2007CZ12 | CFL | PGE | MFm | 2007 | CZ12 | rWtd | 1.08 | 1.33 |  | -0.015 | 1.0789 | 1.4796 | 1.3337 | -0.014973
| PGECFLMFm2007CZ13 | CFL | PGE | MFm | 2007 | CZ13 | rWtd | 1.1 | 1.34 |  | -0.0149 | 1.1005 | 1.4363 | 1.3405 | -0.014913
| PGECFLMFm2007CZ14 | CFL | PGE | MFm | 2007 | CZ14 | rWtd | 0 | 0 |  | 0 | 0 | 0 | 0 | 0
| PGECFLMFm2007CZ15 | CFL | PGE | MFm | 2007 | CZ15 | rWtd | 0 | 0 |  | 0 | 0 | 0 | 0 | 0
| PGECFLMFm2007CZ16 | CFL | PGE | MFm | 2007 | CZ16 | rWtd | 0.99 | 1.14 |  | -0.0207 | 0.98845 | 1.2505 | 1.1385 | -0.020655
| PGECFLMFm2011CZ01 | CFL | PGE | MFm | 2011 | CZ01 | rWtd | 0.9 | 1.03 |  | -0.0269 | 0.90414 | 1.0202 | 1.0255 | -0.026906
| PGECFLMFm2011CZ02 | CFL | PGE | MFm | 2011 | CZ02 | rWtd | 0.97 | 1.14 |  | -0.0164 | 0.97184 | 1.1766 | 1.145 | -0.016388
| PGECFLMFm2011CZ03 | CFL | PGE | MFm | 2011 | CZ03 | rWtd | 0.94 | 1.06 |  | -0.0194 | 0.94427 | 1.0785 | 1.0555 | -0.019375
| PGECFLMFm2011CZ04 | CFL | PGE | MFm | 2011 | CZ04 | rWtd | 1.06 | 1.31 |  | -0.013 | 1.0577 | 1.6016 | 1.3092 | -0.013043
| PGECFLMFm2011CZ05 | CFL | PGE | MFm | 2011 | CZ05 | rWtd | 0.96 | 1.11 |  | -0.0201 | 0.96209 | 1.1423 | 1.1145 | -0.020069
| PGECFLMFm2011CZ06 | CFL | PGE | MFm | 2011 | CZ06 | rWtd | 0 | 0 |  | 0 | 0 | 0 | 0 | 0
| PGECFLMFm2011CZ07 | CFL | PGE | MFm | 2011 | CZ07 | rWtd | 0 | 0 |  | 0 | 0 | 0 | 0 | 0
| PGECFLMFm2011CZ08 | CFL | PGE | MFm | 2011 | CZ08 | rWtd | 0 | 0 |  | 0 | 0 | 0 | 0 | 0
| PGECFLMFm2011CZ09 | CFL | PGE | MFm | 2011 | CZ09 | rWtd | 0 | 0 |  | 0 | 0 | 0 | 0 | 0
| PGECFLMFm2011CZ10 | CFL | PGE | MFm | 2011 | CZ10 | rWtd | 0 | 0 |  | 0 | 0 | 0 | 0 | 0
| PGECFLMFm2011CZ11 | CFL | PGE | MFm | 2011 | CZ11 | rWtd | 1.1 | 1.31 |  | -0.0162 | 1.0994 | 1.3902 | 1.3065 | -0.016218
| PGECFLMFm2011CZ12 | CFL | PGE | MFm | 2011 | CZ12 | rWtd | 1.09 | 1.35 |  | -0.0144 | 1.0877 | 1.5012 | 1.3476 | -0.014361
| PGECFLMFm2011CZ13 | CFL | PGE | MFm | 2011 | CZ13 | rWtd | 1.11 | 1.37 |  | -0.0145 | 1.109 | 1.4146 | 1.3691 | -0.014526
| PGECFLMFm2011CZ14 | CFL | PGE | MFm | 2011 | CZ14 | rWtd | 0 | 0 |  | 0 | 0 | 0 | 0 | 0
| PGECFLMFm2011CZ15 | CFL | PGE | MFm | 2011 | CZ15 | rWtd | 0 | 0 |  | 0 | 0 | 0 | 0 | 0
| PGECFLMFm2011CZ16 | CFL | PGE | MFm | 2011 | CZ16 | rWtd | 0.99 | 1.14 |  | -0.0202 | 0.993 | 1.2297 | 1.145 | -0.020241
| PGECFLMFm2015CZ01 | CFL | PGE | MFm | 2015 | CZ01 | rWtd | 0.92 | 1.01 |  | -0.0249 | 0.91585 | 1.0429 | 1.0135 | -0.02488
| PGECFLMFm2015CZ02 | CFL | PGE | MFm | 2015 | CZ02 | rWtd | 0.97 | 1.14 |  | -0.0166 | 0.97177 | 1.1399 | 1.1363 | -0.01659
| PGECFLMFm2015CZ03 | CFL | PGE | MFm | 2015 | CZ03 | rWtd | 0.95 | 1.05 |  | -0.0177 | 0.95366 | 1.078 | 1.0524 | -0.017666
| PGECFLMFm2015CZ04 | CFL | PGE | MFm | 2015 | CZ04 | rWtd | 1.05 | 1.3 |  | -0.013 | 1.0531 | 1.5835 | 1.2972 | -0.012973
| PGECFLMFm2015CZ05 | CFL | PGE | MFm | 2015 | CZ05 | rWtd | 0.99 | 1.13 |  | -0.0149 | 0.98767 | 1.179 | 1.133 | -0.014892
| PGECFLMFm2015CZ06 | CFL | PGE | MFm | 2015 | CZ06 | rWtd | 0 | 0 |  | 0 | 0 | 0 | 0 | 0
| PGECFLMFm2015CZ07 | CFL | PGE | MFm | 2015 | CZ07 | rWtd | 0 | 0 |  | 0 | 0 | 0 | 0 | 0
| PGECFLMFm2015CZ08 | CFL | PGE | MFm | 2015 | CZ08 | rWtd | 0 | 0 |  | 0 | 0 | 0 | 0 | 0
| PGECFLMFm2015CZ09 | CFL | PGE | MFm | 2015 | CZ09 | rWtd | 0 | 0 |  | 0 | 0 | 0 | 0 | 0
| PGECFLMFm2015CZ10 | CFL | PGE | MFm | 2015 | CZ10 | rWtd | 0 | 0 |  | 0 | 0 | 0 | 0 | 0
| PGECFLMFm2015CZ11 | CFL | PGE | MFm | 2015 | CZ11 | rWtd | 1.09 | 1.3 |  | -0.0163 | 1.0912 | 1.3875 | 1.3046 | -0.016258
| PGECFLMFm2015CZ12 | CFL | PGE | MFm | 2015 | CZ12 | rWtd | 1.08 | 1.33 |  | -0.0147 | 1.0784 | 1.4538 | 1.3319 | -0.014662
| PGECFLMFm2015CZ13 | CFL | PGE | MFm | 2015 | CZ13 | rWtd | 1.1 | 1.34 |  | -0.0144 | 1.1017 | 1.4119 | 1.3387 | -0.014397
| PGECFLMFm2015CZ14 | CFL | PGE | MFm | 2015 | CZ14 | rWtd | 0 | 0 |  | 0 | 0 | 0 | 0 | 0
| PGECFLMFm2015CZ15 | CFL | PGE | MFm | 2015 | CZ15 | rWtd | 0 | 0 |  | 0 | 0 | 0 | 0 | 0
| PGECFLMFm2015CZ16 | CFL | PGE | MFm | 2015 | CZ16 | rWtd | 0.99 | 1.15 |  | -0.0217 | 0.98524 | 1.2149 | 1.1451 | -0.02172
| PGECFLMFm2017CZ01 | CFL | PGE | MFm | 2017 | CZ01 | rWtd | 0.92 | 1.03 |  | -0.0243 | 0.91756 | 1.0429 | 1.0255 | -0.024312
| PGECFLMFm2017CZ02 | CFL | PGE | MFm | 2017 | CZ02 | rWtd | 0.97 | 1.14 |  | -0.0162 | 0.97344 | 1.1399 | 1.1367 | -0.0162
| PGECFLMFm2017CZ03 | CFL | PGE | MFm | 2017 | CZ03 | rWtd | 0.95 | 1.06 |  | -0.0175 | 0.95437 | 1.0785 | 1.0551 | -0.01754
| PGECFLMFm2017CZ04 | CFL | PGE | MFm | 2017 | CZ04 | rWtd | 1.06 | 1.29 |  | -0.0119 | 1.0554 | 1.5676 | 1.2865 | -0.011924
| PGECFLMFm2017CZ05 | CFL | PGE | MFm | 2017 | CZ05 | rWtd | 0.99 | 1.13 |  | -0.0147 | 0.98899 | 1.1681 | 1.133 | -0.014673
| PGECFLMFm2017CZ06 | CFL | PGE | MFm | 2017 | CZ06 | rWtd | 0 | 0 |  | 0 | 0 | 0 | 0 | 0
| PGECFLMFm2017CZ07 | CFL | PGE | MFm | 2017 | CZ07 | rWtd | 0 | 0 |  | 0 | 0 | 0 | 0 | 0
| PGECFLMFm2017CZ08 | CFL | PGE | MFm | 2017 | CZ08 | rWtd | 0 | 0 |  | 0 | 0 | 0 | 0 | 0
| PGECFLMFm2017CZ09 | CFL | PGE | MFm | 2017 | CZ09 | rWtd | 0 | 0 |  | 0 | 0 | 0 | 0 | 0
| PGECFLMFm2017CZ10 | CFL | PGE | MFm | 2017 | CZ10 | rWtd | 0 | 0 |  | 0 | 0 | 0 | 0 | 0
| PGECFLMFm2017CZ11 | CFL | PGE | MFm | 2017 | CZ11 | rWtd | 1.09 | 1.32 |  | -0.0157 | 1.0904 | 1.3659 | 1.3189 | -0.015746
| PGECFLMFm2017CZ12 | CFL | PGE | MFm | 2017 | CZ12 | rWtd | 1.08 | 1.35 |  | -0.014 | 1.0799 | 1.4274 | 1.3458 | -0.014005
| PGECFLMFm2017CZ13 | CFL | PGE | MFm | 2017 | CZ13 | rWtd | 1.1 | 1.32 |  | -0.0139 | 1.1003 | 1.3847 | 1.3244 | -0.013932
| PGECFLMFm2017CZ14 | CFL | PGE | MFm | 2017 | CZ14 | rWtd | 0 | 0 |  | 0 | 0 | 0 | 0 | 0
| PGECFLMFm2017CZ15 | CFL | PGE | MFm | 2017 | CZ15 | rWtd | 0 | 0 |  | 0 | 0 | 0 | 0 | 0
| PGECFLMFm2017CZ16 | CFL | PGE | MFm | 2017 | CZ16 | rWtd | 0.99 | 1.14 |  | -0.0212 | 0.98641 | 1.2236 | 1.1384 | -0.021161
| PGECFLMFm2020CZ01 | CFL | PGE | MFm | 2020 | CZ01 | rWtd | 0.92 | 1.03 |  | -0.0243 | 0.91756 | 1.0429 | 1.0255 | -0.024312
| PGECFLMFm2020CZ02 | CFL | PGE | MFm | 2020 | CZ02 | rWtd | 0.97 | 1.14 |  | -0.0162 | 0.97344 | 1.1399 | 1.1367 | -0.0162
| PGECFLMFm2020CZ03 | CFL | PGE | MFm | 2020 | CZ03 | rWtd | 0.95 | 1.06 |  | -0.0175 | 0.95437 | 1.0785 | 1.0551 | -0.01754
| PGECFLMFm2020CZ04 | CFL | PGE | MFm | 2020 | CZ04 | rWtd | 1.06 | 1.29 |  | -0.0118 | 1.0552 | 1.5653 | 1.2877 | -0.011797
| PGECFLMFm2020CZ05 | CFL | PGE | MFm | 2020 | CZ05 | rWtd | 0.99 | 1.13 |  | -0.0147 | 0.98899 | 1.1681 | 1.133 | -0.014673
| PGECFLMFm2020CZ06 | CFL | PGE | MFm | 2020 | CZ06 | rWtd | 0 | 0 |  | 0 | 0 | 0 | 0 | 0
| PGECFLMFm2020CZ07 | CFL | PGE | MFm | 2020 | CZ07 | rWtd | 0 | 0 |  | 0 | 0 | 0 | 0 | 0
| PGECFLMFm2020CZ08 | CFL | PGE | MFm | 2020 | CZ08 | rWtd | 0 | 0 |  | 0 | 0 | 0 | 0 | 0
| PGECFLMFm2020CZ09 | CFL | PGE | MFm | 2020 | CZ09 | rWtd | 0 | 0 |  | 0 | 0 | 0 | 0 | 0
| PGECFLMFm2020CZ10 | CFL | PGE | MFm | 2020 | CZ10 | rWtd | 0 | 0 |  | 0 | 0 | 0 | 0 | 0
| PGECFLMFm2020CZ11 | CFL | PGE | MFm | 2020 | CZ11 | rWtd | 1.09 | 1.32 |  | -0.0156 | 1.0903 | 1.3659 | 1.3208 | -0.015625
| PGECFLMFm2020CZ12 | CFL | PGE | MFm | 2020 | CZ12 | rWtd | 1.08 | 1.33 |  | -0.0139 | 1.0799 | 1.4274 | 1.3301 | -0.013881
| PGECFLMFm2020CZ13 | CFL | PGE | MFm | 2020 | CZ13 | rWtd | 1.1 | 1.32 |  | -0.0138 | 1.1001 | 1.3603 | 1.3226 | -0.013825
| PGECFLMFm2020CZ14 | CFL | PGE | MFm | 2020 | CZ14 | rWtd | 0 | 0 |  | 0 | 0 | 0 | 0 | 0
| PGECFLMFm2020CZ15 | CFL | PGE | MFm | 2020 | CZ15 | rWtd | 0 | 0 |  | 0 | 0 | 0 | 0 | 0
| PGECFLMFm2020CZ16 | CFL | PGE | MFm | 2020 | CZ16 | rWtd | 1 | 1.13 |  | -0.0191 | 0.99551 | 1.2015 | 1.128 | -0.01911
| PGECFLMFmExCZ01 | CFL | PGE | MFm | Ex | CZ01 | rWtd | 0.96 | 1.01 |  | -0.0245 | 0.95641 | 1.037 | 1.0135 | -0.024486 | 0.9 |  | 1.03 | -0.03
| PGECFLMFmExCZ02 | CFL | PGE | MFm | Ex | CZ02 | rWtd | 1.05 | 1.66 |  | -0.0198 | 1.0514 | 1.2216 | 1.663 | -0.019754 | 0.98 |  | 1.17 | -0.0164
| PGECFLMFmExCZ03 | CFL | PGE | MFm | Ex | CZ03 | rWtd | 0.96 | 1.19 |  | -0.0227 | 0.96386 | 1.072 | 1.1935 | -0.022736 | 0.95 |  | 1.04 | -0.0184
| PGECFLMFmExCZ04 | CFL | PGE | MFm | Ex | CZ04 | rWtd | 1.03 | 1.37 |  | -0.0205 | 1.0313 | 1.5278 | 1.3726 | -0.020491 | 1.02 |  | 1.14 | -0.0116
| PGECFLMFmExCZ05 | CFL | PGE | MFm | Ex | CZ05 | rWtd | 0.93 | 1.05 |  | -0.0246 | 0.93275 | 1.1417 | 1.054 | -0.02463 | 0.98 |  | 1.07 | -0.016
| PGECFLMFmExCZ11 | CFL | PGE | MFm | Ex | CZ11 | rWtd | 1.13 | 1.48 |  | -0.019 | 1.1344 | 1.4152 | 1.484 | -0.018975 | 1.1 |  | 1.29 | -0.0159
| PGECFLMFmExCZ12 | CFL | PGE | MFm | Ex | CZ12 | rWtd | 1.11 | 1.53 |  | -0.0184 | 1.1057 | 1.4692 | 1.5304 | -0.018414 | 1.08 |  | 1.26 | -0.0131
| PGECFLMFmExCZ13 | CFL | PGE | MFm | Ex | CZ13 | rWtd | 1.09 | 1.38 |  | -0.0177 | 1.0909 | 1.471 | 1.3778 | -0.017657 | 1.12 |  | 1.31 | -0.0128
| PGECFLMFmExCZ16 | CFL | PGE | MFm | Ex | CZ16 | rWtd | 1.02 | 1.29 |  | -0.0201 | 1.0154 | 1.2802 | 1.2874 | -0.020059 | 1.01 |  | 1.18 | -0.0214
| PGECFLMFmExIOU | CFL | PGE | MFm | Ex | IOU | rWtd | 1.09 | 1.3 |  | -0.0199 | 1.0856 | 1.2833 | 1.3009 | -0.019938 | 1 |  | 1.13 | -0.0161
| PGECFLMFmNewCZ01 | CFL | PGE | MFm | New | CZ01 | rWtd | 0.99 | 1.17 |  | -0.0208 | 0.99498 | 1.0429 | 1.1696 | -0.020777 | 0.91 |  | 1.03 | -0.027
| PGECFLMFmNewCZ02 | CFL | PGE | MFm | New | CZ02 | rWtd | 1 | 1.19 |  | -0.0173 | 0.99791 | 1.1399 | 1.1856 | -0.017336 | 0.99 |  | 1.15 | -0.0156
| PGECFLMFmNewCZ03 | CFL | PGE | MFm | New | CZ03 | rWtd | 0.92 | 1.03 |  | -0.0243 | 0.91756 | 1.0785 | 1.0255 | -0.024312 | 0.96 |  | 1.04 | -0.0153
| PGECFLMFmNewCZ04 | CFL | PGE | MFm | New | CZ04 | rWtd | 0.97 | 1.14 |  | -0.0162 | 0.97344 | 1.5653 | 1.1367 | -0.0162 | 1.03 |  | 1.11 | -0.00956
| PGECFLMFmNewCZ05 | CFL | PGE | MFm | New | CZ05 | rWtd | 0.95 | 1.06 |  | -0.0175 | 0.95437 | 1.1681 | 1.0551 | -0.01754 | 1 |  | 1.08 | -0.0114
| PGECFLMFmNewCZ11 | CFL | PGE | MFm | New | CZ11 | rWtd | 1.06 | 1.29 |  | -0.0118 | 1.0552 | 1.3659 | 1.2877 | -0.011797 | 1.1 |  | 1.28 | -0.0147
| PGECFLMFmNewCZ12 | CFL | PGE | MFm | New | CZ12 | rWtd | 0.99 | 1.13 |  | -0.0147 | 0.98899 | 1.4274 | 1.133 | -0.014673 | 1.08 |  | 1.25 | -0.012
| PGECFLMFmNewCZ13 | CFL | PGE | MFm | New | CZ13 | rWtd | 1.09 | 1.32 |  | -0.0156 | 1.0903 | 1.3603 | 1.3208 | -0.015625 | 1.11 |  | 1.3 | -0.0114
| PGECFLMFmNewCZ16 | CFL | PGE | MFm | New | CZ16 | rWtd | 1.08 | 1.33 |  | -0.0139 | 1.0799 | 1.2015 | 1.3301 | -0.013881 | 1.01 |  | 1.16 | -0.0192
| PGECFLMFmNewIOU | CFL | PGE | MFm | New | IOU | rWtd | 0.99 | 1.06 |  | -0.018 | 0.9888 | 1.2704 | 1.0595 | -0.018048 | 1.01 |  | 1.12 | -0.0132
| PGECFLMFmOldCZ01 | CFL | PGE | MFm | Old | CZ01 | rWtd | 1.06 | 1.38 |  | -0.0188 | 1.0627 | 1.0186 | 1.3848 | -0.018823 | 0.88 |  | 1.01 | -0.0344
| PGECFLMFmOldCZ02 | CFL | PGE | MFm | Old | CZ02 | rWtd | 1.07 | 1.34 |  | -0.0191 | 1.0727 | 1.315 | 1.3403 | -0.019055 | 0.97 |  | 1.2 | -0.0198
| PGECFLMFmOldCZ03 | CFL | PGE | MFm | Old | CZ03 | rWtd | 1.01 | 1.28 |  | -0.0188 | 1.0094 | 1.0412 | 1.2792 | -0.018846 | 0.94 |  | 1.04 | -0.0208
| PGECFLMFmOldCZ04 | CFL | PGE | MFm | Old | CZ04 | rWtd | 1.03 | 1.28 |  | -0.0192 | 1.031 | 1.3808 | 1.277 | -0.019189 | 1 |  | 1.2 | -0.0158
| PGECFLMFmOldCZ05 | CFL | PGE | MFm | Old | CZ05 | rWtd | 0.94 | 1.01 |  | -0.0283 | 0.94042 | 1.0561 | 1.0063 | -0.028287 | 0.95 |  | 1.06 | -0.0222
| PGECFLMFmOldCZ11 | CFL | PGE | MFm | Old | CZ11 | rWtd | 0.98 | 1.26 |  | -0.0266 | 0.98014 | 1.7072 | 1.2573 | -0.026556 | 1.08 |  | 1.43 | -0.018
| PGECFLMFmOldCZ12 | CFL | PGE | MFm | Old | CZ12 | rWtd | 0.95 | 1.06 |  | -0.0257 | 0.94951 | 1.6929 | 1.0625 | -0.025682 | 1.05 |  | 1.38 | -0.0174
| PGECFLMFmOldCZ13 | CFL | PGE | MFm | Old | CZ13 | rWtd | 1 | 1.28 |  | -0.0208 | 1.0022 | 1.7219 | 1.2822 | -0.020797 | 1.11 |  | 1.38 | -0.0162
| PGECFLMFmOldCZ16 | CFL | PGE | MFm | Old | CZ16 | rWtd | 0.95 | 1.07 |  | -0.0283 | 0.95097 | 1.3528 | 1.0725 | -0.028273 | 1.01 |  | 1.21 | -0.0206
| PGECFLMFmOldIOU | CFL | PGE | MFm | Old | IOU | rWtd | 1.2 | 1.52 |  | -0.011 | 1.1965 | 1.3184 | 1.5248 | -0.01101 | 0.99 |  | 1.18 | -0.0189
| PGECFLMFmRecCZ01 | CFL | PGE | MFm | Rec | CZ01 | rWtd | 0.96 | 1.08 |  | -0.03 | 0.95675 | 1.0429 | 1.081 | -0.029993 | 0.91 |  | 1.03 | -0.027
| PGECFLMFmRecCZ02 | CFL | PGE | MFm | Rec | CZ02 | rWtd | 1.1 | 1.57 |  | -0.024 | 1.1007 | 1.1399 | 1.574 | -0.023983 | 0.99 |  | 1.15 | -0.0156
| PGECFLMFmRecCZ03 | CFL | PGE | MFm | Rec | CZ03 | rWtd | 1.06 | 1.62 |  | -0.0243 | 1.0635 | 1.0785 | 1.6164 | -0.024349 | 0.96 |  | 1.04 | -0.0153
| PGECFLMFmRecCZ04 | CFL | PGE | MFm | Rec | CZ04 | rWtd | 1.12 | 1.57 |  | -0.0245 | 1.1159 | 1.567 | 1.5712 | -0.024516 | 1.03 |  | 1.11 | -0.00972
| PGECFLMFmRecCZ05 | CFL | PGE | MFm | Rec | CZ05 | rWtd | 1.01 | 1.31 |  | -0.0269 | 1.0143 | 1.1681 | 1.305 | -0.026896 | 1 |  | 1.08 | -0.0114
| PGECFLMFmRecCZ11 | CFL | PGE | MFm | Rec | CZ11 | rWtd | 1.03 | 1.36 |  | -0.0262 | 1.0268 | 1.3659 | 1.3638 | -0.026184 | 1.1 |  | 1.28 | -0.0149
| PGECFLMFmRecCZ12 | CFL | PGE | MFm | Rec | CZ12 | rWtd | 0.97 | 1 |  | -0.0252 | 0.96813 | 1.4274 | 1 | -0.02519 | 1.08 |  | 1.25 | -0.0122
| PGECFLMFmRecCZ13 | CFL | PGE | MFm | Rec | CZ13 | rWtd | 1.02 | 1.47 |  | -0.028 | 1.024 | 1.3786 | 1.4695 | -0.027984 | 1.11 |  | 1.3 | -0.0116
| PGECFLMFmRecCZ16 | CFL | PGE | MFm | Rec | CZ16 | rWtd | 0.98 | 1.11 |  | -0.0239 | 0.97829 | 1.2125 | 1.111 | -0.023908 | 1 |  | 1.16 | -0.0218
| PGECFLMFmRecIOU | CFL | PGE | MFm | Rec | IOU | rWtd | 1.1 | 1.32 |  | -0.0237 | 1.1013 | 1.2713 | 1.3197 | -0.023695 | 1.01 |  | 1.12 | -0.0141
| PGECFLResExCZ01 | CFL | PGE | Res | Ex | CZ01 | rWtd | 1.09 | 1.26 |  | -0.0107 | 1.0872 | 1.0265 | 1.2553 | -0.010709 | 0.93 |  | 1.02 | -0.0302
| PGECFLResExCZ02 | CFL | PGE | Res | Ex | CZ02 | rWtd | 1.13 | 1.4 |  | -0.0121 | 1.1259 | 1.3966 | 1.3998 | -0.012068 | 0.99 |  | 1.2 | -0.0208
| PGECFLResExCZ03 | CFL | PGE | Res | Ex | CZ03 | rWtd | 0.99 | 1.09 |  | -0.0162 | 0.99493 | 1.1076 | 1.0931 | -0.016161 | 0.96 |  | 1.05 | -0.0208
| PGECFLResExCZ04 | CFL | PGE | Res | Ex | CZ04 | rWtd | 1.11 | 1.27 |  | -0.00648 | 1.115 | 1.5729 | 1.2704 | -0.0064812 | 1.03 |  | 1.17 | -0.0172
| PGECFLResExCZ05 | CFL | PGE | Res | Ex | CZ05 | rWtd | 1.06 | 1.23 |  | -0.0121 | 1.0612 | 1.1473 | 1.2265 | -0.012073 | 0.97 |  | 1.06 | -0.0284
| PGECFLResExCZ11 | CFL | PGE | Res | Ex | CZ11 | rWtd | 1.06 | 1.26 |  | -0.0158 | 1.0642 | 1.5614 | 1.2622 | -0.015832 | 1.11 |  | 1.4 | -0.0206
| PGECFLResExCZ12 | CFL | PGE | Res | Ex | CZ12 | rWtd | 1.07 | 1.19 |  | -0.00781 | 1.0731 | 1.664 | 1.1859 | -0.0078145 | 1.07 |  | 1.3 | -0.0191
| PGECFLResExCZ13 | CFL | PGE | Res | Ex | CZ13 | rWtd | 1.14 | 1.31 |  | -0.0108 | 1.1387 | 1.5985 | 1.3103 | -0.010805 | 1.13 |  | 1.36 | -0.0175
| PGECFLResExCZ16 | CFL | PGE | Res | Ex | CZ16 | rWtd | 1.14 | 1.43 |  | -0.0152 | 1.1449 | 1.4319 | 1.4259 | -0.015215 | 1.01 |  | 1.25 | -0.0206
| PGECFLResExIOU | CFL | PGE | Res | Ex | IOU | rWtd | 1.12 | 1.34 |  | -0.0126 | 1.1194 | 1.4022 | 1.3407 | -0.01259 | 1.04 |  | 1.22 | -0.0199
| PGECFLResNewCZ01 | CFL | PGE | Res | New | CZ01 | rWtd | 1.1 | 1.38 |  | -0.0186 | 1.1047 | 1.0336 | 1.3771 | -0.018606 | 0.94 |  | 1.02 | -0.0268
| PGECFLResNewCZ02 | CFL | PGE | Res | New | CZ02 | rWtd | 1.18 | 1.39 |  | -0.00699 | 1.184 | 1.443 | 1.3929 | -0.0069921 | 1 |  | 1.2 | -0.02
| PGECFLResNewCZ03 | CFL | PGE | Res | New | CZ03 | rWtd | 1.12 | 1.34 |  | -0.0126 | 1.1194 | 1.1084 | 1.3407 | -0.01259 | 0.97 |  | 1.05 | -0.0166
| PGECFLResNewCZ04 | CFL | PGE | Res | New | CZ04 | rWtd | 1.03 | 1.34 |  | -0.0147 | 1.0339 | 1.5872 | 1.3372 | -0.014704 | 1.03 |  | 1.14 | -0.014
| PGECFLResNewCZ05 | CFL | PGE | Res | New | CZ05 | rWtd | 1.05 | 1.2 |  | -0.0134 | 1.0546 | 1.0604 | 1.1957 | -0.013401 | 0.98 |  | 1.06 | -0.0222
| PGECFLResNewCZ11 | CFL | PGE | Res | New | CZ11 | rWtd | 1.09 | 1.26 |  | -0.0116 | 1.0892 | 1.5997 | 1.2593 | -0.011572 | 1.1 |  | 1.35 | -0.0187
| PGECFLResNewCZ12 | CFL | PGE | Res | New | CZ12 | rWtd | 1.02 | 1.21 |  | -0.0112 | 1.0206 | 1.5452 | 1.2123 | -0.011169 | 1.06 |  | 1.29 | -0.0175
| PGECFLResNewCZ13 | CFL | PGE | Res | New | CZ13 | rWtd | 1.08 | 1.23 |  | -0.0168 | 1.0757 | 1.3991 | 1.226 | -0.016785 | 1.1 |  | 1.34 | -0.0163
| PGECFLResNewCZ16 | CFL | PGE | Res | New | CZ16 | rWtd | 1.13 | 1.27 |  | -0.00705 | 1.1336 | 1.4178 | 1.2691 | -0.0070481 | 1.02 |  | 1.26 | -0.0187
| PGECFLResNewIOU | CFL | PGE | Res | New | IOU | rWtd | 1.14 | 1.43 |  | -0.0152 | 1.1449 | 1.4634 | 1.4259 | -0.015215 | 1.04 |  | 1.21 | -0.0169
| PGECFLResOldCZ01 | CFL | PGE | Res | Old | CZ01 | rWtd | 1.06 | 1.18 |  | -0.0135 | 1.0561 | 1.0169 | 1.1786 | -0.013509 | 0.94 |  | 1.01 | -0.035
| PGECFLResOldCZ02 | CFL | PGE | Res | Old | CZ02 | rWtd | 1.1 | 1.24 |  | -0.0103 | 1.105 | 1.3403 | 1.2405 | -0.010268 | 0.98 |  | 1.24 | -0.0274
| PGECFLResOldCZ03 | CFL | PGE | Res | Old | CZ03 | rWtd | 1.09 | 1.3 |  | -0.0168 | 1.0852 | 1.0894 | 1.298 | -0.016788 | 0.95 |  | 1.07 | -0.0248
| PGECFLResOldCZ04 | CFL | PGE | Res | Old | CZ04 | rWtd | 1.04 | 1.12 |  | -0.0235 | 1.0388 | 1.4531 | 1.1155 | -0.023492 | 1.02 |  | 1.22 | -0.019
| PGECFLResOldCZ05 | CFL | PGE | Res | Old | CZ05 | rWtd | 1.13 | 1.3 |  | -0.00805 | 1.1336 | 1.1603 | 1.2953 | -0.0080475 | 0.96 |  | 1.06 | -0.029
| PGECFLResOldCZ11 | CFL | PGE | Res | Old | CZ11 | rWtd | 1.06 | 1.23 |  | -0.0152 | 1.0645 | 1.8142 | 1.2256 | -0.015173 | 1.1 |  | 1.49 | -0.0222
| PGECFLResOldCZ12 | CFL | PGE | Res | Old | CZ12 | rWtd | 1.02 | 1.22 |  | -0.0211 | 1.0167 | 1.824 | 1.2239 | -0.021071 | 1.07 |  | 1.43 | -0.0212
| PGECFLResOldCZ13 | CFL | PGE | Res | Old | CZ13 | rWtd | 1 | 1.13 |  | -0.0176 | 0.99615 | 1.7265 | 1.1313 | -0.017589 | 1.13 |  | 1.45 | -0.0191
| PGECFLResOldCZ16 | CFL | PGE | Res | Old | CZ16 | rWtd | 1.07 | 1.29 |  | -0.0141 | 1.0734 | 1.4213 | 1.2855 | -0.014077 | 1.01 |  | 1.24 | -0.0268
| PGECFLResOldIOU | CFL | PGE | Res | Old | IOU | rWtd | 1.06 | 1.26 |  | -0.0158 | 1.0642 | 1.3849 | 1.2622 | -0.015832 | 1.02 |  | 1.26 | -0.0228
| PGECFLResRecCZ01 | CFL | PGE | Res | Rec | CZ01 | rWtd | 1.07 | 1.37 |  | -0.0192 | 1.0699 | 1.0266 | 1.3742 | -0.019197 | 0.94 |  | 1.02 | -0.027
| PGECFLResRecCZ02 | CFL | PGE | Res | Rec | CZ02 | rWtd | 1.07 | 1.32 |  | -0.0226 | 1.0732 | 1.3534 | 1.3157 | -0.022558 | 0.99 |  | 1.17 | -0.0194
| PGECFLResRecCZ03 | CFL | PGE | Res | Rec | CZ03 | rWtd | 1.19 | 1.54 |  | -0.0105 | 1.193 | 1.11 | 1.5352 | -0.010494 | 0.97 |  | 1.05 | -0.0165
| PGECFLResRecCZ04 | CFL | PGE | Res | Rec | CZ04 | rWtd | 1.02 | 1.21 |  | -0.0182 | 1.0196 | 1.6052 | 1.2067 | -0.01819 | 1.03 |  | 1.15 | -0.014
| PGECFLResRecCZ05 | CFL | PGE | Res | Rec | CZ05 | rWtd | 1.02 | 1.22 |  | -0.0211 | 1.0171 | 1.0784 | 1.2226 | -0.021088 | 0.98 |  | 1.05 | -0.0224
| PGECFLResRecCZ11 | CFL | PGE | Res | Rec | CZ11 | rWtd | 1.05 | 1.18 |  | -0.0143 | 1.0529 | 1.6164 | 1.1778 | -0.014253 | 1.09 |  | 1.35 | -0.0191
| PGECFLResRecCZ12 | CFL | PGE | Res | Rec | CZ12 | rWtd | 1.11 | 1.24 |  | -0.0104 | 1.1053 | 1.5104 | 1.2413 | -0.01035 | 1.06 |  | 1.29 | -0.0175
| PGECFLResRecCZ13 | CFL | PGE | Res | Rec | CZ13 | rWtd | 1.07 | 1.26 |  | -0.0173 | 1.0693 | 1.4557 | 1.2622 | -0.017283 | 1.1 |  | 1.34 | -0.0164
| PGECFLResRecCZ16 | CFL | PGE | Res | Rec | CZ16 | rWtd | 1.03 | 1.12 |  | -0.0236 | 1.0336 | 1.3964 | 1.1155 | -0.023563 | 1 |  | 1.23 | -0.0212
| PGECFLResRecIOU | CFL | PGE | Res | Rec | IOU | rWtd | 1.05 | 1.26 |  | -0.0185 | 1.0532 | 1.4698 | 1.2597 | -0.018493 | 1.03 |  | 1.19 | -0.0174
| PGECFLSFm1975CZ01 | CFL | PGE | SFm | 1975 | CZ01 | rWtd | 0.96 | 1 |  | -0.03 | 0.95569 | 1.0216 | 1 | -0.029993
| PGECFLSFm1975CZ02 | CFL | PGE | SFm | 1975 | CZ02 | rWtd | 0.98 | 1.3 |  | -0.0293 | 0.98243 | 1.3813 | 1.2951 | -0.02926
| PGECFLSFm1975CZ03 | CFL | PGE | SFm | 1975 | CZ03 | rWtd | 0.96 | 1.08 |  | -0.0296 | 0.96381 | 1.1215 | 1.076 | -0.029585
| PGECFLSFm1975CZ04 | CFL | PGE | SFm | 1975 | CZ04 | rWtd | 1.01 | 1.33 |  | -0.0221 | 1.0124 | 1.4983 | 1.3328 | -0.022114
| PGECFLSFm1975CZ05 | CFL | PGE | SFm | 1975 | CZ05 | rWtd | 0.96 | 1.07 |  | -0.03 | 0.95813 | 1.19 | 1.0727 | -0.029993
| PGECFLSFm1975CZ06 | CFL | PGE | SFm | 1975 | CZ06 | rWtd | 0 | 0 |  | 0 | 0 | 0 | 0 | 0
| PGECFLSFm1975CZ07 | CFL | PGE | SFm | 1975 | CZ07 | rWtd | 0 | 0 |  | 0 | 0 | 0 | 0 | 0
| PGECFLSFm1975CZ08 | CFL | PGE | SFm | 1975 | CZ08 | rWtd | 0 | 0 |  | 0 | 0 | 0 | 0 | 0
| PGECFLSFm1975CZ09 | CFL | PGE | SFm | 1975 | CZ09 | rWtd | 0 | 0 |  | 0 | 0 | 0 | 0 | 0
| PGECFLSFm1975CZ10 | CFL | PGE | SFm | 1975 | CZ10 | rWtd | 0 | 0 |  | 0 | 0 | 0 | 0 | 0
| PGECFLSFm1975CZ11 | CFL | PGE | SFm | 1975 | CZ11 | rWtd | 1.1 | 1.59 |  | -0.0224 | 1.0967 | 1.8853 | 1.5851 | -0.022364
| PGECFLSFm1975CZ12 | CFL | PGE | SFm | 1975 | CZ12 | rWtd | 1.07 | 1.61 |  | -0.0232 | 1.0667 | 1.8714 | 1.6058 | -0.023185
| PGECFLSFm1975CZ13 | CFL | PGE | SFm | 1975 | CZ13 | rWtd | 1.12 | 1.59 |  | -0.0242 | 1.1173 | 1.7366 | 1.589 | -0.024165
| PGECFLSFm1975CZ14 | CFL | PGE | SFm | 1975 | CZ14 | rWtd | 0 | 0 |  | 0 | 0 | 0 | 0 | 0
| PGECFLSFm1975CZ15 | CFL | PGE | SFm | 1975 | CZ15 | rWtd | 0 | 0 |  | 0 | 0 | 0 | 0 | 0
| PGECFLSFm1975CZ16 | CFL | PGE | SFm | 1975 | CZ16 | rWtd | 1.02 | 1.3 |  | -0.0259 | 1.0224 | 1.3994 | 1.3008 | -0.02593
| PGECFLSFm1985CZ01 | CFL | PGE | SFm | 1985 | CZ01 | rWtd | 0.94 | 1.01 |  | -0.03 | 0.94299 | 1.0216 | 1.0128 | -0.029993
| PGECFLSFm1985CZ02 | CFL | PGE | SFm | 1985 | CZ02 | rWtd | 0.97 | 1.1 |  | -0.03 | 0.96879 | 1.1037 | 1.0971 | -0.029993
| PGECFLSFm1985CZ03 | CFL | PGE | SFm | 1985 | CZ03 | rWtd | 0.96 | 1.08 |  | -0.03 | 0.95547 | 1.1031 | 1.0792 | -0.029993
| PGECFLSFm1985CZ04 | CFL | PGE | SFm | 1985 | CZ04 | rWtd | 1.02 | 1.23 |  | -0.0283 | 1.0167 | 1.4345 | 1.227 | -0.028312
| PGECFLSFm1985CZ05 | CFL | PGE | SFm | 1985 | CZ05 | rWtd | 0.95 | 1.09 |  | -0.03 | 0.95448 | 1.2167 | 1.0922 | -0.029993
| PGECFLSFm1985CZ06 | CFL | PGE | SFm | 1985 | CZ06 | rWtd | 0 | 0 |  | 0 | 0 | 0 | 0 | 0
| PGECFLSFm1985CZ07 | CFL | PGE | SFm | 1985 | CZ07 | rWtd | 0 | 0 |  | 0 | 0 | 0 | 0 | 0
| PGECFLSFm1985CZ08 | CFL | PGE | SFm | 1985 | CZ08 | rWtd | 0 | 0 |  | 0 | 0 | 0 | 0 | 0
| PGECFLSFm1985CZ09 | CFL | PGE | SFm | 1985 | CZ09 | rWtd | 0 | 0 |  | 0 | 0 | 0 | 0 | 0
| PGECFLSFm1985CZ10 | CFL | PGE | SFm | 1985 | CZ10 | rWtd | 0 | 0 |  | 0 | 0 | 0 | 0 | 0
| PGECFLSFm1985CZ11 | CFL | PGE | SFm | 1985 | CZ11 | rWtd | 1.11 | 1.57 |  | -0.0266 | 1.1072 | 1.8208 | 1.5696 | -0.026575
| PGECFLSFm1985CZ12 | CFL | PGE | SFm | 1985 | CZ12 | rWtd | 1.06 | 1.69 |  | -0.0266 | 1.0592 | 1.8512 | 1.6895 | -0.026604
| PGECFLSFm1985CZ13 | CFL | PGE | SFm | 1985 | CZ13 | rWtd | 1.12 | 1.56 |  | -0.0258 | 1.1193 | 1.7144 | 1.5593 | -0.025848
| PGECFLSFm1985CZ14 | CFL | PGE | SFm | 1985 | CZ14 | rWtd | 0 | 0 |  | 0 | 0 | 0 | 0 | 0
| PGECFLSFm1985CZ15 | CFL | PGE | SFm | 1985 | CZ15 | rWtd | 0 | 0 |  | 0 | 0 | 0 | 0 | 0
| PGECFLSFm1985CZ16 | CFL | PGE | SFm | 1985 | CZ16 | rWtd | 1 | 1.31 |  | -0.03 | 1.0026 | 1.4802 | 1.3134 | -0.029993
| PGECFLSFm1996CZ01 | CFL | PGE | SFm | 1996 | CZ01 | rWtd | 0.97 | 1 |  | -0.0261 | 0.96533 | 1 | 1 | -0.026107
| PGECFLSFm1996CZ02 | CFL | PGE | SFm | 1996 | CZ02 | rWtd | 1 | 1.29 |  | -0.0242 | 0.99517 | 1.396 | 1.2877 | -0.02418
| PGECFLSFm1996CZ03 | CFL | PGE | SFm | 1996 | CZ03 | rWtd | 0.96 | 1.1 |  | -0.0285 | 0.96391 | 1.1243 | 1.1014 | -0.02845
| PGECFLSFm1996CZ04 | CFL | PGE | SFm | 1996 | CZ04 | rWtd | 1.01 | 1.25 |  | -0.0244 | 1.0131 | 1.4983 | 1.2512 | -0.024352
| PGECFLSFm1996CZ05 | CFL | PGE | SFm | 1996 | CZ05 | rWtd | 0.95 | 1.11 |  | -0.03 | 0.9529 | 1.1771 | 1.1075 | -0.029993
| PGECFLSFm1996CZ06 | CFL | PGE | SFm | 1996 | CZ06 | rWtd | 0 | 0 |  | 0 | 0 | 0 | 0 | 0
| PGECFLSFm1996CZ07 | CFL | PGE | SFm | 1996 | CZ07 | rWtd | 0 | 0 |  | 0 | 0 | 0 | 0 | 0
| PGECFLSFm1996CZ08 | CFL | PGE | SFm | 1996 | CZ08 | rWtd | 0 | 0 |  | 0 | 0 | 0 | 0 | 0
| PGECFLSFm1996CZ09 | CFL | PGE | SFm | 1996 | CZ09 | rWtd | 0 | 0 |  | 0 | 0 | 0 | 0 | 0
| PGECFLSFm1996CZ10 | CFL | PGE | SFm | 1996 | CZ10 | rWtd | 0 | 0 |  | 0 | 0 | 0 | 0 | 0
| PGECFLSFm1996CZ11 | CFL | PGE | SFm | 1996 | CZ11 | rWtd | 1.1 | 1.55 |  | -0.024 | 1.1007 | 1.842 | 1.5492 | -0.024035
| PGECFLSFm1996CZ12 | CFL | PGE | SFm | 1996 | CZ12 | rWtd | 1.06 | 1.52 |  | -0.0245 | 1.0596 | 1.8539 | 1.5166 | -0.024457
| PGECFLSFm1996CZ13 | CFL | PGE | SFm | 1996 | CZ13 | rWtd | 1.11 | 1.54 |  | -0.0234 | 1.1061 | 1.7321 | 1.5365 | -0.023384
| PGECFLSFm1996CZ14 | CFL | PGE | SFm | 1996 | CZ14 | rWtd | 0 | 0 |  | 0 | 0 | 0 | 0 | 0
| PGECFLSFm1996CZ15 | CFL | PGE | SFm | 1996 | CZ15 | rWtd | 0 | 0 |  | 0 | 0 | 0 | 0 | 0
| PGECFLSFm1996CZ16 | CFL | PGE | SFm | 1996 | CZ16 | rWtd | 1.02 | 1.3 |  | -0.0216 | 1.0172 | 1.3637 | 1.2969 | -0.021619
| PGECFLSFm2003CZ01 | CFL | PGE | SFm | 2003 | CZ01 | rWtd | 0.96 | 1 |  | -0.0278 | 0.96331 | 1.0216 | 1 | -0.027768
| PGECFLSFm2003CZ02 | CFL | PGE | SFm | 2003 | CZ02 | rWtd | 0.99 | 1.23 |  | -0.0258 | 0.98585 | 1.3813 | 1.2331 | -0.025813
| PGECFLSFm2003CZ03 | CFL | PGE | SFm | 2003 | CZ03 | rWtd | 0.96 | 1.08 |  | -0.0286 | 0.96429 | 1.1166 | 1.0751 | -0.028581
| PGECFLSFm2003CZ04 | CFL | PGE | SFm | 2003 | CZ04 | rWtd | 1.01 | 1.27 |  | -0.023 | 1.0104 | 1.4989 | 1.2748 | -0.022975
| PGECFLSFm2003CZ05 | CFL | PGE | SFm | 2003 | CZ05 | rWtd | 0.96 | 1.09 |  | -0.03 | 0.95851 | 1.1985 | 1.0921 | -0.029993
| PGECFLSFm2003CZ06 | CFL | PGE | SFm | 2003 | CZ06 | rWtd | 0 | 0 |  | 0 | 0 | 0 | 0 | 0
| PGECFLSFm2003CZ07 | CFL | PGE | SFm | 2003 | CZ07 | rWtd | 0 | 0 |  | 0 | 0 | 0 | 0 | 0
| PGECFLSFm2003CZ08 | CFL | PGE | SFm | 2003 | CZ08 | rWtd | 0 | 0 |  | 0 | 0 | 0 | 0 | 0
| PGECFLSFm2003CZ09 | CFL | PGE | SFm | 2003 | CZ09 | rWtd | 0 | 0 |  | 0 | 0 | 0 | 0 | 0
| PGECFLSFm2003CZ10 | CFL | PGE | SFm | 2003 | CZ10 | rWtd | 0 | 0 |  | 0 | 0 | 0 | 0 | 0
| PGECFLSFm2003CZ11 | CFL | PGE | SFm | 2003 | CZ11 | rWtd | 1.1 | 1.41 |  | -0.0224 | 1.0966 | 1.5571 | 1.4053 | -0.022435
| PGECFLSFm2003CZ12 | CFL | PGE | SFm | 2003 | CZ12 | rWtd | 1.06 | 1.49 |  | -0.0231 | 1.0562 | 1.7503 | 1.4911 | -0.023137
| PGECFLSFm2003CZ13 | CFL | PGE | SFm | 2003 | CZ13 | rWtd | 1.11 | 1.48 |  | -0.0219 | 1.1127 | 1.6899 | 1.4794 | -0.021861
| PGECFLSFm2003CZ14 | CFL | PGE | SFm | 2003 | CZ14 | rWtd | 0 | 0 |  | 0 | 0 | 0 | 0 | 0
| PGECFLSFm2003CZ15 | CFL | PGE | SFm | 2003 | CZ15 | rWtd | 0 | 0 |  | 0 | 0 | 0 | 0 | 0
| PGECFLSFm2003CZ16 | CFL | PGE | SFm | 2003 | CZ16 | rWtd | 1.01 | 1.29 |  | -0.0214 | 1.0055 | 1.4229 | 1.2944 | -0.021365
| PGECFLSFm2007CZ01 | CFL | PGE | SFm | 2007 | CZ01 | rWtd | 0.96 | 1 |  | -0.029 | 0.96002 | 1.0216 | 1 | -0.029034
| PGECFLSFm2007CZ02 | CFL | PGE | SFm | 2007 | CZ02 | rWtd | 1.03 | 1.37 |  | -0.0288 | 1.0257 | 1.6782 | 1.3695 | -0.028833
| PGECFLSFm2007CZ03 | CFL | PGE | SFm | 2007 | CZ03 | rWtd | 0.97 | 1.13 |  | -0.0273 | 0.97058 | 1.2026 | 1.1326 | -0.027334
| PGECFLSFm2007CZ04 | CFL | PGE | SFm | 2007 | CZ04 | rWtd | 1.05 | 1.41 |  | -0.0245 | 1.0504 | 1.7716 | 1.4146 | -0.024453
| PGECFLSFm2007CZ05 | CFL | PGE | SFm | 2007 | CZ05 | rWtd | 0.96 | 1.04 |  | -0.03 | 0.9581 | 1.0997 | 1.0419 | -0.029993
| PGECFLSFm2007CZ06 | CFL | PGE | SFm | 2007 | CZ06 | rWtd | 0 | 0 |  | 0 | 0 | 0 | 0 | 0
| PGECFLSFm2007CZ07 | CFL | PGE | SFm | 2007 | CZ07 | rWtd | 0 | 0 |  | 0 | 0 | 0 | 0 | 0
| PGECFLSFm2007CZ08 | CFL | PGE | SFm | 2007 | CZ08 | rWtd | 0 | 0 |  | 0 | 0 | 0 | 0 | 0
| PGECFLSFm2007CZ09 | CFL | PGE | SFm | 2007 | CZ09 | rWtd | 0 | 0 |  | 0 | 0 | 0 | 0 | 0
| PGECFLSFm2007CZ10 | CFL | PGE | SFm | 2007 | CZ10 | rWtd | 0 | 0 |  | 0 | 0 | 0 | 0 | 0
| PGECFLSFm2007CZ11 | CFL | PGE | SFm | 2007 | CZ11 | rWtd | 1.11 | 1.37 |  | -0.0223 | 1.1076 | 1.4927 | 1.3667 | -0.022265
| PGECFLSFm2007CZ12 | CFL | PGE | SFm | 2007 | CZ12 | rWtd | 1.07 | 1.38 |  | -0.0226 | 1.0722 | 1.7267 | 1.379 | -0.022588
| PGECFLSFm2007CZ13 | CFL | PGE | SFm | 2007 | CZ13 | rWtd | 1.11 | 1.35 |  | -0.0211 | 1.1119 | 1.5159 | 1.3516 | -0.02107
| PGECFLSFm2007CZ14 | CFL | PGE | SFm | 2007 | CZ14 | rWtd | 0 | 0 |  | 0 | 0 | 0 | 0 | 0
| PGECFLSFm2007CZ15 | CFL | PGE | SFm | 2007 | CZ15 | rWtd | 0 | 0 |  | 0 | 0 | 0 | 0 | 0
| PGECFLSFm2007CZ16 | CFL | PGE | SFm | 2007 | CZ16 | rWtd | 1 | 1.23 |  | -0.0211 | 1.0038 | 1.3119 | 1.2294 | -0.021068
| PGECFLSFm2011CZ01 | CFL | PGE | SFm | 2011 | CZ01 | rWtd | 0.96 | 1 |  | -0.028 | 0.96242 | 1.0216 | 1 | -0.028003
| PGECFLSFm2011CZ02 | CFL | PGE | SFm | 2011 | CZ02 | rWtd | 1.03 | 1.43 |  | -0.0282 | 1.0318 | 1.744 | 1.4261 | -0.028215
| PGECFLSFm2011CZ03 | CFL | PGE | SFm | 2011 | CZ03 | rWtd | 0.97 | 1.13 |  | -0.0261 | 0.97349 | 1.2156 | 1.1282 | -0.026092
| PGECFLSFm2011CZ04 | CFL | PGE | SFm | 2011 | CZ04 | rWtd | 1.05 | 1.39 |  | -0.0242 | 1.0532 | 1.6954 | 1.3927 | -0.02415
| PGECFLSFm2011CZ05 | CFL | PGE | SFm | 2011 | CZ05 | rWtd | 0.96 | 1.04 |  | -0.03 | 0.95549 | 1.1413 | 1.0423 | -0.029993
| PGECFLSFm2011CZ06 | CFL | PGE | SFm | 2011 | CZ06 | rWtd | 0 | 0 |  | 0 | 0 | 0 | 0 | 0
| PGECFLSFm2011CZ07 | CFL | PGE | SFm | 2011 | CZ07 | rWtd | 0 | 0 |  | 0 | 0 | 0 | 0 | 0
| PGECFLSFm2011CZ08 | CFL | PGE | SFm | 2011 | CZ08 | rWtd | 0 | 0 |  | 0 | 0 | 0 | 0 | 0
| PGECFLSFm2011CZ09 | CFL | PGE | SFm | 2011 | CZ09 | rWtd | 0 | 0 |  | 0 | 0 | 0 | 0 | 0
| PGECFLSFm2011CZ10 | CFL | PGE | SFm | 2011 | CZ10 | rWtd | 0 | 0 |  | 0 | 0 | 0 | 0 | 0
| PGECFLSFm2011CZ11 | CFL | PGE | SFm | 2011 | CZ11 | rWtd | 1.11 | 1.4 |  | -0.022 | 1.1067 | 1.4952 | 1.4 | -0.021967
| PGECFLSFm2011CZ12 | CFL | PGE | SFm | 2011 | CZ12 | rWtd | 1.07 | 1.37 |  | -0.0221 | 1.0734 | 1.6822 | 1.3659 | -0.022106
| PGECFLSFm2011CZ13 | CFL | PGE | SFm | 2011 | CZ13 | rWtd | 1.11 | 1.37 |  | -0.0206 | 1.114 | 1.5415 | 1.3675 | -0.020625
| PGECFLSFm2011CZ14 | CFL | PGE | SFm | 2011 | CZ14 | rWtd | 0 | 0 |  | 0 | 0 | 0 | 0 | 0
| PGECFLSFm2011CZ15 | CFL | PGE | SFm | 2011 | CZ15 | rWtd | 0 | 0 |  | 0 | 0 | 0 | 0 | 0
| PGECFLSFm2011CZ16 | CFL | PGE | SFm | 2011 | CZ16 | rWtd | 1.01 | 1.24 |  | -0.0202 | 1.0075 | 1.3125 | 1.2373 | -0.02018
| PGECFLSFm2015CZ01 | CFL | PGE | SFm | 2015 | CZ01 | rWtd | 0.97 | 1 |  | -0.0262 | 0.96677 | 1 | 1 | -0.026156
| PGECFLSFm2015CZ02 | CFL | PGE | SFm | 2015 | CZ02 | rWtd | 1.02 | 1.47 |  | -0.0287 | 1.0226 | 1.8087 | 1.471 | -0.028657
| PGECFLSFm2015CZ03 | CFL | PGE | SFm | 2015 | CZ03 | rWtd | 0.98 | 1.11 |  | -0.0242 | 0.97728 | 1.1995 | 1.1075 | -0.024221
| PGECFLSFm2015CZ04 | CFL | PGE | SFm | 2015 | CZ04 | rWtd | 1.05 | 1.37 |  | -0.0248 | 1.0454 | 1.6651 | 1.3655 | -0.024833
| PGECFLSFm2015CZ05 | CFL | PGE | SFm | 2015 | CZ05 | rWtd | 0.97 | 1.04 |  | -0.0296 | 0.96753 | 1.0919 | 1.0386 | -0.02961
| PGECFLSFm2015CZ06 | CFL | PGE | SFm | 2015 | CZ06 | rWtd | 0 | 0 |  | 0 | 0 | 0 | 0 | 0
| PGECFLSFm2015CZ07 | CFL | PGE | SFm | 2015 | CZ07 | rWtd | 0 | 0 |  | 0 | 0 | 0 | 0 | 0
| PGECFLSFm2015CZ08 | CFL | PGE | SFm | 2015 | CZ08 | rWtd | 0 | 0 |  | 0 | 0 | 0 | 0 | 0
| PGECFLSFm2015CZ09 | CFL | PGE | SFm | 2015 | CZ09 | rWtd | 0 | 0 |  | 0 | 0 | 0 | 0 | 0
| PGECFLSFm2015CZ10 | CFL | PGE | SFm | 2015 | CZ10 | rWtd | 0 | 0 |  | 0 | 0 | 0 | 0 | 0
| PGECFLSFm2015CZ11 | CFL | PGE | SFm | 2015 | CZ11 | rWtd | 1.08 | 1.45 |  | -0.0219 | 1.0841 | 1.6635 | 1.4485 | -0.0219
| PGECFLSFm2015CZ12 | CFL | PGE | SFm | 2015 | CZ12 | rWtd | 1.05 | 1.4 |  | -0.0223 | 1.0493 | 1.6052 | 1.397 | -0.022335
| PGECFLSFm2015CZ13 | CFL | PGE | SFm | 2015 | CZ13 | rWtd | 1.09 | 1.38 |  | -0.0206 | 1.0909 | 1.5171 | 1.385 | -0.020609
| PGECFLSFm2015CZ14 | CFL | PGE | SFm | 2015 | CZ14 | rWtd | 0 | 0 |  | 0 | 0 | 0 | 0 | 0
| PGECFLSFm2015CZ15 | CFL | PGE | SFm | 2015 | CZ15 | rWtd | 0 | 0 |  | 0 | 0 | 0 | 0 | 0
| PGECFLSFm2015CZ16 | CFL | PGE | SFm | 2015 | CZ16 | rWtd | 0.99 | 1.19 |  | -0.0236 | 0.98944 | 1.3532 | 1.1913 | -0.023558
| PGECFLSFm2017CZ01 | CFL | PGE | SFm | 2017 | CZ01 | rWtd | 0.97 | 1 |  | -0.0253 | 0.96795 | 1 | 1 | -0.025284
| PGECFLSFm2017CZ02 | CFL | PGE | SFm | 2017 | CZ02 | rWtd | 1.02 | 1.47 |  | -0.028 | 1.0236 | 1.7852 | 1.4695 | -0.028013
| PGECFLSFm2017CZ03 | CFL | PGE | SFm | 2017 | CZ03 | rWtd | 0.98 | 1.11 |  | -0.024 | 0.97812 | 1.1992 | 1.111 | -0.023955
| PGECFLSFm2017CZ04 | CFL | PGE | SFm | 2017 | CZ04 | rWtd | 1.05 | 1.38 |  | -0.0244 | 1.0462 | 1.6853 | 1.3778 | -0.024406
| PGECFLSFm2017CZ05 | CFL | PGE | SFm | 2017 | CZ05 | rWtd | 0.97 | 1.04 |  | -0.0292 | 0.9682 | 1.0891 | 1.037 | -0.029235
| PGECFLSFm2017CZ06 | CFL | PGE | SFm | 2017 | CZ06 | rWtd | 0 | 0 |  | 0 | 0 | 0 | 0 | 0
| PGECFLSFm2017CZ07 | CFL | PGE | SFm | 2017 | CZ07 | rWtd | 0 | 0 |  | 0 | 0 | 0 | 0 | 0
| PGECFLSFm2017CZ08 | CFL | PGE | SFm | 2017 | CZ08 | rWtd | 0 | 0 |  | 0 | 0 | 0 | 0 | 0
| PGECFLSFm2017CZ09 | CFL | PGE | SFm | 2017 | CZ09 | rWtd | 0 | 0 |  | 0 | 0 | 0 | 0 | 0
| PGECFLSFm2017CZ10 | CFL | PGE | SFm | 2017 | CZ10 | rWtd | 0 | 0 |  | 0 | 0 | 0 | 0 | 0
| PGECFLSFm2017CZ11 | CFL | PGE | SFm | 2017 | CZ11 | rWtd | 1.08 | 1.43 |  | -0.0214 | 1.079 | 1.6391 | 1.4334 | -0.021431
| PGECFLSFm2017CZ12 | CFL | PGE | SFm | 2017 | CZ12 | rWtd | 1.05 | 1.4 |  | -0.0218 | 1.0463 | 1.5391 | 1.3988 | -0.021803
| PGECFLSFm2017CZ13 | CFL | PGE | SFm | 2017 | CZ13 | rWtd | 1.09 | 1.4 |  | -0.0204 | 1.0888 | 1.494 | 1.4008 | -0.0204
| PGECFLSFm2017CZ14 | CFL | PGE | SFm | 2017 | CZ14 | rWtd | 0 | 0 |  | 0 | 0 | 0 | 0 | 0
| PGECFLSFm2017CZ15 | CFL | PGE | SFm | 2017 | CZ15 | rWtd | 0 | 0 |  | 0 | 0 | 0 | 0 | 0
| PGECFLSFm2017CZ16 | CFL | PGE | SFm | 2017 | CZ16 | rWtd | 0.99 | 1.19 |  | -0.0232 | 0.98945 | 1.3744 | 1.1913 | -0.02317
| PGECFLSFm2020CZ01 | CFL | PGE | SFm | 2020 | CZ01 | rWtd | 0.97 | 1 |  | -0.0249 | 0.96866 | 1.0216 | 1 | -0.024907
| PGECFLSFm2020CZ02 | CFL | PGE | SFm | 2020 | CZ02 | rWtd | 1.03 | 1.47 |  | -0.0279 | 1.0254 | 1.7864 | 1.4695 | -0.027896
| PGECFLSFm2020CZ03 | CFL | PGE | SFm | 2020 | CZ03 | rWtd | 0.98 | 1.11 |  | -0.0238 | 0.9788 | 1.1992 | 1.111 | -0.023769
| PGECFLSFm2020CZ04 | CFL | PGE | SFm | 2020 | CZ04 | rWtd | 1.05 | 1.4 |  | -0.0244 | 1.0451 | 1.7074 | 1.4023 | -0.024382
| PGECFLSFm2020CZ05 | CFL | PGE | SFm | 2020 | CZ05 | rWtd | 0.97 | 1.04 |  | -0.0289 | 0.96922 | 1.0921 | 1.037 | -0.028854
| PGECFLSFm2020CZ06 | CFL | PGE | SFm | 2020 | CZ06 | rWtd | 0 | 0 |  | 0 | 0 | 0 | 0 | 0
| PGECFLSFm2020CZ07 | CFL | PGE | SFm | 2020 | CZ07 | rWtd | 0 | 0 |  | 0 | 0 | 0 | 0 | 0
| PGECFLSFm2020CZ08 | CFL | PGE | SFm | 2020 | CZ08 | rWtd | 0 | 0 |  | 0 | 0 | 0 | 0 | 0
| PGECFLSFm2020CZ09 | CFL | PGE | SFm | 2020 | CZ09 | rWtd | 0 | 0 |  | 0 | 0 | 0 | 0 | 0
| PGECFLSFm2020CZ10 | CFL | PGE | SFm | 2020 | CZ10 | rWtd | 0 | 0 |  | 0 | 0 | 0 | 0 | 0
| PGECFLSFm2020CZ11 | CFL | PGE | SFm | 2020 | CZ11 | rWtd | 1.08 | 1.43 |  | -0.0214 | 1.0805 | 1.6122 | 1.4326 | -0.021379
| PGECFLSFm2020CZ12 | CFL | PGE | SFm | 2020 | CZ12 | rWtd | 1.05 | 1.41 |  | -0.0217 | 1.049 | 1.586 | 1.4127 | -0.021738
| PGECFLSFm2020CZ13 | CFL | PGE | SFm | 2020 | CZ13 | rWtd | 1.09 | 1.4 |  | -0.0204 | 1.0861 | 1.4696 | 1.4008 | -0.020391
| PGECFLSFm2020CZ14 | CFL | PGE | SFm | 2020 | CZ14 | rWtd | 0 | 0 |  | 0 | 0 | 0 | 0 | 0
| PGECFLSFm2020CZ15 | CFL | PGE | SFm | 2020 | CZ15 | rWtd | 0 | 0 |  | 0 | 0 | 0 | 0 | 0
| PGECFLSFm2020CZ16 | CFL | PGE | SFm | 2020 | CZ16 | rWtd | 1.01 | 1.21 |  | -0.0181 | 1.0073 | 1.2987 | 1.2059 | -0.018051
| PGECFLSFmExCZ01 | CFL | PGE | SFm | Ex | CZ01 | rWtd | 1.07 | 1.44 |  | -0.0197 | 1.0689 | 1.0189 | 1.4377 | -0.019695 | 0.96 |  | 1.01 | -0.0302
| PGECFLSFmExCZ02 | CFL | PGE | SFm | Ex | CZ02 | rWtd | 0.96 | 1.03 |  | -0.0246 | 0.96401 | 1.54 | 1.0256 | -0.024582 | 0.99 |  | 1.19 | -0.0272
| PGECFLSFmExCZ03 | CFL | PGE | SFm | Ex | CZ03 | rWtd | 1.06 | 1.48 |  | -0.0219 | 1.0586 | 1.1568 | 1.4811 | -0.021863 | 0.97 |  | 1.06 | -0.0244
| PGECFLSFmExCZ04 | CFL | PGE | SFm | Ex | CZ04 | rWtd | 0.95 | 1 |  | -0.0214 | 0.94896 | 1.6017 | 1 | -0.021449 | 1.03 |  | 1.19 | -0.0218
| PGECFLSFmExCZ05 | CFL | PGE | SFm | Ex | CZ05 | rWtd | 1.04 | 1.28 |  | -0.019 | 1.0361 | 1.1569 | 1.279 | -0.018971 | 0.97 |  | 1.06 | -0.0286
| PGECFLSFmExCZ11 | CFL | PGE | SFm | Ex | CZ11 | rWtd | 0.94 | 1 |  | -0.0246 | 0.93761 | 1.5493 | 1.0014 | -0.02463 | 1.11 |  | 1.39 | -0.0208
| PGECFLSFmExCZ12 | CFL | PGE | SFm | Ex | CZ12 | rWtd | 1.13 | 1.42 |  | -0.0163 | 1.1297 | 1.7196 | 1.416 | -0.016335 | 1.06 |  | 1.31 | -0.021
| PGECFLSFmExCZ13 | CFL | PGE | SFm | Ex | CZ13 | rWtd | 1.09 | 1.42 |  | -0.019 | 1.0888 | 1.6135 | 1.4192 | -0.019003 | 1.13 |  | 1.37 | -0.018
| PGECFLSFmExCZ16 | CFL | PGE | SFm | Ex | CZ16 | rWtd | 0.96 | 1 |  | -0.0168 | 0.9636 | 1.3775 | 1 | -0.016759 | 1.01 |  | 1.26 | -0.0204
| PGECFLSFmExIOU | CFL | PGE | SFm | Ex | IOU | rWtd | 1 | 1.27 |  | -0.029 | 0.99645 | 1.5495 | 1.2687 | -0.028958 | 1.06 |  | 1.26 | -0.0218
| PGECFLSFmNewCZ01 | CFL | PGE | SFm | New | CZ01 | rWtd | 1.1 | 1.32 |  | -0.0138 | 1.1001 | 1.0216 | 1.3226 | -0.013825 | 0.97 |  | 1.01 | -0.0268
| PGECFLSFmNewCZ02 | CFL | PGE | SFm | New | CZ02 | rWtd | 1 | 1.13 |  | -0.0191 | 0.99551 | 1.7864 | 1.128 | -0.01911 | 0.99 |  | 1.17 | -0.0278
| PGECFLSFmNewCZ03 | CFL | PGE | SFm | New | CZ03 | rWtd | 1.01 | 1.18 |  | -0.0157 | 1.0089 | 1.1992 | 1.1825 | -0.015675 | 0.98 |  | 1.06 | -0.0197
| PGECFLSFmNewCZ04 | CFL | PGE | SFm | New | CZ04 | rWtd | 0.89 | 1.01 |  | -0.0269 | 0.89367 | 1.7074 | 1.015 | -0.026906 | 1.03 |  | 1.17 | -0.02
| PGECFLSFmNewCZ05 | CFL | PGE | SFm | New | CZ05 | rWtd | 0.97 | 1.22 |  | -0.019 | 0.96993 | 1.0921 | 1.2207 | -0.019009 | 0.99 |  | 1.06 | -0.022
| PGECFLSFmNewCZ11 | CFL | PGE | SFm | New | CZ11 | rWtd | 0.93 | 1.04 |  | -0.021 | 0.93245 | 1.6122 | 1.0375 | -0.021042 | 1.08 |  | 1.34 | -0.0196
| PGECFLSFmNewCZ12 | CFL | PGE | SFm | New | CZ12 | rWtd | 0.98 | 1.23 |  | -0.017 | 0.98123 | 1.586 | 1.2264 | -0.017032 | 1.05 |  | 1.29 | -0.0204
| PGECFLSFmNewCZ13 | CFL | PGE | SFm | New | CZ13 | rWtd | 0.93 | 1.05 |  | -0.0249 | 0.93273 | 1.4696 | 1.0485 | -0.024863 | 1.1 |  | 1.34 | -0.0172
| PGECFLSFmNewCZ16 | CFL | PGE | SFm | New | CZ16 | rWtd | 1.08 | 1.53 |  | -0.0176 | 1.0756 | 1.2987 | 1.5286 | -0.01763 | 1.01 |  | 1.2 | -0.0175
| PGECFLSFmNewIOU | CFL | PGE | SFm | New | IOU | rWtd | 1.07 | 1.29 |  | -0.0199 | 1.0714 | 1.5144 | 1.2921 | -0.019868 | 1.05 |  | 1.26 | -0.0196
| PGECFLSFmOldCZ01 | CFL | PGE | SFm | Old | CZ01 | rWtd | 1.1 | 1.55 |  | -0.0218 | 1.0997 | 1.016 | 1.5503 | -0.021812 | 0.95 |  | 1.01 | -0.0354
| PGECFLSFmOldCZ02 | CFL | PGE | SFm | Old | CZ02 | rWtd | 1.06 | 1.58 |  | -0.0225 | 1.0588 | 1.2965 | 1.5844 | -0.022524 | 0.98 |  | 1.22 | -0.0298
| PGECFLSFmOldCZ03 | CFL | PGE | SFm | Old | CZ03 | rWtd | 1.11 | 1.54 |  | -0.0222 | 1.1123 | 1.119 | 1.5398 | -0.022234 | 0.97 |  | 1.08 | -0.0282
| PGECFLSFmOldCZ04 | CFL | PGE | SFm | Old | CZ04 | rWtd | 1.01 | 1.29 |  | -0.0262 | 1.0125 | 1.4893 | 1.2913 | -0.026215 | 1.03 |  | 1.23 | -0.021
| PGECFLSFmOldCZ05 | CFL | PGE | SFm | Old | CZ05 | rWtd | 1.02 | 1.32 |  | -0.0237 | 1.0151 | 1.1928 | 1.3228 | -0.023721 | 0.97 |  | 1.06 | -0.0322
| PGECFLSFmOldCZ11 | CFL | PGE | SFm | Old | CZ11 | rWtd | 0.94 | 1.01 |  | -0.0247 | 0.93958 | 1.8575 | 1.0144 | -0.024694 | 1.1 |  | 1.52 | -0.0238
| PGECFLSFmOldCZ12 | CFL | PGE | SFm | Old | CZ12 | rWtd | 0.99 | 1.24 |  | -0.0196 | 0.99128 | 1.863 | 1.2418 | -0.019551 | 1.07 |  | 1.45 | -0.0226
| PGECFLSFmOldCZ13 | CFL | PGE | SFm | Old | CZ13 | rWtd | 0.96 | 1.07 |  | -0.0192 | 0.96065 | 1.7294 | 1.0695 | -0.019242 | 1.14 |  | 1.48 | -0.0204
| PGECFLSFmOldCZ16 | CFL | PGE | SFm | Old | CZ16 | rWtd | 1.05 | 1.32 |  | -0.0168 | 1.051 | 1.425 | 1.3215 | -0.016772 | 1.02 |  | 1.25 | -0.0272
| PGECFLSFmOldIOU | CFL | PGE | SFm | Old | IOU | rWtd | 1.03 | 1.37 |  | -0.0267 | 1.0288 | 1.5155 | 1.3679 | -0.026687 | 1.04 |  | 1.29 | -0.0248
| PGECFLSFmRecCZ01 | CFL | PGE | SFm | Rec | CZ01 | rWtd | 1.05 | 1.38 |  | -0.0244 | 1.046 | 1.0054 | 1.3839 | -0.0244 | 0.97 |  | 1.01 | -0.0272
| PGECFLSFmRecCZ02 | CFL | PGE | SFm | Rec | CZ02 | rWtd | 0.97 | 1.04 |  | -0.0291 | 0.96845 | 1.7855 | 1.037 | -0.02914 | 0.99 |  | 1.17 | -0.028
| PGECFLSFmRecCZ03 | CFL | PGE | SFm | Rec | CZ03 | rWtd | 1.08 | 1.43 |  | -0.0214 | 1.0794 | 1.1992 | 1.4332 | -0.021418 | 0.98 |  | 1.06 | -0.0198
| PGECFLSFmRecCZ04 | CFL | PGE | SFm | Rec | CZ04 | rWtd | 1.05 | 1.4 |  | -0.0218 | 1.047 | 1.6908 | 1.4023 | -0.021787 | 1.03 |  | 1.17 | -0.0202
| PGECFLSFmRecCZ05 | CFL | PGE | SFm | Rec | CZ05 | rWtd | 1.09 | 1.4 |  | -0.0204 | 1.0881 | 1.0898 | 1.4008 | -0.020397 | 0.98 |  | 1.06 | -0.0222
| PGECFLSFmRecCZ11 | CFL | PGE | SFm | Rec | CZ11 | rWtd | 0.99 | 1.19 |  | -0.0219 | 0.99391 | 1.6324 | 1.1949 | -0.02189 | 1.08 |  | 1.35 | -0.0195
| PGECFLSFmRecCZ12 | CFL | PGE | SFm | Rec | CZ12 | rWtd | 1.04 | 1.35 |  | -0.0226 | 1.0442 | 1.5508 | 1.349 | -0.022576 | 1.05 |  | 1.3 | -0.0204
| PGECFLSFmRecCZ13 | CFL | PGE | SFm | Rec | CZ13 | rWtd | 0.97 | 1.38 |  | -0.0246 | 0.9686 | 1.4879 | 1.3825 | -0.02463 | 1.1 |  | 1.34 | -0.0173
| PGECFLSFmRecCZ16 | CFL | PGE | SFm | Rec | CZ16 | rWtd | 0.99 | 1.09 |  | -0.0168 | 0.99027 | 1.3555 | 1.0933 | -0.016814 | 1 |  | 1.25 | -0.0218
| PGECFLSFmRecIOU | CFL | PGE | SFm | Rec | IOU | rWtd | 1.17 | 1.4 |  | -0.0104 | 1.1662 | 1.5054 | 1.3994 | -0.010405 | 1.04 |  | 1.25 | -0.0204
| SCECFLDMoExCZ05 | CFL | SCE | DMo | Ex | CZ05 | rWtd | 1.03 | 1.3 |  | -0.0147 | 1.0255 | 1.6041 | 1.3002 | -0.014719 | 0.99 |  | 1.21 | -0.0264
| SCECFLDMoExCZ06 | CFL | SCE | DMo | Ex | CZ06 | rWtd | 1.07 | 1.23 |  | -0.0116 | 1.0744 | 1.1464 | 1.2254 | -0.01161 | 1.01 |  | 1.1 | -0.0137
| SCECFLDMoExCZ08 | CFL | SCE | DMo | Ex | CZ08 | rWtd | 1.08 | 1.28 |  | -0.0126 | 1.0792 | 1.5193 | 1.284 | -0.012569 | 1.15 |  | 1.33 | -0.0123
| SCECFLDMoExCZ09 | CFL | SCE | DMo | Ex | CZ09 | rWtd | 1.08 | 1.38 |  | -0.011 | 1.083 | 1.6222 | 1.3846 | -0.010995 | 1.12 |  | 1.38 | -0.0139
| SCECFLDMoExCZ10 | CFL | SCE | DMo | Ex | CZ10 | rWtd | 1.1 | 1.36 |  | -0.0151 | 1.0983 | 1.7116 | 1.3615 | -0.015067 | 1.17 |  | 1.47 | -0.0145
| SCECFLDMoExCZ13 | CFL | SCE | DMo | Ex | CZ13 | rWtd | 1.09 | 1.25 |  | -0.0167 | 1.0912 | 1.5973 | 1.2513 | -0.016747 | 1.17 |  | 1.49 | -0.0162
| SCECFLDMoExCZ14 | CFL | SCE | DMo | Ex | CZ14 | rWtd | 1.15 | 1.3 |  | -0.00701 | 1.1503 | 1.6573 | 1.2983 | -0.0070091 | 1.13 |  | 1.47 | -0.0187
| SCECFLDMoExCZ15 | CFL | SCE | DMo | Ex | CZ15 | rWtd | 1.03 | 1.25 |  | -0.0207 | 1.028 | 1.6346 | 1.2462 | -0.020684 | 1.26 |  | 1.57 | -0.0069
| SCECFLDMoExCZ16 | CFL | SCE | DMo | Ex | CZ16 | rWtd | 1.06 | 1.27 |  | -0.0129 | 1.061 | 1.8426 | 1.2694 | -0.012886 | 1.05 |  | 1.37 | -0.0208
| SCECFLDMoExIOU | CFL | SCE | DMo | Ex | IOU | rWtd | 1.03 | 1.26 |  | -0.0219 | 1.0258 | 1.4126 | 1.2627 | -0.021933 | 1.09 |  | 1.26 | -0.0134
| SCECFLDMoMH00CZ01 | CFL | SCE | DMo | MH00 | CZ01 | rWtd | 0 | 0 |  | 0 | 0 | 0 | 0 | 0
| SCECFLDMoMH00CZ02 | CFL | SCE | DMo | MH00 | CZ02 | rWtd | 0 | 0 |  | 0 | 0 | 0 | 0 | 0
| SCECFLDMoMH00CZ03 | CFL | SCE | DMo | MH00 | CZ03 | rWtd | 0 | 0 |  | 0 | 0 | 0 | 0 | 0
| SCECFLDMoMH00CZ04 | CFL | SCE | DMo | MH00 | CZ04 | rWtd | 0 | 0 |  | 0 | 0 | 0 | 0 | 0
| SCECFLDMoMH00CZ05 | CFL | SCE | DMo | MH00 | CZ05 | rWtd | 0.96 | 1.39 |  | -0.0246 | 0.96436 | 1.6807 | 1.3935 | -0.02463
| SCECFLDMoMH00CZ06 | CFL | SCE | DMo | MH00 | CZ06 | rWtd | 1 | 1.13 |  | -0.0173 | 0.9984 | 1.1962 | 1.1255 | -0.017284
| SCECFLDMoMH00CZ07 | CFL | SCE | DMo | MH00 | CZ07 | rWtd | 0 | 0 |  | 0 | 0 | 0 | 0 | 0
| SCECFLDMoMH00CZ08 | CFL | SCE | DMo | MH00 | CZ08 | rWtd | 1.1 | 1.35 |  | -0.014 | 1.1023 | 1.5499 | 1.3492 | -0.014019
| SCECFLDMoMH00CZ09 | CFL | SCE | DMo | MH00 | CZ09 | rWtd | 1.1 | 1.44 |  | -0.0154 | 1.0976 | 1.6066 | 1.4393 | -0.015357
| SCECFLDMoMH00CZ10 | CFL | SCE | DMo | MH00 | CZ10 | rWtd | 1.15 | 1.51 |  | -0.0152 | 1.1519 | 1.7636 | 1.5085 | -0.015244
| SCECFLDMoMH00CZ11 | CFL | SCE | DMo | MH00 | CZ11 | rWtd | 0 | 0 |  | 0 | 0 | 0 | 0 | 0
| SCECFLDMoMH00CZ12 | CFL | SCE | DMo | MH00 | CZ12 | rWtd | 0 | 0 |  | 0 | 0 | 0 | 0 | 0
| SCECFLDMoMH00CZ13 | CFL | SCE | DMo | MH00 | CZ13 | rWtd | 1.16 | 1.57 |  | -0.018 | 1.1575 | 1.8206 | 1.5736 | -0.018039
| SCECFLDMoMH00CZ14 | CFL | SCE | DMo | MH00 | CZ14 | rWtd | 1.12 | 1.49 |  | -0.0186 | 1.1239 | 1.774 | 1.4851 | -0.018588
| SCECFLDMoMH00CZ15 | CFL | SCE | DMo | MH00 | CZ15 | rWtd | 1.24 | 1.56 |  | -0.00693 | 1.2384 | 1.6585 | 1.5553 | -0.0069288
| SCECFLDMoMH00CZ16 | CFL | SCE | DMo | MH00 | CZ16 | rWtd | 1.06 | 1.45 |  | -0.0205 | 1.0584 | 1.8879 | 1.4482 | -0.020504
| SCECFLDMoMH06CZ01 | CFL | SCE | DMo | MH06 | CZ01 | rWtd | 0 | 0 |  | 0 | 0 | 0 | 0 | 0
| SCECFLDMoMH06CZ02 | CFL | SCE | DMo | MH06 | CZ02 | rWtd | 0 | 0 |  | 0 | 0 | 0 | 0 | 0
| SCECFLDMoMH06CZ03 | CFL | SCE | DMo | MH06 | CZ03 | rWtd | 0 | 0 |  | 0 | 0 | 0 | 0 | 0
| SCECFLDMoMH06CZ04 | CFL | SCE | DMo | MH06 | CZ04 | rWtd | 0 | 0 |  | 0 | 0 | 0 | 0 | 0
| SCECFLDMoMH06CZ05 | CFL | SCE | DMo | MH06 | CZ05 | rWtd | 0.97 | 1.37 |  | -0.0246 | 0.97284 | 1.5276 | 1.3715 | -0.02463
| SCECFLDMoMH06CZ06 | CFL | SCE | DMo | MH06 | CZ06 | rWtd | 0.97 | 1.02 |  | -0.0157 | 0.97103 | 1.0284 | 1.0167 | -0.0157
| SCECFLDMoMH06CZ07 | CFL | SCE | DMo | MH06 | CZ07 | rWtd | 0 | 0 |  | 0 | 0 | 0 | 0 | 0
| SCECFLDMoMH06CZ08 | CFL | SCE | DMo | MH06 | CZ08 | rWtd | 1.16 | 1.34 |  | -0.0108 | 1.1558 | 1.4469 | 1.3442 | -0.010764
| SCECFLDMoMH06CZ09 | CFL | SCE | DMo | MH06 | CZ09 | rWtd | 1.12 | 1.36 |  | -0.0135 | 1.1236 | 1.6591 | 1.3555 | -0.013538
| SCECFLDMoMH06CZ10 | CFL | SCE | DMo | MH06 | CZ10 | rWtd | 1.16 | 1.47 |  | -0.0151 | 1.1608 | 1.5886 | 1.465 | -0.015138
| SCECFLDMoMH06CZ11 | CFL | SCE | DMo | MH06 | CZ11 | rWtd | 0 | 0 |  | 0 | 0 | 0 | 0 | 0
| SCECFLDMoMH06CZ12 | CFL | SCE | DMo | MH06 | CZ12 | rWtd | 0 | 0 |  | 0 | 0 | 0 | 0 | 0
| SCECFLDMoMH06CZ13 | CFL | SCE | DMo | MH06 | CZ13 | rWtd | 1.07 | 1.27 |  | -0.0168 | 1.0677 | 1.3741 | 1.2679 | -0.01681
| SCECFLDMoMH06CZ14 | CFL | SCE | DMo | MH06 | CZ14 | rWtd | 1.06 | 1.28 |  | -0.0185 | 1.0646 | 1.3811 | 1.2839 | -0.018452
| SCECFLDMoMH06CZ15 | CFL | SCE | DMo | MH06 | CZ15 | rWtd | 1.24 | 1.49 |  | -0.00697 | 1.2388 | 1.5778 | 1.4895 | -0.0069679
| SCECFLDMoMH06CZ16 | CFL | SCE | DMo | MH06 | CZ16 | rWtd | 1.04 | 1.48 |  | -0.0192 | 1.0367 | 1.7353 | 1.4844 | -0.019167
| SCECFLDMoMH15CZ01 | CFL | SCE | DMo | MH15 | CZ01 | rWtd | 0 | 0 |  | 0 | 0 | 0 | 0 | 0
| SCECFLDMoMH15CZ02 | CFL | SCE | DMo | MH15 | CZ02 | rWtd | 0 | 0 |  | 0 | 0 | 0 | 0 | 0
| SCECFLDMoMH15CZ03 | CFL | SCE | DMo | MH15 | CZ03 | rWtd | 0 | 0 |  | 0 | 0 | 0 | 0 | 0
| SCECFLDMoMH15CZ04 | CFL | SCE | DMo | MH15 | CZ04 | rWtd | 0 | 0 |  | 0 | 0 | 0 | 0 | 0
| SCECFLDMoMH15CZ05 | CFL | SCE | DMo | MH15 | CZ05 | rWtd | 0.97 | 1.31 |  | -0.0246 | 0.97244 | 1.4768 | 1.3142 | -0.02463
| SCECFLDMoMH15CZ06 | CFL | SCE | DMo | MH15 | CZ06 | rWtd | 0.97 | 1.01 |  | -0.0157 | 0.97056 | 1.0261 | 1.015 | -0.015703
| SCECFLDMoMH15CZ07 | CFL | SCE | DMo | MH15 | CZ07 | rWtd | 0 | 0 |  | 0 | 0 | 0 | 0 | 0
| SCECFLDMoMH15CZ08 | CFL | SCE | DMo | MH15 | CZ08 | rWtd | 1.14 | 1.31 |  | -0.0108 | 1.1383 | 1.4234 | 1.3096 | -0.010805
| SCECFLDMoMH15CZ09 | CFL | SCE | DMo | MH15 | CZ09 | rWtd | 1.11 | 1.33 |  | -0.0136 | 1.1112 | 1.5956 | 1.3299 | -0.013607
| SCECFLDMoMH15CZ10 | CFL | SCE | DMo | MH15 | CZ10 | rWtd | 1.14 | 1.43 |  | -0.0152 | 1.1449 | 1.5682 | 1.4259 | -0.015215
| SCECFLDMoMH15CZ11 | CFL | SCE | DMo | MH15 | CZ11 | rWtd | 0 | 0 |  | 0 | 0 | 0 | 0 | 0
| SCECFLDMoMH15CZ12 | CFL | SCE | DMo | MH15 | CZ12 | rWtd | 0 | 0 |  | 0 | 0 | 0 | 0 | 0
| SCECFLDMoMH15CZ13 | CFL | SCE | DMo | MH15 | CZ13 | rWtd | 1.06 | 1.25 |  | -0.0169 | 1.0599 | 1.3454 | 1.2487 | -0.016858
| SCECFLDMoMH15CZ14 | CFL | SCE | DMo | MH15 | CZ14 | rWtd | 1.06 | 1.26 |  | -0.0185 | 1.0567 | 1.3531 | 1.2573 | -0.01851
| SCECFLDMoMH15CZ15 | CFL | SCE | DMo | MH15 | CZ15 | rWtd | 1.22 | 1.46 |  | -0.007 | 1.2164 | 1.5316 | 1.4581 | -0.0070037
| SCECFLDMoMH15CZ16 | CFL | SCE | DMo | MH15 | CZ16 | rWtd | 1.03 | 1.44 |  | -0.0193 | 1.031 | 1.643 | 1.4384 | -0.019266
| SCECFLDMoMH72CZ01 | CFL | SCE | DMo | MH72 | CZ01 | rWtd | 0 | 0 |  | 0 | 0 | 0 | 0 | 0
| SCECFLDMoMH72CZ02 | CFL | SCE | DMo | MH72 | CZ02 | rWtd | 0 | 0 |  | 0 | 0 | 0 | 0 | 0
| SCECFLDMoMH72CZ03 | CFL | SCE | DMo | MH72 | CZ03 | rWtd | 0 | 0 |  | 0 | 0 | 0 | 0 | 0
| SCECFLDMoMH72CZ04 | CFL | SCE | DMo | MH72 | CZ04 | rWtd | 0 | 0 |  | 0 | 0 | 0 | 0 | 0
| SCECFLDMoMH72CZ05 | CFL | SCE | DMo | MH72 | CZ05 | rWtd | 0.99 | 1.33 |  | -0.0232 | 0.98823 | 1.8125 | 1.3335 | -0.023238
| SCECFLDMoMH72CZ06 | CFL | SCE | DMo | MH72 | CZ06 | rWtd | 1.01 | 1.11 |  | -0.0113 | 1.0113 | 1.1556 | 1.1134 | -0.011327
| SCECFLDMoMH72CZ07 | CFL | SCE | DMo | MH72 | CZ07 | rWtd | 0 | 0 |  | 0 | 0 | 0 | 0 | 0
| SCECFLDMoMH72CZ08 | CFL | SCE | DMo | MH72 | CZ08 | rWtd | 1.12 | 1.33 |  | -0.0107 | 1.122 | 1.5434 | 1.3333 | -0.010708
| SCECFLDMoMH72CZ09 | CFL | SCE | DMo | MH72 | CZ09 | rWtd | 1.13 | 1.38 |  | -0.0121 | 1.1289 | 1.4976 | 1.3805 | -0.012131
| SCECFLDMoMH72CZ10 | CFL | SCE | DMo | MH72 | CZ10 | rWtd | 1.15 | 1.44 |  | -0.0106 | 1.1485 | 1.7244 | 1.4365 | -0.010581
| SCECFLDMoMH72CZ11 | CFL | SCE | DMo | MH72 | CZ11 | rWtd | 0 | 0 |  | 0 | 0 | 0 | 0 | 0
| SCECFLDMoMH72CZ12 | CFL | SCE | DMo | MH72 | CZ12 | rWtd | 0 | 0 |  | 0 | 0 | 0 | 0 | 0
| SCECFLDMoMH72CZ13 | CFL | SCE | DMo | MH72 | CZ13 | rWtd | 1.15 | 1.51 |  | -0.0161 | 1.153 | 1.7758 | 1.5084 | -0.016112
| SCECFLDMoMH72CZ14 | CFL | SCE | DMo | MH72 | CZ14 | rWtd | 1.14 | 1.46 |  | -0.0149 | 1.1371 | 1.7074 | 1.4613 | -0.014901
| SCECFLDMoMH72CZ15 | CFL | SCE | DMo | MH72 | CZ15 | rWtd | 1.23 | 1.51 |  | -0.00578 | 1.2271 | 1.5829 | 1.509 | -0.0057801
| SCECFLDMoMH72CZ16 | CFL | SCE | DMo | MH72 | CZ16 | rWtd | 1.07 | 1.38 |  | -0.0197 | 1.0672 | 1.5732 | 1.3831 | -0.019718
| SCECFLDMoMH85CZ01 | CFL | SCE | DMo | MH85 | CZ01 | rWtd | 0 | 0 |  | 0 | 0 | 0 | 0 | 0
| SCECFLDMoMH85CZ02 | CFL | SCE | DMo | MH85 | CZ02 | rWtd | 0 | 0 |  | 0 | 0 | 0 | 0 | 0
| SCECFLDMoMH85CZ03 | CFL | SCE | DMo | MH85 | CZ03 | rWtd | 0 | 0 |  | 0 | 0 | 0 | 0 | 0
| SCECFLDMoMH85CZ04 | CFL | SCE | DMo | MH85 | CZ04 | rWtd | 0 | 0 |  | 0 | 0 | 0 | 0 | 0
| SCECFLDMoMH85CZ05 | CFL | SCE | DMo | MH85 | CZ05 | rWtd | 0.99 | 1.4 |  | -0.0246 | 0.98716 | 1.8125 | 1.4025 | -0.02463
| SCECFLDMoMH85CZ06 | CFL | SCE | DMo | MH85 | CZ06 | rWtd | 1 | 1.11 |  | -0.016 | 0.99793 | 1.168 | 1.1145 | -0.015994
| SCECFLDMoMH85CZ07 | CFL | SCE | DMo | MH85 | CZ07 | rWtd | 0 | 0 |  | 0 | 0 | 0 | 0 | 0
| SCECFLDMoMH85CZ08 | CFL | SCE | DMo | MH85 | CZ08 | rWtd | 1.1 | 1.32 |  | -0.0129 | 1.0991 | 1.5263 | 1.3245 | -0.012881
| SCECFLDMoMH85CZ09 | CFL | SCE | DMo | MH85 | CZ09 | rWtd | 1.1 | 1.4 |  | -0.0144 | 1.1007 | 1.5224 | 1.3994 | -0.014381
| SCECFLDMoMH85CZ10 | CFL | SCE | DMo | MH85 | CZ10 | rWtd | 1.14 | 1.46 |  | -0.0147 | 1.1355 | 1.7214 | 1.4643 | -0.01471
| SCECFLDMoMH85CZ11 | CFL | SCE | DMo | MH85 | CZ11 | rWtd | 0 | 0 |  | 0 | 0 | 0 | 0 | 0
| SCECFLDMoMH85CZ12 | CFL | SCE | DMo | MH85 | CZ12 | rWtd | 0 | 0 |  | 0 | 0 | 0 | 0 | 0
| SCECFLDMoMH85CZ13 | CFL | SCE | DMo | MH85 | CZ13 | rWtd | 1.16 | 1.54 |  | -0.018 | 1.1554 | 1.7206 | 1.5402 | -0.017984
| SCECFLDMoMH85CZ14 | CFL | SCE | DMo | MH85 | CZ14 | rWtd | 1.12 | 1.45 |  | -0.0193 | 1.1194 | 1.7013 | 1.4466 | -0.019331
| SCECFLDMoMH85CZ15 | CFL | SCE | DMo | MH85 | CZ15 | rWtd | 1.23 | 1.51 |  | -0.00726 | 1.2303 | 1.6098 | 1.509 | -0.0072612
| SCECFLDMoMH85CZ16 | CFL | SCE | DMo | MH85 | CZ16 | rWtd | 1.03 | 1.38 |  | -0.0246 | 1.0336 | 1.7059 | 1.3831 | -0.02463
| SCECFLDMoNewCZ05 | CFL | SCE | DMo | New | CZ05 | rWtd | 1.08 | 1.44 |  | -0.0173 | 1.0836 | 1.4768 | 1.4355 | -0.017279
| SCECFLDMoNewCZ06 | CFL | SCE | DMo | New | CZ06 | rWtd | 1.1 | 1.4 |  | -0.0164 | 1.0965 | 1.0261 | 1.4001 | -0.016431
| SCECFLDMoNewCZ08 | CFL | SCE | DMo | New | CZ08 | rWtd | 1.18 | 1.41 |  | -0.00746 | 1.1817 | 1.4234 | 1.4079 | -0.0074642
| SCECFLDMoNewCZ09 | CFL | SCE | DMo | New | CZ09 | rWtd | 1.01 | 1.28 |  | -0.0202 | 1.0133 | 1.5956 | 1.2786 | -0.020228
| SCECFLDMoNewCZ10 | CFL | SCE | DMo | New | CZ10 | rWtd | 1.04 | 1.23 |  | -0.0144 | 1.0408 | 1.5682 | 1.2256 | -0.014351
| SCECFLDMoNewCZ13 | CFL | SCE | DMo | New | CZ13 | rWtd | 1.01 | 1.21 |  | -0.0147 | 1.0076 | 1.3454 | 1.2124 | -0.014657
| SCECFLDMoNewCZ14 | CFL | SCE | DMo | New | CZ14 | rWtd | 1.04 | 1.33 |  | -0.015 | 1.0366 | 1.3531 | 1.3329 | -0.014989
| SCECFLDMoNewCZ15 | CFL | SCE | DMo | New | CZ15 | rWtd | 1.1 | 1.22 |  | -0.01 | 1.0958 | 1.5316 | 1.2165 | -0.010037
| SCECFLDMoNewCZ16 | CFL | SCE | DMo | New | CZ16 | rWtd | 1.09 | 1.28 |  | -0.0116 | 1.0938 | 1.643 | 1.2766 | -0.01158
| SCECFLDMoNewIOU | CFL | SCE | DMo | New | IOU | rWtd | 0.96 | 1.15 |  | -0.03 | 0.96415 | 1.3116 | 1.1491 | -0.029993 | 1.08 |  | 1.21 | -0.0119
| SCECFLDMoOldCZ05 | CFL | SCE | DMo | Old | CZ05 | rWtd | 1.08 | 1.29 |  | -0.0178 | 1.0781 | 1.8125 | 1.2914 | -0.01781 | 1 |  | 1.2 | -0.023
| SCECFLDMoOldCZ06 | CFL | SCE | DMo | Old | CZ06 | rWtd | 1 | 1.27 |  | -0.0274 | 0.99536 | 1.1591 | 1.2678 | -0.027379 | 1.02 |  | 1.11 | -0.00988
| SCECFLDMoOldCZ08 | CFL | SCE | DMo | Old | CZ08 | rWtd | 1.01 | 1.2 |  | -0.0172 | 1.0099 | 1.5381 | 1.1994 | -0.017196 | 1.15 |  | 1.32 | -0.0103
| SCECFLDMoOldCZ09 | CFL | SCE | DMo | Old | CZ09 | rWtd | 1.09 | 1.24 |  | -0.0113 | 1.0945 | 1.5052 | 1.2357 | -0.01131 | 1.14 |  | 1.38 | -0.0118
| SCECFLDMoOldCZ10 | CFL | SCE | DMo | Old | CZ10 | rWtd | 1.09 | 1.28 |  | -0.0136 | 1.0913 | 1.7229 | 1.2845 | -0.013566 | 1.16 |  | 1.43 | -0.0126
| SCECFLDMoOldCZ13 | CFL | SCE | DMo | Old | CZ13 | rWtd | 1.09 | 1.32 |  | -0.0206 | 1.0888 | 1.7608 | 1.3229 | -0.020552 | 1.17 |  | 1.49 | -0.0149
| SCECFLDMoOldCZ14 | CFL | SCE | DMo | Old | CZ14 | rWtd | 1.09 | 1.4 |  | -0.02 | 1.087 | 1.7048 | 1.3954 | -0.019954 | 1.13 |  | 1.46 | -0.0171
| SCECFLDMoOldCZ15 | CFL | SCE | DMo | Old | CZ15 | rWtd | 1.09 | 1.31 |  | -0.0229 | 1.0924 | 1.5959 | 1.3088 | -0.022867 | 1.25 |  | 1.54 | -0.00628
| SCECFLDMoOldCZ16 | CFL | SCE | DMo | Old | CZ16 | rWtd | 1.2 | 1.44 |  | -0.008 | 1.2007 | 1.6608 | 1.4375 | -0.0079985 | 1.04 |  | 1.36 | -0.0256
| SCECFLDMoOldIOU | CFL | SCE | DMo | Old | IOU | rWtd | 1.07 | 1.34 |  | -0.0203 | 1.0709 | 1.5853 | 1.3415 | -0.020344 | 1.13 |  | 1.36 | -0.0134
| SCECFLDMoRecCZ05 | CFL | SCE | DMo | Rec | CZ05 | rWtd | 1.09 | 1.28 |  | -0.0136 | 1.087 | 1.4768 | 1.279 | -0.013632 | 0.99 |  | 1.18 | -0.0238
| SCECFLDMoRecCZ06 | CFL | SCE | DMo | Rec | CZ06 | rWtd | 1.09 | 1.32 |  | -0.0209 | 1.0872 | 1.0261 | 1.3176 | -0.020867 | 1.01 |  | 1.08 | -0.0117
| SCECFLDMoRecCZ08 | CFL | SCE | DMo | Rec | CZ08 | rWtd | 1.09 | 1.4 |  | -0.02 | 1.0889 | 1.4234 | 1.3958 | -0.019973 | 1.14 |  | 1.28 | -0.0098
| SCECFLDMoRecCZ09 | CFL | SCE | DMo | Rec | CZ09 | rWtd | 1.1 | 1.32 |  | -0.0234 | 1.099 | 1.5956 | 1.3164 | -0.023421 | 1.1 |  | 1.26 | -0.0125
| SCECFLDMoRecCZ10 | CFL | SCE | DMo | Rec | CZ10 | rWtd | 1.19 | 1.42 |  | -0.00912 | 1.1851 | 1.5682 | 1.4213 | -0.0091168 | 1.15 |  | 1.4 | -0.0144
| SCECFLDMoRecCZ13 | CFL | SCE | DMo | Rec | CZ13 | rWtd | 0.98 | 1.09 |  | -0.0217 | 0.98441 | 1.3454 | 1.0866 | -0.021674 | 1.14 |  | 1.41 | -0.0161
| SCECFLDMoRecCZ14 | CFL | SCE | DMo | Rec | CZ14 | rWtd | 1.07 | 1.28 |  | -0.0167 | 1.0731 | 1.3531 | 1.2796 | -0.016653 | 1.12 |  | 1.44 | -0.0187
| SCECFLDMoRecCZ15 | CFL | SCE | DMo | Rec | CZ15 | rWtd | 0.98 | 1.23 |  | -0.03 | 0.97553 | 1.5316 | 1.2345 | -0.029967 | 1.24 |  | 1.47 | -0.00704
| SCECFLDMoRecCZ16 | CFL | SCE | DMo | Rec | CZ16 | rWtd | 1.03 | 1.2 |  | -0.02 | 1.028 | 1.643 | 1.1985 | -0.019962 | 1.03 |  | 1.32 | -0.0204
| SCECFLDMoRecIOU | CFL | SCE | DMo | Rec | IOU | rWtd | 0.98 | 1.06 |  | -0.0219 | 0.98034 | 1.3116 | 1.0563 | -0.021883 | 1.08 |  | 1.21 | -0.0119
| SCECFLMFm1975CZ01 | CFL | SCE | MFm | 1975 | CZ01 | rWtd | 0 | 0 |  | 0 | 0 | 0 | 0 | 0
| SCECFLMFm1975CZ02 | CFL | SCE | MFm | 1975 | CZ02 | rWtd | 0 | 0 |  | 0 | 0 | 0 | 0 | 0
| SCECFLMFm1975CZ03 | CFL | SCE | MFm | 1975 | CZ03 | rWtd | 0 | 0 |  | 0 | 0 | 0 | 0 | 0
| SCECFLMFm1975CZ04 | CFL | SCE | MFm | 1975 | CZ04 | rWtd | 0 | 0 |  | 0 | 0 | 0 | 0 | 0
| SCECFLMFm1975CZ05 | CFL | SCE | MFm | 1975 | CZ05 | rWtd | 0.98 | 1.01 |  | -0.029 | 0.98411 | 1.0227 | 1.0135 | -0.029028
| SCECFLMFm1975CZ06 | CFL | SCE | MFm | 1975 | CZ06 | rWtd | 0.99 | 1.14 |  | -0.0155 | 0.99339 | 1.2043 | 1.1404 | -0.015492
| SCECFLMFm1975CZ07 | CFL | SCE | MFm | 1975 | CZ07 | rWtd | 0 | 0 |  | 0 | 0 | 0 | 0 | 0
| SCECFLMFm1975CZ08 | CFL | SCE | MFm | 1975 | CZ08 | rWtd | 1.03 | 1.21 |  | -0.0131 | 1.0328 | 1.3502 | 1.2144 | -0.01309
| SCECFLMFm1975CZ09 | CFL | SCE | MFm | 1975 | CZ09 | rWtd | 1.08 | 1.27 |  | -0.0139 | 1.0765 | 1.4048 | 1.271 | -0.013877
| SCECFLMFm1975CZ10 | CFL | SCE | MFm | 1975 | CZ10 | rWtd | 1.08 | 1.4 |  | -0.0148 | 1.0769 | 1.6169 | 1.3993 | -0.014764
| SCECFLMFm1975CZ11 | CFL | SCE | MFm | 1975 | CZ11 | rWtd | 0 | 0 |  | 0 | 0 | 0 | 0 | 0
| SCECFLMFm1975CZ12 | CFL | SCE | MFm | 1975 | CZ12 | rWtd | 0 | 0 |  | 0 | 0 | 0 | 0 | 0
| SCECFLMFm1975CZ13 | CFL | SCE | MFm | 1975 | CZ13 | rWtd | 1.09 | 1.43 |  | -0.0172 | 1.0867 | 1.6706 | 1.4258 | -0.01718
| SCECFLMFm1975CZ14 | CFL | SCE | MFm | 1975 | CZ14 | rWtd | 1.1 | 1.38 |  | -0.0172 | 1.0985 | 1.5822 | 1.3816 | -0.017164
| SCECFLMFm1975CZ15 | CFL | SCE | MFm | 1975 | CZ15 | rWtd | 1.19 | 1.41 |  | -0.00717 | 1.1879 | 1.4761 | 1.4052 | -0.0071709
| SCECFLMFm1975CZ16 | CFL | SCE | MFm | 1975 | CZ16 | rWtd | 1.01 | 1.29 |  | -0.0202 | 1.0108 | 1.3665 | 1.2909 | -0.020155
| SCECFLMFm1985CZ01 | CFL | SCE | MFm | 1985 | CZ01 | rWtd | 0 | 0 |  | 0 | 0 | 0 | 0 | 0
| SCECFLMFm1985CZ02 | CFL | SCE | MFm | 1985 | CZ02 | rWtd | 0 | 0 |  | 0 | 0 | 0 | 0 | 0
| SCECFLMFm1985CZ03 | CFL | SCE | MFm | 1985 | CZ03 | rWtd | 0 | 0 |  | 0 | 0 | 0 | 0 | 0
| SCECFLMFm1985CZ04 | CFL | SCE | MFm | 1985 | CZ04 | rWtd | 0 | 0 |  | 0 | 0 | 0 | 0 | 0
| SCECFLMFm1985CZ05 | CFL | SCE | MFm | 1985 | CZ05 | rWtd | 0.98 | 1 |  | -0.0285 | 0.98497 | 1.0227 | 1 | -0.02854
| SCECFLMFm1985CZ06 | CFL | SCE | MFm | 1985 | CZ06 | rWtd | 0.99 | 1.11 |  | -0.0168 | 0.99175 | 1.1802 | 1.1116 | -0.016832
| SCECFLMFm1985CZ07 | CFL | SCE | MFm | 1985 | CZ07 | rWtd | 0 | 0 |  | 0 | 0 | 0 | 0 | 0
| SCECFLMFm1985CZ08 | CFL | SCE | MFm | 1985 | CZ08 | rWtd | 1.03 | 1.18 |  | -0.013 | 1.0329 | 1.3357 | 1.1767 | -0.012956
| SCECFLMFm1985CZ09 | CFL | SCE | MFm | 1985 | CZ09 | rWtd | 1.07 | 1.27 |  | -0.0143 | 1.0747 | 1.4028 | 1.2713 | -0.014295
| SCECFLMFm1985CZ10 | CFL | SCE | MFm | 1985 | CZ10 | rWtd | 1.08 | 1.4 |  | -0.0152 | 1.0757 | 1.6944 | 1.4007 | -0.015161
| SCECFLMFm1985CZ11 | CFL | SCE | MFm | 1985 | CZ11 | rWtd | 0 | 0 |  | 0 | 0 | 0 | 0 | 0
| SCECFLMFm1985CZ12 | CFL | SCE | MFm | 1985 | CZ12 | rWtd | 0 | 0 |  | 0 | 0 | 0 | 0 | 0
| SCECFLMFm1985CZ13 | CFL | SCE | MFm | 1985 | CZ13 | rWtd | 1.08 | 1.46 |  | -0.0182 | 1.0788 | 1.6763 | 1.4634 | -0.01817
| SCECFLMFm1985CZ14 | CFL | SCE | MFm | 1985 | CZ14 | rWtd | 1.1 | 1.42 |  | -0.0159 | 1.0955 | 1.6298 | 1.4247 | -0.015945
| SCECFLMFm1985CZ15 | CFL | SCE | MFm | 1985 | CZ15 | rWtd | 1.18 | 1.42 |  | -0.00778 | 1.1778 | 1.5023 | 1.42 | -0.007779
| SCECFLMFm1985CZ16 | CFL | SCE | MFm | 1985 | CZ16 | rWtd | 1.02 | 1.27 |  | -0.0202 | 1.0158 | 1.3739 | 1.2683 | -0.020163
| SCECFLMFm1996CZ01 | CFL | SCE | MFm | 1996 | CZ01 | rWtd | 0 | 0 |  | 0 | 0 | 0 | 0 | 0
| SCECFLMFm1996CZ02 | CFL | SCE | MFm | 1996 | CZ02 | rWtd | 0 | 0 |  | 0 | 0 | 0 | 0 | 0
| SCECFLMFm1996CZ03 | CFL | SCE | MFm | 1996 | CZ03 | rWtd | 0 | 0 |  | 0 | 0 | 0 | 0 | 0
| SCECFLMFm1996CZ04 | CFL | SCE | MFm | 1996 | CZ04 | rWtd | 0 | 0 |  | 0 | 0 | 0 | 0 | 0
| SCECFLMFm1996CZ05 | CFL | SCE | MFm | 1996 | CZ05 | rWtd | 0.99 | 1.01 |  | -0.0257 | 0.99 | 1.0227 | 1.0135 | -0.025656
| SCECFLMFm1996CZ06 | CFL | SCE | MFm | 1996 | CZ06 | rWtd | 0.99 | 1.17 |  | -0.0163 | 0.98624 | 1.2407 | 1.1737 | -0.016338
| SCECFLMFm1996CZ07 | CFL | SCE | MFm | 1996 | CZ07 | rWtd | 0 | 0 |  | 0 | 0 | 0 | 0 | 0
| SCECFLMFm1996CZ08 | CFL | SCE | MFm | 1996 | CZ08 | rWtd | 1.04 | 1.2 |  | -0.0122 | 1.036 | 1.254 | 1.1996 | -0.012183
| SCECFLMFm1996CZ09 | CFL | SCE | MFm | 1996 | CZ09 | rWtd | 1.09 | 1.24 |  | -0.0128 | 1.0928 | 1.351 | 1.2417 | -0.012834
| SCECFLMFm1996CZ10 | CFL | SCE | MFm | 1996 | CZ10 | rWtd | 1.04 | 1.62 |  | -0.0161 | 1.0368 | 1.9035 | 1.6174 | -0.016084
| SCECFLMFm1996CZ11 | CFL | SCE | MFm | 1996 | CZ11 | rWtd | 0 | 0 |  | 0 | 0 | 0 | 0 | 0
| SCECFLMFm1996CZ12 | CFL | SCE | MFm | 1996 | CZ12 | rWtd | 0 | 0 |  | 0 | 0 | 0 | 0 | 0
| SCECFLMFm1996CZ13 | CFL | SCE | MFm | 1996 | CZ13 | rWtd | 1.08 | 1.41 |  | -0.0154 | 1.0803 | 1.7408 | 1.4131 | -0.015444
| SCECFLMFm1996CZ14 | CFL | SCE | MFm | 1996 | CZ14 | rWtd | 1.09 | 1.28 |  | -0.0158 | 1.0916 | 1.4605 | 1.2844 | -0.015845
| SCECFLMFm1996CZ15 | CFL | SCE | MFm | 1996 | CZ15 | rWtd | 1.16 | 1.36 |  | -0.00754 | 1.1645 | 1.5231 | 1.3555 | -0.0075365
| SCECFLMFm1996CZ16 | CFL | SCE | MFm | 1996 | CZ16 | rWtd | 1.01 | 1.26 |  | -0.0218 | 1.0104 | 1.4478 | 1.2628 | -0.021764
| SCECFLMFm2003CZ01 | CFL | SCE | MFm | 2003 | CZ01 | rWtd | 0 | 0 |  | 0 | 0 | 0 | 0 | 0
| SCECFLMFm2003CZ02 | CFL | SCE | MFm | 2003 | CZ02 | rWtd | 0 | 0 |  | 0 | 0 | 0 | 0 | 0
| SCECFLMFm2003CZ03 | CFL | SCE | MFm | 2003 | CZ03 | rWtd | 0 | 0 |  | 0 | 0 | 0 | 0 | 0
| SCECFLMFm2003CZ04 | CFL | SCE | MFm | 2003 | CZ04 | rWtd | 0 | 0 |  | 0 | 0 | 0 | 0 | 0
| SCECFLMFm2003CZ05 | CFL | SCE | MFm | 2003 | CZ05 | rWtd | 0.99 | 1.01 |  | -0.0248 | 0.99126 | 1.0455 | 1.0135 | -0.024778
| SCECFLMFm2003CZ06 | CFL | SCE | MFm | 2003 | CZ06 | rWtd | 0.99 | 1.2 |  | -0.0144 | 0.98977 | 1.2347 | 1.1966 | -0.014429
| SCECFLMFm2003CZ07 | CFL | SCE | MFm | 2003 | CZ07 | rWtd | 0 | 0 |  | 0 | 0 | 0 | 0 | 0
| SCECFLMFm2003CZ08 | CFL | SCE | MFm | 2003 | CZ08 | rWtd | 1.03 | 1.19 |  | -0.0125 | 1.0324 | 1.283 | 1.1926 | -0.012513
| SCECFLMFm2003CZ09 | CFL | SCE | MFm | 2003 | CZ09 | rWtd | 1.05 | 1.3 |  | -0.013 | 1.0547 | 1.5722 | 1.2993 | -0.013022
| SCECFLMFm2003CZ10 | CFL | SCE | MFm | 2003 | CZ10 | rWtd | 1.06 | 1.5 |  | -0.0112 | 1.061 | 1.8083 | 1.4982 | -0.011202
| SCECFLMFm2003CZ11 | CFL | SCE | MFm | 2003 | CZ11 | rWtd | 0 | 0 |  | 0 | 0 | 0 | 0 | 0
| SCECFLMFm2003CZ12 | CFL | SCE | MFm | 2003 | CZ12 | rWtd | 0 | 0 |  | 0 | 0 | 0 | 0 | 0
| SCECFLMFm2003CZ13 | CFL | SCE | MFm | 2003 | CZ13 | rWtd | 1.09 | 1.39 |  | -0.016 | 1.088 | 1.5369 | 1.3888 | -0.016006
| SCECFLMFm2003CZ14 | CFL | SCE | MFm | 2003 | CZ14 | rWtd | 1.1 | 1.3 |  | -0.0159 | 1.1046 | 1.4578 | 1.2991 | -0.015923
| SCECFLMFm2003CZ15 | CFL | SCE | MFm | 2003 | CZ15 | rWtd | 1.16 | 1.35 |  | -0.00738 | 1.1615 | 1.5025 | 1.3538 | -0.0073787
| SCECFLMFm2003CZ16 | CFL | SCE | MFm | 2003 | CZ16 | rWtd | 1.02 | 1.26 |  | -0.0205 | 1.0176 | 1.4478 | 1.2628 | -0.020475
| SCECFLMFm2007CZ01 | CFL | SCE | MFm | 2007 | CZ01 | rWtd | 0 | 0 |  | 0 | 0 | 0 | 0 | 0
| SCECFLMFm2007CZ02 | CFL | SCE | MFm | 2007 | CZ02 | rWtd | 0 | 0 |  | 0 | 0 | 0 | 0 | 0
| SCECFLMFm2007CZ03 | CFL | SCE | MFm | 2007 | CZ03 | rWtd | 0 | 0 |  | 0 | 0 | 0 | 0 | 0
| SCECFLMFm2007CZ04 | CFL | SCE | MFm | 2007 | CZ04 | rWtd | 0 | 0 |  | 0 | 0 | 0 | 0 | 0
| SCECFLMFm2007CZ05 | CFL | SCE | MFm | 2007 | CZ05 | rWtd | 0.98 | 1.2 |  | -0.0203 | 0.97691 | 1.2757 | 1.2004 | -0.020335
| SCECFLMFm2007CZ06 | CFL | SCE | MFm | 2007 | CZ06 | rWtd | 1.04 | 1.34 |  | -0.0146 | 1.0437 | 1.4787 | 1.3422 | -0.014623
| SCECFLMFm2007CZ07 | CFL | SCE | MFm | 2007 | CZ07 | rWtd | 0 | 0 |  | 0 | 0 | 0 | 0 | 0
| SCECFLMFm2007CZ08 | CFL | SCE | MFm | 2007 | CZ08 | rWtd | 1.09 | 1.25 |  | -0.0117 | 1.0879 | 1.3727 | 1.252 | -0.011676
| SCECFLMFm2007CZ09 | CFL | SCE | MFm | 2007 | CZ09 | rWtd | 1.09 | 1.27 |  | -0.0126 | 1.0854 | 1.5 | 1.2682 | -0.012608
| SCECFLMFm2007CZ10 | CFL | SCE | MFm | 2007 | CZ10 | rWtd | 1.09 | 1.34 |  | -0.0115 | 1.0898 | 1.6188 | 1.3394 | -0.011532
| SCECFLMFm2007CZ11 | CFL | SCE | MFm | 2007 | CZ11 | rWtd | 0 | 0 |  | 0 | 0 | 0 | 0 | 0
| SCECFLMFm2007CZ12 | CFL | SCE | MFm | 2007 | CZ12 | rWtd | 0 | 0 |  | 0 | 0 | 0 | 0 | 0
| SCECFLMFm2007CZ13 | CFL | SCE | MFm | 2007 | CZ13 | rWtd | 1.1 | 1.34 |  | -0.0149 | 1.1005 | 1.4363 | 1.3405 | -0.014913
| SCECFLMFm2007CZ14 | CFL | SCE | MFm | 2007 | CZ14 | rWtd | 1.08 | 1.21 |  | -0.0171 | 1.0845 | 1.3136 | 1.2097 | -0.017104
| SCECFLMFm2007CZ15 | CFL | SCE | MFm | 2007 | CZ15 | rWtd | 1.15 | 1.28 |  | -0.00702 | 1.1464 | 1.4001 | 1.2762 | -0.0070243
| SCECFLMFm2007CZ16 | CFL | SCE | MFm | 2007 | CZ16 | rWtd | 1.03 | 1.24 |  | -0.0205 | 1.0313 | 1.4009 | 1.2396 | -0.020535
| SCECFLMFm2011CZ01 | CFL | SCE | MFm | 2011 | CZ01 | rWtd | 0 | 0 |  | 0 | 0 | 0 | 0 | 0
| SCECFLMFm2011CZ02 | CFL | SCE | MFm | 2011 | CZ02 | rWtd | 0 | 0 |  | 0 | 0 | 0 | 0 | 0
| SCECFLMFm2011CZ03 | CFL | SCE | MFm | 2011 | CZ03 | rWtd | 0 | 0 |  | 0 | 0 | 0 | 0 | 0
| SCECFLMFm2011CZ04 | CFL | SCE | MFm | 2011 | CZ04 | rWtd | 0 | 0 |  | 0 | 0 | 0 | 0 | 0
| SCECFLMFm2011CZ05 | CFL | SCE | MFm | 2011 | CZ05 | rWtd | 0.98 | 1.19 |  | -0.02 | 0.9805 | 1.2307 | 1.1892 | -0.020039
| SCECFLMFm2011CZ06 | CFL | SCE | MFm | 2011 | CZ06 | rWtd | 1.05 | 1.37 |  | -0.015 | 1.0462 | 1.4832 | 1.3677 | -0.015017
| SCECFLMFm2011CZ07 | CFL | SCE | MFm | 2011 | CZ07 | rWtd | 0 | 0 |  | 0 | 0 | 0 | 0 | 0
| SCECFLMFm2011CZ08 | CFL | SCE | MFm | 2011 | CZ08 | rWtd | 1.1 | 1.26 |  | -0.0108 | 1.1039 | 1.3907 | 1.2621 | -0.010776
| SCECFLMFm2011CZ09 | CFL | SCE | MFm | 2011 | CZ09 | rWtd | 1.1 | 1.28 |  | -0.0121 | 1.0984 | 1.5 | 1.2815 | -0.012105
| SCECFLMFm2011CZ10 | CFL | SCE | MFm | 2011 | CZ10 | rWtd | 1.1 | 1.34 |  | -0.0108 | 1.099 | 1.5986 | 1.3394 | -0.010822
| SCECFLMFm2011CZ11 | CFL | SCE | MFm | 2011 | CZ11 | rWtd | 0 | 0 |  | 0 | 0 | 0 | 0 | 0
| SCECFLMFm2011CZ12 | CFL | SCE | MFm | 2011 | CZ12 | rWtd | 0 | 0 |  | 0 | 0 | 0 | 0 | 0
| SCECFLMFm2011CZ13 | CFL | SCE | MFm | 2011 | CZ13 | rWtd | 1.11 | 1.37 |  | -0.0145 | 1.109 | 1.4146 | 1.3691 | -0.014526
| SCECFLMFm2011CZ14 | CFL | SCE | MFm | 2011 | CZ14 | rWtd | 1.09 | 1.25 |  | -0.0167 | 1.0929 | 1.358 | 1.2478 | -0.016731
| SCECFLMFm2011CZ15 | CFL | SCE | MFm | 2011 | CZ15 | rWtd | 1.15 | 1.29 |  | -0.00682 | 1.1532 | 1.4002 | 1.2891 | -0.0068236
| SCECFLMFm2011CZ16 | CFL | SCE | MFm | 2011 | CZ16 | rWtd | 1.04 | 1.24 |  | -0.0201 | 1.0363 | 1.3789 | 1.2405 | -0.020111
| SCECFLMFm2015CZ01 | CFL | SCE | MFm | 2015 | CZ01 | rWtd | 0 | 0 |  | 0 | 0 | 0 | 0 | 0
| SCECFLMFm2015CZ02 | CFL | SCE | MFm | 2015 | CZ02 | rWtd | 0 | 0 |  | 0 | 0 | 0 | 0 | 0
| SCECFLMFm2015CZ03 | CFL | SCE | MFm | 2015 | CZ03 | rWtd | 0 | 0 |  | 0 | 0 | 0 | 0 | 0
| SCECFLMFm2015CZ04 | CFL | SCE | MFm | 2015 | CZ04 | rWtd | 0 | 0 |  | 0 | 0 | 0 | 0 | 0
| SCECFLMFm2015CZ05 | CFL | SCE | MFm | 2015 | CZ05 | rWtd | 1.01 | 1.21 |  | -0.0149 | 1.0062 | 1.2945 | 1.2124 | -0.014874
| SCECFLMFm2015CZ06 | CFL | SCE | MFm | 2015 | CZ06 | rWtd | 1.04 | 1.34 |  | -0.015 | 1.0397 | 1.4281 | 1.3449 | -0.014953
| SCECFLMFm2015CZ07 | CFL | SCE | MFm | 2015 | CZ07 | rWtd | 0 | 0 |  | 0 | 0 | 0 | 0 | 0
| SCECFLMFm2015CZ08 | CFL | SCE | MFm | 2015 | CZ08 | rWtd | 1.09 | 1.22 |  | -0.011 | 1.0941 | 1.3141 | 1.2155 | -0.011024
| SCECFLMFm2015CZ09 | CFL | SCE | MFm | 2015 | CZ09 | rWtd | 1.09 | 1.28 |  | -0.0123 | 1.0905 | 1.437 | 1.28 | -0.012306
| SCECFLMFm2015CZ10 | CFL | SCE | MFm | 2015 | CZ10 | rWtd | 1.09 | 1.31 |  | -0.0104 | 1.0932 | 1.5506 | 1.3123 | -0.010378
| SCECFLMFm2015CZ11 | CFL | SCE | MFm | 2015 | CZ11 | rWtd | 0 | 0 |  | 0 | 0 | 0 | 0 | 0
| SCECFLMFm2015CZ12 | CFL | SCE | MFm | 2015 | CZ12 | rWtd | 0 | 0 |  | 0 | 0 | 0 | 0 | 0
| SCECFLMFm2015CZ13 | CFL | SCE | MFm | 2015 | CZ13 | rWtd | 1.1 | 1.34 |  | -0.0144 | 1.1017 | 1.4119 | 1.3387 | -0.014397
| SCECFLMFm2015CZ14 | CFL | SCE | MFm | 2015 | CZ14 | rWtd | 1.08 | 1.25 |  | -0.0172 | 1.083 | 1.3398 | 1.2487 | -0.01723
| SCECFLMFm2015CZ15 | CFL | SCE | MFm | 2015 | CZ15 | rWtd | 1.14 | 1.27 |  | -0.00681 | 1.1403 | 1.3805 | 1.2738 | -0.0068099
| SCECFLMFm2015CZ16 | CFL | SCE | MFm | 2015 | CZ16 | rWtd | 1.03 | 1.24 |  | -0.0216 | 1.0267 | 1.3553 | 1.242 | -0.021617
| SCECFLMFm2017CZ01 | CFL | SCE | MFm | 2017 | CZ01 | rWtd | 0 | 0 |  | 0 | 0 | 0 | 0 | 0
| SCECFLMFm2017CZ02 | CFL | SCE | MFm | 2017 | CZ02 | rWtd | 0 | 0 |  | 0 | 0 | 0 | 0 | 0
| SCECFLMFm2017CZ03 | CFL | SCE | MFm | 2017 | CZ03 | rWtd | 0 | 0 |  | 0 | 0 | 0 | 0 | 0
| SCECFLMFm2017CZ04 | CFL | SCE | MFm | 2017 | CZ04 | rWtd | 0 | 0 |  | 0 | 0 | 0 | 0 | 0
| SCECFLMFm2017CZ05 | CFL | SCE | MFm | 2017 | CZ05 | rWtd | 1.01 | 1.21 |  | -0.0147 | 1.0076 | 1.2757 | 1.2124 | -0.014657
| SCECFLMFm2017CZ06 | CFL | SCE | MFm | 2017 | CZ06 | rWtd | 1.04 | 1.33 |  | -0.015 | 1.0366 | 1.4302 | 1.3329 | -0.014989
| SCECFLMFm2017CZ07 | CFL | SCE | MFm | 2017 | CZ07 | rWtd | 0 | 0 |  | 0 | 0 | 0 | 0 | 0
| SCECFLMFm2017CZ08 | CFL | SCE | MFm | 2017 | CZ08 | rWtd | 1.1 | 1.22 |  | -0.0101 | 1.0959 | 1.3157 | 1.2165 | -0.010062
| SCECFLMFm2017CZ09 | CFL | SCE | MFm | 2017 | CZ09 | rWtd | 1.09 | 1.28 |  | -0.0116 | 1.0939 | 1.4091 | 1.28 | -0.011609
| SCECFLMFm2017CZ10 | CFL | SCE | MFm | 2017 | CZ10 | rWtd | 1.1 | 1.33 |  | -0.00953 | 1.0957 | 1.5305 | 1.3259 | -0.0095257
| SCECFLMFm2017CZ11 | CFL | SCE | MFm | 2017 | CZ11 | rWtd | 0 | 0 |  | 0 | 0 | 0 | 0 | 0
| SCECFLMFm2017CZ12 | CFL | SCE | MFm | 2017 | CZ12 | rWtd | 0 | 0 |  | 0 | 0 | 0 | 0 | 0
| SCECFLMFm2017CZ13 | CFL | SCE | MFm | 2017 | CZ13 | rWtd | 1.1 | 1.32 |  | -0.0139 | 1.1003 | 1.3847 | 1.3244 | -0.013932
| SCECFLMFm2017CZ14 | CFL | SCE | MFm | 2017 | CZ14 | rWtd | 1.08 | 1.26 |  | -0.017 | 1.0836 | 1.3557 | 1.26 | -0.01696
| SCECFLMFm2017CZ15 | CFL | SCE | MFm | 2017 | CZ15 | rWtd | 1.14 | 1.29 |  | -0.00666 | 1.141 | 1.3778 | 1.2853 | -0.0066635
| SCECFLMFm2017CZ16 | CFL | SCE | MFm | 2017 | CZ16 | rWtd | 1.03 | 1.23 |  | -0.0211 | 1.0277 | 1.3541 | 1.229 | -0.021053
| SCECFLMFm2020CZ01 | CFL | SCE | MFm | 2020 | CZ01 | rWtd | 0 | 0 |  | 0 | 0 | 0 | 0 | 0
| SCECFLMFm2020CZ02 | CFL | SCE | MFm | 2020 | CZ02 | rWtd | 0 | 0 |  | 0 | 0 | 0 | 0 | 0
| SCECFLMFm2020CZ03 | CFL | SCE | MFm | 2020 | CZ03 | rWtd | 0 | 0 |  | 0 | 0 | 0 | 0 | 0
| SCECFLMFm2020CZ04 | CFL | SCE | MFm | 2020 | CZ04 | rWtd | 0 | 0 |  | 0 | 0 | 0 | 0 | 0
| SCECFLMFm2020CZ05 | CFL | SCE | MFm | 2020 | CZ05 | rWtd | 1.01 | 1.21 |  | -0.0147 | 1.0076 | 1.2757 | 1.2124 | -0.014657
| SCECFLMFm2020CZ06 | CFL | SCE | MFm | 2020 | CZ06 | rWtd | 1.04 | 1.33 |  | -0.015 | 1.0366 | 1.4302 | 1.3329 | -0.014989
| SCECFLMFm2020CZ07 | CFL | SCE | MFm | 2020 | CZ07 | rWtd | 0 | 0 |  | 0 | 0 | 0 | 0 | 0
| SCECFLMFm2020CZ08 | CFL | SCE | MFm | 2020 | CZ08 | rWtd | 1.1 | 1.22 |  | -0.00996 | 1.0957 | 1.3157 | 1.2165 | -0.0099609
| SCECFLMFm2020CZ09 | CFL | SCE | MFm | 2020 | CZ09 | rWtd | 1.09 | 1.27 |  | -0.0115 | 1.0936 | 1.4065 | 1.2667 | -0.011497
| SCECFLMFm2020CZ10 | CFL | SCE | MFm | 2020 | CZ10 | rWtd | 1.1 | 1.33 |  | -0.00949 | 1.0958 | 1.5506 | 1.3259 | -0.0094888
| SCECFLMFm2020CZ11 | CFL | SCE | MFm | 2020 | CZ11 | rWtd | 0 | 0 |  | 0 | 0 | 0 | 0 | 0
| SCECFLMFm2020CZ12 | CFL | SCE | MFm | 2020 | CZ12 | rWtd | 0 | 0 |  | 0 | 0 | 0 | 0 | 0
| SCECFLMFm2020CZ13 | CFL | SCE | MFm | 2020 | CZ13 | rWtd | 1.1 | 1.32 |  | -0.0138 | 1.1001 | 1.3603 | 1.3226 | -0.013825
| SCECFLMFm2020CZ14 | CFL | SCE | MFm | 2020 | CZ14 | rWtd | 1.08 | 1.25 |  | -0.0169 | 1.0835 | 1.3357 | 1.2478 | -0.016855
| SCECFLMFm2020CZ15 | CFL | SCE | MFm | 2020 | CZ15 | rWtd | 1.14 | 1.29 |  | -0.00661 | 1.1411 | 1.3976 | 1.2869 | -0.0066062
| SCECFLMFm2020CZ16 | CFL | SCE | MFm | 2020 | CZ16 | rWtd | 1.04 | 1.21 |  | -0.019 | 1.0358 | 1.3319 | 1.2123 | -0.018986
| SCECFLMFmExCZ05 | CFL | SCE | MFm | Ex | CZ05 | rWtd | 1.01 | 1.31 |  | -0.0192 | 1.0105 | 1.2116 | 1.3134 | -0.019201 | 1.01 |  | 1.01 | -0.0183
| SCECFLMFmExCZ06 | CFL | SCE | MFm | Ex | CZ06 | rWtd | 1.05 | 1.31 |  | -0.0189 | 1.0542 | 1.387 | 1.3118 | -0.018934 | 1.01 |  | 1.14 | -0.0114
| SCECFLMFmExCZ08 | CFL | SCE | MFm | Ex | CZ08 | rWtd | 0.95 | 1.01 |  | -0.0233 | 0.94619 | 1.3321 | 1.0093 | -0.023337 | 1.06 |  | 1.15 | -0.0103
| SCECFLMFmExCZ09 | CFL | SCE | MFm | Ex | CZ09 | rWtd | 1.03 | 1.64 |  | -0.0207 | 1.0259 | 1.5078 | 1.6397 | -0.020655 | 1.08 |  | 1.23 | -0.0113
| SCECFLMFmExCZ10 | CFL | SCE | MFm | Ex | CZ10 | rWtd | 0.98 | 1.25 |  | -0.0213 | 0.98337 | 1.6599 | 1.2454 | -0.021327 | 1.1 |  | 1.29 | -0.00966
| SCECFLMFmExCZ13 | CFL | SCE | MFm | Ex | CZ13 | rWtd | 1.06 | 1.37 |  | -0.0162 | 1.0574 | 1.4589 | 1.3738 | -0.01624 | 1.11 |  | 1.29 | -0.0128
| SCECFLMFmExCZ14 | CFL | SCE | MFm | Ex | CZ14 | rWtd | 0.95 | 1.06 |  | -0.0237 | 0.94912 | 1.3673 | 1.0634 | -0.023651 | 1.1 |  | 1.29 | -0.0166
| SCECFLMFmExCZ15 | CFL | SCE | MFm | Ex | CZ15 | rWtd | 1.12 | 1.48 |  | -0.0171 | 1.1172 | 1.4208 | 1.4777 | -0.017081 | 1.17 |  | 1.36 | -0.00678
| SCECFLMFmExCZ16 | CFL | SCE | MFm | Ex | CZ16 | rWtd | 1.1 | 1.58 |  | -0.0177 | 1.1034 | 1.3958 | 1.5754 | -0.017651 | 1.01 |  | 1.19 | -0.0214
| SCECFLMFmExIOU | CFL | SCE | MFm | Ex | IOU | rWtd | 1.07 | 1.24 |  | -0.0143 | 1.071 | 1.4086 | 1.2397 | -0.014329 | 1.05 |  | 1.18 | -0.011
| SCECFLMFmNewCZ05 | CFL | SCE | MFm | New | CZ05 | rWtd | 1.04 | 1.49 |  | -0.018 | 1.0391 | 1.2757 | 1.4945 | -0.018014 | 1.02 |  | 1.01 | -0.0131
| SCECFLMFmNewCZ06 | CFL | SCE | MFm | New | CZ06 | rWtd | 1.09 | 1.47 |  | -0.0174 | 1.093 | 1.4302 | 1.4667 | -0.017388 | 1.01 |  | 1.12 | -0.0116
| SCECFLMFmNewCZ08 | CFL | SCE | MFm | New | CZ08 | rWtd | 1.01 | 1.26 |  | -0.0202 | 1.0103 | 1.3157 | 1.2615 | -0.020178 | 1.07 |  | 1.12 | -0.0084
| SCECFLMFmNewCZ09 | CFL | SCE | MFm | New | CZ09 | rWtd | 0.98 | 1.22 |  | -0.0194 | 0.98141 | 1.4065 | 1.2198 | -0.019359 | 1.09 |  | 1.19 | -0.00976
| SCECFLMFmNewCZ10 | CFL | SCE | MFm | New | CZ10 | rWtd | 0.92 | 1.03 |  | -0.0243 | 0.91756 | 1.5506 | 1.0255 | -0.024312 | 1.1 |  | 1.25 | -0.00846
| SCECFLMFmNewCZ13 | CFL | SCE | MFm | New | CZ13 | rWtd | 0.97 | 1.14 |  | -0.0162 | 0.97344 | 1.3603 | 1.1367 | -0.0162 | 1.1 |  | 1.28 | -0.0115
| SCECFLMFmNewCZ14 | CFL | SCE | MFm | New | CZ14 | rWtd | 0.95 | 1.06 |  | -0.0175 | 0.95437 | 1.3357 | 1.0551 | -0.01754 | 1.1 |  | 1.3 | -0.0165
| SCECFLMFmNewCZ15 | CFL | SCE | MFm | New | CZ15 | rWtd | 1.06 | 1.29 |  | -0.0119 | 1.0554 | 1.3976 | 1.2868 | -0.011892 | 1.16 |  | 1.36 | -0.00628
| SCECFLMFmNewCZ16 | CFL | SCE | MFm | New | CZ16 | rWtd | 0.99 | 1.13 |  | -0.0147 | 0.98899 | 1.3319 | 1.133 | -0.014673 | 1.02 |  | 1.16 | -0.0191
| SCECFLMFmNewIOU | CFL | SCE | MFm | New | IOU | rWtd | 1.01 | 1.18 |  | -0.0201 | 1.0086 | 1.3825 | 1.1824 | -0.0201 | 1.06 |  | 1.15 | -0.00986
| SCECFLMFmOldCZ05 | CFL | SCE | MFm | Old | CZ05 | rWtd | 0.96 | 1.03 |  | -0.0284 | 0.96333 | 1.0227 | 1.0312 | -0.028356 | 0.99 |  | 1.01 | -0.0266
| SCECFLMFmOldCZ06 | CFL | SCE | MFm | Old | CZ06 | rWtd | 1.08 | 1.43 |  | -0.0207 | 1.0844 | 1.2003 | 1.426 | -0.020685 | 1.01 |  | 1.13 | -0.0139
| SCECFLMFmOldCZ08 | CFL | SCE | MFm | Old | CZ08 | rWtd | 1.06 | 1.38 |  | -0.0189 | 1.0598 | 1.3374 | 1.3807 | -0.018891 | 1.06 |  | 1.17 | -0.0121
| SCECFLMFmOldCZ09 | CFL | SCE | MFm | Old | CZ09 | rWtd | 1.09 | 1.38 |  | -0.0193 | 1.0856 | 1.4009 | 1.3757 | -0.019317 | 1.1 |  | 1.27 | -0.0134
| SCECFLMFmOldCZ10 | CFL | SCE | MFm | Old | CZ10 | rWtd | 1 | 1.24 |  | -0.0209 | 0.99977 | 1.6555 | 1.2367 | -0.020923 | 1.09 |  | 1.34 | -0.0144
| SCECFLMFmOldCZ13 | CFL | SCE | MFm | Old | CZ13 | rWtd | 1.03 | 1.27 |  | -0.0193 | 1.0283 | 1.6802 | 1.2721 | -0.01929 | 1.1 |  | 1.36 | -0.0161
| SCECFLMFmOldCZ14 | CFL | SCE | MFm | Old | CZ14 | rWtd | 0.96 | 1 |  | -0.0279 | 0.96291 | 1.602 | 1 | -0.027875 | 1.1 |  | 1.39 | -0.0161
| SCECFLMFmOldCZ15 | CFL | SCE | MFm | Old | CZ15 | rWtd | 1 | 1.31 |  | -0.0271 | 1.0043 | 1.4911 | 1.314 | -0.027101 | 1.19 |  | 1.44 | -0.00746
| SCECFLMFmOldCZ16 | CFL | SCE | MFm | Old | CZ16 | rWtd | 0.97 | 1.1 |  | -0.0275 | 0.96831 | 1.3736 | 1.0977 | -0.027491 | 1.01 |  | 1.22 | -0.0206
| SCECFLMFmOldIOU | CFL | SCE | MFm | Old | IOU | rWtd | 0.99 | 1.27 |  | -0.0292 | 0.99427 | 1.3428 | 1.2687 | -0.02922 | 1.06 |  | 1.2 | -0.0132
| SCECFLMFmRecCZ05 | CFL | SCE | MFm | Rec | CZ05 | rWtd | 1.12 | 1.35 |  | -0.0131 | 1.1182 | 1.2757 | 1.3477 | -0.013053 | 1.02 |  | 1.01 | -0.0131
| SCECFLMFmRecCZ06 | CFL | SCE | MFm | Rec | CZ06 | rWtd | 1.11 | 1.41 |  | -0.0148 | 1.1053 | 1.4302 | 1.4145 | -0.014817 | 1.01 |  | 1.12 | -0.0116
| SCECFLMFmRecCZ08 | CFL | SCE | MFm | Rec | CZ08 | rWtd | 1.15 | 1.5 |  | -0.0152 | 1.1545 | 1.3157 | 1.4956 | -0.015213 | 1.07 |  | 1.13 | -0.00854
| SCECFLMFmRecCZ09 | CFL | SCE | MFm | Rec | CZ09 | rWtd | 1.11 | 1.42 |  | -0.0174 | 1.1126 | 1.4084 | 1.4207 | -0.017425 | 1.09 |  | 1.19 | -0.00988
| SCECFLMFmRecCZ10 | CFL | SCE | MFm | Rec | CZ10 | rWtd | 1.11 | 1.43 |  | -0.0185 | 1.1063 | 1.5355 | 1.4253 | -0.018547 | 1.1 |  | 1.25 | -0.0085
| SCECFLMFmRecCZ13 | CFL | SCE | MFm | Rec | CZ13 | rWtd | 1.24 | 1.54 |  | -0.00694 | 1.2385 | 1.3786 | 1.5358 | -0.0069404 | 1.1 |  | 1.28 | -0.0116
| SCECFLMFmRecCZ14 | CFL | SCE | MFm | Rec | CZ14 | rWtd | 1.05 | 1.46 |  | -0.0201 | 1.052 | 1.3457 | 1.4589 | -0.020107 | 1.1 |  | 1.3 | -0.0167
| SCECFLMFmRecCZ15 | CFL | SCE | MFm | Rec | CZ15 | rWtd | 1.07 | 1.28 |  | -0.0152 | 1.0679 | 1.3877 | 1.2803 | -0.015179 | 1.16 |  | 1.34 | -0.00634
| SCECFLMFmRecCZ16 | CFL | SCE | MFm | Rec | CZ16 | rWtd | 0.97 | 1.31 |  | -0.0246 | 0.97244 | 1.343 | 1.3142 | -0.02463 | 1.01 |  | 1.17 | -0.0218
| SCECFLMFmRecIOU | CFL | SCE | MFm | Rec | IOU | rWtd | 1.07 | 1.29 |  | -0.02 | 1.0723 | 1.383 | 1.2927 | -0.019995 | 1.06 |  | 1.15 | -0.00994
| SCECFLResExCZ05 | CFL | SCE | Res | Ex | CZ05 | rWtd | 1.05 | 1.22 |  | -0.0127 | 1.054 | 1.5338 | 1.217 | -0.012661 | 0.98 |  | 1.12 | -0.0282
| SCECFLResExCZ06 | CFL | SCE | Res | Ex | CZ06 | rWtd | 1.05 | 1.37 |  | -0.015 | 1.0459 | 1.3257 | 1.371 | -0.014978 | 1.03 |  | 1.13 | -0.0128
| SCECFLResExCZ08 | CFL | SCE | Res | Ex | CZ08 | rWtd | 1.08 | 1.23 |  | -0.0128 | 1.0801 | 1.3205 | 1.2266 | -0.012801 | 1.08 |  | 1.18 | -0.0113
| SCECFLResExCZ09 | CFL | SCE | Res | Ex | CZ09 | rWtd | 1.11 | 1.23 |  | -0.00993 | 1.1066 | 1.4777 | 1.2343 | -0.0099326 | 1.09 |  | 1.27 | -0.0133
| SCECFLResExCZ10 | CFL | SCE | Res | Ex | CZ10 | rWtd | 1.01 | 1.11 |  | -0.00974 | 1.012 | 1.4526 | 1.1058 | -0.0097423 | 1.12 |  | 1.32 | -0.0189
| SCECFLResExCZ13 | CFL | SCE | Res | Ex | CZ13 | rWtd | 1.06 | 1.21 |  | -0.0169 | 1.0634 | 1.6161 | 1.2117 | -0.016906 | 1.13 |  | 1.37 | -0.0178
| SCECFLResExCZ14 | CFL | SCE | Res | Ex | CZ14 | rWtd | 1.12 | 1.25 |  | -0.00666 | 1.1193 | 1.4454 | 1.2469 | -0.006661 | 1.12 |  | 1.35 | -0.0212
| SCECFLResExCZ15 | CFL | SCE | Res | Ex | CZ15 | rWtd | 1.07 | 1.21 |  | -0.0117 | 1.0708 | 1.563 | 1.2104 | -0.011732 | 1.22 |  | 1.5 | -0.00876
| SCECFLResExCZ16 | CFL | SCE | Res | Ex | CZ16 | rWtd | 1 | 1.15 |  | -0.0162 | 0.99863 | 1.3644 | 1.1486 | -0.016211 | 1.02 |  | 1.32 | -0.0204
| SCECFLResExIOU | CFL | SCE | Res | Ex | IOU | rWtd | 0 | 0 |  | 0 | 0 | 1.3572 | 0 | 0 | 1.09 |  | 1.25 | -0.0151
| SCECFLResNewCZ05 | CFL | SCE | Res | New | CZ05 | rWtd | 0.99 | 1.1 |  | -0.014 | 0.98624 | 1.6131 | 1.104 | -0.014029 | 0.99 |  | 1.06 | -0.021
| SCECFLResNewCZ06 | CFL | SCE | Res | New | CZ06 | rWtd | 1.06 | 1.25 |  | -0.0125 | 1.0568 | 1.3158 | 1.2525 | -0.012497 | 1.02 |  | 1.13 | -0.0135
| SCECFLResNewCZ08 | CFL | SCE | Res | New | CZ08 | rWtd | 1.06 | 1.37 |  | -0.0151 | 1.06 | 1.3338 | 1.3676 | -0.015069 | 1.08 |  | 1.18 | -0.00918
| SCECFLResNewCZ09 | CFL | SCE | Res | New | CZ09 | rWtd | 1.1 | 1.38 |  | -0.0172 | 1.0985 | 1.4787 | 1.3814 | -0.017154 | 1.08 |  | 1.2 | -0.0114
| SCECFLResNewCZ10 | CFL | SCE | Res | New | CZ10 | rWtd | 1.19 | 1.41 |  | -0.00717 | 1.1901 | 1.4227 | 1.4096 | -0.0071709 | 1.09 |  | 1.26 | -0.0178
| SCECFLResNewCZ13 | CFL | SCE | Res | New | CZ13 | rWtd | 1 | 1.17 |  | -0.0143 | 1.0048 | 1.4622 | 1.1663 | -0.014302 | 1.1 |  | 1.34 | -0.0168
| SCECFLResNewCZ14 | CFL | SCE | Res | New | CZ14 | rWtd | 1.05 | 1.37 |  | -0.015 | 1.0459 | 1.3221 | 1.371 | -0.014978 | 1.09 |  | 1.3 | -0.0214
| SCECFLResNewCZ15 | CFL | SCE | Res | New | CZ15 | rWtd | 1.08 | 1.23 |  | -0.0128 | 1.0801 | 1.4983 | 1.2266 | -0.012801 | 1.2 |  | 1.43 | -0.00842
| SCECFLResNewCZ16 | CFL | SCE | Res | New | CZ16 | rWtd | 1.11 | 1.23 |  | -0.01 | 1.1067 | 1.2408 | 1.2343 | -0.010009 | 1.02 |  | 1.23 | -0.0178
| SCECFLResNewIOU | CFL | SCE | Res | New | IOU | rWtd | 1.1 | 1.38 |  | -0.0186 | 1.1047 | 1.3982 | 1.3771 | -0.018606 | 1.07 |  | 1.2 | -0.0135
| SCECFLResOldCZ05 | CFL | SCE | Res | Old | CZ05 | rWtd | 1.12 | 1.28 |  | -0.00826 | 1.124 | 1.2815 | 1.2773 | -0.0082643 | 0.98 |  | 1.09 | -0.0304
| SCECFLResOldCZ06 | CFL | SCE | Res | Old | CZ06 | rWtd | 1.06 | 1.21 |  | -0.0156 | 1.0573 | 1.2487 | 1.2119 | -0.01565 | 1.02 |  | 1.14 | -0.0145
| SCECFLResOldCZ08 | CFL | SCE | Res | Old | CZ08 | rWtd | 1.03 | 1.2 |  | -0.02 | 1.0291 | 1.4313 | 1.2021 | -0.019973 | 1.07 |  | 1.18 | -0.0134
| SCECFLResOldCZ09 | CFL | SCE | Res | Old | CZ09 | rWtd | 1.02 | 1.14 |  | -0.0182 | 1.0216 | 1.4316 | 1.1378 | -0.018239 | 1.11 |  | 1.31 | -0.0157
| SCECFLResOldCZ10 | CFL | SCE | Res | Old | CZ10 | rWtd | 1.13 | 1.32 |  | -0.0158 | 1.126 | 1.8201 | 1.3232 | -0.015829 | 1.12 |  | 1.42 | -0.0183
| SCECFLResOldCZ13 | CFL | SCE | Res | Old | CZ13 | rWtd | 1.09 | 1.29 |  | -0.0211 | 1.0872 | 1.7436 | 1.2947 | -0.021104 | 1.14 |  | 1.48 | -0.0197
| SCECFLResOldCZ14 | CFL | SCE | Res | Old | CZ14 | rWtd | 1.06 | 1.21 |  | -0.0235 | 1.056 | 1.6492 | 1.2128 | -0.023452 | 1.13 |  | 1.46 | -0.0222
| SCECFLResOldCZ15 | CFL | SCE | Res | Old | CZ15 | rWtd | 1.13 | 1.31 |  | -0.0106 | 1.1274 | 1.5621 | 1.3093 | -0.010571 | 1.2 |  | 1.5 | -0.00876
| SCECFLResOldCZ16 | CFL | SCE | Res | Old | CZ16 | rWtd | 1.04 | 1.2 |  | -0.0195 | 1.0446 | 1.5117 | 1.2014 | -0.019468 | 1.03 |  | 1.3 | -0.0258
| SCECFLResOldIOU | CFL | SCE | Res | Old | IOU | rWtd | 1.07 | 1.19 |  | -0.00781 | 1.0731 | 1.2971 | 1.1859 | -0.0078145 | 1.09 |  | 1.28 | -0.0162
| SCECFLResRecCZ05 | CFL | SCE | Res | Rec | CZ05 | rWtd | 1.01 | 1.2 |  | -0.0219 | 1.0131 | 1.6237 | 1.2019 | -0.021927 | 0.99 |  | 1.1 | -0.022
| SCECFLResRecCZ06 | CFL | SCE | Res | Rec | CZ06 | rWtd | 1.03 | 1.13 |  | -0.0154 | 1.0308 | 1.4167 | 1.1338 | -0.015385 | 1.01 |  | 1.11 | -0.0136
| SCECFLResRecCZ08 | CFL | SCE | Res | Rec | CZ08 | rWtd | 1.09 | 1.31 |  | -0.0143 | 1.0851 | 1.3277 | 1.3142 | -0.014333 | 1.07 |  | 1.18 | -0.0093
| SCECFLResRecCZ09 | CFL | SCE | Res | Rec | CZ09 | rWtd | 1.08 | 1.31 |  | -0.0211 | 1.0834 | 1.4624 | 1.311 | -0.021114 | 1.09 |  | 1.2 | -0.0115
| SCECFLResRecCZ10 | CFL | SCE | Res | Rec | CZ10 | rWtd | 1.04 | 1.11 |  | -0.0238 | 1.0362 | 1.4133 | 1.1051 | -0.023827 | 1.09 |  | 1.28 | -0.0178
| SCECFLResRecCZ13 | CFL | SCE | Res | Rec | CZ13 | rWtd | 1.1 | 1.25 |  | -0.0105 | 1.0976 | 1.4807 | 1.2462 | -0.010489 | 1.1 |  | 1.35 | -0.017
| SCECFLResRecCZ14 | CFL | SCE | Res | Rec | CZ14 | rWtd | 1.04 | 1.2 |  | -0.0185 | 1.0439 | 1.3313 | 1.2035 | -0.018499 | 1.09 |  | 1.32 | -0.0214
| SCECFLResRecCZ15 | CFL | SCE | Res | Rec | CZ15 | rWtd | 1.02 | 1.25 |  | -0.0227 | 1.0226 | 1.4611 | 1.2485 | -0.022659 | 1.2 |  | 1.44 | -0.0084
| SCECFLResRecCZ16 | CFL | SCE | Res | Rec | CZ16 | rWtd | 1 | 1.15 |  | -0.02 | 1.0013 | 1.161 | 1.1504 | -0.020023 | 1.01 |  | 1.3 | -0.0216
| SCECFLResRecIOU | CFL | SCE | Res | Rec | IOU | rWtd | 1.16 | 1.36 |  | -0.00694 | 1.1614 | 1.4135 | 1.3584 | -0.0069428 | 1.07 |  | 1.2 | -0.0138
| SCECFLSFm1975CZ01 | CFL | SCE | SFm | 1975 | CZ01 | rWtd | 0 | 0 |  | 0 | 0 | 0 | 0 | 0
| SCECFLSFm1975CZ02 | CFL | SCE | SFm | 1975 | CZ02 | rWtd | 0 | 0 |  | 0 | 0 | 0 | 0 | 0
| SCECFLSFm1975CZ03 | CFL | SCE | SFm | 1975 | CZ03 | rWtd | 0 | 0 |  | 0 | 0 | 0 | 0 | 0
| SCECFLSFm1975CZ04 | CFL | SCE | SFm | 1975 | CZ04 | rWtd | 0 | 0 |  | 0 | 0 | 0 | 0 | 0
| SCECFLSFm1975CZ05 | CFL | SCE | SFm | 1975 | CZ05 | rWtd | 0.96 | 1.14 |  | -0.03 | 0.96456 | 1.3745 | 1.1433 | -0.029993
| SCECFLSFm1975CZ06 | CFL | SCE | SFm | 1975 | CZ06 | rWtd | 1.01 | 1.18 |  | -0.0193 | 1.0082 | 1.3055 | 1.1815 | -0.019343
| SCECFLSFm1975CZ07 | CFL | SCE | SFm | 1975 | CZ07 | rWtd | 0 | 0 |  | 0 | 0 | 0 | 0 | 0
| SCECFLSFm1975CZ08 | CFL | SCE | SFm | 1975 | CZ08 | rWtd | 1.04 | 1.21 |  | -0.0173 | 1.0444 | 1.4937 | 1.2087 | -0.017327
| SCECFLSFm1975CZ09 | CFL | SCE | SFm | 1975 | CZ09 | rWtd | 1.09 | 1.33 |  | -0.0191 | 1.0871 | 1.4054 | 1.3339 | -0.019128
| SCECFLSFm1975CZ10 | CFL | SCE | SFm | 1975 | CZ10 | rWtd | 1.09 | 1.47 |  | -0.0208 | 1.0901 | 1.9078 | 1.4701 | -0.020754
| SCECFLSFm1975CZ11 | CFL | SCE | SFm | 1975 | CZ11 | rWtd | 0 | 0 |  | 0 | 0 | 0 | 0 | 0
| SCECFLSFm1975CZ12 | CFL | SCE | SFm | 1975 | CZ12 | rWtd | 0 | 0 |  | 0 | 0 | 0 | 0 | 0
| SCECFLSFm1975CZ13 | CFL | SCE | SFm | 1975 | CZ13 | rWtd | 1.12 | 1.6 |  | -0.0242 | 1.1207 | 1.7537 | 1.6026 | -0.024158
| SCECFLSFm1975CZ14 | CFL | SCE | SFm | 1975 | CZ14 | rWtd | 1.13 | 1.47 |  | -0.0222 | 1.1283 | 1.6552 | 1.4693 | -0.022239
| SCECFLSFm1975CZ15 | CFL | SCE | SFm | 1975 | CZ15 | rWtd | 1.19 | 1.54 |  | -0.0106 | 1.1894 | 1.6269 | 1.5436 | -0.010589
| SCECFLSFm1975CZ16 | CFL | SCE | SFm | 1975 | CZ16 | rWtd | 1.03 | 1.36 |  | -0.0259 | 1.0345 | 1.4871 | 1.3636 | -0.025896
| SCECFLSFm1985CZ01 | CFL | SCE | SFm | 1985 | CZ01 | rWtd | 0 | 0 |  | 0 | 0 | 0 | 0 | 0
| SCECFLSFm1985CZ02 | CFL | SCE | SFm | 1985 | CZ02 | rWtd | 0 | 0 |  | 0 | 0 | 0 | 0 | 0
| SCECFLSFm1985CZ03 | CFL | SCE | SFm | 1985 | CZ03 | rWtd | 0 | 0 |  | 0 | 0 | 0 | 0 | 0
| SCECFLSFm1985CZ04 | CFL | SCE | SFm | 1985 | CZ04 | rWtd | 0 | 0 |  | 0 | 0 | 0 | 0 | 0
| SCECFLSFm1985CZ05 | CFL | SCE | SFm | 1985 | CZ05 | rWtd | 0.96 | 1.18 |  | -0.03 | 0.96137 | 1.4052 | 1.1817 | -0.029993
| SCECFLSFm1985CZ06 | CFL | SCE | SFm | 1985 | CZ06 | rWtd | 1 | 1.2 |  | -0.0239 | 1.0049 | 1.3136 | 1.203 | -0.023898
| SCECFLSFm1985CZ07 | CFL | SCE | SFm | 1985 | CZ07 | rWtd | 0 | 0 |  | 0 | 0 | 0 | 0 | 0
| SCECFLSFm1985CZ08 | CFL | SCE | SFm | 1985 | CZ08 | rWtd | 1.04 | 1.23 |  | -0.0192 | 1.0418 | 1.3803 | 1.2254 | -0.019227
| SCECFLSFm1985CZ09 | CFL | SCE | SFm | 1985 | CZ09 | rWtd | 1.08 | 1.39 |  | -0.0198 | 1.0813 | 1.6024 | 1.3931 | -0.019837
| SCECFLSFm1985CZ10 | CFL | SCE | SFm | 1985 | CZ10 | rWtd | 1.09 | 1.51 |  | -0.0229 | 1.0937 | 1.908 | 1.5105 | -0.022883
| SCECFLSFm1985CZ11 | CFL | SCE | SFm | 1985 | CZ11 | rWtd | 0 | 0 |  | 0 | 0 | 0 | 0 | 0
| SCECFLSFm1985CZ12 | CFL | SCE | SFm | 1985 | CZ12 | rWtd | 0 | 0 |  | 0 | 0 | 0 | 0 | 0
| SCECFLSFm1985CZ13 | CFL | SCE | SFm | 1985 | CZ13 | rWtd | 1.12 | 1.57 |  | -0.0258 | 1.1228 | 1.731 | 1.5723 | -0.02584
| SCECFLSFm1985CZ14 | CFL | SCE | SFm | 1985 | CZ14 | rWtd | 1.12 | 1.46 |  | -0.0263 | 1.1174 | 1.6335 | 1.4593 | -0.026335
| SCECFLSFm1985CZ15 | CFL | SCE | SFm | 1985 | CZ15 | rWtd | 1.2 | 1.53 |  | -0.0112 | 1.201 | 1.6517 | 1.5309 | -0.011244
| SCECFLSFm1985CZ16 | CFL | SCE | SFm | 1985 | CZ16 | rWtd | 1.01 | 1.38 |  | -0.03 | 1.0126 | 1.5857 | 1.3822 | -0.029993
| SCECFLSFm1996CZ01 | CFL | SCE | SFm | 1996 | CZ01 | rWtd | 0 | 0 |  | 0 | 0 | 0 | 0 | 0
| SCECFLSFm1996CZ02 | CFL | SCE | SFm | 1996 | CZ02 | rWtd | 0 | 0 |  | 0 | 0 | 0 | 0 | 0
| SCECFLSFm1996CZ03 | CFL | SCE | SFm | 1996 | CZ03 | rWtd | 0 | 0 |  | 0 | 0 | 0 | 0 | 0
| SCECFLSFm1996CZ04 | CFL | SCE | SFm | 1996 | CZ04 | rWtd | 0 | 0 |  | 0 | 0 | 0 | 0 | 0
| SCECFLSFm1996CZ05 | CFL | SCE | SFm | 1996 | CZ05 | rWtd | 0.96 | 1.21 |  | -0.03 | 0.96029 | 1.3481 | 1.2119 | -0.029993
| SCECFLSFm1996CZ06 | CFL | SCE | SFm | 1996 | CZ06 | rWtd | 1.02 | 1.17 |  | -0.0225 | 1.0163 | 1.2222 | 1.1671 | -0.022467
| SCECFLSFm1996CZ07 | CFL | SCE | SFm | 1996 | CZ07 | rWtd | 0 | 0 |  | 0 | 0 | 0 | 0 | 0
| SCECFLSFm1996CZ08 | CFL | SCE | SFm | 1996 | CZ08 | rWtd | 1.06 | 1.21 |  | -0.0166 | 1.0571 | 1.2968 | 1.2051 | -0.016619
| SCECFLSFm1996CZ09 | CFL | SCE | SFm | 1996 | CZ09 | rWtd | 1.09 | 1.33 |  | -0.0184 | 1.0866 | 1.4899 | 1.3265 | -0.018413
| SCECFLSFm1996CZ10 | CFL | SCE | SFm | 1996 | CZ10 | rWtd | 1.11 | 1.46 |  | -0.0215 | 1.1136 | 1.6626 | 1.4573 | -0.021452
| SCECFLSFm1996CZ11 | CFL | SCE | SFm | 1996 | CZ11 | rWtd | 0 | 0 |  | 0 | 0 | 0 | 0 | 0
| SCECFLSFm1996CZ12 | CFL | SCE | SFm | 1996 | CZ12 | rWtd | 0 | 0 |  | 0 | 0 | 0 | 0 | 0
| SCECFLSFm1996CZ13 | CFL | SCE | SFm | 1996 | CZ13 | rWtd | 1.11 | 1.55 |  | -0.0234 | 1.1092 | 1.7485 | 1.5486 | -0.023378
| SCECFLSFm1996CZ14 | CFL | SCE | SFm | 1996 | CZ14 | rWtd | 1.12 | 1.48 |  | -0.0237 | 1.1168 | 1.72 | 1.4814 | -0.02368
| SCECFLSFm1996CZ15 | CFL | SCE | SFm | 1996 | CZ15 | rWtd | 1.2 | 1.48 |  | -0.0112 | 1.1984 | 1.5785 | 1.4828 | -0.011171
| SCECFLSFm1996CZ16 | CFL | SCE | SFm | 1996 | CZ16 | rWtd | 1.03 | 1.36 |  | -0.0216 | 1.0265 | 1.4433 | 1.3588 | -0.021601
| SCECFLSFm2003CZ01 | CFL | SCE | SFm | 2003 | CZ01 | rWtd | 0 | 0 |  | 0 | 0 | 0 | 0 | 0
| SCECFLSFm2003CZ02 | CFL | SCE | SFm | 2003 | CZ02 | rWtd | 0 | 0 |  | 0 | 0 | 0 | 0 | 0
| SCECFLSFm2003CZ03 | CFL | SCE | SFm | 2003 | CZ03 | rWtd | 0 | 0 |  | 0 | 0 | 0 | 0 | 0
| SCECFLSFm2003CZ04 | CFL | SCE | SFm | 2003 | CZ04 | rWtd | 0 | 0 |  | 0 | 0 | 0 | 0 | 0
| SCECFLSFm2003CZ05 | CFL | SCE | SFm | 2003 | CZ05 | rWtd | 0.96 | 1.18 |  | -0.03 | 0.96488 | 1.3703 | 1.1816 | -0.029993
| SCECFLSFm2003CZ06 | CFL | SCE | SFm | 2003 | CZ06 | rWtd | 1.02 | 1.16 |  | -0.0189 | 1.0207 | 1.2568 | 1.1623 | -0.018856
| SCECFLSFm2003CZ07 | CFL | SCE | SFm | 2003 | CZ07 | rWtd | 0 | 0 |  | 0 | 0 | 0 | 0 | 0
| SCECFLSFm2003CZ08 | CFL | SCE | SFm | 2003 | CZ08 | rWtd | 1.06 | 1.2 |  | -0.0161 | 1.065 | 1.2734 | 1.2036 | -0.01609
| SCECFLSFm2003CZ09 | CFL | SCE | SFm | 2003 | CZ09 | rWtd | 1.07 | 1.29 |  | -0.0183 | 1.0728 | 1.4132 | 1.2943 | -0.018266
| SCECFLSFm2003CZ10 | CFL | SCE | SFm | 2003 | CZ10 | rWtd | 1.11 | 1.36 |  | -0.0207 | 1.1064 | 1.5097 | 1.3644 | -0.02073
| SCECFLSFm2003CZ11 | CFL | SCE | SFm | 2003 | CZ11 | rWtd | 0 | 0 |  | 0 | 0 | 0 | 0 | 0
| SCECFLSFm2003CZ12 | CFL | SCE | SFm | 2003 | CZ12 | rWtd | 0 | 0 |  | 0 | 0 | 0 | 0 | 0
| SCECFLSFm2003CZ13 | CFL | SCE | SFm | 2003 | CZ13 | rWtd | 1.12 | 1.49 |  | -0.0219 | 1.116 | 1.7059 | 1.4905 | -0.021855
| SCECFLSFm2003CZ14 | CFL | SCE | SFm | 2003 | CZ14 | rWtd | 1.13 | 1.39 |  | -0.0233 | 1.1254 | 1.4715 | 1.3934 | -0.023317
| SCECFLSFm2003CZ15 | CFL | SCE | SFm | 2003 | CZ15 | rWtd | 1.19 | 1.47 |  | -0.0109 | 1.1861 | 1.5892 | 1.4686 | -0.010927
| SCECFLSFm2003CZ16 | CFL | SCE | SFm | 2003 | CZ16 | rWtd | 1.01 | 1.36 |  | -0.0214 | 1.0122 | 1.5106 | 1.3591 | -0.02135
| SCECFLSFm2007CZ01 | CFL | SCE | SFm | 2007 | CZ01 | rWtd | 0 | 0 |  | 0 | 0 | 0 | 0 | 0
| SCECFLSFm2007CZ02 | CFL | SCE | SFm | 2007 | CZ02 | rWtd | 0 | 0 |  | 0 | 0 | 0 | 0 | 0
| SCECFLSFm2007CZ03 | CFL | SCE | SFm | 2007 | CZ03 | rWtd | 0 | 0 |  | 0 | 0 | 0 | 0 | 0
| SCECFLSFm2007CZ04 | CFL | SCE | SFm | 2007 | CZ04 | rWtd | 0 | 0 |  | 0 | 0 | 0 | 0 | 0
| SCECFLSFm2007CZ05 | CFL | SCE | SFm | 2007 | CZ05 | rWtd | 0.99 | 1.3 |  | -0.03 | 0.98677 | 1.7238 | 1.304 | -0.029993
| SCECFLSFm2007CZ06 | CFL | SCE | SFm | 2007 | CZ06 | rWtd | 1.04 | 1.21 |  | -0.0206 | 1.0407 | 1.3462 | 1.214 | -0.020591
| SCECFLSFm2007CZ07 | CFL | SCE | SFm | 2007 | CZ07 | rWtd | 0 | 0 |  | 0 | 0 | 0 | 0 | 0
| SCECFLSFm2007CZ08 | CFL | SCE | SFm | 2007 | CZ08 | rWtd | 1.1 | 1.22 |  | -0.0161 | 1.0959 | 1.2822 | 1.2239 | -0.016086
| SCECFLSFm2007CZ09 | CFL | SCE | SFm | 2007 | CZ09 | rWtd | 1.08 | 1.22 |  | -0.0176 | 1.084 | 1.2978 | 1.2154 | -0.017616
| SCECFLSFm2007CZ10 | CFL | SCE | SFm | 2007 | CZ10 | rWtd | 1.11 | 1.31 |  | -0.0215 | 1.1077 | 1.3359 | 1.3121 | -0.02147
| SCECFLSFm2007CZ11 | CFL | SCE | SFm | 2007 | CZ11 | rWtd | 0 | 0 |  | 0 | 0 | 0 | 0 | 0
| SCECFLSFm2007CZ12 | CFL | SCE | SFm | 2007 | CZ12 | rWtd | 0 | 0 |  | 0 | 0 | 0 | 0 | 0
| SCECFLSFm2007CZ13 | CFL | SCE | SFm | 2007 | CZ13 | rWtd | 1.11 | 1.35 |  | -0.0211 | 1.1119 | 1.5159 | 1.3516 | -0.02107
| SCECFLSFm2007CZ14 | CFL | SCE | SFm | 2007 | CZ14 | rWtd | 1.12 | 1.35 |  | -0.0237 | 1.1211 | 1.4221 | 1.3471 | -0.023702
| SCECFLSFm2007CZ15 | CFL | SCE | SFm | 2007 | CZ15 | rWtd | 1.18 | 1.41 |  | -0.0104 | 1.18 | 1.4466 | 1.4075 | -0.010407
| SCECFLSFm2007CZ16 | CFL | SCE | SFm | 2007 | CZ16 | rWtd | 0.98 | 1.07 |  | -0.0211 | 0.98323 | 1.1069 | 1.0662 | -0.021085
| SCECFLSFm2011CZ01 | CFL | SCE | SFm | 2011 | CZ01 | rWtd | 0 | 0 |  | 0 | 0 | 0 | 0 | 0
| SCECFLSFm2011CZ02 | CFL | SCE | SFm | 2011 | CZ02 | rWtd | 0 | 0 |  | 0 | 0 | 0 | 0 | 0
| SCECFLSFm2011CZ03 | CFL | SCE | SFm | 2011 | CZ03 | rWtd | 0 | 0 |  | 0 | 0 | 0 | 0 | 0
| SCECFLSFm2011CZ04 | CFL | SCE | SFm | 2011 | CZ04 | rWtd | 0 | 0 |  | 0 | 0 | 0 | 0 | 0
| SCECFLSFm2011CZ05 | CFL | SCE | SFm | 2011 | CZ05 | rWtd | 0.99 | 1.31 |  | -0.03 | 0.98598 | 1.891 | 1.3073 | -0.029993
| SCECFLSFm2011CZ06 | CFL | SCE | SFm | 2011 | CZ06 | rWtd | 1.04 | 1.26 |  | -0.0217 | 1.0397 | 1.4933 | 1.2641 | -0.021721
| SCECFLSFm2011CZ07 | CFL | SCE | SFm | 2011 | CZ07 | rWtd | 0 | 0 |  | 0 | 0 | 0 | 0 | 0
| SCECFLSFm2011CZ08 | CFL | SCE | SFm | 2011 | CZ08 | rWtd | 1.1 | 1.24 |  | -0.015 | 1.1036 | 1.329 | 1.2422 | -0.014972
| SCECFLSFm2011CZ09 | CFL | SCE | SFm | 2011 | CZ09 | rWtd | 1.09 | 1.28 |  | -0.0172 | 1.0937 | 1.5227 | 1.284 | -0.017215
| SCECFLSFm2011CZ10 | CFL | SCE | SFm | 2011 | CZ10 | rWtd | 1.11 | 1.33 |  | -0.0214 | 1.1118 | 1.4001 | 1.3263 | -0.021402
| SCECFLSFm2011CZ11 | CFL | SCE | SFm | 2011 | CZ11 | rWtd | 0 | 0 |  | 0 | 0 | 0 | 0 | 0
| SCECFLSFm2011CZ12 | CFL | SCE | SFm | 2011 | CZ12 | rWtd | 0 | 0 |  | 0 | 0 | 0 | 0 | 0
| SCECFLSFm2011CZ13 | CFL | SCE | SFm | 2011 | CZ13 | rWtd | 1.11 | 1.37 |  | -0.0206 | 1.114 | 1.5415 | 1.3675 | -0.020625
| SCECFLSFm2011CZ14 | CFL | SCE | SFm | 2011 | CZ14 | rWtd | 1.12 | 1.35 |  | -0.0229 | 1.1216 | 1.3571 | 1.3486 | -0.022906
| SCECFLSFm2011CZ15 | CFL | SCE | SFm | 2011 | CZ15 | rWtd | 1.19 | 1.42 |  | -0.0104 | 1.1861 | 1.4477 | 1.4217 | -0.01035
| SCECFLSFm2011CZ16 | CFL | SCE | SFm | 2011 | CZ16 | rWtd | 0.99 | 1.07 |  | -0.0202 | 0.98577 | 1.0902 | 1.0685 | -0.020192
| SCECFLSFm2015CZ01 | CFL | SCE | SFm | 2015 | CZ01 | rWtd | 0 | 0 |  | 0 | 0 | 0 | 0 | 0
| SCECFLSFm2015CZ02 | CFL | SCE | SFm | 2015 | CZ02 | rWtd | 0 | 0 |  | 0 | 0 | 0 | 0 | 0
| SCECFLSFm2015CZ03 | CFL | SCE | SFm | 2015 | CZ03 | rWtd | 0 | 0 |  | 0 | 0 | 0 | 0 | 0
| SCECFLSFm2015CZ04 | CFL | SCE | SFm | 2015 | CZ04 | rWtd | 0 | 0 |  | 0 | 0 | 0 | 0 | 0
| SCECFLSFm2015CZ05 | CFL | SCE | SFm | 2015 | CZ05 | rWtd | 0.99 | 1.28 |  | -0.0298 | 0.99353 | 1.6602 | 1.2807 | -0.029783
| SCECFLSFm2015CZ06 | CFL | SCE | SFm | 2015 | CZ06 | rWtd | 1.03 | 1.27 |  | -0.0221 | 1.0266 | 1.5427 | 1.2724 | -0.022143
| SCECFLSFm2015CZ07 | CFL | SCE | SFm | 2015 | CZ07 | rWtd | 0 | 0 |  | 0 | 0 | 0 | 0 | 0
| SCECFLSFm2015CZ08 | CFL | SCE | SFm | 2015 | CZ08 | rWtd | 1.08 | 1.24 |  | -0.0153 | 1.0834 | 1.2943 | 1.2413 | -0.015339
| SCECFLSFm2015CZ09 | CFL | SCE | SFm | 2015 | CZ09 | rWtd | 1.07 | 1.28 |  | -0.0176 | 1.0664 | 1.5535 | 1.2834 | -0.017614
| SCECFLSFm2015CZ10 | CFL | SCE | SFm | 2015 | CZ10 | rWtd | 1.09 | 1.31 |  | -0.0215 | 1.0865 | 1.4069 | 1.3149 | -0.021542
| SCECFLSFm2015CZ11 | CFL | SCE | SFm | 2015 | CZ11 | rWtd | 0 | 0 |  | 0 | 0 | 0 | 0 | 0
| SCECFLSFm2015CZ12 | CFL | SCE | SFm | 2015 | CZ12 | rWtd | 0 | 0 |  | 0 | 0 | 0 | 0 | 0
| SCECFLSFm2015CZ13 | CFL | SCE | SFm | 2015 | CZ13 | rWtd | 1.09 | 1.38 |  | -0.0206 | 1.0909 | 1.5171 | 1.385 | -0.020609
| SCECFLSFm2015CZ14 | CFL | SCE | SFm | 2015 | CZ14 | rWtd | 1.1 | 1.33 |  | -0.0236 | 1.1 | 1.3582 | 1.3344 | -0.023555
| SCECFLSFm2015CZ15 | CFL | SCE | SFm | 2015 | CZ15 | rWtd | 1.17 | 1.39 |  | -0.0104 | 1.1724 | 1.4186 | 1.3888 | -0.010409
| SCECFLSFm2015CZ16 | CFL | SCE | SFm | 2015 | CZ16 | rWtd | 0.98 | 1.06 |  | -0.0235 | 0.97695 | 1.1028 | 1.0552 | -0.023541
| SCECFLSFm2017CZ01 | CFL | SCE | SFm | 2017 | CZ01 | rWtd | 0 | 0 |  | 0 | 0 | 0 | 0 | 0
| SCECFLSFm2017CZ02 | CFL | SCE | SFm | 2017 | CZ02 | rWtd | 0 | 0 |  | 0 | 0 | 0 | 0 | 0
| SCECFLSFm2017CZ03 | CFL | SCE | SFm | 2017 | CZ03 | rWtd | 0 | 0 |  | 0 | 0 | 0 | 0 | 0
| SCECFLSFm2017CZ04 | CFL | SCE | SFm | 2017 | CZ04 | rWtd | 0 | 0 |  | 0 | 0 | 0 | 0 | 0
| SCECFLSFm2017CZ05 | CFL | SCE | SFm | 2017 | CZ05 | rWtd | 0.99 | 1.27 |  | -0.0293 | 0.99354 | 1.6398 | 1.2687 | -0.029307
| SCECFLSFm2017CZ06 | CFL | SCE | SFm | 2017 | CZ06 | rWtd | 1.03 | 1.26 |  | -0.022 | 1.0256 | 1.5191 | 1.2617 | -0.021983
| SCECFLSFm2017CZ07 | CFL | SCE | SFm | 2017 | CZ07 | rWtd | 0 | 0 |  | 0 | 0 | 0 | 0 | 0
| SCECFLSFm2017CZ08 | CFL | SCE | SFm | 2017 | CZ08 | rWtd | 1.07 | 1.25 |  | -0.0145 | 1.0728 | 1.3448 | 1.2494 | -0.014505
| SCECFLSFm2017CZ09 | CFL | SCE | SFm | 2017 | CZ09 | rWtd | 1.07 | 1.27 |  | -0.0171 | 1.0704 | 1.5308 | 1.2707 | -0.01705
| SCECFLSFm2017CZ10 | CFL | SCE | SFm | 2017 | CZ10 | rWtd | 1.09 | 1.32 |  | -0.0212 | 1.0865 | 1.408 | 1.3155 | -0.021164
| SCECFLSFm2017CZ11 | CFL | SCE | SFm | 2017 | CZ11 | rWtd | 0 | 0 |  | 0 | 0 | 0 | 0 | 0
| SCECFLSFm2017CZ12 | CFL | SCE | SFm | 2017 | CZ12 | rWtd | 0 | 0 |  | 0 | 0 | 0 | 0 | 0
| SCECFLSFm2017CZ13 | CFL | SCE | SFm | 2017 | CZ13 | rWtd | 1.09 | 1.4 |  | -0.0204 | 1.0888 | 1.494 | 1.4008 | -0.0204
| SCECFLSFm2017CZ14 | CFL | SCE | SFm | 2017 | CZ14 | rWtd | 1.1 | 1.32 |  | -0.0236 | 1.1016 | 1.335 | 1.3195 | -0.02365
| SCECFLSFm2017CZ15 | CFL | SCE | SFm | 2017 | CZ15 | rWtd | 1.17 | 1.4 |  | -0.0104 | 1.1672 | 1.4186 | 1.403 | -0.010401
| SCECFLSFm2017CZ16 | CFL | SCE | SFm | 2017 | CZ16 | rWtd | 0.98 | 1.06 |  | -0.0232 | 0.97752 | 1.125 | 1.0552 | -0.023161
| SCECFLSFm2020CZ01 | CFL | SCE | SFm | 2020 | CZ01 | rWtd | 0 | 0 |  | 0 | 0 | 0 | 0 | 0
| SCECFLSFm2020CZ02 | CFL | SCE | SFm | 2020 | CZ02 | rWtd | 0 | 0 |  | 0 | 0 | 0 | 0 | 0
| SCECFLSFm2020CZ03 | CFL | SCE | SFm | 2020 | CZ03 | rWtd | 0 | 0 |  | 0 | 0 | 0 | 0 | 0
| SCECFLSFm2020CZ04 | CFL | SCE | SFm | 2020 | CZ04 | rWtd | 0 | 0 |  | 0 | 0 | 0 | 0 | 0
| SCECFLSFm2020CZ05 | CFL | SCE | SFm | 2020 | CZ05 | rWtd | 1 | 1.27 |  | -0.029 | 0.99645 | 1.6614 | 1.2687 | -0.028958
| SCECFLSFm2020CZ06 | CFL | SCE | SFm | 2020 | CZ06 | rWtd | 1.03 | 1.26 |  | -0.0219 | 1.0258 | 1.5375 | 1.2627 | -0.021933
| SCECFLSFm2020CZ07 | CFL | SCE | SFm | 2020 | CZ07 | rWtd | 0 | 0 |  | 0 | 0 | 0 | 0 | 0
| SCECFLSFm2020CZ08 | CFL | SCE | SFm | 2020 | CZ08 | rWtd | 1.07 | 1.24 |  | -0.0143 | 1.071 | 1.3282 | 1.2397 | -0.014329
| SCECFLSFm2020CZ09 | CFL | SCE | SFm | 2020 | CZ09 | rWtd | 1.07 | 1.27 |  | -0.017 | 1.0687 | 1.4888 | 1.2714 | -0.016976
| SCECFLSFm2020CZ10 | CFL | SCE | SFm | 2020 | CZ10 | rWtd | 1.08 | 1.32 |  | -0.0211 | 1.0847 | 1.4102 | 1.3155 | -0.021114
| SCECFLSFm2020CZ11 | CFL | SCE | SFm | 2020 | CZ11 | rWtd | 0 | 0 |  | 0 | 0 | 0 | 0 | 0
| SCECFLSFm2020CZ12 | CFL | SCE | SFm | 2020 | CZ12 | rWtd | 0 | 0 |  | 0 | 0 | 0 | 0 | 0
| SCECFLSFm2020CZ13 | CFL | SCE | SFm | 2020 | CZ13 | rWtd | 1.09 | 1.4 |  | -0.0204 | 1.0861 | 1.4696 | 1.4008 | -0.020391
| SCECFLSFm2020CZ14 | CFL | SCE | SFm | 2020 | CZ14 | rWtd | 1.1 | 1.32 |  | -0.0238 | 1.1002 | 1.3152 | 1.3202 | -0.023832
| SCECFLSFm2020CZ15 | CFL | SCE | SFm | 2020 | CZ15 | rWtd | 1.16 | 1.39 |  | -0.0104 | 1.1632 | 1.4186 | 1.3888 | -0.010419
| SCECFLSFm2020CZ16 | CFL | SCE | SFm | 2020 | CZ16 | rWtd | 0.99 | 1.06 |  | -0.018 | 0.9888 | 1.1031 | 1.0595 | -0.018048
| SCECFLSFmExCZ05 | CFL | SCE | SFm | Ex | CZ05 | rWtd | 1.14 | 1.48 |  | -0.0166 | 1.1412 | 1.5402 | 1.4826 | -0.016555 | 0.98 |  | 1.12 | -0.0286
| SCECFLSFmExCZ06 | CFL | SCE | SFm | Ex | CZ06 | rWtd | 1 | 1.22 |  | -0.0231 | 1.0032 | 1.3378 | 1.2244 | -0.023051 | 1.04 |  | 1.13 | -0.0135
| SCECFLSFmExCZ08 | CFL | SCE | SFm | Ex | CZ08 | rWtd | 1.08 | 1.44 |  | -0.0186 | 1.0763 | 1.284 | 1.4389 | -0.018598 | 1.09 |  | 1.19 | -0.0124
| SCECFLSFmExCZ09 | CFL | SCE | SFm | Ex | CZ09 | rWtd | 0.96 | 1.03 |  | -0.0246 | 0.96401 | 1.4167 | 1.0256 | -0.024582 | 1.1 |  | 1.29 | -0.015
| SCECFLSFmExCZ10 | CFL | SCE | SFm | Ex | CZ10 | rWtd | 1.06 | 1.48 |  | -0.0219 | 1.0586 | 1.4462 | 1.4811 | -0.021863 | 1.12 |  | 1.32 | -0.019
| SCECFLSFmExCZ13 | CFL | SCE | SFm | Ex | CZ13 | rWtd | 0.95 | 1 |  | -0.0214 | 0.94896 | 1.6222 | 1 | -0.021449 | 1.13 |  | 1.37 | -0.018
| SCECFLSFmExCZ14 | CFL | SCE | SFm | Ex | CZ14 | rWtd | 1.04 | 1.28 |  | -0.019 | 1.0361 | 1.4341 | 1.279 | -0.018971 | 1.12 |  | 1.35 | -0.0214
| SCECFLSFmExCZ15 | CFL | SCE | SFm | Ex | CZ15 | rWtd | 0.94 | 1 |  | -0.0246 | 0.93761 | 1.5208 | 1.0014 | -0.02463 | 1.19 |  | 1.46 | -0.00984
| SCECFLSFmExCZ16 | CFL | SCE | SFm | Ex | CZ16 | rWtd | 1.13 | 1.42 |  | -0.0163 | 1.1297 | 1.3244 | 1.416 | -0.016335 | 1.02 |  | 1.32 | -0.0204
| SCECFLSFmExIOU | CFL | SCE | SFm | Ex | IOU | rWtd | 1.07 | 1.27 |  | -0.017 | 1.0687 | 1.4123 | 1.2714 | -0.016976 | 1.1 |  | 1.27 | -0.0169
| SCECFLSFmNewCZ05 | CFL | SCE | SFm | New | CZ05 | rWtd | 1.09 | 1.32 |  | -0.0157 | 1.0904 | 1.6614 | 1.3194 | -0.015715 | 1 |  | 1.1 | -0.022
| SCECFLSFmNewCZ06 | CFL | SCE | SFm | New | CZ06 | rWtd | 1.08 | 1.34 |  | -0.014 | 1.0799 | 1.5375 | 1.3418 | -0.013974 | 1.02 |  | 1.12 | -0.0167
| SCECFLSFmNewCZ08 | CFL | SCE | SFm | New | CZ08 | rWtd | 1.1 | 1.32 |  | -0.0139 | 1.1002 | 1.3282 | 1.3239 | -0.013905 | 1.08 |  | 1.26 | -0.0108
| SCECFLSFmNewCZ09 | CFL | SCE | SFm | New | CZ09 | rWtd | 0.99 | 1.13 |  | -0.0201 | 0.99096 | 1.4888 | 1.1332 | -0.020136 | 1.08 |  | 1.2 | -0.0136
| SCECFLSFmNewCZ10 | CFL | SCE | SFm | New | CZ10 | rWtd | 1.01 | 1.19 |  | -0.0157 | 1.009 | 1.4102 | 1.1851 | -0.015718 | 1.09 |  | 1.28 | -0.018
| SCECFLSFmNewCZ13 | CFL | SCE | SFm | New | CZ13 | rWtd | 0.94 | 1.01 |  | -0.0273 | 0.93853 | 1.4696 | 1.0065 | -0.027253 | 1.1 |  | 1.35 | -0.0172
| SCECFLSFmNewCZ14 | CFL | SCE | SFm | New | CZ14 | rWtd | 0.99 | 1.27 |  | -0.0207 | 0.99028 | 1.3152 | 1.2693 | -0.020728 | 1.09 |  | 1.31 | -0.0216
| SCECFLSFmNewCZ15 | CFL | SCE | SFm | New | CZ15 | rWtd | 0.95 | 1.07 |  | -0.0228 | 0.95198 | 1.4186 | 1.0665 | -0.022833 | 1.17 |  | 1.4 | -0.00954
| SCECFLSFmNewCZ16 | CFL | SCE | SFm | New | CZ16 | rWtd | 1.03 | 1.31 |  | -0.0191 | 1.0305 | 1.1031 | 1.3055 | -0.019089 | 1.02 |  | 1.24 | -0.0175
| SCECFLSFmNewIOU | CFL | SCE | SFm | New | IOU | rWtd | 1.04 | 1.21 |  | -0.0175 | 1.0449 | 1.4207 | 1.21 | -0.017453 | 1.07 |  | 1.24 | -0.0166
| SCECFLSFmOldCZ05 | CFL | SCE | SFm | Old | CZ05 | rWtd | 1.03 | 1.33 |  | -0.0237 | 1.0283 | 1.3756 | 1.33 | -0.023664 | 0.97 |  | 1.12 | -0.0318
| SCECFLSFmOldCZ06 | CFL | SCE | SFm | Old | CZ06 | rWtd | 0.96 | 1.07 |  | -0.0299 | 0.95922 | 1.2988 | 1.0689 | -0.029945 | 1.03 |  | 1.15 | -0.0153
| SCECFLSFmOldCZ08 | CFL | SCE | SFm | Old | CZ08 | rWtd | 1.1 | 1.4 |  | -0.0223 | 1.0986 | 1.4717 | 1.4015 | -0.02228 | 1.08 |  | 1.18 | -0.0142
| SCECFLSFmOldCZ09 | CFL | SCE | SFm | Old | CZ09 | rWtd | 1.06 | 1.44 |  | -0.0228 | 1.0608 | 1.4403 | 1.4408 | -0.022804 | 1.11 |  | 1.32 | -0.0168
| SCECFLSFmOldCZ10 | CFL | SCE | SFm | Old | CZ10 | rWtd | 1.11 | 1.43 |  | -0.0214 | 1.1099 | 1.8561 | 1.427 | -0.021395 | 1.12 |  | 1.43 | -0.0195
| SCECFLSFmOldCZ13 | CFL | SCE | SFm | Old | CZ13 | rWtd | 1 | 1.26 |  | -0.0214 | 1.0033 | 1.7468 | 1.2608 | -0.021445 | 1.14 |  | 1.49 | -0.0204
| SCECFLSFmOldCZ14 | CFL | SCE | SFm | Old | CZ14 | rWtd | 1.05 | 1.35 |  | -0.0237 | 1.0513 | 1.6498 | 1.3491 | -0.023662 | 1.13 |  | 1.47 | -0.0232
| SCECFLSFmOldCZ15 | CFL | SCE | SFm | Old | CZ15 | rWtd | 0.97 | 1 |  | -0.0249 | 0.96866 | 1.6278 | 1 | -0.024907 | 1.2 |  | 1.55 | -0.0102
| SCECFLSFmOldCZ16 | CFL | SCE | SFm | Old | CZ16 | rWtd | 1.03 | 1.47 |  | -0.0279 | 1.0254 | 1.5091 | 1.4695 | -0.027896 | 1.03 |  | 1.3 | -0.0266
| SCECFLSFmOldIOU | CFL | SCE | SFm | Old | IOU | rWtd | 1.03 | 1.26 |  | -0.022 | 1.0257 | 1.5447 | 1.2619 | -0.02197 | 1.09 |  | 1.3 | -0.0176
| SCECFLSFmRecCZ05 | CFL | SCE | SFm | Rec | CZ05 | rWtd | 0.97 | 1.01 |  | -0.0157 | 0.97056 | 1.6452 | 1.015 | -0.015703 | 0.99 |  | 1.1 | -0.0222
| SCECFLSFmRecCZ06 | CFL | SCE | SFm | Rec | CZ06 | rWtd | 1.14 | 1.31 |  | -0.0108 | 1.1383 | 1.5237 | 1.3096 | -0.010805 | 1.02 |  | 1.11 | -0.0169
| SCECFLSFmRecCZ08 | CFL | SCE | SFm | Rec | CZ08 | rWtd | 1.11 | 1.33 |  | -0.0136 | 1.1112 | 1.3406 | 1.3299 | -0.013607 | 1.08 |  | 1.26 | -0.0108
| SCECFLSFmRecCZ09 | CFL | SCE | SFm | Rec | CZ09 | rWtd | 1.14 | 1.43 |  | -0.0152 | 1.1449 | 1.5203 | 1.4259 | -0.015215 | 1.08 |  | 1.19 | -0.0138
| SCECFLSFmRecCZ10 | CFL | SCE | SFm | Rec | CZ10 | rWtd | 1.06 | 1.25 |  | -0.0169 | 1.0599 | 1.4085 | 1.2487 | -0.016858 | 1.09 |  | 1.28 | -0.018
| SCECFLSFmRecCZ13 | CFL | SCE | SFm | Rec | CZ13 | rWtd | 1.06 | 1.26 |  | -0.0185 | 1.0567 | 1.4879 | 1.2573 | -0.01851 | 1.1 |  | 1.35 | -0.0173
| SCECFLSFmRecCZ14 | CFL | SCE | SFm | Rec | CZ14 | rWtd | 1.22 | 1.46 |  | -0.007 | 1.2164 | 1.33 | 1.4581 | -0.0070037 | 1.09 |  | 1.31 | -0.0216
| SCECFLSFmRecCZ15 | CFL | SCE | SFm | Rec | CZ15 | rWtd | 1.03 | 1.44 |  | -0.0193 | 1.031 | 1.4186 | 1.4384 | -0.019266 | 1.18 |  | 1.41 | -0.0095
| SCECFLSFmRecCZ16 | CFL | SCE | SFm | Rec | CZ16 | rWtd | 1.06 | 1.2 |  | -0.0141 | 1.059 | 1.1195 | 1.204 | -0.014101 | 1 |  | 1.3 | -0.0218
| SCECFLSFmRecIOU | CFL | SCE | SFm | Rec | IOU | rWtd | 0.54 | 0.65 |  | -0.00788 | 0.53662 | 1.4255 | 0.64787 | -0.0078823 | 1.07 |  | 1.24 | -0.0167
| SDGCFLDMoExCZ06 | CFL | SDG | DMo | Ex | CZ06 | rWtd | 1.01 | 1.21 |  | -0.0147 | 1.0076 | 0.7507 | 1.2124 | -0.014657 | 1.06 |  | 1.19 | -0.0131
| SDGCFLDMoExCZ07 | CFL | SDG | DMo | Ex | CZ07 | rWtd | 1.04 | 1.33 |  | -0.015 | 1.0366 | 1.2026 | 1.3329 | -0.014989 | 1.01 |  | 1.08 | -0.013
| SDGCFLDMoExCZ08 | CFL | SDG | DMo | Ex | CZ08 | rWtd | 1.1 | 1.22 |  | -0.00996 | 1.0957 | 1.4346 | 1.2165 | -0.0099609 | 1.11 |  | 1.24 | -0.0116
| SDGCFLDMoExCZ10 | CFL | SDG | DMo | Ex | CZ10 | rWtd | 1.09 | 1.27 |  | -0.0115 | 1.0936 | 1.6563 | 1.2667 | -0.011497 | 1.15 |  | 1.42 | -0.0145
| SDGCFLDMoExCZ14 | CFL | SDG | DMo | Ex | CZ14 | rWtd | 1.1 | 1.33 |  | -0.00949 | 1.0958 | 1.3612 | 1.3259 | -0.0094888 | 0.99 |  | 1.1 | -0.0185
| SDGCFLDMoExCZ15 | CFL | SDG | DMo | Ex | CZ15 | rWtd | 1.1 | 1.32 |  | -0.0138 | 1.1001 | 1.4329 | 1.3226 | -0.013825 | 1.13 |  | 1.3 | -0.0069
| SDGCFLDMoExIOU | CFL | SDG | DMo | Ex | IOU | rWtd | 1.08 | 1.32 |  | -0.0211 | 1.0847 | 1.4951 | 1.3155 | -0.021114 | 1.1 |  | 1.28 | -0.014
| SDGCFLDMoMH00CZ01 | CFL | SDG | DMo | MH00 | CZ01 | rWtd | 0 | 0 |  | 0 | 0 | 0 | 0 | 0
| SDGCFLDMoMH00CZ02 | CFL | SDG | DMo | MH00 | CZ02 | rWtd | 0 | 0 |  | 0 | 0 | 0 | 0 | 0
| SDGCFLDMoMH00CZ03 | CFL | SDG | DMo | MH00 | CZ03 | rWtd | 0 | 0 |  | 0 | 0 | 0 | 0 | 0
| SDGCFLDMoMH00CZ04 | CFL | SDG | DMo | MH00 | CZ04 | rWtd | 0 | 0 |  | 0 | 0 | 0 | 0 | 0
| SDGCFLDMoMH00CZ05 | CFL | SDG | DMo | MH00 | CZ05 | rWtd | 0 | 0 |  | 0 | 0 | 0 | 0 | 0
| SDGCFLDMoMH00CZ06 | CFL | SDG | DMo | MH00 | CZ06 | rWtd | 0 | 0 |  | 0 | 0 | 0 | 0 | 0
| SDGCFLDMoMH00CZ07 | CFL | SDG | DMo | MH00 | CZ07 | rWtd | 0.99 | 1.09 |  | -0.0146 | 0.99231 | 1.1787 | 1.0882 | -0.014637
| SDGCFLDMoMH00CZ08 | CFL | SDG | DMo | MH00 | CZ08 | rWtd | 1.07 | 1.27 |  | -0.014 | 1.0701 | 1.4214 | 1.2671 | -0.014009
| SDGCFLDMoMH00CZ09 | CFL | SDG | DMo | MH00 | CZ09 | rWtd | 0 | 0 |  | 0 | 0 | 0 | 0 | 0
| SDGCFLDMoMH00CZ10 | CFL | SDG | DMo | MH00 | CZ10 | rWtd | 1.13 | 1.46 |  | -0.0152 | 1.1323 | 1.6849 | 1.4559 | -0.015234
| SDGCFLDMoMH00CZ11 | CFL | SDG | DMo | MH00 | CZ11 | rWtd | 0 | 0 |  | 0 | 0 | 0 | 0 | 0
| SDGCFLDMoMH00CZ12 | CFL | SDG | DMo | MH00 | CZ12 | rWtd | 0 | 0 |  | 0 | 0 | 0 | 0 | 0
| SDGCFLDMoMH00CZ13 | CFL | SDG | DMo | MH00 | CZ13 | rWtd | 0 | 0 |  | 0 | 0 | 0 | 0 | 0
| SDGCFLDMoMH00CZ14 | CFL | SDG | DMo | MH00 | CZ14 | rWtd | 0.99 | 1.1 |  | -0.0185 | 0.99002 | 1.1664 | 1.1027 | -0.018467
| SDGCFLDMoMH00CZ15 | CFL | SDG | DMo | MH00 | CZ15 | rWtd | 1.12 | 1.3 |  | -0.00692 | 1.1196 | 1.3668 | 1.2971 | -0.0069242
| SDGCFLDMoMH00CZ16 | CFL | SDG | DMo | MH00 | CZ16 | rWtd | 0 | 0 |  | 0 | 0 | 0 | 0 | 0
| SDGCFLDMoMH06CZ01 | CFL | SDG | DMo | MH06 | CZ01 | rWtd | 0 | 0 |  | 0 | 0 | 0 | 0 | 0
| SDGCFLDMoMH06CZ02 | CFL | SDG | DMo | MH06 | CZ02 | rWtd | 0 | 0 |  | 0 | 0 | 0 | 0 | 0
| SDGCFLDMoMH06CZ03 | CFL | SDG | DMo | MH06 | CZ03 | rWtd | 0 | 0 |  | 0 | 0 | 0 | 0 | 0
| SDGCFLDMoMH06CZ04 | CFL | SDG | DMo | MH06 | CZ04 | rWtd | 0 | 0 |  | 0 | 0 | 0 | 0 | 0
| SDGCFLDMoMH06CZ05 | CFL | SDG | DMo | MH06 | CZ05 | rWtd | 0 | 0 |  | 0 | 0 | 0 | 0 | 0
| SDGCFLDMoMH06CZ06 | CFL | SDG | DMo | MH06 | CZ06 | rWtd | 1.07 | 1.3 |  | -0.0158 | 1.0732 | 1.5014 | 1.2957 | -0.015765
| SDGCFLDMoMH06CZ07 | CFL | SDG | DMo | MH06 | CZ07 | rWtd | 1.08 | 1.2 |  | -0.00779 | 1.0817 | 1.2594 | 1.2001 | -0.0077937
| SDGCFLDMoMH06CZ08 | CFL | SDG | DMo | MH06 | CZ08 | rWtd | 1.16 | 1.35 |  | -0.0108 | 1.1563 | 1.4479 | 1.345 | -0.010764
| SDGCFLDMoMH06CZ09 | CFL | SDG | DMo | MH06 | CZ09 | rWtd | 0 | 0 |  | 0 | 0 | 0 | 0 | 0
| SDGCFLDMoMH06CZ10 | CFL | SDG | DMo | MH06 | CZ10 | rWtd | 1.16 | 1.47 |  | -0.0151 | 1.1608 | 1.5886 | 1.465 | -0.015138
| SDGCFLDMoMH06CZ11 | CFL | SDG | DMo | MH06 | CZ11 | rWtd | 0 | 0 |  | 0 | 0 | 0 | 0 | 0
| SDGCFLDMoMH06CZ12 | CFL | SDG | DMo | MH06 | CZ12 | rWtd | 0 | 0 |  | 0 | 0 | 0 | 0 | 0
| SDGCFLDMoMH06CZ13 | CFL | SDG | DMo | MH06 | CZ13 | rWtd | 0 | 0 |  | 0 | 0 | 0 | 0 | 0
| SDGCFLDMoMH06CZ14 | CFL | SDG | DMo | MH06 | CZ14 | rWtd | 1.12 | 1.42 |  | -0.0185 | 1.1164 | 1.556 | 1.4168 | -0.018519
| SDGCFLDMoMH06CZ15 | CFL | SDG | DMo | MH06 | CZ15 | rWtd | 1.2 | 1.42 |  | -0.00696 | 1.2032 | 1.4991 | 1.4198 | -0.0069614
| SDGCFLDMoMH06CZ16 | CFL | SDG | DMo | MH06 | CZ16 | rWtd | 0 | 0 |  | 0 | 0 | 0 | 0 | 0
| SDGCFLDMoMH15CZ01 | CFL | SDG | DMo | MH15 | CZ01 | rWtd | 0 | 0 |  | 0 | 0 | 0 | 0 | 0
| SDGCFLDMoMH15CZ02 | CFL | SDG | DMo | MH15 | CZ02 | rWtd | 0 | 0 |  | 0 | 0 | 0 | 0 | 0
| SDGCFLDMoMH15CZ03 | CFL | SDG | DMo | MH15 | CZ03 | rWtd | 0 | 0 |  | 0 | 0 | 0 | 0 | 0
| SDGCFLDMoMH15CZ04 | CFL | SDG | DMo | MH15 | CZ04 | rWtd | 0 | 0 |  | 0 | 0 | 0 | 0 | 0
| SDGCFLDMoMH15CZ05 | CFL | SDG | DMo | MH15 | CZ05 | rWtd | 0 | 0 |  | 0 | 0 | 0 | 0 | 0
| SDGCFLDMoMH15CZ06 | CFL | SDG | DMo | MH15 | CZ06 | rWtd | 1.06 | 1.26 |  | -0.0158 | 1.0642 | 1.4584 | 1.2622 | -0.015832
| SDGCFLDMoMH15CZ07 | CFL | SDG | DMo | MH15 | CZ07 | rWtd | 1.07 | 1.19 |  | -0.00781 | 1.0731 | 1.2468 | 1.1859 | -0.0078145
| SDGCFLDMoMH15CZ08 | CFL | SDG | DMo | MH15 | CZ08 | rWtd | 1.14 | 1.31 |  | -0.0108 | 1.1387 | 1.4244 | 1.3103 | -0.010805
| SDGCFLDMoMH15CZ09 | CFL | SDG | DMo | MH15 | CZ09 | rWtd | 0 | 0 |  | 0 | 0 | 0 | 0 | 0
| SDGCFLDMoMH15CZ10 | CFL | SDG | DMo | MH15 | CZ10 | rWtd | 1.14 | 1.43 |  | -0.0152 | 1.1449 | 1.5682 | 1.4259 | -0.015215
| SDGCFLDMoMH15CZ11 | CFL | SDG | DMo | MH15 | CZ11 | rWtd | 0 | 0 |  | 0 | 0 | 0 | 0 | 0
| SDGCFLDMoMH15CZ12 | CFL | SDG | DMo | MH15 | CZ12 | rWtd | 0 | 0 |  | 0 | 0 | 0 | 0 | 0
| SDGCFLDMoMH15CZ13 | CFL | SDG | DMo | MH15 | CZ13 | rWtd | 0 | 0 |  | 0 | 0 | 0 | 0 | 0
| SDGCFLDMoMH15CZ14 | CFL | SDG | DMo | MH15 | CZ14 | rWtd | 1.1 | 1.38 |  | -0.0186 | 1.1047 | 1.5142 | 1.3771 | -0.018606
| SDGCFLDMoMH15CZ15 | CFL | SDG | DMo | MH15 | CZ15 | rWtd | 1.18 | 1.39 |  | -0.00699 | 1.184 | 1.4595 | 1.3929 | -0.0069921
| SDGCFLDMoMH15CZ16 | CFL | SDG | DMo | MH15 | CZ16 | rWtd | 0 | 0 |  | 0 | 0 | 0 | 0 | 0
| SDGCFLDMoMH72CZ01 | CFL | SDG | DMo | MH72 | CZ01 | rWtd | 0 | 0 |  | 0 | 0 | 0 | 0 | 0
| SDGCFLDMoMH72CZ02 | CFL | SDG | DMo | MH72 | CZ02 | rWtd | 0 | 0 |  | 0 | 0 | 0 | 0 | 0
| SDGCFLDMoMH72CZ03 | CFL | SDG | DMo | MH72 | CZ03 | rWtd | 0 | 0 |  | 0 | 0 | 0 | 0 | 0
| SDGCFLDMoMH72CZ04 | CFL | SDG | DMo | MH72 | CZ04 | rWtd | 0 | 0 |  | 0 | 0 | 0 | 0 | 0
| SDGCFLDMoMH72CZ05 | CFL | SDG | DMo | MH72 | CZ05 | rWtd | 0 | 0 |  | 0 | 0 | 0 | 0 | 0
| SDGCFLDMoMH72CZ06 | CFL | SDG | DMo | MH72 | CZ06 | rWtd | 0 | 0 |  | 0 | 0 | 0 | 0 | 0
| SDGCFLDMoMH72CZ07 | CFL | SDG | DMo | MH72 | CZ07 | rWtd | 1.01 | 1.08 |  | -0.0114 | 1.0093 | 1.1483 | 1.0829 | -0.011383
| SDGCFLDMoMH72CZ08 | CFL | SDG | DMo | MH72 | CZ08 | rWtd | 1.09 | 1.26 |  | -0.0107 | 1.0872 | 1.4109 | 1.2553 | -0.010708
| SDGCFLDMoMH72CZ09 | CFL | SDG | DMo | MH72 | CZ09 | rWtd | 0 | 0 |  | 0 | 0 | 0 | 0 | 0
| SDGCFLDMoMH72CZ10 | CFL | SDG | DMo | MH72 | CZ10 | rWtd | 1.13 | 1.39 |  | -0.0106 | 1.1306 | 1.6497 | 1.3904 | -0.01058
| SDGCFLDMoMH72CZ11 | CFL | SDG | DMo | MH72 | CZ11 | rWtd | 0 | 0 |  | 0 | 0 | 0 | 0 | 0
| SDGCFLDMoMH72CZ12 | CFL | SDG | DMo | MH72 | CZ12 | rWtd | 0 | 0 |  | 0 | 0 | 0 | 0 | 0
| SDGCFLDMoMH72CZ13 | CFL | SDG | DMo | MH72 | CZ13 | rWtd | 0 | 0 |  | 0 | 0 | 0 | 0 | 0
| SDGCFLDMoMH72CZ14 | CFL | SDG | DMo | MH72 | CZ14 | rWtd | 1 | 1.1 |  | -0.0148 | 0.99906 | 1.1697 | 1.097 | -0.014797
| SDGCFLDMoMH72CZ15 | CFL | SDG | DMo | MH72 | CZ15 | rWtd | 1.12 | 1.27 |  | -0.00577 | 1.1152 | 1.3283 | 1.2736 | -0.0057686
| SDGCFLDMoMH72CZ16 | CFL | SDG | DMo | MH72 | CZ16 | rWtd | 0 | 0 |  | 0 | 0 | 0 | 0 | 0
| SDGCFLDMoMH85CZ01 | CFL | SDG | DMo | MH85 | CZ01 | rWtd | 0 | 0 |  | 0 | 0 | 0 | 0 | 0
| SDGCFLDMoMH85CZ02 | CFL | SDG | DMo | MH85 | CZ02 | rWtd | 0 | 0 |  | 0 | 0 | 0 | 0 | 0
| SDGCFLDMoMH85CZ03 | CFL | SDG | DMo | MH85 | CZ03 | rWtd | 0 | 0 |  | 0 | 0 | 0 | 0 | 0
| SDGCFLDMoMH85CZ04 | CFL | SDG | DMo | MH85 | CZ04 | rWtd | 0 | 0 |  | 0 | 0 | 0 | 0 | 0
| SDGCFLDMoMH85CZ05 | CFL | SDG | DMo | MH85 | CZ05 | rWtd | 0 | 0 |  | 0 | 0 | 0 | 0 | 0
| SDGCFLDMoMH85CZ06 | CFL | SDG | DMo | MH85 | CZ06 | rWtd | 0 | 0 |  | 0 | 0 | 0 | 0 | 0
| SDGCFLDMoMH85CZ07 | CFL | SDG | DMo | MH85 | CZ07 | rWtd | 1 | 1.08 |  | -0.0139 | 0.99992 | 1.1418 | 1.0837 | -0.013914
| SDGCFLDMoMH85CZ08 | CFL | SDG | DMo | MH85 | CZ08 | rWtd | 1.07 | 1.25 |  | -0.0129 | 1.0683 | 1.4036 | 1.2483 | -0.012879
| SDGCFLDMoMH85CZ09 | CFL | SDG | DMo | MH85 | CZ09 | rWtd | 0 | 0 |  | 0 | 0 | 0 | 0 | 0
| SDGCFLDMoMH85CZ10 | CFL | SDG | DMo | MH85 | CZ10 | rWtd | 1.12 | 1.42 |  | -0.0147 | 1.1176 | 1.6451 | 1.4164 | -0.014702
| SDGCFLDMoMH85CZ11 | CFL | SDG | DMo | MH85 | CZ11 | rWtd | 0 | 0 |  | 0 | 0 | 0 | 0 | 0
| SDGCFLDMoMH85CZ12 | CFL | SDG | DMo | MH85 | CZ12 | rWtd | 0 | 0 |  | 0 | 0 | 0 | 0 | 0
| SDGCFLDMoMH85CZ13 | CFL | SDG | DMo | MH85 | CZ13 | rWtd | 0 | 0 |  | 0 | 0 | 0 | 0 | 0
| SDGCFLDMoMH85CZ14 | CFL | SDG | DMo | MH85 | CZ14 | rWtd | 0.99 | 1.08 |  | -0.0192 | 0.98583 | 1.1507 | 1.0846 | -0.019173
| SDGCFLDMoMH85CZ15 | CFL | SDG | DMo | MH85 | CZ15 | rWtd | 1.11 | 1.27 |  | -0.00719 | 1.1148 | 1.3308 | 1.2672 | -0.0071937
| SDGCFLDMoMH85CZ16 | CFL | SDG | DMo | MH85 | CZ16 | rWtd | 0 | 0 |  | 0 | 0 | 0 | 0 | 0
| SDGCFLDMoNewCZ06 | CFL | SDG | DMo | New | CZ06 | rWtd | 1.1 | 1.33 |  | -0.00952 | 1.0958 | 1.4584 | 1.3259 | -0.0095164
| SDGCFLDMoNewCZ07 | CFL | SDG | DMo | New | CZ07 | rWtd | 1.1 | 1.32 |  | -0.0139 | 1.1002 | 1.2468 | 1.3239 | -0.013905
| SDGCFLDMoNewCZ08 | CFL | SDG | DMo | New | CZ08 | rWtd | 1.08 | 1.25 |  | -0.0169 | 1.0835 | 1.4244 | 1.2539 | -0.016907
| SDGCFLDMoNewCZ10 | CFL | SDG | DMo | New | CZ10 | rWtd | 1.14 | 1.29 |  | -0.00663 | 1.141 | 1.5682 | 1.2861 | -0.0066348
| SDGCFLDMoNewCZ14 | CFL | SDG | DMo | New | CZ14 | rWtd | 1.03 | 1.22 |  | -0.02 | 1.0317 | 1.5142 | 1.2207 | -0.02002
| SDGCFLDMoNewCZ15 | CFL | SDG | DMo | New | CZ15 | rWtd | 1.08 | 1.27 |  | -0.0121 | 1.0769 | 1.4595 | 1.2731 | -0.01207
| SDGCFLDMoNewIOU | CFL | SDG | DMo | New | IOU | rWtd | 1.09 | 1.34 |  | -0.0192 | 1.0862 | 1.4542 | 1.3425 | -0.019194 | 1.1 |  | 1.27 | -0.0124
| SDGCFLDMoOldCZ06 | CFL | SDG | DMo | Old | CZ06 | rWtd | 1 | 1.16 |  | -0.0184 | 0.99965 | 0 | 1.1561 | -0.01836 | 1.07 |  | 1.23 | -0.0109
| SDGCFLDMoOldCZ07 | CFL | SDG | DMo | Old | CZ07 | rWtd | 1.07 | 1.27 |  | -0.0161 | 1.0704 | 1.1466 | 1.2659 | -0.016146 | 1.01 |  | 1.09 | -0.012
| SDGCFLDMoOldCZ08 | CFL | SDG | DMo | Old | CZ08 | rWtd | 0.97 | 1.11 |  | -0.0297 | 0.9695 | 1.4109 | 1.113 | -0.029731 | 1.11 |  | 1.24 | -0.0096
| SDGCFLDMoOldCZ10 | CFL | SDG | DMo | Old | CZ10 | rWtd | 1 | 1.16 |  | -0.0179 | 1.0009 | 1.648 | 1.1582 | -0.017937 | 1.14 |  | 1.38 | -0.012
| SDGCFLDMoOldCZ14 | CFL | SDG | DMo | Old | CZ14 | rWtd | 1.04 | 1.21 |  | -0.0158 | 1.0435 | 1.1638 | 1.2108 | -0.015831 | 1 |  | 1.09 | -0.0164
| SDGCFLDMoOldCZ15 | CFL | SDG | DMo | Old | CZ15 | rWtd | 1.08 | 1.32 |  | -0.0175 | 1.0848 | 1.3296 | 1.3237 | -0.017516 | 1.13 |  | 1.29 | -0.00632
| SDGCFLDMoOldIOU | CFL | SDG | DMo | Old | IOU | rWtd | 1.07 | 1.25 |  | -0.0145 | 1.0724 | 1.3732 | 1.247 | -0.014461 | 1.07 |  | 1.21 | -0.012
| SDGCFLDMoRecCZ06 | CFL | SDG | DMo | Rec | CZ06 | rWtd | 1.08 | 1.22 |  | -0.0159 | 1.0783 | 1.4584 | 1.217 | -0.015875 | 1.05 |  | 1.15 | -0.0118
| SDGCFLDMoRecCZ07 | CFL | SDG | DMo | Rec | CZ07 | rWtd | 1.08 | 1.27 |  | -0.0179 | 1.0768 | 1.2468 | 1.2742 | -0.017927 | 1.02 |  | 1.07 | -0.0087
| SDGCFLDMoRecCZ08 | CFL | SDG | DMo | Rec | CZ08 | rWtd | 1.1 | 1.34 |  | -0.0211 | 1.1048 | 1.4244 | 1.3424 | -0.021069 | 1.1 |  | 1.21 | -0.00978
| SDGCFLDMoRecCZ10 | CFL | SDG | DMo | Rec | CZ10 | rWtd | 1.11 | 1.43 |  | -0.0214 | 1.1117 | 1.5682 | 1.4331 | -0.021392 | 1.13 |  | 1.36 | -0.0144
| SDGCFLDMoRecCZ14 | CFL | SDG | DMo | Rec | CZ14 | rWtd | 1.12 | 1.37 |  | -0.0234 | 1.1208 | 1.5142 | 1.3709 | -0.023389 | 0.99 |  | 1.1 | -0.0184
| SDGCFLDMoRecCZ15 | CFL | SDG | DMo | Rec | CZ15 | rWtd | 1.18 | 1.44 |  | -0.0107 | 1.183 | 1.4595 | 1.4399 | -0.010684 | 1.12 |  | 1.25 | -0.00696
| SDGCFLDMoRecIOU | CFL | SDG | DMo | Rec | IOU | rWtd | 1.02 | 1.12 |  | -0.0126 | 1.0188 | 1.4542 | 1.1214 | -0.012606 | 1.09 |  | 1.25 | -0.0124
| SDGCFLMFm1975CZ01 | CFL | SDG | MFm | 1975 | CZ01 | rWtd | 0 | 0 |  | 0 | 0 | 0 | 0 | 0
| SDGCFLMFm1975CZ02 | CFL | SDG | MFm | 1975 | CZ02 | rWtd | 0 | 0 |  | 0 | 0 | 0 | 0 | 0
| SDGCFLMFm1975CZ03 | CFL | SDG | MFm | 1975 | CZ03 | rWtd | 0 | 0 |  | 0 | 0 | 0 | 0 | 0
| SDGCFLMFm1975CZ04 | CFL | SDG | MFm | 1975 | CZ04 | rWtd | 0 | 0 |  | 0 | 0 | 0 | 0 | 0
| SDGCFLMFm1975CZ05 | CFL | SDG | MFm | 1975 | CZ05 | rWtd | 0 | 0 |  | 0 | 0 | 0 | 0 | 0
| SDGCFLMFm1975CZ06 | CFL | SDG | MFm | 1975 | CZ06 | rWtd | 1 | 1.16 |  | -0.0155 | 0.9997 | 1.2345 | 1.1615 | -0.015477
| SDGCFLMFm1975CZ07 | CFL | SDG | MFm | 1975 | CZ07 | rWtd | 0.98 | 1.11 |  | -0.0139 | 0.97896 | 1.1739 | 1.1111 | -0.013889
| SDGCFLMFm1975CZ08 | CFL | SDG | MFm | 1975 | CZ08 | rWtd | 1.06 | 1.28 |  | -0.013 | 1.0554 | 1.4609 | 1.2818 | -0.013027
| SDGCFLMFm1975CZ09 | CFL | SDG | MFm | 1975 | CZ09 | rWtd | 0 | 0 |  | 0 | 0 | 0 | 0 | 0
| SDGCFLMFm1975CZ10 | CFL | SDG | MFm | 1975 | CZ10 | rWtd | 1.06 | 1.35 |  | -0.0148 | 1.063 | 1.5455 | 1.3545 | -0.014798
| SDGCFLMFm1975CZ11 | CFL | SDG | MFm | 1975 | CZ11 | rWtd | 0 | 0 |  | 0 | 0 | 0 | 0 | 0
| SDGCFLMFm1975CZ12 | CFL | SDG | MFm | 1975 | CZ12 | rWtd | 0 | 0 |  | 0 | 0 | 0 | 0 | 0
| SDGCFLMFm1975CZ13 | CFL | SDG | MFm | 1975 | CZ13 | rWtd | 0 | 0 |  | 0 | 0 | 0 | 0 | 0
| SDGCFLMFm1975CZ14 | CFL | SDG | MFm | 1975 | CZ14 | rWtd | 1.1 | 1.38 |  | -0.0172 | 1.0985 | 1.5822 | 1.3816 | -0.017164
| SDGCFLMFm1975CZ15 | CFL | SDG | MFm | 1975 | CZ15 | rWtd | 1.19 | 1.41 |  | -0.00717 | 1.1902 | 1.4816 | 1.4098 | -0.0071656
| SDGCFLMFm1975CZ16 | CFL | SDG | MFm | 1975 | CZ16 | rWtd | 0 | 0 |  | 0 | 0 | 0 | 0 | 0
| SDGCFLMFm1985CZ01 | CFL | SDG | MFm | 1985 | CZ01 | rWtd | 0 | 0 |  | 0 | 0 | 0 | 0 | 0
| SDGCFLMFm1985CZ02 | CFL | SDG | MFm | 1985 | CZ02 | rWtd | 0 | 0 |  | 0 | 0 | 0 | 0 | 0
| SDGCFLMFm1985CZ03 | CFL | SDG | MFm | 1985 | CZ03 | rWtd | 0 | 0 |  | 0 | 0 | 0 | 0 | 0
| SDGCFLMFm1985CZ04 | CFL | SDG | MFm | 1985 | CZ04 | rWtd | 0 | 0 |  | 0 | 0 | 0 | 0 | 0
| SDGCFLMFm1985CZ05 | CFL | SDG | MFm | 1985 | CZ05 | rWtd | 0 | 0 |  | 0 | 0 | 0 | 0 | 0
| SDGCFLMFm1985CZ06 | CFL | SDG | MFm | 1985 | CZ06 | rWtd | 1 | 1.13 |  | -0.0168 | 0.99872 | 1.2064 | 1.1301 | -0.016814
| SDGCFLMFm1985CZ07 | CFL | SDG | MFm | 1985 | CZ07 | rWtd | 0.99 | 1.09 |  | -0.0147 | 0.99293 | 1.1281 | 1.0906 | -0.014668
| SDGCFLMFm1985CZ08 | CFL | SDG | MFm | 1985 | CZ08 | rWtd | 1.06 | 1.24 |  | -0.0129 | 1.0558 | 1.4406 | 1.2359 | -0.01289
| SDGCFLMFm1985CZ09 | CFL | SDG | MFm | 1985 | CZ09 | rWtd | 0 | 0 |  | 0 | 0 | 0 | 0 | 0
| SDGCFLMFm1985CZ10 | CFL | SDG | MFm | 1985 | CZ10 | rWtd | 1.06 | 1.36 |  | -0.0152 | 1.0616 | 1.6164 | 1.3557 | -0.015194
| SDGCFLMFm1985CZ11 | CFL | SDG | MFm | 1985 | CZ11 | rWtd | 0 | 0 |  | 0 | 0 | 0 | 0 | 0
| SDGCFLMFm1985CZ12 | CFL | SDG | MFm | 1985 | CZ12 | rWtd | 0 | 0 |  | 0 | 0 | 0 | 0 | 0
| SDGCFLMFm1985CZ13 | CFL | SDG | MFm | 1985 | CZ13 | rWtd | 0 | 0 |  | 0 | 0 | 0 | 0 | 0
| SDGCFLMFm1985CZ14 | CFL | SDG | MFm | 1985 | CZ14 | rWtd | 1.1 | 1.42 |  | -0.0159 | 1.0955 | 1.6298 | 1.4247 | -0.015945
| SDGCFLMFm1985CZ15 | CFL | SDG | MFm | 1985 | CZ15 | rWtd | 1.18 | 1.42 |  | -0.00777 | 1.18 | 1.5081 | 1.4247 | -0.0077746
| SDGCFLMFm1985CZ16 | CFL | SDG | MFm | 1985 | CZ16 | rWtd | 0 | 0 |  | 0 | 0 | 0 | 0 | 0
| SDGCFLMFm1996CZ01 | CFL | SDG | MFm | 1996 | CZ01 | rWtd | 0 | 0 |  | 0 | 0 | 0 | 0 | 0
| SDGCFLMFm1996CZ02 | CFL | SDG | MFm | 1996 | CZ02 | rWtd | 0 | 0 |  | 0 | 0 | 0 | 0 | 0
| SDGCFLMFm1996CZ03 | CFL | SDG | MFm | 1996 | CZ03 | rWtd | 0 | 0 |  | 0 | 0 | 0 | 0 | 0
| SDGCFLMFm1996CZ04 | CFL | SDG | MFm | 1996 | CZ04 | rWtd | 0 | 0 |  | 0 | 0 | 0 | 0 | 0
| SDGCFLMFm1996CZ05 | CFL | SDG | MFm | 1996 | CZ05 | rWtd | 0 | 0 |  | 0 | 0 | 0 | 0 | 0
| SDGCFLMFm1996CZ06 | CFL | SDG | MFm | 1996 | CZ06 | rWtd | 0.99 | 1.2 |  | -0.0163 | 0.99176 | 1.2807 | 1.2006 | -0.016316
| SDGCFLMFm1996CZ07 | CFL | SDG | MFm | 1996 | CZ07 | rWtd | 1.01 | 1.13 |  | -0.0106 | 1.0092 | 1.1371 | 1.1341 | -0.010599
| SDGCFLMFm1996CZ08 | CFL | SDG | MFm | 1996 | CZ08 | rWtd | 1.06 | 1.26 |  | -0.0121 | 1.0578 | 1.3325 | 1.262 | -0.012102
| SDGCFLMFm1996CZ09 | CFL | SDG | MFm | 1996 | CZ09 | rWtd | 0 | 0 |  | 0 | 0 | 0 | 0 | 0
| SDGCFLMFm1996CZ10 | CFL | SDG | MFm | 1996 | CZ10 | rWtd | 1.03 | 1.55 |  | -0.0161 | 1.0272 | 1.8012 | 1.5459 | -0.016122
| SDGCFLMFm1996CZ11 | CFL | SDG | MFm | 1996 | CZ11 | rWtd | 0 | 0 |  | 0 | 0 | 0 | 0 | 0
| SDGCFLMFm1996CZ12 | CFL | SDG | MFm | 1996 | CZ12 | rWtd | 0 | 0 |  | 0 | 0 | 0 | 0 | 0
| SDGCFLMFm1996CZ13 | CFL | SDG | MFm | 1996 | CZ13 | rWtd | 0 | 0 |  | 0 | 0 | 0 | 0 | 0
| SDGCFLMFm1996CZ14 | CFL | SDG | MFm | 1996 | CZ14 | rWtd | 1.09 | 1.28 |  | -0.0158 | 1.0916 | 1.4605 | 1.2844 | -0.015845
| SDGCFLMFm1996CZ15 | CFL | SDG | MFm | 1996 | CZ15 | rWtd | 1.17 | 1.36 |  | -0.00753 | 1.1666 | 1.5292 | 1.3596 | -0.0075312
| SDGCFLMFm1996CZ16 | CFL | SDG | MFm | 1996 | CZ16 | rWtd | 0 | 0 |  | 0 | 0 | 0 | 0 | 0
| SDGCFLMFm2003CZ01 | CFL | SDG | MFm | 2003 | CZ01 | rWtd | 0 | 0 |  | 0 | 0 | 0 | 0 | 0
| SDGCFLMFm2003CZ02 | CFL | SDG | MFm | 2003 | CZ02 | rWtd | 0 | 0 |  | 0 | 0 | 0 | 0 | 0
| SDGCFLMFm2003CZ03 | CFL | SDG | MFm | 2003 | CZ03 | rWtd | 0 | 0 |  | 0 | 0 | 0 | 0 | 0
| SDGCFLMFm2003CZ04 | CFL | SDG | MFm | 2003 | CZ04 | rWtd | 0 | 0 |  | 0 | 0 | 0 | 0 | 0
| SDGCFLMFm2003CZ05 | CFL | SDG | MFm | 2003 | CZ05 | rWtd | 0 | 0 |  | 0 | 0 | 0 | 0 | 0
| SDGCFLMFm2003CZ06 | CFL | SDG | MFm | 2003 | CZ06 | rWtd | 0.99 | 1.23 |  | -0.0144 | 0.99451 | 1.2737 | 1.2271 | -0.014416
| SDGCFLMFm2003CZ07 | CFL | SDG | MFm | 2003 | CZ07 | rWtd | 1 | 1.09 |  | -0.014 | 0.99587 | 1.0798 | 1.0908 | -0.014028
| SDGCFLMFm2003CZ08 | CFL | SDG | MFm | 2003 | CZ08 | rWtd | 1.05 | 1.25 |  | -0.0125 | 1.0544 | 1.3779 | 1.2532 | -0.012453
| SDGCFLMFm2003CZ09 | CFL | SDG | MFm | 2003 | CZ09 | rWtd | 0 | 0 |  | 0 | 0 | 0 | 0 | 0
| SDGCFLMFm2003CZ10 | CFL | SDG | MFm | 2003 | CZ10 | rWtd | 1.05 | 1.44 |  | -0.0112 | 1.0506 | 1.7174 | 1.4419 | -0.011234
| SDGCFLMFm2003CZ11 | CFL | SDG | MFm | 2003 | CZ11 | rWtd | 0 | 0 |  | 0 | 0 | 0 | 0 | 0
| SDGCFLMFm2003CZ12 | CFL | SDG | MFm | 2003 | CZ12 | rWtd | 0 | 0 |  | 0 | 0 | 0 | 0 | 0
| SDGCFLMFm2003CZ13 | CFL | SDG | MFm | 2003 | CZ13 | rWtd | 0 | 0 |  | 0 | 0 | 0 | 0 | 0
| SDGCFLMFm2003CZ14 | CFL | SDG | MFm | 2003 | CZ14 | rWtd | 1.1 | 1.3 |  | -0.0159 | 1.1046 | 1.4578 | 1.2991 | -0.015923
| SDGCFLMFm2003CZ15 | CFL | SDG | MFm | 2003 | CZ15 | rWtd | 1.16 | 1.36 |  | -0.00737 | 1.1635 | 1.5081 | 1.3579 | -0.0073737
| SDGCFLMFm2003CZ16 | CFL | SDG | MFm | 2003 | CZ16 | rWtd | 0 | 0 |  | 0 | 0 | 0 | 0 | 0
| SDGCFLMFm2007CZ01 | CFL | SDG | MFm | 2007 | CZ01 | rWtd | 0 | 0 |  | 0 | 0 | 0 | 0 | 0
| SDGCFLMFm2007CZ02 | CFL | SDG | MFm | 2007 | CZ02 | rWtd | 0 | 0 |  | 0 | 0 | 0 | 0 | 0
| SDGCFLMFm2007CZ03 | CFL | SDG | MFm | 2007 | CZ03 | rWtd | 0 | 0 |  | 0 | 0 | 0 | 0 | 0
| SDGCFLMFm2007CZ04 | CFL | SDG | MFm | 2007 | CZ04 | rWtd | 0 | 0 |  | 0 | 0 | 0 | 0 | 0
| SDGCFLMFm2007CZ05 | CFL | SDG | MFm | 2007 | CZ05 | rWtd | 0 | 0 |  | 0 | 0 | 0 | 0 | 0
| SDGCFLMFm2007CZ06 | CFL | SDG | MFm | 2007 | CZ06 | rWtd | 1.05 | 1.38 |  | -0.0146 | 1.0541 | 1.5359 | 1.3814 | -0.014605
| SDGCFLMFm2007CZ07 | CFL | SDG | MFm | 2007 | CZ07 | rWtd | 1.07 | 1.27 |  | -0.0139 | 1.0728 | 1.3858 | 1.271 | -0.013874
| SDGCFLMFm2007CZ08 | CFL | SDG | MFm | 2007 | CZ08 | rWtd | 1.1 | 1.27 |  | -0.0117 | 1.099 | 1.4076 | 1.2733 | -0.01165
| SDGCFLMFm2007CZ09 | CFL | SDG | MFm | 2007 | CZ09 | rWtd | 0 | 0 |  | 0 | 0 | 0 | 0 | 0
| SDGCFLMFm2007CZ10 | CFL | SDG | MFm | 2007 | CZ10 | rWtd | 1 | 1.1 |  | -0.0118 | 1.0013 | 1.1821 | 1.1007 | -0.011765
| SDGCFLMFm2007CZ11 | CFL | SDG | MFm | 2007 | CZ11 | rWtd | 0 | 0 |  | 0 | 0 | 0 | 0 | 0
| SDGCFLMFm2007CZ12 | CFL | SDG | MFm | 2007 | CZ12 | rWtd | 0 | 0 |  | 0 | 0 | 0 | 0 | 0
| SDGCFLMFm2007CZ13 | CFL | SDG | MFm | 2007 | CZ13 | rWtd | 0 | 0 |  | 0 | 0 | 0 | 0 | 0
| SDGCFLMFm2007CZ14 | CFL | SDG | MFm | 2007 | CZ14 | rWtd | 1.06 | 1.18 |  | -0.0172 | 1.0638 | 1.2713 | 1.1791 | -0.017154
| SDGCFLMFm2007CZ15 | CFL | SDG | MFm | 2007 | CZ15 | rWtd | 1.12 | 1.24 |  | -0.00708 | 1.1231 | 1.3448 | 1.2378 | -0.0070763
| SDGCFLMFm2007CZ16 | CFL | SDG | MFm | 2007 | CZ16 | rWtd | 0 | 0 |  | 0 | 0 | 0 | 0 | 0
| SDGCFLMFm2011CZ01 | CFL | SDG | MFm | 2011 | CZ01 | rWtd | 0 | 0 |  | 0 | 0 | 0 | 0 | 0
| SDGCFLMFm2011CZ02 | CFL | SDG | MFm | 2011 | CZ02 | rWtd | 0 | 0 |  | 0 | 0 | 0 | 0 | 0
| SDGCFLMFm2011CZ03 | CFL | SDG | MFm | 2011 | CZ03 | rWtd | 0 | 0 |  | 0 | 0 | 0 | 0 | 0
| SDGCFLMFm2011CZ04 | CFL | SDG | MFm | 2011 | CZ04 | rWtd | 0 | 0 |  | 0 | 0 | 0 | 0 | 0
| SDGCFLMFm2011CZ05 | CFL | SDG | MFm | 2011 | CZ05 | rWtd | 0 | 0 |  | 0 | 0 | 0 | 0 | 0
| SDGCFLMFm2011CZ06 | CFL | SDG | MFm | 2011 | CZ06 | rWtd | 1.06 | 1.41 |  | -0.015 | 1.0567 | 1.5409 | 1.41 | -0.014998
| SDGCFLMFm2011CZ07 | CFL | SDG | MFm | 2011 | CZ07 | rWtd | 1.09 | 1.25 |  | -0.0127 | 1.0939 | 1.3482 | 1.2466 | -0.012714
| SDGCFLMFm2011CZ08 | CFL | SDG | MFm | 2011 | CZ08 | rWtd | 1.12 | 1.29 |  | -0.0107 | 1.1159 | 1.4273 | 1.2853 | -0.010747
| SDGCFLMFm2011CZ09 | CFL | SDG | MFm | 2011 | CZ09 | rWtd | 0 | 0 |  | 0 | 0 | 0 | 0 | 0
| SDGCFLMFm2011CZ10 | CFL | SDG | MFm | 2011 | CZ10 | rWtd | 1.01 | 1.11 |  | -0.0111 | 1.0077 | 1.1768 | 1.1094 | -0.011073
| SDGCFLMFm2011CZ11 | CFL | SDG | MFm | 2011 | CZ11 | rWtd | 0 | 0 |  | 0 | 0 | 0 | 0 | 0
| SDGCFLMFm2011CZ12 | CFL | SDG | MFm | 2011 | CZ12 | rWtd | 0 | 0 |  | 0 | 0 | 0 | 0 | 0
| SDGCFLMFm2011CZ13 | CFL | SDG | MFm | 2011 | CZ13 | rWtd | 0 | 0 |  | 0 | 0 | 0 | 0 | 0
| SDGCFLMFm2011CZ14 | CFL | SDG | MFm | 2011 | CZ14 | rWtd | 1.07 | 1.21 |  | -0.0168 | 1.0715 | 1.3089 | 1.2117 | -0.016786
| SDGCFLMFm2011CZ15 | CFL | SDG | MFm | 2011 | CZ15 | rWtd | 1.13 | 1.25 |  | -0.00688 | 1.1293 | 1.3453 | 1.247 | -0.0068791
| SDGCFLMFm2011CZ16 | CFL | SDG | MFm | 2011 | CZ16 | rWtd | 0 | 0 |  | 0 | 0 | 0 | 0 | 0
| SDGCFLMFm2015CZ01 | CFL | SDG | MFm | 2015 | CZ01 | rWtd | 0 | 0 |  | 0 | 0 | 0 | 0 | 0
| SDGCFLMFm2015CZ02 | CFL | SDG | MFm | 2015 | CZ02 | rWtd | 0 | 0 |  | 0 | 0 | 0 | 0 | 0
| SDGCFLMFm2015CZ03 | CFL | SDG | MFm | 2015 | CZ03 | rWtd | 0 | 0 |  | 0 | 0 | 0 | 0 | 0
| SDGCFLMFm2015CZ04 | CFL | SDG | MFm | 2015 | CZ04 | rWtd | 0 | 0 |  | 0 | 0 | 0 | 0 | 0
| SDGCFLMFm2015CZ05 | CFL | SDG | MFm | 2015 | CZ05 | rWtd | 0 | 0 |  | 0 | 0 | 0 | 0 | 0
| SDGCFLMFm2015CZ06 | CFL | SDG | MFm | 2015 | CZ06 | rWtd | 1.05 | 1.38 |  | -0.0149 | 1.0493 | 1.4793 | 1.3845 | -0.014939
| SDGCFLMFm2015CZ07 | CFL | SDG | MFm | 2015 | CZ07 | rWtd | 1.08 | 1.23 |  | -0.0127 | 1.0843 | 1.3283 | 1.2253 | -0.012692
| SDGCFLMFm2015CZ08 | CFL | SDG | MFm | 2015 | CZ08 | rWtd | 1.11 | 1.23 |  | -0.011 | 1.1051 | 1.3434 | 1.2343 | -0.010997
| SDGCFLMFm2015CZ09 | CFL | SDG | MFm | 2015 | CZ09 | rWtd | 0 | 0 |  | 0 | 0 | 0 | 0 | 0
| SDGCFLMFm2015CZ10 | CFL | SDG | MFm | 2015 | CZ10 | rWtd | 1.01 | 1.09 |  | -0.0106 | 1.0087 | 1.1787 | 1.0934 | -0.010622
| SDGCFLMFm2015CZ11 | CFL | SDG | MFm | 2015 | CZ11 | rWtd | 0 | 0 |  | 0 | 0 | 0 | 0 | 0
| SDGCFLMFm2015CZ12 | CFL | SDG | MFm | 2015 | CZ12 | rWtd | 0 | 0 |  | 0 | 0 | 0 | 0 | 0
| SDGCFLMFm2015CZ13 | CFL | SDG | MFm | 2015 | CZ13 | rWtd | 0 | 0 |  | 0 | 0 | 0 | 0 | 0
| SDGCFLMFm2015CZ14 | CFL | SDG | MFm | 2015 | CZ14 | rWtd | 1.06 | 1.21 |  | -0.0173 | 1.0629 | 1.2968 | 1.2143 | -0.017279
| SDGCFLMFm2015CZ15 | CFL | SDG | MFm | 2015 | CZ15 | rWtd | 1.12 | 1.23 |  | -0.00686 | 1.1185 | 1.3284 | 1.2339 | -0.0068634
| SDGCFLMFm2015CZ16 | CFL | SDG | MFm | 2015 | CZ16 | rWtd | 0 | 0 |  | 0 | 0 | 0 | 0 | 0
| SDGCFLMFm2017CZ01 | CFL | SDG | MFm | 2017 | CZ01 | rWtd | 0 | 0 |  | 0 | 0 | 0 | 0 | 0
| SDGCFLMFm2017CZ02 | CFL | SDG | MFm | 2017 | CZ02 | rWtd | 0 | 0 |  | 0 | 0 | 0 | 0 | 0
| SDGCFLMFm2017CZ03 | CFL | SDG | MFm | 2017 | CZ03 | rWtd | 0 | 0 |  | 0 | 0 | 0 | 0 | 0
| SDGCFLMFm2017CZ04 | CFL | SDG | MFm | 2017 | CZ04 | rWtd | 0 | 0 |  | 0 | 0 | 0 | 0 | 0
| SDGCFLMFm2017CZ05 | CFL | SDG | MFm | 2017 | CZ05 | rWtd | 0 | 0 |  | 0 | 0 | 0 | 0 | 0
| SDGCFLMFm2017CZ06 | CFL | SDG | MFm | 2017 | CZ06 | rWtd | 1.05 | 1.37 |  | -0.015 | 1.0459 | 1.4793 | 1.371 | -0.014978
| SDGCFLMFm2017CZ07 | CFL | SDG | MFm | 2017 | CZ07 | rWtd | 1.08 | 1.23 |  | -0.0128 | 1.0801 | 1.3106 | 1.2266 | -0.012801
| SDGCFLMFm2017CZ08 | CFL | SDG | MFm | 2017 | CZ08 | rWtd | 1.11 | 1.23 |  | -0.01 | 1.1068 | 1.3434 | 1.2343 | -0.010034
| SDGCFLMFm2017CZ09 | CFL | SDG | MFm | 2017 | CZ09 | rWtd | 0 | 0 |  | 0 | 0 | 0 | 0 | 0
| SDGCFLMFm2017CZ10 | CFL | SDG | MFm | 2017 | CZ10 | rWtd | 1.01 | 1.11 |  | -0.00978 | 1.012 | 1.1733 | 1.1058 | -0.0097799
| SDGCFLMFm2017CZ11 | CFL | SDG | MFm | 2017 | CZ11 | rWtd | 0 | 0 |  | 0 | 0 | 0 | 0 | 0
| SDGCFLMFm2017CZ12 | CFL | SDG | MFm | 2017 | CZ12 | rWtd | 0 | 0 |  | 0 | 0 | 0 | 0 | 0
| SDGCFLMFm2017CZ13 | CFL | SDG | MFm | 2017 | CZ13 | rWtd | 0 | 0 |  | 0 | 0 | 0 | 0 | 0
| SDGCFLMFm2017CZ14 | CFL | SDG | MFm | 2017 | CZ14 | rWtd | 1.06 | 1.22 |  | -0.017 | 1.0635 | 1.3072 | 1.2221 | -0.017011
| SDGCFLMFm2017CZ15 | CFL | SDG | MFm | 2017 | CZ15 | rWtd | 1.12 | 1.25 |  | -0.00672 | 1.1191 | 1.3257 | 1.2456 | -0.006718
| SDGCFLMFm2017CZ16 | CFL | SDG | MFm | 2017 | CZ16 | rWtd | 0 | 0 |  | 0 | 0 | 0 | 0 | 0
| SDGCFLMFm2020CZ01 | CFL | SDG | MFm | 2020 | CZ01 | rWtd | 0 | 0 |  | 0 | 0 | 0 | 0 | 0
| SDGCFLMFm2020CZ02 | CFL | SDG | MFm | 2020 | CZ02 | rWtd | 0 | 0 |  | 0 | 0 | 0 | 0 | 0
| SDGCFLMFm2020CZ03 | CFL | SDG | MFm | 2020 | CZ03 | rWtd | 0 | 0 |  | 0 | 0 | 0 | 0 | 0
| SDGCFLMFm2020CZ04 | CFL | SDG | MFm | 2020 | CZ04 | rWtd | 0 | 0 |  | 0 | 0 | 0 | 0 | 0
| SDGCFLMFm2020CZ05 | CFL | SDG | MFm | 2020 | CZ05 | rWtd | 0 | 0 |  | 0 | 0 | 0 | 0 | 0
| SDGCFLMFm2020CZ06 | CFL | SDG | MFm | 2020 | CZ06 | rWtd | 1.05 | 1.37 |  | -0.015 | 1.0459 | 1.4793 | 1.371 | -0.014978
| SDGCFLMFm2020CZ07 | CFL | SDG | MFm | 2020 | CZ07 | rWtd | 1.08 | 1.23 |  | -0.0128 | 1.0801 | 1.3106 | 1.2266 | -0.012801
| SDGCFLMFm2020CZ08 | CFL | SDG | MFm | 2020 | CZ08 | rWtd | 1.11 | 1.23 |  | -0.00993 | 1.1066 | 1.3434 | 1.2343 | -0.0099326
| SDGCFLMFm2020CZ09 | CFL | SDG | MFm | 2020 | CZ09 | rWtd | 0 | 0 |  | 0 | 0 | 0 | 0 | 0
| SDGCFLMFm2020CZ10 | CFL | SDG | MFm | 2020 | CZ10 | rWtd | 1.01 | 1.11 |  | -0.00974 | 1.012 | 1.1787 | 1.1058 | -0.0097423
| SDGCFLMFm2020CZ11 | CFL | SDG | MFm | 2020 | CZ11 | rWtd | 0 | 0 |  | 0 | 0 | 0 | 0 | 0
| SDGCFLMFm2020CZ12 | CFL | SDG | MFm | 2020 | CZ12 | rWtd | 0 | 0 |  | 0 | 0 | 0 | 0 | 0
| SDGCFLMFm2020CZ13 | CFL | SDG | MFm | 2020 | CZ13 | rWtd | 0 | 0 |  | 0 | 0 | 0 | 0 | 0
| SDGCFLMFm2020CZ14 | CFL | SDG | MFm | 2020 | CZ14 | rWtd | 1.06 | 1.21 |  | -0.0169 | 1.0634 | 1.2898 | 1.2117 | -0.016906
| SDGCFLMFm2020CZ15 | CFL | SDG | MFm | 2020 | CZ15 | rWtd | 1.12 | 1.25 |  | -0.00666 | 1.1193 | 1.3426 | 1.2469 | -0.006661
| SDGCFLMFm2020CZ16 | CFL | SDG | MFm | 2020 | CZ16 | rWtd | 0 | 0 |  | 0 | 0 | 0 | 0 | 0
| SDGCFLMFmExCZ06 | CFL | SDG | MFm | Ex | CZ06 | rWtd | 1.09 | 1.42 |  | -0.019 | 1.0888 | 1.4368 | 1.4192 | -0.019003 | 1.02 |  | 1.16 | -0.0114
| SDGCFLMFmExCZ07 | CFL | SDG | MFm | Ex | CZ07 | rWtd | 0.96 | 1 |  | -0.0168 | 0.9636 | 1.2638 | 1 | -0.016759 | 1.02 |  | 1.08 | -0.0122
| SDGCFLMFmExCZ08 | CFL | SDG | MFm | Ex | CZ08 | rWtd | 1.01 | 1.31 |  | -0.0192 | 1.0105 | 1.3856 | 1.3134 | -0.019201 | 1.09 |  | 1.19 | -0.0102
| SDGCFLMFmExCZ10 | CFL | SDG | MFm | Ex | CZ10 | rWtd | 1.05 | 1.31 |  | -0.0189 | 1.0542 | 1.3554 | 1.3118 | -0.018934 | 1.08 |  | 1.26 | -0.00972
| SDGCFLMFmExCZ14 | CFL | SDG | MFm | Ex | CZ14 | rWtd | 0.9 | 1.02 |  | -0.0264 | 0.9049 | 1.3337 | 1.0155 | -0.026397 | 1.1 |  | 1.29 | -0.0166
| SDGCFLMFmExCZ15 | CFL | SDG | MFm | Ex | CZ15 | rWtd | 0.97 | 1.18 |  | -0.0166 | 0.97204 | 1.3817 | 1.1822 | -0.016596 | 1.17 |  | 1.36 | -0.00678
| SDGCFLMFmExIOU | CFL | SDG | MFm | Ex | IOU | rWtd | 1.09 | 1.4 |  | -0.0204 | 1.0861 | 1.3123 | 1.4008 | -0.020391 | 1.04 |  | 1.14 | -0.0113
| SDGCFLMFmNewCZ06 | CFL | SDG | MFm | New | CZ06 | rWtd | 0.95 | 1.07 |  | -0.0291 | 0.95487 | 1.4793 | 1.0664 | -0.029062 | 1.02 |  | 1.14 | -0.0116
| SDGCFLMFmNewCZ07 | CFL | SDG | MFm | New | CZ07 | rWtd | 1.1 | 1.41 |  | -0.0218 | 1.1016 | 1.3106 | 1.4065 | -0.021816 | 1.02 |  | 1.09 | -0.011
| SDGCFLMFmNewCZ08 | CFL | SDG | MFm | New | CZ08 | rWtd | 1.07 | 1.42 |  | -0.0208 | 1.0653 | 1.3434 | 1.421 | -0.020778 | 1.09 |  | 1.16 | -0.0083
| SDGCFLMFmNewCZ10 | CFL | SDG | MFm | New | CZ10 | rWtd | 1.11 | 1.42 |  | -0.0207 | 1.1085 | 1.1787 | 1.4202 | -0.020703 | 1.09 |  | 1.22 | -0.00852
| SDGCFLMFmNewCZ14 | CFL | SDG | MFm | New | CZ14 | rWtd | 1.01 | 1.27 |  | -0.021 | 1.0076 | 1.2898 | 1.2699 | -0.020956 | 1.1 |  | 1.3 | -0.0165
| SDGCFLMFmNewCZ15 | CFL | SDG | MFm | New | CZ15 | rWtd | 1.03 | 1.3 |  | -0.0214 | 1.0348 | 1.3426 | 1.2999 | -0.021447 | 1.16 |  | 1.37 | -0.00626
| SDGCFLMFmNewIOU | CFL | SDG | MFm | New | IOU | rWtd | 1.1 | 1.48 |  | -0.0218 | 1.0965 | 1.2981 | 1.4842 | -0.021783 | 1.06 |  | 1.14 | -0.00978
| SDGCFLMFmOldCZ06 | CFL | SDG | MFm | Old | CZ06 | rWtd | 0.98 | 1.11 |  | -0.0238 | 0.9788 | 1.2237 | 1.111 | -0.023769 | 1.02 |  | 1.14 | -0.0142
| SDGCFLMFmOldCZ07 | CFL | SDG | MFm | Old | CZ07 | rWtd | 1.05 | 1.4 |  | -0.0244 | 1.0451 | 1.1533 | 1.4023 | -0.024382 | 1 |  | 1.09 | -0.0135
| SDGCFLMFmOldCZ08 | CFL | SDG | MFm | Old | CZ08 | rWtd | 0.97 | 1.04 |  | -0.0289 | 0.96922 | 1.3869 | 1.037 | -0.028854 | 1.09 |  | 1.23 | -0.0113
| SDGCFLMFmOldCZ10 | CFL | SDG | MFm | Old | CZ10 | rWtd | 1.08 | 1.43 |  | -0.0214 | 1.0805 | 1.5954 | 1.4326 | -0.021379 | 1.08 |  | 1.31 | -0.0145
| SDGCFLMFmOldCZ14 | CFL | SDG | MFm | Old | CZ14 | rWtd | 1.05 | 1.41 |  | -0.0217 | 1.049 | 1.5819 | 1.4127 | -0.021738 | 1.1 |  | 1.4 | -0.0171
| SDGCFLMFmOldCZ15 | CFL | SDG | MFm | Old | CZ15 | rWtd | 1.09 | 1.4 |  | -0.0204 | 1.0861 | 1.482 | 1.4008 | -0.020391 | 1.2 |  | 1.46 | -0.00736
| SDGCFLMFmOldIOU | CFL | SDG | MFm | Old | IOU | rWtd | 1.07 | 1.27 |  | -0.017 | 1.07 | 1.2569 | 1.2709 | -0.017032 | 1.02 |  | 1.14 | -0.0137
| SDGCFLMFmRecCZ06 | CFL | SDG | MFm | Rec | CZ06 | rWtd | 0.99 | 1.37 |  | -0.0239 | 0.98769 | 1.4793 | 1.368 | -0.023934 | 1.02 |  | 1.14 | -0.0116
| SDGCFLMFmRecCZ07 | CFL | SDG | MFm | Rec | CZ07 | rWtd | 1.01 | 1.11 |  | -0.0126 | 1.0075 | 1.3106 | 1.1137 | -0.012648 | 1.02 |  | 1.09 | -0.011
| SDGCFLMFmRecCZ08 | CFL | SDG | MFm | Rec | CZ08 | rWtd | 1.11 | 1.33 |  | -0.0114 | 1.1149 | 1.3434 | 1.3305 | -0.01138 | 1.09 |  | 1.16 | -0.00844
| SDGCFLMFmRecCZ10 | CFL | SDG | MFm | Rec | CZ10 | rWtd | 1.12 | 1.39 |  | -0.0128 | 1.1204 | 1.1746 | 1.3863 | -0.012815 | 1.09 |  | 1.22 | -0.00856
| SDGCFLMFmRecCZ14 | CFL | SDG | MFm | Rec | CZ14 | rWtd | 1.14 | 1.45 |  | -0.0127 | 1.1419 | 1.2985 | 1.4507 | -0.012689 | 1.1 |  | 1.3 | -0.0167
| SDGCFLMFmRecCZ15 | CFL | SDG | MFm | Rec | CZ15 | rWtd | 1.15 | 1.52 |  | -0.0166 | 1.1537 | 1.3342 | 1.5171 | -0.016622 | 1.16 |  | 1.34 | -0.00634
| SDGCFLMFmRecIOU | CFL | SDG | MFm | Rec | IOU | rWtd | 1.11 | 1.31 |  | -0.0124 | 1.1132 | 1.2973 | 1.306 | -0.012387 | 1.05 |  | 1.13 | -0.01
| SDGCFLResExCZ06 | CFL | SDG | Res | Ex | CZ06 | rWtd | 1.01 | 1.11 |  | -0.00977 | 1.012 | 1.3441 | 1.1058 | -0.0097705 | 1.05 |  | 1.18 | -0.0133
| SDGCFLResExCZ07 | CFL | SDG | Res | Ex | CZ07 | rWtd | 1.06 | 1.22 |  | -0.017 | 1.0635 | 1.2086 | 1.2169 | -0.016959 | 1.03 |  | 1.1 | -0.0145
| SDGCFLResExCZ08 | CFL | SDG | Res | Ex | CZ08 | rWtd | 1.12 | 1.25 |  | -0.00669 | 1.1192 | 1.3918 | 1.2462 | -0.0066895 | 1.1 |  | 1.21 | -0.0105
| SDGCFLResExCZ10 | CFL | SDG | Res | Ex | CZ10 | rWtd | 1.07 | 1.21 |  | -0.0118 | 1.0708 | 1.4047 | 1.2104 | -0.011753 | 1.09 |  | 1.27 | -0.0168
| SDGCFLResExCZ14 | CFL | SDG | Res | Ex | CZ14 | rWtd | 1.03 | 1.21 |  | -0.0196 | 1.0294 | 1.2461 | 1.2121 | -0.019581 | 1.08 |  | 1.26 | -0.0214
| SDGCFLResExCZ15 | CFL | SDG | Res | Ex | CZ15 | rWtd | 1.03 | 1.16 |  | -0.0165 | 1.0321 | 1.3799 | 1.1559 | -0.016489 | 1.17 |  | 1.38 | -0.00798
| SDGCFLResExIOU | CFL | SDG | Res | Ex | IOU | rWtd | 1.01 | 1.08 |  | -0.012 | 1.0068 | 1.3049 | 1.0831 | -0.012046 | 1.05 |  | 1.16 | -0.0148
| SDGCFLResNewCZ06 | CFL | SDG | Res | New | CZ06 | rWtd | 1.09 | 1.27 |  | -0.0121 | 1.094 | 1.4158 | 1.2676 | -0.012123 | 1.02 |  | 1.14 | -0.016
| SDGCFLResNewCZ07 | CFL | SDG | Res | New | CZ07 | rWtd | 1.08 | 1.3 |  | -0.0186 | 1.0804 | 1.2505 | 1.2968 | -0.018621 | 1.03 |  | 1.09 | -0.0113
| SDGCFLResNewCZ08 | CFL | SDG | Res | New | CZ08 | rWtd | 1.06 | 1.21 |  | -0.0234 | 1.0561 | 1.3525 | 1.2131 | -0.023394 | 1.07 |  | 1.14 | -0.00856
| SDGCFLResNewCZ10 | CFL | SDG | Res | New | CZ10 | rWtd | 1.14 | 1.3 |  | -0.00844 | 1.1367 | 1.4011 | 1.3031 | -0.0084364 | 1.1 |  | 1.27 | -0.0149
| SDGCFLResNewCZ14 | CFL | SDG | Res | New | CZ14 | rWtd | 1.05 | 1.21 |  | -0.0173 | 1.0497 | 1.1195 | 1.2123 | -0.01732 | 1.09 |  | 1.29 | -0.0214
| SDGCFLResNewCZ15 | CFL | SDG | Res | New | CZ15 | rWtd | 1.02 | 1.22 |  | -0.021 | 1.0173 | 1.3538 | 1.2233 | -0.021043 | 1.18 |  | 1.39 | -0.00778
| SDGCFLResNewIOU | CFL | SDG | Res | New | IOU | rWtd | 1.18 | 1.39 |  | -0.00699 | 1.184 | 1.4901 | 1.3929 | -0.0069921 | 1.06 |  | 1.17 | -0.0128
| SDGCFLResOldCZ06 | CFL | SDG | Res | Old | CZ06 | rWtd | 1.09 | 1.34 |  | -0.0173 | 1.0933 | 1.3335 | 1.342 | -0.017346 | 1.04 |  | 1.19 | -0.0162
| SDGCFLResOldCZ07 | CFL | SDG | Res | Old | CZ07 | rWtd | 1.07 | 1.37 |  | -0.0216 | 1.0671 | 1.234 | 1.3738 | -0.021622 | 1.01 |  | 1.11 | -0.0165
| SDGCFLResOldCZ08 | CFL | SDG | Res | Old | CZ08 | rWtd | 1.08 | 1.34 |  | -0.0237 | 1.0832 | 1.471 | 1.3445 | -0.023676 | 1.11 |  | 1.26 | -0.012
| SDGCFLResOldCZ10 | CFL | SDG | Res | Old | CZ10 | rWtd | 1.19 | 1.54 |  | -0.0107 | 1.1933 | 1.6519 | 1.5443 | -0.010731 | 1.09 |  | 1.33 | -0.0175
| SDGCFLResOldCZ14 | CFL | SDG | Res | Old | CZ14 | rWtd | 1.02 | 1.23 |  | -0.0206 | 1.024 | 1.4427 | 1.226 | -0.020646 | 1.08 |  | 1.32 | -0.0212
| SDGCFLResOldCZ15 | CFL | SDG | Res | Old | CZ15 | rWtd | 1.01 | 1.2 |  | -0.022 | 1.013 | 1.6261 | 1.2013 | -0.021967 | 1.2 |  | 1.57 | -0.00966
| SDGCFLResOldIOU | CFL | SDG | Res | Old | IOU | rWtd | 1.14 | 1.31 |  | -0.0108 | 1.1387 | 1.3239 | 1.3103 | -0.010805 | 1.04 |  | 1.17 | -0.0167
| SDGCFLResRecCZ06 | CFL | SDG | Res | Rec | CZ06 | rWtd | 1.03 | 1.13 |  | -0.0159 | 1.0274 | 1.4064 | 1.1338 | -0.015901 | 1.03 |  | 1.15 | -0.0163
| SDGCFLResRecCZ07 | CFL | SDG | Res | Rec | CZ07 | rWtd | 1.09 | 1.32 |  | -0.0145 | 1.0885 | 1.247 | 1.3249 | -0.014466 | 1.03 |  | 1.09 | -0.0117
| SDGCFLResRecCZ08 | CFL | SDG | Res | Rec | CZ08 | rWtd | 1.08 | 1.31 |  | -0.0212 | 1.0848 | 1.3538 | 1.311 | -0.021152 | 1.1 |  | 1.17 | -0.00862
| SDGCFLResRecCZ10 | CFL | SDG | Res | Rec | CZ10 | rWtd | 1.03 | 1.11 |  | -0.0237 | 1.0327 | 1.352 | 1.1121 | -0.023696 | 1.08 |  | 1.24 | -0.0149
| SDGCFLResRecCZ14 | CFL | SDG | Res | Rec | CZ14 | rWtd | 1.1 | 1.25 |  | -0.0105 | 1.0988 | 1.1134 | 1.2506 | -0.010475 | 1.07 |  | 1.23 | -0.0214
| SDGCFLResRecCZ15 | CFL | SDG | Res | Rec | CZ15 | rWtd | 1.04 | 1.2 |  | -0.0188 | 1.0427 | 1.3293 | 1.2036 | -0.018765 | 1.15 |  | 1.34 | -0.0076
| SDGCFLResRecIOU | CFL | SDG | Res | Rec | IOU | rWtd | 1.1 | 1.34 |  | -0.0143 | 1.0973 | 1.4114 | 1.3387 | -0.01428 | 1.05 |  | 1.14 | -0.0129
| SDGCFLSFm1975CZ01 | CFL | SDG | SFm | 1975 | CZ01 | rWtd | 0 | 0 |  | 0 | 0 | 0 | 0 | 0
| SDGCFLSFm1975CZ02 | CFL | SDG | SFm | 1975 | CZ02 | rWtd | 0 | 0 |  | 0 | 0 | 0 | 0 | 0
| SDGCFLSFm1975CZ03 | CFL | SDG | SFm | 1975 | CZ03 | rWtd | 0 | 0 |  | 0 | 0 | 0 | 0 | 0
| SDGCFLSFm1975CZ04 | CFL | SDG | SFm | 1975 | CZ04 | rWtd | 0 | 0 |  | 0 | 0 | 0 | 0 | 0
| SDGCFLSFm1975CZ05 | CFL | SDG | SFm | 1975 | CZ05 | rWtd | 0 | 0 |  | 0 | 0 | 0 | 0 | 0
| SDGCFLSFm1975CZ06 | CFL | SDG | SFm | 1975 | CZ06 | rWtd | 1.02 | 1.25 |  | -0.0193 | 1.019 | 1.4065 | 1.246 | -0.019316
| SDGCFLSFm1975CZ07 | CFL | SDG | SFm | 1975 | CZ07 | rWtd | 1 | 1.15 |  | -0.0197 | 1.0011 | 1.2831 | 1.1479 | -0.019748
| SDGCFLSFm1975CZ08 | CFL | SDG | SFm | 1975 | CZ08 | rWtd | 1.08 | 1.34 |  | -0.0173 | 1.0844 | 1.7914 | 1.3405 | -0.017251
| SDGCFLSFm1975CZ09 | CFL | SDG | SFm | 1975 | CZ09 | rWtd | 0 | 0 |  | 0 | 0 | 0 | 0 | 0
| SDGCFLSFm1975CZ10 | CFL | SDG | SFm | 1975 | CZ10 | rWtd | 1.06 | 1.36 |  | -0.0208 | 1.0639 | 1.6986 | 1.3648 | -0.020808
| SDGCFLSFm1975CZ11 | CFL | SDG | SFm | 1975 | CZ11 | rWtd | 0 | 0 |  | 0 | 0 | 0 | 0 | 0
| SDGCFLSFm1975CZ12 | CFL | SDG | SFm | 1975 | CZ12 | rWtd | 0 | 0 |  | 0 | 0 | 0 | 0 | 0
| SDGCFLSFm1975CZ13 | CFL | SDG | SFm | 1975 | CZ13 | rWtd | 0 | 0 |  | 0 | 0 | 0 | 0 | 0
| SDGCFLSFm1975CZ14 | CFL | SDG | SFm | 1975 | CZ14 | rWtd | 1.09 | 1.35 |  | -0.0223 | 1.0868 | 1.4779 | 1.3461 | -0.022337
| SDGCFLSFm1975CZ15 | CFL | SDG | SFm | 1975 | CZ15 | rWtd | 1.19 | 1.55 |  | -0.0106 | 1.1907 | 1.6311 | 1.5471 | -0.010587
| SDGCFLSFm1975CZ16 | CFL | SDG | SFm | 1975 | CZ16 | rWtd | 0 | 0 |  | 0 | 0 | 0 | 0 | 0
| SDGCFLSFm1985CZ01 | CFL | SDG | SFm | 1985 | CZ01 | rWtd | 0 | 0 |  | 0 | 0 | 0 | 0 | 0
| SDGCFLSFm1985CZ02 | CFL | SDG | SFm | 1985 | CZ02 | rWtd | 0 | 0 |  | 0 | 0 | 0 | 0 | 0
| SDGCFLSFm1985CZ03 | CFL | SDG | SFm | 1985 | CZ03 | rWtd | 0 | 0 |  | 0 | 0 | 0 | 0 | 0
| SDGCFLSFm1985CZ04 | CFL | SDG | SFm | 1985 | CZ04 | rWtd | 0 | 0 |  | 0 | 0 | 0 | 0 | 0
| SDGCFLSFm1985CZ05 | CFL | SDG | SFm | 1985 | CZ05 | rWtd | 0 | 0 |  | 0 | 0 | 0 | 0 | 0
| SDGCFLSFm1985CZ06 | CFL | SDG | SFm | 1985 | CZ06 | rWtd | 1.02 | 1.27 |  | -0.0239 | 1.0168 | 1.4174 | 1.2704 | -0.023874
| SDGCFLSFm1985CZ07 | CFL | SDG | SFm | 1985 | CZ07 | rWtd | 1 | 1.16 |  | -0.0215 | 1.0019 | 1.2986 | 1.1636 | -0.021457
| SDGCFLSFm1985CZ08 | CFL | SDG | SFm | 1985 | CZ08 | rWtd | 1.08 | 1.36 |  | -0.0191 | 1.0819 | 1.6207 | 1.3597 | -0.019138
| SDGCFLSFm1985CZ09 | CFL | SDG | SFm | 1985 | CZ09 | rWtd | 0 | 0 |  | 0 | 0 | 0 | 0 | 0
| SDGCFLSFm1985CZ10 | CFL | SDG | SFm | 1985 | CZ10 | rWtd | 1.07 | 1.4 |  | -0.023 | 1.0659 | 1.7038 | 1.3959 | -0.02295
| SDGCFLSFm1985CZ11 | CFL | SDG | SFm | 1985 | CZ11 | rWtd | 0 | 0 |  | 0 | 0 | 0 | 0 | 0
| SDGCFLSFm1985CZ12 | CFL | SDG | SFm | 1985 | CZ12 | rWtd | 0 | 0 |  | 0 | 0 | 0 | 0 | 0
| SDGCFLSFm1985CZ13 | CFL | SDG | SFm | 1985 | CZ13 | rWtd | 0 | 0 |  | 0 | 0 | 0 | 0 | 0
| SDGCFLSFm1985CZ14 | CFL | SDG | SFm | 1985 | CZ14 | rWtd | 1.08 | 1.34 |  | -0.0264 | 1.0771 | 1.4621 | 1.339 | -0.026401
| SDGCFLSFm1985CZ15 | CFL | SDG | SFm | 1985 | CZ15 | rWtd | 1.2 | 1.53 |  | -0.0112 | 1.2024 | 1.6561 | 1.5344 | -0.011243
| SDGCFLSFm1985CZ16 | CFL | SDG | SFm | 1985 | CZ16 | rWtd | 0 | 0 |  | 0 | 0 | 0 | 0 | 0
| SDGCFLSFm1996CZ01 | CFL | SDG | SFm | 1996 | CZ01 | rWtd | 0 | 0 |  | 0 | 0 | 0 | 0 | 0
| SDGCFLSFm1996CZ02 | CFL | SDG | SFm | 1996 | CZ02 | rWtd | 0 | 0 |  | 0 | 0 | 0 | 0 | 0
| SDGCFLSFm1996CZ03 | CFL | SDG | SFm | 1996 | CZ03 | rWtd | 0 | 0 |  | 0 | 0 | 0 | 0 | 0
| SDGCFLSFm1996CZ04 | CFL | SDG | SFm | 1996 | CZ04 | rWtd | 0 | 0 |  | 0 | 0 | 0 | 0 | 0
| SDGCFLSFm1996CZ05 | CFL | SDG | SFm | 1996 | CZ05 | rWtd | 0 | 0 |  | 0 | 0 | 0 | 0 | 0
| SDGCFLSFm1996CZ06 | CFL | SDG | SFm | 1996 | CZ06 | rWtd | 1.03 | 1.22 |  | -0.0225 | 1.0316 | 1.2935 | 1.2219 | -0.022466
| SDGCFLSFm1996CZ07 | CFL | SDG | SFm | 1996 | CZ07 | rWtd | 1 | 1.13 |  | -0.0182 | 1.0011 | 1.278 | 1.1334 | -0.018201
| SDGCFLSFm1996CZ08 | CFL | SDG | SFm | 1996 | CZ08 | rWtd | 1.1 | 1.33 |  | -0.0166 | 1.1046 | 1.4844 | 1.3347 | -0.016572
| SDGCFLSFm1996CZ09 | CFL | SDG | SFm | 1996 | CZ09 | rWtd | 0 | 0 |  | 0 | 0 | 0 | 0 | 0
| SDGCFLSFm1996CZ10 | CFL | SDG | SFm | 1996 | CZ10 | rWtd | 1.08 | 1.35 |  | -0.0215 | 1.0814 | 1.5152 | 1.3549 | -0.021496
| SDGCFLSFm1996CZ11 | CFL | SDG | SFm | 1996 | CZ11 | rWtd | 0 | 0 |  | 0 | 0 | 0 | 0 | 0
| SDGCFLSFm1996CZ12 | CFL | SDG | SFm | 1996 | CZ12 | rWtd | 0 | 0 |  | 0 | 0 | 0 | 0 | 0
| SDGCFLSFm1996CZ13 | CFL | SDG | SFm | 1996 | CZ13 | rWtd | 0 | 0 |  | 0 | 0 | 0 | 0 | 0
| SDGCFLSFm1996CZ14 | CFL | SDG | SFm | 1996 | CZ14 | rWtd | 1.08 | 1.35 |  | -0.0237 | 1.0771 | 1.5312 | 1.3549 | -0.023744
| SDGCFLSFm1996CZ15 | CFL | SDG | SFm | 1996 | CZ15 | rWtd | 1.2 | 1.49 |  | -0.0112 | 1.1997 | 1.5823 | 1.4859 | -0.01117
| SDGCFLSFm1996CZ16 | CFL | SDG | SFm | 1996 | CZ16 | rWtd | 0 | 0 |  | 0 | 0 | 0 | 0 | 0
| SDGCFLSFm2003CZ01 | CFL | SDG | SFm | 2003 | CZ01 | rWtd | 0 | 0 |  | 0 | 0 | 0 | 0 | 0
| SDGCFLSFm2003CZ02 | CFL | SDG | SFm | 2003 | CZ02 | rWtd | 0 | 0 |  | 0 | 0 | 0 | 0 | 0
| SDGCFLSFm2003CZ03 | CFL | SDG | SFm | 2003 | CZ03 | rWtd | 0 | 0 |  | 0 | 0 | 0 | 0 | 0
| SDGCFLSFm2003CZ04 | CFL | SDG | SFm | 2003 | CZ04 | rWtd | 0 | 0 |  | 0 | 0 | 0 | 0 | 0
| SDGCFLSFm2003CZ05 | CFL | SDG | SFm | 2003 | CZ05 | rWtd | 0 | 0 |  | 0 | 0 | 0 | 0 | 0
| SDGCFLSFm2003CZ06 | CFL | SDG | SFm | 2003 | CZ06 | rWtd | 1.04 | 1.22 |  | -0.0189 | 1.0355 | 1.34 | 1.2155 | -0.018858
| SDGCFLSFm2003CZ07 | CFL | SDG | SFm | 2003 | CZ07 | rWtd | 1.01 | 1.14 |  | -0.0199 | 1.0134 | 1.1858 | 1.1398 | -0.019895
| SDGCFLSFm2003CZ08 | CFL | SDG | SFm | 2003 | CZ08 | rWtd | 1.12 | 1.32 |  | -0.016 | 1.1174 | 1.4462 | 1.3242 | -0.016033
| SDGCFLSFm2003CZ09 | CFL | SDG | SFm | 2003 | CZ09 | rWtd | 0 | 0 |  | 0 | 0 | 0 | 0 | 0
| SDGCFLSFm2003CZ10 | CFL | SDG | SFm | 2003 | CZ10 | rWtd | 1.08 | 1.28 |  | -0.0208 | 1.0756 | 1.3923 | 1.2805 | -0.020793
| SDGCFLSFm2003CZ11 | CFL | SDG | SFm | 2003 | CZ11 | rWtd | 0 | 0 |  | 0 | 0 | 0 | 0 | 0
| SDGCFLSFm2003CZ12 | CFL | SDG | SFm | 2003 | CZ12 | rWtd | 0 | 0 |  | 0 | 0 | 0 | 0 | 0
| SDGCFLSFm2003CZ13 | CFL | SDG | SFm | 2003 | CZ13 | rWtd | 0 | 0 |  | 0 | 0 | 0 | 0 | 0
| SDGCFLSFm2003CZ14 | CFL | SDG | SFm | 2003 | CZ14 | rWtd | 1.08 | 1.29 |  | -0.0234 | 1.0834 | 1.3439 | 1.2908 | -0.023383
| SDGCFLSFm2003CZ15 | CFL | SDG | SFm | 2003 | CZ15 | rWtd | 1.19 | 1.47 |  | -0.0109 | 1.1874 | 1.5931 | 1.4717 | -0.010925
| SDGCFLSFm2003CZ16 | CFL | SDG | SFm | 2003 | CZ16 | rWtd | 0 | 0 |  | 0 | 0 | 0 | 0 | 0
| SDGCFLSFm2007CZ01 | CFL | SDG | SFm | 2007 | CZ01 | rWtd | 0 | 0 |  | 0 | 0 | 0 | 0 | 0
| SDGCFLSFm2007CZ02 | CFL | SDG | SFm | 2007 | CZ02 | rWtd | 0 | 0 |  | 0 | 0 | 0 | 0 | 0
| SDGCFLSFm2007CZ03 | CFL | SDG | SFm | 2007 | CZ03 | rWtd | 0 | 0 |  | 0 | 0 | 0 | 0 | 0
| SDGCFLSFm2007CZ04 | CFL | SDG | SFm | 2007 | CZ04 | rWtd | 0 | 0 |  | 0 | 0 | 0 | 0 | 0
| SDGCFLSFm2007CZ05 | CFL | SDG | SFm | 2007 | CZ05 | rWtd | 0 | 0 |  | 0 | 0 | 0 | 0 | 0
| SDGCFLSFm2007CZ06 | CFL | SDG | SFm | 2007 | CZ06 | rWtd | 1.02 | 1.17 |  | -0.0206 | 1.0248 | 1.2673 | 1.1651 | -0.020624
| SDGCFLSFm2007CZ07 | CFL | SDG | SFm | 2007 | CZ07 | rWtd | 1.03 | 1.13 |  | -0.0175 | 1.0276 | 1.1591 | 1.1342 | -0.017462
| SDGCFLSFm2007CZ08 | CFL | SDG | SFm | 2007 | CZ08 | rWtd | 1.15 | 1.32 |  | -0.016 | 1.1455 | 1.3955 | 1.3156 | -0.016041
| SDGCFLSFm2007CZ09 | CFL | SDG | SFm | 2007 | CZ09 | rWtd | 0 | 0 |  | 0 | 0 | 0 | 0 | 0
| SDGCFLSFm2007CZ10 | CFL | SDG | SFm | 2007 | CZ10 | rWtd | 1.11 | 1.31 |  | -0.0215 | 1.1057 | 1.331 | 1.3076 | -0.021473
| SDGCFLSFm2007CZ11 | CFL | SDG | SFm | 2007 | CZ11 | rWtd | 0 | 0 |  | 0 | 0 | 0 | 0 | 0
| SDGCFLSFm2007CZ12 | CFL | SDG | SFm | 2007 | CZ12 | rWtd | 0 | 0 |  | 0 | 0 | 0 | 0 | 0
| SDGCFLSFm2007CZ13 | CFL | SDG | SFm | 2007 | CZ13 | rWtd | 0 | 0 |  | 0 | 0 | 0 | 0 | 0
| SDGCFLSFm2007CZ14 | CFL | SDG | SFm | 2007 | CZ14 | rWtd | 1.02 | 1.12 |  | -0.0238 | 1.0188 | 1.1379 | 1.1234 | -0.023777
| SDGCFLSFm2007CZ15 | CFL | SDG | SFm | 2007 | CZ15 | rWtd | 1.11 | 1.26 |  | -0.0105 | 1.1075 | 1.2766 | 1.2578 | -0.010477
| SDGCFLSFm2007CZ16 | CFL | SDG | SFm | 2007 | CZ16 | rWtd | 0 | 0 |  | 0 | 0 | 0 | 0 | 0
| SDGCFLSFm2011CZ01 | CFL | SDG | SFm | 2011 | CZ01 | rWtd | 0 | 0 |  | 0 | 0 | 0 | 0 | 0
| SDGCFLSFm2011CZ02 | CFL | SDG | SFm | 2011 | CZ02 | rWtd | 0 | 0 |  | 0 | 0 | 0 | 0 | 0
| SDGCFLSFm2011CZ03 | CFL | SDG | SFm | 2011 | CZ03 | rWtd | 0 | 0 |  | 0 | 0 | 0 | 0 | 0
| SDGCFLSFm2011CZ04 | CFL | SDG | SFm | 2011 | CZ04 | rWtd | 0 | 0 |  | 0 | 0 | 0 | 0 | 0
| SDGCFLSFm2011CZ05 | CFL | SDG | SFm | 2011 | CZ05 | rWtd | 0 | 0 |  | 0 | 0 | 0 | 0 | 0
| SDGCFLSFm2011CZ06 | CFL | SDG | SFm | 2011 | CZ06 | rWtd | 1.02 | 1.2 |  | -0.0217 | 1.0237 | 1.3729 | 1.2028 | -0.02174
| SDGCFLSFm2011CZ07 | CFL | SDG | SFm | 2011 | CZ07 | rWtd | 1.04 | 1.14 |  | -0.0147 | 1.0397 | 1.1864 | 1.1403 | -0.01472
| SDGCFLSFm2011CZ08 | CFL | SDG | SFm | 2011 | CZ08 | rWtd | 1.16 | 1.34 |  | -0.0149 | 1.1555 | 1.4626 | 1.3419 | -0.014923
| SDGCFLSFm2011CZ09 | CFL | SDG | SFm | 2011 | CZ09 | rWtd | 0 | 0 |  | 0 | 0 | 0 | 0 | 0
| SDGCFLSFm2011CZ10 | CFL | SDG | SFm | 2011 | CZ10 | rWtd | 1.11 | 1.32 |  | -0.0214 | 1.1097 | 1.3944 | 1.3218 | -0.021405
| SDGCFLSFm2011CZ11 | CFL | SDG | SFm | 2011 | CZ11 | rWtd | 0 | 0 |  | 0 | 0 | 0 | 0 | 0
| SDGCFLSFm2011CZ12 | CFL | SDG | SFm | 2011 | CZ12 | rWtd | 0 | 0 |  | 0 | 0 | 0 | 0 | 0
| SDGCFLSFm2011CZ13 | CFL | SDG | SFm | 2011 | CZ13 | rWtd | 0 | 0 |  | 0 | 0 | 0 | 0 | 0
| SDGCFLSFm2011CZ14 | CFL | SDG | SFm | 2011 | CZ14 | rWtd | 1.02 | 1.12 |  | -0.023 | 1.0199 | 1.1166 | 1.1239 | -0.022995
| SDGCFLSFm2011CZ15 | CFL | SDG | SFm | 2011 | CZ15 | rWtd | 1.11 | 1.26 |  | -0.0104 | 1.1115 | 1.2774 | 1.2615 | -0.010419
| SDGCFLSFm2011CZ16 | CFL | SDG | SFm | 2011 | CZ16 | rWtd | 0 | 0 |  | 0 | 0 | 0 | 0 | 0
| SDGCFLSFm2015CZ01 | CFL | SDG | SFm | 2015 | CZ01 | rWtd | 0 | 0 |  | 0 | 0 | 0 | 0 | 0
| SDGCFLSFm2015CZ02 | CFL | SDG | SFm | 2015 | CZ02 | rWtd | 0 | 0 |  | 0 | 0 | 0 | 0 | 0
| SDGCFLSFm2015CZ03 | CFL | SDG | SFm | 2015 | CZ03 | rWtd | 0 | 0 |  | 0 | 0 | 0 | 0 | 0
| SDGCFLSFm2015CZ04 | CFL | SDG | SFm | 2015 | CZ04 | rWtd | 0 | 0 |  | 0 | 0 | 0 | 0 | 0
| SDGCFLSFm2015CZ05 | CFL | SDG | SFm | 2015 | CZ05 | rWtd | 0 | 0 |  | 0 | 0 | 0 | 0 | 0
| SDGCFLSFm2015CZ06 | CFL | SDG | SFm | 2015 | CZ06 | rWtd | 1.01 | 1.21 |  | -0.0221 | 1.0137 | 1.4158 | 1.2093 | -0.02215
| SDGCFLSFm2015CZ07 | CFL | SDG | SFm | 2015 | CZ07 | rWtd | 1.03 | 1.13 |  | -0.0154 | 1.0307 | 1.197 | 1.1338 | -0.015435
| SDGCFLSFm2015CZ08 | CFL | SDG | SFm | 2015 | CZ08 | rWtd | 1.1 | 1.32 |  | -0.0153 | 1.103 | 1.4217 | 1.3163 | -0.015338
| SDGCFLSFm2015CZ09 | CFL | SDG | SFm | 2015 | CZ09 | rWtd | 0 | 0 |  | 0 | 0 | 0 | 0 | 0
| SDGCFLSFm2015CZ10 | CFL | SDG | SFm | 2015 | CZ10 | rWtd | 1.09 | 1.31 |  | -0.0215 | 1.0853 | 1.401 | 1.3105 | -0.021542
| SDGCFLSFm2015CZ11 | CFL | SDG | SFm | 2015 | CZ11 | rWtd | 0 | 0 |  | 0 | 0 | 0 | 0 | 0
| SDGCFLSFm2015CZ12 | CFL | SDG | SFm | 2015 | CZ12 | rWtd | 0 | 0 |  | 0 | 0 | 0 | 0 | 0
| SDGCFLSFm2015CZ13 | CFL | SDG | SFm | 2015 | CZ13 | rWtd | 0 | 0 |  | 0 | 0 | 0 | 0 | 0
| SDGCFLSFm2015CZ14 | CFL | SDG | SFm | 2015 | CZ14 | rWtd | 1.03 | 1.11 |  | -0.0236 | 1.0338 | 1.117 | 1.1092 | -0.023559
| SDGCFLSFm2015CZ15 | CFL | SDG | SFm | 2015 | CZ15 | rWtd | 1.1 | 1.25 |  | -0.0105 | 1.1031 | 1.2593 | 1.2462 | -0.010464
| SDGCFLSFm2015CZ16 | CFL | SDG | SFm | 2015 | CZ16 | rWtd | 0 | 0 |  | 0 | 0 | 0 | 0 | 0
| SDGCFLSFm2017CZ01 | CFL | SDG | SFm | 2017 | CZ01 | rWtd | 0 | 0 |  | 0 | 0 | 0 | 0 | 0
| SDGCFLSFm2017CZ02 | CFL | SDG | SFm | 2017 | CZ02 | rWtd | 0 | 0 |  | 0 | 0 | 0 | 0 | 0
| SDGCFLSFm2017CZ03 | CFL | SDG | SFm | 2017 | CZ03 | rWtd | 0 | 0 |  | 0 | 0 | 0 | 0 | 0
| SDGCFLSFm2017CZ04 | CFL | SDG | SFm | 2017 | CZ04 | rWtd | 0 | 0 |  | 0 | 0 | 0 | 0 | 0
| SDGCFLSFm2017CZ05 | CFL | SDG | SFm | 2017 | CZ05 | rWtd | 0 | 0 |  | 0 | 0 | 0 | 0 | 0
| SDGCFLSFm2017CZ06 | CFL | SDG | SFm | 2017 | CZ06 | rWtd | 1.01 | 1.2 |  | -0.022 | 1.0129 | 1.3924 | 1.2011 | -0.02198
| SDGCFLSFm2017CZ07 | CFL | SDG | SFm | 2017 | CZ07 | rWtd | 1.03 | 1.13 |  | -0.0161 | 1.0263 | 1.1879 | 1.1338 | -0.016073
| SDGCFLSFm2017CZ08 | CFL | SDG | SFm | 2017 | CZ08 | rWtd | 1.09 | 1.33 |  | -0.0145 | 1.0896 | 1.4853 | 1.3284 | -0.01451
| SDGCFLSFm2017CZ09 | CFL | SDG | SFm | 2017 | CZ09 | rWtd | 0 | 0 |  | 0 | 0 | 0 | 0 | 0
| SDGCFLSFm2017CZ10 | CFL | SDG | SFm | 2017 | CZ10 | rWtd | 1.09 | 1.31 |  | -0.0212 | 1.0853 | 1.4021 | 1.311 | -0.021164
| SDGCFLSFm2017CZ11 | CFL | SDG | SFm | 2017 | CZ11 | rWtd | 0 | 0 |  | 0 | 0 | 0 | 0 | 0
| SDGCFLSFm2017CZ12 | CFL | SDG | SFm | 2017 | CZ12 | rWtd | 0 | 0 |  | 0 | 0 | 0 | 0 | 0
| SDGCFLSFm2017CZ13 | CFL | SDG | SFm | 2017 | CZ13 | rWtd | 0 | 0 |  | 0 | 0 | 0 | 0 | 0
| SDGCFLSFm2017CZ14 | CFL | SDG | SFm | 2017 | CZ14 | rWtd | 1.03 | 1.11 |  | -0.0237 | 1.0315 | 1.1094 | 1.1144 | -0.023652
| SDGCFLSFm2017CZ15 | CFL | SDG | SFm | 2017 | CZ15 | rWtd | 1.1 | 1.26 |  | -0.0105 | 1.1 | 1.2593 | 1.255 | -0.010461
| SDGCFLSFm2017CZ16 | CFL | SDG | SFm | 2017 | CZ16 | rWtd | 0 | 0 |  | 0 | 0 | 0 | 0 | 0
| SDGCFLSFm2020CZ01 | CFL | SDG | SFm | 2020 | CZ01 | rWtd | 0 | 0 |  | 0 | 0 | 0 | 0 | 0
| SDGCFLSFm2020CZ02 | CFL | SDG | SFm | 2020 | CZ02 | rWtd | 0 | 0 |  | 0 | 0 | 0 | 0 | 0
| SDGCFLSFm2020CZ03 | CFL | SDG | SFm | 2020 | CZ03 | rWtd | 0 | 0 |  | 0 | 0 | 0 | 0 | 0
| SDGCFLSFm2020CZ04 | CFL | SDG | SFm | 2020 | CZ04 | rWtd | 0 | 0 |  | 0 | 0 | 0 | 0 | 0
| SDGCFLSFm2020CZ05 | CFL | SDG | SFm | 2020 | CZ05 | rWtd | 0 | 0 |  | 0 | 0 | 0 | 0 | 0
| SDGCFLSFm2020CZ06 | CFL | SDG | SFm | 2020 | CZ06 | rWtd | 1.01 | 1.2 |  | -0.0219 | 1.0131 | 1.4066 | 1.2019 | -0.021927
| SDGCFLSFm2020CZ07 | CFL | SDG | SFm | 2020 | CZ07 | rWtd | 1.03 | 1.13 |  | -0.0154 | 1.0308 | 1.197 | 1.1338 | -0.015385
| SDGCFLSFm2020CZ08 | CFL | SDG | SFm | 2020 | CZ08 | rWtd | 1.09 | 1.31 |  | -0.0143 | 1.0851 | 1.4614 | 1.3142 | -0.014333
| SDGCFLSFm2020CZ09 | CFL | SDG | SFm | 2020 | CZ09 | rWtd | 0 | 0 |  | 0 | 0 | 0 | 0 | 0
| SDGCFLSFm2020CZ10 | CFL | SDG | SFm | 2020 | CZ10 | rWtd | 1.08 | 1.31 |  | -0.0211 | 1.0834 | 1.4043 | 1.311 | -0.021114
| SDGCFLSFm2020CZ11 | CFL | SDG | SFm | 2020 | CZ11 | rWtd | 0 | 0 |  | 0 | 0 | 0 | 0 | 0
| SDGCFLSFm2020CZ12 | CFL | SDG | SFm | 2020 | CZ12 | rWtd | 0 | 0 |  | 0 | 0 | 0 | 0 | 0
| SDGCFLSFm2020CZ13 | CFL | SDG | SFm | 2020 | CZ13 | rWtd | 0 | 0 |  | 0 | 0 | 0 | 0 | 0
| SDGCFLSFm2020CZ14 | CFL | SDG | SFm | 2020 | CZ14 | rWtd | 1.04 | 1.11 |  | -0.0238 | 1.0362 | 1.103 | 1.1051 | -0.023827
| SDGCFLSFm2020CZ15 | CFL | SDG | SFm | 2020 | CZ15 | rWtd | 1.1 | 1.25 |  | -0.0105 | 1.0976 | 1.2593 | 1.2462 | -0.010489
| SDGCFLSFm2020CZ16 | CFL | SDG | SFm | 2020 | CZ16 | rWtd | 0 | 0 |  | 0 | 0 | 0 | 0 | 0
| SDGCFLSFmExCZ06 | CFL | SDG | SFm | Ex | CZ06 | rWtd | 0.94 | 1.04 |  | -0.0198 | 0.94126 | 1.3367 | 1.0446 | -0.019824 | 1.05 |  | 1.18 | -0.0135
| SDGCFLSFmExCZ07 | CFL | SDG | SFm | Ex | CZ07 | rWtd | 1.03 | 1.27 |  | -0.0138 | 1.0328 | 1.1813 | 1.2684 | -0.013844 | 1.03 |  | 1.11 | -0.0157
| SDGCFLSFmExCZ08 | CFL | SDG | SFm | Ex | CZ08 | rWtd | 0.96 | 1.11 |  | -0.0193 | 0.96271 | 1.4336 | 1.1066 | -0.019313 | 1.16 |  | 1.29 | -0.0123
| SDGCFLSFmExCZ10 | CFL | SDG | SFm | Ex | CZ10 | rWtd | 1.09 | 1.32 |  | -0.0163 | 1.0927 | 1.3799 | 1.3226 | -0.016285 | 1.09 |  | 1.25 | -0.0191
| SDGCFLSFmExCZ14 | CFL | SDG | SFm | Ex | CZ14 | rWtd | 1.08 | 1.35 |  | -0.0149 | 1.0751 | 1.2452 | 1.3498 | -0.01487 | 1.08 |  | 1.26 | -0.0214
| SDGCFLSFmExCZ15 | CFL | SDG | SFm | Ex | CZ15 | rWtd | 1.1 | 1.37 |  | -0.0151 | 1.1015 | 1.3516 | 1.3696 | -0.015056 | 1.19 |  | 1.45 | -0.0097
| SDGCFLSFmExIOU | CFL | SDG | SFm | Ex | IOU | rWtd | 1.1 | 1.32 |  | -0.0238 | 1.1002 | 1.2768 | 1.3202 | -0.023832 | 1.06 |  | 1.17 | -0.0163
| SDGCFLSFmNewCZ06 | CFL | SDG | SFm | New | CZ06 | rWtd | 0.94 | 1.01 |  | -0.0246 | 0.93972 | 1.4066 | 1.0145 | -0.024569 | 1.03 |  | 1.16 | -0.0167
| SDGCFLSFmNewCZ07 | CFL | SDG | SFm | New | CZ07 | rWtd | 1 | 1.28 |  | -0.0199 | 1.0012 | 1.197 | 1.276 | -0.01985 | 1.04 |  | 1.1 | -0.0118
| SDGCFLSFmNewCZ08 | CFL | SDG | SFm | New | CZ08 | rWtd | 0.96 | 1.07 |  | -0.0192 | 0.96055 | 1.4614 | 1.0683 | -0.019233 | 1.11 |  | 1.28 | -0.0107
| SDGCFLSFmNewCZ10 | CFL | SDG | SFm | New | CZ10 | rWtd | 1.05 | 1.32 |  | -0.017 | 1.0487 | 1.4043 | 1.322 | -0.016986 | 1.07 |  | 1.22 | -0.018
| SDGCFLSFmNewCZ14 | CFL | SDG | SFm | New | CZ14 | rWtd | 0.96 | 1.02 |  | -0.0269 | 0.9552 | 1.103 | 1.0214 | -0.026937 | 1.07 |  | 1.23 | -0.0216
| SDGCFLSFmNewCZ15 | CFL | SDG | SFm | New | CZ15 | rWtd | 1.09 | 1.42 |  | -0.0197 | 1.0946 | 1.2593 | 1.4235 | -0.019744 | 1.17 |  | 1.4 | -0.00954
| SDGCFLSFmNewIOU | CFL | SDG | SFm | New | IOU | rWtd | 1.12 | 1.58 |  | -0.0244 | 1.1184 | 1.3053 | 1.5819 | -0.024384 | 1.05 |  | 1.16 | -0.0153
| SDGCFLSFmOldCZ06 | CFL | SDG | SFm | Old | CZ06 | rWtd | 1.01 | 1.21 |  | -0.0181 | 1.0073 | 1.3694 | 1.2059 | -0.018051 | 1.05 |  | 1.21 | -0.0169
| SDGCFLSFmOldCZ07 | CFL | SDG | SFm | Old | CZ07 | rWtd | 1.04 | 1.35 |  | -0.0225 | 1.0449 | 1.2868 | 1.3547 | -0.022495 | 1.02 |  | 1.12 | -0.0186
| SDGCFLSFmOldCZ08 | CFL | SDG | SFm | Old | CZ08 | rWtd | 0.95 | 1 |  | -0.029 | 0.95483 | 1.6099 | 1.0034 | -0.028989 | 1.15 |  | 1.32 | -0.0138
| SDGCFLSFmOldCZ10 | CFL | SDG | SFm | Old | CZ10 | rWtd | 0.98 | 1.23 |  | -0.0292 | 0.97895 | 1.6741 | 1.2336 | -0.029196 | 1.08 |  | 1.33 | -0.0193
| SDGCFLSFmOldCZ14 | CFL | SDG | SFm | Old | CZ14 | rWtd | 0.96 | 1.08 |  | -0.0296 | 0.96259 | 1.4765 | 1.0786 | -0.029551 | 1.09 |  | 1.35 | -0.0222
| SDGCFLSFmOldCZ15 | CFL | SDG | SFm | Old | CZ15 | rWtd | 1.01 | 1.31 |  | -0.0231 | 1.013 | 1.6366 | 1.3125 | -0.023137 | 1.2 |  | 1.57 | -0.00982
| SDGCFLSFmOldIOU | CFL | SDG | SFm | Old | IOU | rWtd | 1.09 | 1.32 |  | -0.0212 | 1.086 | 1.4075 | 1.3155 | -0.021152 | 1.04 |  | 1.18 | -0.0186
| SDGCFLSFmRecCZ06 | CFL | SDG | SFm | Rec | CZ06 | rWtd | 1.13 | 1.46 |  | -0.0168 | 1.1296 | 1.396 | 1.4551 | -0.01677 | 1.03 |  | 1.15 | -0.0169
| SDGCFLSFmRecCZ07 | CFL | SDG | SFm | Rec | CZ07 | rWtd | 1.23 | 1.51 |  | -0.0065 | 1.2287 | 1.1902 | 1.509 | -0.0065003 | 1.03 |  | 1.09 | -0.0126
| SDGCFLSFmRecCZ08 | CFL | SDG | SFm | Rec | CZ08 | rWtd | 1.05 | 1.38 |  | -0.023 | 1.0451 | 1.4793 | 1.3831 | -0.022958 | 1.11 |  | 1.28 | -0.0108
| SDGCFLSFmRecCZ10 | CFL | SDG | SFm | Rec | CZ10 | rWtd | 1.11 | 1.38 |  | -0.0139 | 1.111 | 1.4027 | 1.3817 | -0.013903 | 1.07 |  | 1.22 | -0.018
| SDGCFLSFmRecCZ14 | CFL | SDG | SFm | Rec | CZ14 | rWtd | 0.97 | 1.31 |  | -0.0246 | 0.97244 | 1.1078 | 1.3142 | -0.02463 | 1.07 |  | 1.23 | -0.0216
| SDGCFLSFmRecCZ15 | CFL | SDG | SFm | Rec | CZ15 | rWtd | 0.97 | 1.01 |  | -0.0157 | 0.97056 | 1.2593 | 1.015 | -0.015703 | 1.18 |  | 1.42 | -0.0095
| SDGCFLSFmRecIOU | CFL | SDG | SFm | Rec | IOU | rWtd | 1.14 | 1.46 |  | -0.0152 | 1.1408 | 1.2997 | 1.4586 | -0.015205 | 1.05 |  | 1.14 | -0.0152

## Compare To Previous
| 4 | 1 |  |  | IE-therm | 4
| Any | SFm | Ex
| PA | bldgtype | bldgvint | bldgloc | 2017 | 2020 | 2023 |  | SFm | 1975 | rDXGF | IE-kWh | PGE | PGE | SCE | SDG | #REF! | Any
| Any | SFm | Ex | CZ01 | -0.0197 | -0.019695 | -0.0302 |  | MFm | 1985 | rDXHP | IE-kW25 | SCE | CZ01 | CZ05 | CZ06 | #REF! | CZ01
| Any | SFm | Ex | CZ02 | -0.0246 | -0.024582 | -0.0272 |  | DMo | 1996 | rNCEH | IE-kW49 | SDG | CZ02 | CZ06 | CZ07 | #REF! | CZ02
| Any | SFm | Ex | CZ03 | -0.0219 | -0.021863 | -0.0244 |  |  | 2003 | rNCGF | IE-therm | Any | CZ03 | CZ08 | CZ08 | #REF! | CZ03
| Any | SFm | Ex | CZ04 | -0.0214 | -0.021449 | -0.0218 |  |  | 2007 | rWtd |  |  | CZ04 | CZ09 | CZ10 | #REF! | CZ04
| Any | SFm | Ex | CZ05 | -0.019 | -0.018971 | -0.0286 |  |  | 2011 |  |  |  | CZ05 | CZ10 | CZ14 | #REF! | CZ05
| Any | SFm | Ex | CZ06 | -0.0231 | -0.023051 | -0.0135 |  |  | 2014 |  |  |  | CZ11 | CZ13 | CZ15 | #REF! | CZ06
| Any | SFm | Ex | CZ07 | -0.0138 | -0.013844 | -0.0157 |  |  | 2015 |  |  |  | CZ12 | CZ14 |  | #REF! | CZ07
| Any | SFm | Ex | CZ08 | -0.0186 | -0.018598 | -0.0124 |  |  | 2017 |  |  |  | CZ13 | CZ15 |  | #REF! | CZ08
| Any | SFm | Ex | CZ09 | -0.0246 | -0.024582 | -0.015 |  |  | Ex |  |  |  | CZ16 | CZ16 |  | #REF! | CZ09
| Any | SFm | Ex | CZ10 | -0.0219 | -0.021863 | -0.019 |  |  | New | [7 empty] | CZ10
| Any | SFm | Ex | CZ11 | -0.0246 | -0.02463 | -0.0208 |  |  | Old | [7 empty] | CZ11 | 1975
| Any | SFm | Ex | CZ12 | -0.0163 | -0.016335 | -0.021 |  |  | Rec | [7 empty] | CZ12 | 1985
| Any | SFm | Ex | CZ13 | -0.019 | -0.019003 | -0.018 | [10 empty] | CZ13 | 1996
| Any | SFm | Ex | CZ14 | -0.019 | -0.018971 | -0.0214 | [10 empty] | CZ14 | 2003
| Any | SFm | Ex | CZ15 | -0.0246 | -0.02463 | -0.00984 | [10 empty] | CZ15 | 2007
| Any | SFm | Ex | CZ16 | -0.0163 | -0.016335 | -0.0204 | [10 empty] | CZ16 | 2011
2014
|  |  | CZ01 | [15 empty] | MH72
| PA | bldgtype | bldgloc | bldgvint | 2017 | 2020 | 2023 | [11 empty] | MH85
| Any | SFm | CZ01 | 1975 | [14 empty] | MH00
| Any | SFm | CZ01 | 1985 | [14 empty] | MH06
| Any | SFm | CZ01 | 1996 | [14 empty] | Ex
| Any | SFm | CZ01 | 2003 | [14 empty] | New
| Any | SFm | CZ01 | 2007
| Any | SFm | CZ01 | 2011
| Any | SFm | CZ01 | 2015
| Any | SFm | CZ01 | 2017
| Any | SFm | CZ01 | 2020
| Any | SFm | CZ01 | MH72
| Any | SFm | CZ01 | MH85
| Any | SFm | CZ01 | MH00
| Any | SFm | CZ01 | MH06
| Any | SFm | CZ01 | MH15
| Any | SFm | CZ01 | Old | -0.0218 | -0.021812 | -0.0354
| Any | SFm | CZ01 | Ex | -0.0197 | -0.019695 | -0.0302
| Any | SFm | CZ01 | Rec | -0.0244 | -0.0244 | -0.0272
| Any | SFm | CZ01 | New | -0.0138 | -0.013825 | -0.0268
Summary Graphs by IOU
Bldg
SFm
MFm
DMo
|  | bldgtype |  | 0 | 2014 | 2017
| IE-kWh | SFm | Ex | 0 | #N/A | #N/A
| IE-kWh | SFm | Ex | 0 | #N/A | #N/A
| IE-kWh | SFm | Ex | 0 | #N/A | #N/A
| IE-kWh | SFm | New | 0 | #N/A | #N/A
| IE-kWh | SFm | New | 0 | #N/A | #N/A
| IE-kWh | SFm | New | 0 | #N/A | #N/A
| HVAC IE Factors - kWh/kWh Single-family - IOU territory - Existing Vintage |  |  | 0
| HVAC IE Factors - kWh/kWh Single-family - IOU territory - New Vintage |  |  | 0
0
|  | bldgtype |  | 0 | 2014 | 2017
| IE-kW | SFm | Ex | 0 | #N/A | #N/A
| IE-kW | SFm | Ex | 0 | #N/A | #N/A
| IE-kW | SFm | Ex | 0 | #N/A | #N/A
| IE-kW | SFm | New | 0 | #N/A | #N/A
| IE-kW | SFm | New | 0 | #N/A | #N/A
| IE-kW | SFm | New | 0 | #N/A | #N/A
| HVAC IE Factors - kW/kW Single-family - IOU territory - Existing Vintage |  |  | 0
| HVAC IE Factors - kW/kW Single-family - IOU territory - New Vintage |  |  | 0
0
|  | bldgtype |  | 0 | 2014 | 2017
| IE-therm | SFm | Ex | 0 | #N/A | #N/A
| IE-therm | SFm | Ex | 0 | #N/A | #N/A
| IE-therm | SFm | Ex | 0 | #N/A | #N/A
| IE-therm | SFm | New | 0 | #N/A | #N/A
| IE-therm | SFm | New | 0 | #N/A | #N/A
| IE-therm | SFm | New | 0 | #N/A | #N/A
| HVAC IE Factors - therm/kWh Single-family - IOU territory - Existing Vintage |  |  | 0
| HVAC IE Factors - therm/kWh Single-family - IOU territory - New Vintage |  |  | 0
0
0
|  |  | PA | bldgtype | 2017 | 2020 | 2023 | 2017-2020 change | 2020-2023 change
Old | IE-kWh | Ex | PGE | SFm | 1.03 | 1.03 |  | 0%
Old | IE-kWh | Ex | PGE | MFm | 0.99 | 1.2 |  | 21.21%
Old | IE-kWh | Ex | PGE | Dmo | 1.12 | 1.12 |  | 0%
Old | IE-kWh | Ex | SCE | SFm | 1.07 | 1.03 |  | -3.738%
Old | IE-kWh | Ex | SCE | MFm | 1.06 | 0.99 |  | -6.604%
Old | IE-kWh | Ex | SCE | Dmo | 1.16 | 1.07 |  | -7.759%
Old | IE-kWh | Ex | SDG | SFm | 1.03 | #N/A |  | #N/A
Old | IE-kWh | Ex | SDG | MFm | 1.03 | 1.07 |  | 3.883%
Old | IE-kWh | Ex | SDG | Dmo | 1.09 | 1.07 |  | -1.835%
New | IE-kWh | New | PGE | SFm | 1.06 | 1.07 |  | 0.9434%
New | IE-kWh | New | PGE | MFm | 1.03 | 0.99 |  | -3.883%
New | IE-kWh | New | PGE | Dmo | 1.07 | 1.16 |  | 8.411%
New | IE-kWh | New | SCE | SFm | 1.09 | 1.04 |  | -4.587%
New | IE-kWh | New | SCE | MFm | 1.11 | 1.01 |  | -9.009%
New | IE-kWh | New | SCE | Dmo | 1.09 | 0.96 |  | -11.93%
New | IE-kWh | New | SDG | SFm | 1.05 | #N/A |  | #N/A
New | IE-kWh | New | SDG | MFm | 1.1 | 1.1 |  | 0%
New | IE-kWh | New | SDG | Dmo | 1.14 | 1.09 |  | -4.386%
| HVAC IE Factors - kWh/kWh IOU territory - Existing Vintage | [6 empty] | #N/A
HVAC IE Factors - kWh/kWh IOU territory - New Vintage
|  |  | PA | bldgtype | 2017 | 2020 (2-5) | change | 2020 (4-9) | 2023 (4-9)
IE-kW25 | IE-kW49 | Ex | PGE | SFm | 1.38 | 1.5495 | 12.28% | 1.2687
IE-kW25 | IE-kW49 | Ex | PGE | MFm | 1.18 | 1.2833 | 8.758% | 1.3009
IE-kW25 | IE-kW49 | Ex | PGE | Dmo | 1.55 | 1.703 | 9.868% | 1.2245
IE-kW25 | IE-kW49 | Ex | SCE | SFm | 1.46 | 1.4123 | -3.264% | 1.2714
IE-kW25 | IE-kW49 | Ex | SCE | MFm | 1.29 | 1.4086 | 9.194% | 1.2397
IE-kW25 | IE-kW49 | Ex | SCE | Dmo | 1.6 | 1.4126 | -11.71% | 1.2627
IE-kW25 | IE-kW49 | Ex | SDG | SFm | 1.29 | #N/A | #N/A | #N/A
IE-kW25 | IE-kW49 | Ex | SDG | MFm | 1.19 | 1.3123 | 10.27% | 1.4008
IE-kW25 | IE-kW49 | Ex | SDG | Dmo | 1.38 | 1.4951 | 8.337% | 1.3155
IE-kW25 | IE-kW49 | New | PGE | SFm | 1.42 | 1.5144 | 6.647% | 1.2921
IE-kW25 | IE-kW49 | New | PGE | MFm | 1.18 | 1.2704 | 7.659% | 1.0595
IE-kW25 | IE-kW49 | New | PGE | Dmo | 1.38 | 1.5277 | 10.71% | 1.3888
IE-kW25 | IE-kW49 | New | SCE | SFm | 1.41 | 1.4207 | 0.7576% | 1.21
IE-kW25 | IE-kW49 | New | SCE | MFm | 1.31 | 1.3825 | 5.532% | 1.1824
IE-kW25 | IE-kW49 | New | SCE | Dmo | 1.27 | 1.3116 | 3.277% | 1.1491
IE-kW25 | IE-kW49 | New | SDG | SFm | 1.27 | #N/A | #N/A | #N/A
IE-kW25 | IE-kW49 | New | SDG | MFm | 1.25 | 1.2981 | 3.848% | 1.4842
IE-kW25 | IE-kW49 | New | SDG | Dmo | 1.42 | 1.4542 | 2.406% | 1.3425
| HVAC IE Factors - kW/kW IOU territory - Existing Vintage | [5 empty] | #N/A
HVAC IE Factors - kW/kW IOU territory - New Vintage
|  |  | PA | bldgtype | 2017 | 2020 |  | 2017-2020 change | 2020-2023 change
| IE-therm | Ex | PGE | SFm | -0.0255 | -0.028958 |  | 13.56%
| IE-therm | Ex | PGE | MFm | -0.0212 | -0.019938 |  | -5.954%
| IE-therm | Ex | PGE | Dmo | -0.0206 | -0.02144 |  | 4.078%
| IE-therm | Ex | SCE | SFm | -0.021 | -0.016976 |  | -19.16%
| IE-therm | Ex | SCE | MFm | -0.0148 | -0.014329 |  | -3.181%
| IE-therm | Ex | SCE | Dmo | -0.0175 | -0.021933 |  | 25.33%
| IE-therm | Ex | SDG | SFm | -0.0204 | #N/A |  | #N/A
| IE-therm | Ex | SDG | MFm | -0.0122 | -0.020391 |  | 67.14%
| IE-therm | Ex | SDG | Dmo | -0.016 | -0.021114 |  | 31.96%
| IE-therm | New | PGE | SFm | -0.0225 | -0.019868 |  | -11.7%
| IE-therm | New | PGE | MFm | -0.0158 | -0.018048 |  | 14.23%
| IE-therm | New | PGE | Dmo | -0.0199 | -0.010419 |  | -47.65%
| IE-therm | New | SCE | SFm | -0.0195 | -0.017453 |  | -10.5%
| IE-therm | New | SCE | MFm | -0.0101 | -0.0201 |  | 99.01%
| IE-therm | New | SCE | Dmo | -0.0152 | -0.029993 |  | 97.32%
| IE-therm | New | SDG | SFm | -0.0184 | #N/A |  | #N/A
| IE-therm | New | SDG | MFm | -0.00612 | -0.021783 |  | 255.9%
| IE-therm | New | SDG | Dmo | -0.0162 | -0.019194 |  | 18.48%
| HVAC IE Factors - therm/kWh IOU territory - Existing Vintage | [6 empty] | #N/A
HVAC IE Factors - therm/kWh IOU territory - New Vintage

## 2023-Res-ILtg-IE
DEER2023 Residential Lighting HVAC IE table
Version | VersionSource | LastMod | PA | BldgType | BldgVint | BldgLoc | BldgHVAC | IE_kWh | IE_kW | IE_therm | EFLH | CDF | LightingType | LastModComment | LastModBy | Created | CreatedComment | CreatedBy
DEER2023 | D23v0 | 2022-01-13 23:02 | PGE | DMo | Ex | CZ01 | rWtd | 0.94 | 1.01 | -0.031 | 541 | 0.0731 | Res-Iltg-dWatt-CFL-basis |  |  |  | Updated using CZ2022 weather | Deemed Ex Ante Team
DEER2023 | D23v0 | 2022-01-13 23:02 | PGE | DMo | Ex | CZ02 | rWtd | 1.05 | 1.52 | -0.0224 | 541 | 0.0731 | Res-Iltg-dWatt-CFL-basis |  |  |  | Updated using CZ2022 weather | Deemed Ex Ante Team
DEER2023 | D23v0 | 2022-01-13 23:02 | PGE | DMo | Ex | CZ03 | rWtd | 0.98 | 1.24 | -0.0226 | 541 | 0.0731 | Res-Iltg-dWatt-CFL-basis |  |  |  | Updated using CZ2022 weather | Deemed Ex Ante Team
DEER2023 | D23v0 | 2022-01-13 23:02 | PGE | DMo | Ex | CZ04 | rWtd | 1.06 | 1.36 | -0.02 | 541 | 0.0731 | Res-Iltg-dWatt-CFL-basis |  |  |  | Updated using CZ2022 weather | Deemed Ex Ante Team
DEER2023 | D23v0 | 2022-01-13 23:02 | PGE | DMo | Ex | CZ05 | rWtd | 0.94 | 1.05 | -0.0274 | 541 | 0.0805 | Res-Iltg-dWatt-CFL-basis |  |  |  | Updated using CZ2022 weather | Deemed Ex Ante Team
DEER2023 | D23v0 | 2022-01-13 23:02 | PGE | DMo | Ex | CZ11 | rWtd | 1.13 | 1.5 | -0.0206 | 541 | 0.0674 | Res-Iltg-dWatt-CFL-basis |  |  |  | Updated using CZ2022 weather | Deemed Ex Ante Team
DEER2023 | D23v0 | 2022-01-13 23:02 | PGE | DMo | Ex | CZ12 | rWtd | 1.11 | 1.49 | -0.0185 | 541 | 0.0674 | Res-Iltg-dWatt-CFL-basis |  |  |  | Updated using CZ2022 weather | Deemed Ex Ante Team
DEER2023 | D23v0 | 2022-01-13 23:02 | PGE | DMo | Ex | CZ13 | rWtd | 1.16 | 1.48 | -0.0162 | 541 | 0.0674 | Res-Iltg-dWatt-CFL-basis |  |  |  | Updated using CZ2022 weather | Deemed Ex Ante Team
DEER2023 | D23v0 | 2022-01-13 23:02 | PGE | DMo | Ex | CZ16 | rWtd | 1.01 | 1.22 | -0.0208 | 541 | 0.0731 | Res-Iltg-dWatt-CFL-basis |  |  |  | Updated using CZ2022 weather | Deemed Ex Ante Team
DEER2023 | D23v0 | 2022-01-13 23:03 | PGE | DMo | Ex | IOU | rWtd | 1.08 | 1.41 | -0.0204 | 541 | 0.0706 | Res-Iltg-dWatt-CFL-basis |  |  |  | Updated using CZ2022 weather | Deemed Ex Ante Team
DEER2023 | D23v0 | 2022-01-13 23:03 | PGE | DMo | New | IOU | rWtd | 1.07 | 1.34 | -0.0193 | 541 | 0.0706 | Res-Iltg-dWatt-CFL-basis |  |  |  | Updated using CZ2022 weather | Deemed Ex Ante Team
DEER2023 | D23v0 | 2022-01-13 23:02 | PGE | DMo | Old | CZ01 | rWtd | 0.93 | 1.02 | -0.031 | 541 | 0.0731 | Res-Iltg-dWatt-CFL-basis |  |  |  | Updated using CZ2022 weather | Deemed Ex Ante Team
DEER2023 | D23v0 | 2022-01-13 23:02 | PGE | DMo | Old | CZ02 | rWtd | 1.02 | 1.57 | -0.0234 | 541 | 0.0731 | Res-Iltg-dWatt-CFL-basis |  |  |  | Updated using CZ2022 weather | Deemed Ex Ante Team
DEER2023 | D23v0 | 2022-01-13 23:02 | PGE | DMo | Old | CZ03 | rWtd | 0.99 | 1.24 | -0.0212 | 541 | 0.0731 | Res-Iltg-dWatt-CFL-basis |  |  |  | Updated using CZ2022 weather | Deemed Ex Ante Team
DEER2023 | D23v0 | 2022-01-13 23:02 | PGE | DMo | Old | CZ04 | rWtd | 1.08 | 1.36 | -0.0159 | 541 | 0.0731 | Res-Iltg-dWatt-CFL-basis |  |  |  | Updated using CZ2022 weather | Deemed Ex Ante Team
DEER2023 | D23v0 | 2022-01-13 23:02 | PGE | DMo | Old | CZ05 | rWtd | 0.96 | 1.04 | -0.0226 | 541 | 0.0803 | Res-Iltg-dWatt-CFL-basis |  |  |  | Updated using CZ2022 weather | Deemed Ex Ante Team
DEER2023 | D23v0 | 2022-01-13 23:02 | PGE | DMo | Old | CZ11 | rWtd | 1.12 | 1.46 | -0.0189 | 541 | 0.0672 | Res-Iltg-dWatt-CFL-basis |  |  |  | Updated using CZ2022 weather | Deemed Ex Ante Team
DEER2023 | D23v0 | 2022-01-13 23:02 | PGE | DMo | Old | CZ12 | rWtd | 1.1 | 1.47 | -0.0183 | 541 | 0.0672 | Res-Iltg-dWatt-CFL-basis |  |  |  | Updated using CZ2022 weather | Deemed Ex Ante Team
DEER2023 | D23v0 | 2022-01-13 23:02 | PGE | DMo | Old | CZ13 | rWtd | 1.15 | 1.45 | -0.0149 | 541 | 0.0672 | Res-Iltg-dWatt-CFL-basis |  |  |  | Updated using CZ2022 weather | Deemed Ex Ante Team
DEER2023 | D23v0 | 2022-01-13 23:02 | PGE | DMo | Old | CZ16 | rWtd | 1 | 1.22 | -0.0256 | 541 | 0.0731 | Res-Iltg-dWatt-CFL-basis |  |  |  | Updated using CZ2022 weather | Deemed Ex Ante Team
DEER2023 | D23v0 | 2022-01-13 23:03 | PGE | DMo | Old | IOU | rWtd | 1.08 | 1.39 | -0.0194 | 541 | 0.0698 | Res-Iltg-dWatt-CFL-basis |  |  |  | Updated using CZ2022 weather | Deemed Ex Ante Team
DEER2023 | D23v0 | 2022-01-13 23:02 | PGE | DMo | Rec | CZ01 | rWtd | 0.93 | 1.01 | -0.032 | 541 | 0.0731 | Res-Iltg-dWatt-CFL-basis |  |  |  | Updated using CZ2022 weather | Deemed Ex Ante Team
DEER2023 | D23v0 | 2022-01-13 23:02 | PGE | DMo | Rec | CZ02 | rWtd | 1.05 | 1.36 | -0.0248 | 541 | 0.0731 | Res-Iltg-dWatt-CFL-basis |  |  |  | Updated using CZ2022 weather | Deemed Ex Ante Team
DEER2023 | D23v0 | 2022-01-13 23:02 | PGE | DMo | Rec | CZ03 | rWtd | 0.99 | 1.17 | -0.0214 | 541 | 0.0731 | Res-Iltg-dWatt-CFL-basis |  |  |  | Updated using CZ2022 weather | Deemed Ex Ante Team
DEER2023 | D23v0 | 2022-01-13 23:02 | PGE | DMo | Rec | CZ04 | rWtd | 1.06 | 1.3 | -0.018 | 541 | 0.0731 | Res-Iltg-dWatt-CFL-basis |  |  |  | Updated using CZ2022 weather | Deemed Ex Ante Team
DEER2023 | D23v0 | 2022-01-13 23:02 | PGE | DMo | Rec | CZ05 | rWtd | 0.96 | 1.04 | -0.0236 | 541 | 0.0805 | Res-Iltg-dWatt-CFL-basis |  |  |  | Updated using CZ2022 weather | Deemed Ex Ante Team
DEER2023 | D23v0 | 2022-01-13 23:02 | PGE | DMo | Rec | CZ11 | rWtd | 1.12 | 1.4 | -0.0173 | 541 | 0.0674 | Res-Iltg-dWatt-CFL-basis |  |  |  | Updated using CZ2022 weather | Deemed Ex Ante Team
DEER2023 | D23v0 | 2022-01-13 23:02 | PGE | DMo | Rec | CZ12 | rWtd | 1.09 | 1.42 | -0.0195 | 541 | 0.0674 | Res-Iltg-dWatt-CFL-basis |  |  |  | Updated using CZ2022 weather | Deemed Ex Ante Team
DEER2023 | D23v0 | 2022-01-13 23:02 | PGE | DMo | Rec | CZ13 | rWtd | 1.13 | 1.39 | -0.0161 | 541 | 0.0674 | Res-Iltg-dWatt-CFL-basis |  |  |  | Updated using CZ2022 weather | Deemed Ex Ante Team
DEER2023 | D23v0 | 2022-01-13 23:02 | PGE | DMo | Rec | CZ16 | rWtd | 1 | 1.19 | -0.0202 | 541 | 0.0731 | Res-Iltg-dWatt-CFL-basis |  |  |  | Updated using CZ2022 weather | Deemed Ex Ante Team
DEER2023 | D23v0 | 2022-01-13 23:03 | PGE | DMo | Rec | IOU | rWtd | 1.07 | 1.33 | -0.0193 | 541 | 0.0706 | Res-Iltg-dWatt-CFL-basis |  |  |  | Updated using CZ2022 weather | Deemed Ex Ante Team
DEER2023 | D23v0 | 2022-01-13 23:02 | PGE | MFm | Ex | CZ01 | rWtd | 0.9 | 1.03 | -0.03 | 541 | 0.0673 | Res-Iltg-dWatt-CFL-basis |  |  |  | Updated using CZ2022 weather | Deemed Ex Ante Team
DEER2023 | D23v0 | 2022-01-13 23:02 | PGE | MFm | Ex | CZ02 | rWtd | 0.98 | 1.17 | -0.0164 | 541 | 0.0671 | Res-Iltg-dWatt-CFL-basis |  |  |  | Updated using CZ2022 weather | Deemed Ex Ante Team
DEER2023 | D23v0 | 2022-01-13 23:02 | PGE | MFm | Ex | CZ03 | rWtd | 0.95 | 1.04 | -0.0184 | 541 | 0.0673 | Res-Iltg-dWatt-CFL-basis |  |  |  | Updated using CZ2022 weather | Deemed Ex Ante Team
DEER2023 | D23v0 | 2022-01-13 23:02 | PGE | MFm | Ex | CZ04 | rWtd | 1.02 | 1.14 | -0.0116 | 541 | 0.0673 | Res-Iltg-dWatt-CFL-basis |  |  |  | Updated using CZ2022 weather | Deemed Ex Ante Team
DEER2023 | D23v0 | 2022-01-13 23:02 | PGE | MFm | Ex | CZ05 | rWtd | 0.98 | 1.07 | -0.016 | 541 | 0.0708 | Res-Iltg-dWatt-CFL-basis |  |  |  | Updated using CZ2022 weather | Deemed Ex Ante Team
DEER2023 | D23v0 | 2022-01-13 23:02 | PGE | MFm | Ex | CZ11 | rWtd | 1.1 | 1.29 | -0.0159 | 541 | 0.0642 | Res-Iltg-dWatt-CFL-basis |  |  |  | Updated using CZ2022 weather | Deemed Ex Ante Team
DEER2023 | D23v0 | 2022-01-13 23:02 | PGE | MFm | Ex | CZ12 | rWtd | 1.08 | 1.26 | -0.0131 | 541 | 0.0642 | Res-Iltg-dWatt-CFL-basis |  |  |  | Updated using CZ2022 weather | Deemed Ex Ante Team
DEER2023 | D23v0 | 2022-01-13 23:02 | PGE | MFm | Ex | CZ13 | rWtd | 1.12 | 1.31 | -0.0128 | 541 | 0.0642 | Res-Iltg-dWatt-CFL-basis |  |  |  | Updated using CZ2022 weather | Deemed Ex Ante Team
DEER2023 | D23v0 | 2022-01-13 23:02 | PGE | MFm | Ex | CZ16 | rWtd | 1.01 | 1.18 | -0.0214 | 541 | 0.0673 | Res-Iltg-dWatt-CFL-basis |  |  |  | Updated using CZ2022 weather | Deemed Ex Ante Team
DEER2023 | D23v0 | 2022-01-13 23:03 | PGE | MFm | Ex | IOU | rWtd | 1 | 1.13 | -0.0161 | 541 | 0.0664 | Res-Iltg-dWatt-CFL-basis |  |  |  | Updated using CZ2022 weather | Deemed Ex Ante Team
DEER2023 | D23v0 | 2022-01-13 23:02 | PGE | MFm | New | CZ01 | rWtd | 0.91 | 1.03 | -0.027 | 541 | 0.0673 | Res-Iltg-dWatt-CFL-basis |  |  |  | Updated using CZ2022 weather | Deemed Ex Ante Team
DEER2023 | D23v0 | 2022-01-13 23:02 | PGE | MFm | New | CZ02 | rWtd | 0.99 | 1.15 | -0.0156 | 541 | 0.0671 | Res-Iltg-dWatt-CFL-basis |  |  |  | Updated using CZ2022 weather | Deemed Ex Ante Team
DEER2023 | D23v0 | 2022-01-13 23:02 | PGE | MFm | New | CZ03 | rWtd | 0.96 | 1.04 | -0.0153 | 541 | 0.0673 | Res-Iltg-dWatt-CFL-basis |  |  |  | Updated using CZ2022 weather | Deemed Ex Ante Team
DEER2023 | D23v0 | 2022-01-13 23:02 | PGE | MFm | New | CZ04 | rWtd | 1.03 | 1.11 | -0.00956 | 541 | 0.0673 | Res-Iltg-dWatt-CFL-basis |  |  |  | Updated using CZ2022 weather | Deemed Ex Ante Team
DEER2023 | D23v0 | 2022-01-13 23:02 | PGE | MFm | New | CZ05 | rWtd | 1 | 1.08 | -0.0114 | 541 | 0.0708 | Res-Iltg-dWatt-CFL-basis |  |  |  | Updated using CZ2022 weather | Deemed Ex Ante Team
DEER2023 | D23v0 | 2022-01-13 23:02 | PGE | MFm | New | CZ11 | rWtd | 1.1 | 1.28 | -0.0147 | 541 | 0.0642 | Res-Iltg-dWatt-CFL-basis |  |  |  | Updated using CZ2022 weather | Deemed Ex Ante Team
DEER2023 | D23v0 | 2022-01-13 23:02 | PGE | MFm | New | CZ12 | rWtd | 1.08 | 1.25 | -0.012 | 541 | 0.0642 | Res-Iltg-dWatt-CFL-basis |  |  |  | Updated using CZ2022 weather | Deemed Ex Ante Team
DEER2023 | D23v0 | 2022-01-13 23:02 | PGE | MFm | New | CZ13 | rWtd | 1.11 | 1.3 | -0.0114 | 541 | 0.0642 | Res-Iltg-dWatt-CFL-basis |  |  |  | Updated using CZ2022 weather | Deemed Ex Ante Team
DEER2023 | D23v0 | 2022-01-13 23:02 | PGE | MFm | New | CZ16 | rWtd | 1.01 | 1.16 | -0.0192 | 541 | 0.0673 | Res-Iltg-dWatt-CFL-basis |  |  |  | Updated using CZ2022 weather | Deemed Ex Ante Team
DEER2023 | D23v0 | 2022-01-13 23:03 | PGE | MFm | New | IOU | rWtd | 1.01 | 1.12 | -0.0132 | 541 | 0.0664 | Res-Iltg-dWatt-CFL-basis |  |  |  | Updated using CZ2022 weather | Deemed Ex Ante Team
DEER2023 | D23v0 | 2022-01-13 23:02 | PGE | MFm | Old | CZ01 | rWtd | 0.88 | 1.01 | -0.0344 | 541 | 0.0672 | Res-Iltg-dWatt-CFL-basis |  |  |  | Updated using CZ2022 weather | Deemed Ex Ante Team
DEER2023 | D23v0 | 2022-01-13 23:02 | PGE | MFm | Old | CZ02 | rWtd | 0.97 | 1.2 | -0.0198 | 541 | 0.0673 | Res-Iltg-dWatt-CFL-basis |  |  |  | Updated using CZ2022 weather | Deemed Ex Ante Team
DEER2023 | D23v0 | 2022-01-13 23:02 | PGE | MFm | Old | CZ03 | rWtd | 0.94 | 1.04 | -0.0208 | 541 | 0.0673 | Res-Iltg-dWatt-CFL-basis |  |  |  | Updated using CZ2022 weather | Deemed Ex Ante Team
DEER2023 | D23v0 | 2022-01-13 23:02 | PGE | MFm | Old | CZ04 | rWtd | 1 | 1.2 | -0.0158 | 541 | 0.0673 | Res-Iltg-dWatt-CFL-basis |  |  |  | Updated using CZ2022 weather | Deemed Ex Ante Team
DEER2023 | D23v0 | 2022-01-13 23:02 | PGE | MFm | Old | CZ05 | rWtd | 0.95 | 1.06 | -0.0222 | 541 | 0.0708 | Res-Iltg-dWatt-CFL-basis |  |  |  | Updated using CZ2022 weather | Deemed Ex Ante Team
DEER2023 | D23v0 | 2022-01-13 23:02 | PGE | MFm | Old | CZ11 | rWtd | 1.08 | 1.43 | -0.018 | 541 | 0.0644 | Res-Iltg-dWatt-CFL-basis |  |  |  | Updated using CZ2022 weather | Deemed Ex Ante Team
DEER2023 | D23v0 | 2022-01-13 23:02 | PGE | MFm | Old | CZ12 | rWtd | 1.05 | 1.38 | -0.0174 | 541 | 0.0644 | Res-Iltg-dWatt-CFL-basis |  |  |  | Updated using CZ2022 weather | Deemed Ex Ante Team
DEER2023 | D23v0 | 2022-01-13 23:02 | PGE | MFm | Old | CZ13 | rWtd | 1.11 | 1.38 | -0.0162 | 541 | 0.0644 | Res-Iltg-dWatt-CFL-basis |  |  |  | Updated using CZ2022 weather | Deemed Ex Ante Team
DEER2023 | D23v0 | 2022-01-13 23:02 | PGE | MFm | Old | CZ16 | rWtd | 1.01 | 1.21 | -0.0206 | 541 | 0.0674 | Res-Iltg-dWatt-CFL-basis |  |  |  | Updated using CZ2022 weather | Deemed Ex Ante Team
DEER2023 | D23v0 | 2022-01-13 23:03 | PGE | MFm | Old | IOU | rWtd | 0.99 | 1.18 | -0.0189 | 541 | 0.0665 | Res-Iltg-dWatt-CFL-basis |  |  |  | Updated using CZ2022 weather | Deemed Ex Ante Team
DEER2023 | D23v0 | 2022-01-13 23:02 | PGE | MFm | Rec | CZ01 | rWtd | 0.91 | 1.03 | -0.027 | 541 | 0.0673 | Res-Iltg-dWatt-CFL-basis |  |  |  | Updated using CZ2022 weather | Deemed Ex Ante Team
DEER2023 | D23v0 | 2022-01-13 23:02 | PGE | MFm | Rec | CZ02 | rWtd | 0.99 | 1.15 | -0.0156 | 541 | 0.0671 | Res-Iltg-dWatt-CFL-basis |  |  |  | Updated using CZ2022 weather | Deemed Ex Ante Team
DEER2023 | D23v0 | 2022-01-13 23:02 | PGE | MFm | Rec | CZ03 | rWtd | 0.96 | 1.04 | -0.0153 | 541 | 0.0673 | Res-Iltg-dWatt-CFL-basis |  |  |  | Updated using CZ2022 weather | Deemed Ex Ante Team
DEER2023 | D23v0 | 2022-01-13 23:02 | PGE | MFm | Rec | CZ04 | rWtd | 1.03 | 1.11 | -0.00972 | 541 | 0.0673 | Res-Iltg-dWatt-CFL-basis |  |  |  | Updated using CZ2022 weather | Deemed Ex Ante Team
DEER2023 | D23v0 | 2022-01-13 23:02 | PGE | MFm | Rec | CZ05 | rWtd | 1 | 1.08 | -0.0114 | 541 | 0.0708 | Res-Iltg-dWatt-CFL-basis |  |  |  | Updated using CZ2022 weather | Deemed Ex Ante Team
DEER2023 | D23v0 | 2022-01-13 23:02 | PGE | MFm | Rec | CZ11 | rWtd | 1.1 | 1.28 | -0.0149 | 541 | 0.0642 | Res-Iltg-dWatt-CFL-basis |  |  |  | Updated using CZ2022 weather | Deemed Ex Ante Team
DEER2023 | D23v0 | 2022-01-13 23:02 | PGE | MFm | Rec | CZ12 | rWtd | 1.08 | 1.25 | -0.0122 | 541 | 0.0642 | Res-Iltg-dWatt-CFL-basis |  |  |  | Updated using CZ2022 weather | Deemed Ex Ante Team
DEER2023 | D23v0 | 2022-01-13 23:02 | PGE | MFm | Rec | CZ13 | rWtd | 1.11 | 1.3 | -0.0116 | 541 | 0.0642 | Res-Iltg-dWatt-CFL-basis |  |  |  | Updated using CZ2022 weather | Deemed Ex Ante Team
DEER2023 | D23v0 | 2022-01-13 23:02 | PGE | MFm | Rec | CZ16 | rWtd | 1 | 1.16 | -0.0218 | 541 | 0.0673 | Res-Iltg-dWatt-CFL-basis |  |  |  | Updated using CZ2022 weather | Deemed Ex Ante Team
DEER2023 | D23v0 | 2022-01-13 23:03 | PGE | MFm | Rec | IOU | rWtd | 1.01 | 1.12 | -0.0141 | 541 | 0.0664 | Res-Iltg-dWatt-CFL-basis |  |  |  | Updated using CZ2022 weather | Deemed Ex Ante Team
DEER2023 | D23v0 | 2022-01-13 23:03 | PGE | Res | Ex | CZ01 | rWtd | 0.93 | 1.02 | -0.0302 | 541 | 0.071 | Res-Iltg-dWatt-CFL-basis |  |  |  | Updated using CZ2022 weather | Deemed Ex Ante Team
DEER2023 | D23v0 | 2022-01-13 23:03 | PGE | Res | Ex | CZ02 | rWtd | 0.99 | 1.2 | -0.0208 | 541 | 0.0698 | Res-Iltg-dWatt-CFL-basis |  |  |  | Updated using CZ2022 weather | Deemed Ex Ante Team
DEER2023 | D23v0 | 2022-01-13 23:03 | PGE | Res | Ex | CZ03 | rWtd | 0.96 | 1.05 | -0.0208 | 541 | 0.07 | Res-Iltg-dWatt-CFL-basis |  |  |  | Updated using CZ2022 weather | Deemed Ex Ante Team
DEER2023 | D23v0 | 2022-01-13 23:03 | PGE | Res | Ex | CZ04 | rWtd | 1.03 | 1.17 | -0.0172 | 541 | 0.0708 | Res-Iltg-dWatt-CFL-basis |  |  |  | Updated using CZ2022 weather | Deemed Ex Ante Team
DEER2023 | D23v0 | 2022-01-13 23:03 | PGE | Res | Ex | CZ05 | rWtd | 0.97 | 1.06 | -0.0284 | 541 | 0.0804 | Res-Iltg-dWatt-CFL-basis |  |  |  | Updated using CZ2022 weather | Deemed Ex Ante Team
DEER2023 | D23v0 | 2022-01-13 23:03 | PGE | Res | Ex | CZ11 | rWtd | 1.11 | 1.4 | -0.0206 | 541 | 0.067 | Res-Iltg-dWatt-CFL-basis |  |  |  | Updated using CZ2022 weather | Deemed Ex Ante Team
DEER2023 | D23v0 | 2022-01-13 23:03 | PGE | Res | Ex | CZ12 | rWtd | 1.07 | 1.3 | -0.0191 | 541 | 0.0664 | Res-Iltg-dWatt-CFL-basis |  |  |  | Updated using CZ2022 weather | Deemed Ex Ante Team
DEER2023 | D23v0 | 2022-01-13 23:03 | PGE | Res | Ex | CZ13 | rWtd | 1.13 | 1.36 | -0.0175 | 541 | 0.0668 | Res-Iltg-dWatt-CFL-basis |  |  |  | Updated using CZ2022 weather | Deemed Ex Ante Team
DEER2023 | D23v0 | 2022-01-13 23:03 | PGE | Res | Ex | CZ16 | rWtd | 1.01 | 1.25 | -0.0206 | 541 | 0.073 | Res-Iltg-dWatt-CFL-basis |  |  |  | Updated using CZ2022 weather | Deemed Ex Ante Team
DEER2023 | D23v0 | 2022-01-13 23:03 | PGE | Res | Ex | IOU | rWtd | 1.04 | 1.22 | -0.0199 | 541 | 0.0685 | Res-Iltg-dWatt-CFL-basis |  |  |  | Updated using CZ2022 weather | Deemed Ex Ante Team
DEER2023 | D23v0 | 2022-01-13 23:03 | PGE | Res | New | CZ01 | rWtd | 0.94 | 1.02 | -0.0268 | 541 | 0.0702 | Res-Iltg-dWatt-CFL-basis |  |  |  | Updated using CZ2022 weather | Deemed Ex Ante Team
DEER2023 | D23v0 | 2022-01-13 23:03 | PGE | Res | New | CZ02 | rWtd | 1 | 1.2 | -0.02 | 541 | 0.0694 | Res-Iltg-dWatt-CFL-basis |  |  |  | Updated using CZ2022 weather | Deemed Ex Ante Team
DEER2023 | D23v0 | 2022-01-13 23:03 | PGE | Res | New | CZ03 | rWtd | 0.97 | 1.05 | -0.0166 | 541 | 0.0692 | Res-Iltg-dWatt-CFL-basis |  |  |  | Updated using CZ2022 weather | Deemed Ex Ante Team
DEER2023 | D23v0 | 2022-01-13 23:03 | PGE | Res | New | CZ04 | rWtd | 1.03 | 1.14 | -0.014 | 541 | 0.0701 | Res-Iltg-dWatt-CFL-basis |  |  |  | Updated using CZ2022 weather | Deemed Ex Ante Team
DEER2023 | D23v0 | 2022-01-13 23:03 | PGE | Res | New | CZ05 | rWtd | 0.98 | 1.06 | -0.0222 | 541 | 0.0804 | Res-Iltg-dWatt-CFL-basis |  |  |  | Updated using CZ2022 weather | Deemed Ex Ante Team
DEER2023 | D23v0 | 2022-01-13 23:03 | PGE | Res | New | CZ11 | rWtd | 1.1 | 1.35 | -0.0187 | 541 | 0.067 | Res-Iltg-dWatt-CFL-basis |  |  |  | Updated using CZ2022 weather | Deemed Ex Ante Team
DEER2023 | D23v0 | 2022-01-13 23:03 | PGE | Res | New | CZ12 | rWtd | 1.06 | 1.29 | -0.0175 | 541 | 0.0661 | Res-Iltg-dWatt-CFL-basis |  |  |  | Updated using CZ2022 weather | Deemed Ex Ante Team
DEER2023 | D23v0 | 2022-01-13 23:03 | PGE | Res | New | CZ13 | rWtd | 1.1 | 1.34 | -0.0163 | 541 | 0.0667 | Res-Iltg-dWatt-CFL-basis |  |  |  | Updated using CZ2022 weather | Deemed Ex Ante Team
DEER2023 | D23v0 | 2022-01-13 23:03 | PGE | Res | New | CZ16 | rWtd | 1.02 | 1.26 | -0.0187 | 541 | 0.0729 | Res-Iltg-dWatt-CFL-basis |  |  |  | Updated using CZ2022 weather | Deemed Ex Ante Team
DEER2023 | D23v0 | 2022-01-13 23:03 | PGE | Res | New | IOU | rWtd | 1.04 | 1.21 | -0.0169 | 541 | 0.0684 | Res-Iltg-dWatt-CFL-basis |  |  |  | Updated using CZ2022 weather | Deemed Ex Ante Team
DEER2023 | D23v0 | 2022-01-13 23:03 | PGE | Res | Old | CZ01 | rWtd | 0.94 | 1.01 | -0.035 | 541 | 0.0717 | Res-Iltg-dWatt-CFL-basis |  |  |  | Updated using CZ2022 weather | Deemed Ex Ante Team
DEER2023 | D23v0 | 2022-01-13 23:03 | PGE | Res | Old | CZ02 | rWtd | 0.98 | 1.24 | -0.0274 | 541 | 0.0718 | Res-Iltg-dWatt-CFL-basis |  |  |  | Updated using CZ2022 weather | Deemed Ex Ante Team
DEER2023 | D23v0 | 2022-01-13 23:03 | PGE | Res | Old | CZ03 | rWtd | 0.95 | 1.07 | -0.0248 | 541 | 0.0704 | Res-Iltg-dWatt-CFL-basis |  |  |  | Updated using CZ2022 weather | Deemed Ex Ante Team
DEER2023 | D23v0 | 2022-01-13 23:03 | PGE | Res | Old | CZ04 | rWtd | 1.02 | 1.22 | -0.019 | 541 | 0.0708 | Res-Iltg-dWatt-CFL-basis |  |  |  | Updated using CZ2022 weather | Deemed Ex Ante Team
DEER2023 | D23v0 | 2022-01-13 23:03 | PGE | Res | Old | CZ05 | rWtd | 0.96 | 1.06 | -0.029 | 541 | 0.0782 | Res-Iltg-dWatt-CFL-basis |  |  |  | Updated using CZ2022 weather | Deemed Ex Ante Team
DEER2023 | D23v0 | 2022-01-13 23:03 | PGE | Res | Old | CZ11 | rWtd | 1.1 | 1.49 | -0.0222 | 541 | 0.0666 | Res-Iltg-dWatt-CFL-basis |  |  |  | Updated using CZ2022 weather | Deemed Ex Ante Team
DEER2023 | D23v0 | 2022-01-13 23:03 | PGE | Res | Old | CZ12 | rWtd | 1.07 | 1.43 | -0.0212 | 541 | 0.0663 | Res-Iltg-dWatt-CFL-basis |  |  |  | Updated using CZ2022 weather | Deemed Ex Ante Team
DEER2023 | D23v0 | 2022-01-13 23:03 | PGE | Res | Old | CZ13 | rWtd | 1.13 | 1.45 | -0.0191 | 541 | 0.0664 | Res-Iltg-dWatt-CFL-basis |  |  |  | Updated using CZ2022 weather | Deemed Ex Ante Team
DEER2023 | D23v0 | 2022-01-13 23:03 | PGE | Res | Old | CZ16 | rWtd | 1.01 | 1.24 | -0.0268 | 541 | 0.073 | Res-Iltg-dWatt-CFL-basis |  |  |  | Updated using CZ2022 weather | Deemed Ex Ante Team
DEER2023 | D23v0 | 2022-01-13 23:03 | PGE | Res | Old | IOU | rWtd | 1.02 | 1.26 | -0.0228 | 541 | 0.0692 | Res-Iltg-dWatt-CFL-basis |  |  |  | Updated using CZ2022 weather | Deemed Ex Ante Team
DEER2023 | D23v0 | 2022-01-13 23:03 | PGE | Res | Rec | CZ01 | rWtd | 0.94 | 1.02 | -0.027 | 541 | 0.0702 | Res-Iltg-dWatt-CFL-basis |  |  |  | Updated using CZ2022 weather | Deemed Ex Ante Team
DEER2023 | D23v0 | 2022-01-13 23:03 | PGE | Res | Rec | CZ02 | rWtd | 0.99 | 1.17 | -0.0194 | 541 | 0.0691 | Res-Iltg-dWatt-CFL-basis |  |  |  | Updated using CZ2022 weather | Deemed Ex Ante Team
DEER2023 | D23v0 | 2022-01-13 23:03 | PGE | Res | Rec | CZ03 | rWtd | 0.97 | 1.05 | -0.0165 | 541 | 0.0692 | Res-Iltg-dWatt-CFL-basis |  |  |  | Updated using CZ2022 weather | Deemed Ex Ante Team
DEER2023 | D23v0 | 2022-01-13 23:03 | PGE | Res | Rec | CZ04 | rWtd | 1.03 | 1.15 | -0.014 | 541 | 0.07 | Res-Iltg-dWatt-CFL-basis |  |  |  | Updated using CZ2022 weather | Deemed Ex Ante Team
DEER2023 | D23v0 | 2022-01-13 23:03 | PGE | Res | Rec | CZ05 | rWtd | 0.98 | 1.05 | -0.0224 | 541 | 0.0804 | Res-Iltg-dWatt-CFL-basis |  |  |  | Updated using CZ2022 weather | Deemed Ex Ante Team
DEER2023 | D23v0 | 2022-01-13 23:03 | PGE | Res | Rec | CZ11 | rWtd | 1.09 | 1.35 | -0.0191 | 541 | 0.067 | Res-Iltg-dWatt-CFL-basis |  |  |  | Updated using CZ2022 weather | Deemed Ex Ante Team
DEER2023 | D23v0 | 2022-01-13 23:03 | PGE | Res | Rec | CZ12 | rWtd | 1.06 | 1.29 | -0.0175 | 541 | 0.0661 | Res-Iltg-dWatt-CFL-basis |  |  |  | Updated using CZ2022 weather | Deemed Ex Ante Team
DEER2023 | D23v0 | 2022-01-13 23:03 | PGE | Res | Rec | CZ13 | rWtd | 1.1 | 1.34 | -0.0164 | 541 | 0.0667 | Res-Iltg-dWatt-CFL-basis |  |  |  | Updated using CZ2022 weather | Deemed Ex Ante Team
DEER2023 | D23v0 | 2022-01-13 23:03 | PGE | Res | Rec | CZ16 | rWtd | 1 | 1.23 | -0.0212 | 541 | 0.073 | Res-Iltg-dWatt-CFL-basis |  |  |  | Updated using CZ2022 weather | Deemed Ex Ante Team
DEER2023 | D23v0 | 2022-01-13 23:03 | PGE | Res | Rec | IOU | rWtd | 1.03 | 1.19 | -0.0174 | 541 | 0.0682 | Res-Iltg-dWatt-CFL-basis |  |  |  | Updated using CZ2022 weather | Deemed Ex Ante Team
DEER2023 | D23v0 | 2022-01-13 23:02 | PGE | SFm | Ex | CZ01 | rWtd | 0.96 | 1.01 | -0.0302 | 541 | 0.073 | Res-Iltg-dWatt-CFL-basis |  |  |  | Updated using CZ2022 weather | Deemed Ex Ante Team
DEER2023 | D23v0 | 2022-01-13 23:02 | PGE | SFm | Ex | CZ02 | rWtd | 0.99 | 1.19 | -0.0272 | 541 | 0.0731 | Res-Iltg-dWatt-CFL-basis |  |  |  | Updated using CZ2022 weather | Deemed Ex Ante Team
DEER2023 | D23v0 | 2022-01-13 23:02 | PGE | SFm | Ex | CZ03 | rWtd | 0.97 | 1.06 | -0.0244 | 541 | 0.073 | Res-Iltg-dWatt-CFL-basis |  |  |  | Updated using CZ2022 weather | Deemed Ex Ante Team
DEER2023 | D23v0 | 2022-01-13 23:02 | PGE | SFm | Ex | CZ04 | rWtd | 1.03 | 1.19 | -0.0218 | 541 | 0.073 | Res-Iltg-dWatt-CFL-basis |  |  |  | Updated using CZ2022 weather | Deemed Ex Ante Team
DEER2023 | D23v0 | 2022-01-13 23:02 | PGE | SFm | Ex | CZ05 | rWtd | 0.97 | 1.06 | -0.0286 | 541 | 0.0804 | Res-Iltg-dWatt-CFL-basis |  |  |  | Updated using CZ2022 weather | Deemed Ex Ante Team
DEER2023 | D23v0 | 2022-01-13 23:02 | PGE | SFm | Ex | CZ11 | rWtd | 1.11 | 1.39 | -0.0208 | 541 | 0.0671 | Res-Iltg-dWatt-CFL-basis |  |  |  | Updated using CZ2022 weather | Deemed Ex Ante Team
DEER2023 | D23v0 | 2022-01-13 23:02 | PGE | SFm | Ex | CZ12 | rWtd | 1.06 | 1.31 | -0.021 | 541 | 0.0671 | Res-Iltg-dWatt-CFL-basis |  |  |  | Updated using CZ2022 weather | Deemed Ex Ante Team
DEER2023 | D23v0 | 2022-01-13 23:02 | PGE | SFm | Ex | CZ13 | rWtd | 1.13 | 1.37 | -0.018 | 541 | 0.0671 | Res-Iltg-dWatt-CFL-basis |  |  |  | Updated using CZ2022 weather | Deemed Ex Ante Team
DEER2023 | D23v0 | 2022-01-13 23:02 | PGE | SFm | Ex | CZ16 | rWtd | 1.01 | 1.26 | -0.0204 | 541 | 0.073 | Res-Iltg-dWatt-CFL-basis |  |  |  | Updated using CZ2022 weather | Deemed Ex Ante Team
DEER2023 | D23v0 | 2022-01-13 23:03 | PGE | SFm | Ex | IOU | rWtd | 1.06 | 1.26 | -0.0218 | 541 | 0.0694 | Res-Iltg-dWatt-CFL-basis |  |  |  | Updated using CZ2022 weather | Deemed Ex Ante Team
DEER2023 | D23v0 | 2022-01-13 23:02 | PGE | SFm | New | CZ01 | rWtd | 0.97 | 1.01 | -0.0268 | 541 | 0.073 | Res-Iltg-dWatt-CFL-basis |  |  |  | Updated using CZ2022 weather | Deemed Ex Ante Team
DEER2023 | D23v0 | 2022-01-13 23:02 | PGE | SFm | New | CZ02 | rWtd | 0.99 | 1.17 | -0.0278 | 541 | 0.0731 | Res-Iltg-dWatt-CFL-basis |  |  |  | Updated using CZ2022 weather | Deemed Ex Ante Team
DEER2023 | D23v0 | 2022-01-13 23:02 | PGE | SFm | New | CZ03 | rWtd | 0.98 | 1.06 | -0.0197 | 541 | 0.073 | Res-Iltg-dWatt-CFL-basis |  |  |  | Updated using CZ2022 weather | Deemed Ex Ante Team
DEER2023 | D23v0 | 2022-01-13 23:02 | PGE | SFm | New | CZ04 | rWtd | 1.03 | 1.17 | -0.02 | 541 | 0.073 | Res-Iltg-dWatt-CFL-basis |  |  |  | Updated using CZ2022 weather | Deemed Ex Ante Team
DEER2023 | D23v0 | 2022-01-13 23:02 | PGE | SFm | New | CZ05 | rWtd | 0.99 | 1.06 | -0.022 | 541 | 0.0804 | Res-Iltg-dWatt-CFL-basis |  |  |  | Updated using CZ2022 weather | Deemed Ex Ante Team
DEER2023 | D23v0 | 2022-01-13 23:02 | PGE | SFm | New | CZ11 | rWtd | 1.08 | 1.34 | -0.0196 | 541 | 0.0671 | Res-Iltg-dWatt-CFL-basis |  |  |  | Updated using CZ2022 weather | Deemed Ex Ante Team
DEER2023 | D23v0 | 2022-01-13 23:02 | PGE | SFm | New | CZ12 | rWtd | 1.05 | 1.29 | -0.0204 | 541 | 0.0671 | Res-Iltg-dWatt-CFL-basis |  |  |  | Updated using CZ2022 weather | Deemed Ex Ante Team
DEER2023 | D23v0 | 2022-01-13 23:02 | PGE | SFm | New | CZ13 | rWtd | 1.1 | 1.34 | -0.0172 | 541 | 0.0671 | Res-Iltg-dWatt-CFL-basis |  |  |  | Updated using CZ2022 weather | Deemed Ex Ante Team
DEER2023 | D23v0 | 2022-01-13 23:02 | PGE | SFm | New | CZ16 | rWtd | 1.01 | 1.2 | -0.0175 | 541 | 0.073 | Res-Iltg-dWatt-CFL-basis |  |  |  | Updated using CZ2022 weather | Deemed Ex Ante Team
DEER2023 | D23v0 | 2022-01-13 23:03 | PGE | SFm | New | IOU | rWtd | 1.05 | 1.26 | -0.0196 | 541 | 0.0696 | Res-Iltg-dWatt-CFL-basis |  |  |  | Updated using CZ2022 weather | Deemed Ex Ante Team
DEER2023 | D23v0 | 2022-01-13 23:02 | PGE | SFm | Old | CZ01 | rWtd | 0.95 | 1.01 | -0.0354 | 541 | 0.073 | Res-Iltg-dWatt-CFL-basis |  |  |  | Updated using CZ2022 weather | Deemed Ex Ante Team
DEER2023 | D23v0 | 2022-01-13 23:02 | PGE | SFm | Old | CZ02 | rWtd | 0.98 | 1.22 | -0.0298 | 541 | 0.073 | Res-Iltg-dWatt-CFL-basis |  |  |  | Updated using CZ2022 weather | Deemed Ex Ante Team
DEER2023 | D23v0 | 2022-01-13 23:02 | PGE | SFm | Old | CZ03 | rWtd | 0.97 | 1.08 | -0.0282 | 541 | 0.073 | Res-Iltg-dWatt-CFL-basis |  |  |  | Updated using CZ2022 weather | Deemed Ex Ante Team
DEER2023 | D23v0 | 2022-01-13 23:02 | PGE | SFm | Old | CZ04 | rWtd | 1.03 | 1.23 | -0.021 | 541 | 0.073 | Res-Iltg-dWatt-CFL-basis |  |  |  | Updated using CZ2022 weather | Deemed Ex Ante Team
DEER2023 | D23v0 | 2022-01-13 23:02 | PGE | SFm | Old | CZ05 | rWtd | 0.97 | 1.06 | -0.0322 | 541 | 0.0803 | Res-Iltg-dWatt-CFL-basis |  |  |  | Updated using CZ2022 weather | Deemed Ex Ante Team
DEER2023 | D23v0 | 2022-01-13 23:02 | PGE | SFm | Old | CZ11 | rWtd | 1.1 | 1.52 | -0.0238 | 541 | 0.067 | Res-Iltg-dWatt-CFL-basis |  |  |  | Updated using CZ2022 weather | Deemed Ex Ante Team
DEER2023 | D23v0 | 2022-01-13 23:02 | PGE | SFm | Old | CZ12 | rWtd | 1.07 | 1.45 | -0.0226 | 541 | 0.067 | Res-Iltg-dWatt-CFL-basis |  |  |  | Updated using CZ2022 weather | Deemed Ex Ante Team
DEER2023 | D23v0 | 2022-01-13 23:02 | PGE | SFm | Old | CZ13 | rWtd | 1.14 | 1.48 | -0.0204 | 541 | 0.067 | Res-Iltg-dWatt-CFL-basis |  |  |  | Updated using CZ2022 weather | Deemed Ex Ante Team
DEER2023 | D23v0 | 2022-01-13 23:02 | PGE | SFm | Old | CZ16 | rWtd | 1.02 | 1.25 | -0.0272 | 541 | 0.073 | Res-Iltg-dWatt-CFL-basis |  |  |  | Updated using CZ2022 weather | Deemed Ex Ante Team
DEER2023 | D23v0 | 2022-01-13 23:03 | PGE | SFm | Old | IOU | rWtd | 1.04 | 1.29 | -0.0248 | 541 | 0.0706 | Res-Iltg-dWatt-CFL-basis |  |  |  | Updated using CZ2022 weather | Deemed Ex Ante Team
DEER2023 | D23v0 | 2022-01-13 23:02 | PGE | SFm | Rec | CZ01 | rWtd | 0.97 | 1.01 | -0.0272 | 541 | 0.073 | Res-Iltg-dWatt-CFL-basis |  |  |  | Updated using CZ2022 weather | Deemed Ex Ante Team
DEER2023 | D23v0 | 2022-01-13 23:02 | PGE | SFm | Rec | CZ02 | rWtd | 0.99 | 1.17 | -0.028 | 541 | 0.0731 | Res-Iltg-dWatt-CFL-basis |  |  |  | Updated using CZ2022 weather | Deemed Ex Ante Team
DEER2023 | D23v0 | 2022-01-13 23:02 | PGE | SFm | Rec | CZ03 | rWtd | 0.98 | 1.06 | -0.0198 | 541 | 0.073 | Res-Iltg-dWatt-CFL-basis |  |  |  | Updated using CZ2022 weather | Deemed Ex Ante Team
DEER2023 | D23v0 | 2022-01-13 23:02 | PGE | SFm | Rec | CZ04 | rWtd | 1.03 | 1.17 | -0.0202 | 541 | 0.073 | Res-Iltg-dWatt-CFL-basis |  |  |  | Updated using CZ2022 weather | Deemed Ex Ante Team
DEER2023 | D23v0 | 2022-01-13 23:02 | PGE | SFm | Rec | CZ05 | rWtd | 0.98 | 1.06 | -0.0222 | 541 | 0.0804 | Res-Iltg-dWatt-CFL-basis |  |  |  | Updated using CZ2022 weather | Deemed Ex Ante Team
DEER2023 | D23v0 | 2022-01-13 23:02 | PGE | SFm | Rec | CZ11 | rWtd | 1.08 | 1.35 | -0.0195 | 541 | 0.0671 | Res-Iltg-dWatt-CFL-basis |  |  |  | Updated using CZ2022 weather | Deemed Ex Ante Team
DEER2023 | D23v0 | 2022-01-13 23:02 | PGE | SFm | Rec | CZ12 | rWtd | 1.05 | 1.3 | -0.0204 | 541 | 0.0671 | Res-Iltg-dWatt-CFL-basis |  |  |  | Updated using CZ2022 weather | Deemed Ex Ante Team
DEER2023 | D23v0 | 2022-01-13 23:02 | PGE | SFm | Rec | CZ13 | rWtd | 1.1 | 1.34 | -0.0173 | 541 | 0.0671 | Res-Iltg-dWatt-CFL-basis |  |  |  | Updated using CZ2022 weather | Deemed Ex Ante Team
DEER2023 | D23v0 | 2022-01-13 23:02 | PGE | SFm | Rec | CZ16 | rWtd | 1 | 1.25 | -0.0218 | 541 | 0.073 | Res-Iltg-dWatt-CFL-basis |  |  |  | Updated using CZ2022 weather | Deemed Ex Ante Team
DEER2023 | D23v0 | 2022-01-13 23:03 | PGE | SFm | Rec | IOU | rWtd | 1.04 | 1.25 | -0.0204 | 541 | 0.0694 | Res-Iltg-dWatt-CFL-basis |  |  |  | Updated using CZ2022 weather | Deemed Ex Ante Team
DEER2023 | D23v0 | 2022-01-13 23:02 | SCE | DMo | Ex | CZ05 | rWtd | 0.99 | 1.21 | -0.0264 | 541 | 0.0805 | Res-Iltg-dWatt-CFL-basis |  |  |  | Updated using CZ2022 weather | Deemed Ex Ante Team
DEER2023 | D23v0 | 2022-01-13 23:02 | SCE | DMo | Ex | CZ06 | rWtd | 1.01 | 1.1 | -0.0137 | 541 | 0.0805 | Res-Iltg-dWatt-CFL-basis |  |  |  | Updated using CZ2022 weather | Deemed Ex Ante Team
DEER2023 | D23v0 | 2022-01-13 23:02 | SCE | DMo | Ex | CZ08 | rWtd | 1.15 | 1.33 | -0.0123 | 541 | 0.0805 | Res-Iltg-dWatt-CFL-basis |  |  |  | Updated using CZ2022 weather | Deemed Ex Ante Team
DEER2023 | D23v0 | 2022-01-13 23:02 | SCE | DMo | Ex | CZ09 | rWtd | 1.12 | 1.38 | -0.0139 | 541 | 0.0805 | Res-Iltg-dWatt-CFL-basis |  |  |  | Updated using CZ2022 weather | Deemed Ex Ante Team
DEER2023 | D23v0 | 2022-01-13 23:02 | SCE | DMo | Ex | CZ10 | rWtd | 1.17 | 1.47 | -0.0145 | 541 | 0.0674 | Res-Iltg-dWatt-CFL-basis |  |  |  | Updated using CZ2022 weather | Deemed Ex Ante Team
DEER2023 | D23v0 | 2022-01-13 23:02 | SCE | DMo | Ex | CZ13 | rWtd | 1.17 | 1.49 | -0.0162 | 541 | 0.0674 | Res-Iltg-dWatt-CFL-basis |  |  |  | Updated using CZ2022 weather | Deemed Ex Ante Team
DEER2023 | D23v0 | 2022-01-13 23:02 | SCE | DMo | Ex | CZ14 | rWtd | 1.13 | 1.47 | -0.0187 | 541 | 0.0674 | Res-Iltg-dWatt-CFL-basis |  |  |  | Updated using CZ2022 weather | Deemed Ex Ante Team
DEER2023 | D23v0 | 2022-01-13 23:02 | SCE | DMo | Ex | CZ15 | rWtd | 1.26 | 1.57 | -0.0069 | 541 | 0.0674 | Res-Iltg-dWatt-CFL-basis |  |  |  | Updated using CZ2022 weather | Deemed Ex Ante Team
DEER2023 | D23v0 | 2022-01-13 23:02 | SCE | DMo | Ex | CZ16 | rWtd | 1.05 | 1.37 | -0.0208 | 541 | 0.0731 | Res-Iltg-dWatt-CFL-basis |  |  |  | Updated using CZ2022 weather | Deemed Ex Ante Team
DEER2023 | D23v0 | 2022-01-13 23:03 | SCE | DMo | Ex | IOU | rWtd | 1.09 | 1.26 | -0.0134 | 541 | 0.0782 | Res-Iltg-dWatt-CFL-basis |  |  |  | Updated using CZ2022 weather | Deemed Ex Ante Team
DEER2023 | D23v0 | 2022-01-13 23:03 | SCE | DMo | New | IOU | rWtd | 1.08 | 1.21 | -0.0119 | 541 | 0.0782 | Res-Iltg-dWatt-CFL-basis |  |  |  | Updated using CZ2022 weather | Deemed Ex Ante Team
DEER2023 | D23v0 | 2022-01-13 23:02 | SCE | DMo | Old | CZ05 | rWtd | 1 | 1.2 | -0.023 | 541 | 0.0803 | Res-Iltg-dWatt-CFL-basis |  |  |  | Updated using CZ2022 weather | Deemed Ex Ante Team
DEER2023 | D23v0 | 2022-01-13 23:02 | SCE | DMo | Old | CZ06 | rWtd | 1.02 | 1.11 | -0.00988 | 541 | 0.0803 | Res-Iltg-dWatt-CFL-basis |  |  |  | Updated using CZ2022 weather | Deemed Ex Ante Team
DEER2023 | D23v0 | 2022-01-13 23:02 | SCE | DMo | Old | CZ08 | rWtd | 1.15 | 1.32 | -0.0103 | 541 | 0.0803 | Res-Iltg-dWatt-CFL-basis |  |  |  | Updated using CZ2022 weather | Deemed Ex Ante Team
DEER2023 | D23v0 | 2022-01-13 23:02 | SCE | DMo | Old | CZ09 | rWtd | 1.14 | 1.38 | -0.0118 | 541 | 0.0803 | Res-Iltg-dWatt-CFL-basis |  |  |  | Updated using CZ2022 weather | Deemed Ex Ante Team
DEER2023 | D23v0 | 2022-01-13 23:02 | SCE | DMo | Old | CZ10 | rWtd | 1.16 | 1.43 | -0.0126 | 541 | 0.0672 | Res-Iltg-dWatt-CFL-basis |  |  |  | Updated using CZ2022 weather | Deemed Ex Ante Team
DEER2023 | D23v0 | 2022-01-13 23:02 | SCE | DMo | Old | CZ13 | rWtd | 1.17 | 1.49 | -0.0149 | 541 | 0.0672 | Res-Iltg-dWatt-CFL-basis |  |  |  | Updated using CZ2022 weather | Deemed Ex Ante Team
DEER2023 | D23v0 | 2022-01-13 23:02 | SCE | DMo | Old | CZ14 | rWtd | 1.13 | 1.46 | -0.0171 | 541 | 0.0672 | Res-Iltg-dWatt-CFL-basis |  |  |  | Updated using CZ2022 weather | Deemed Ex Ante Team
DEER2023 | D23v0 | 2022-01-13 23:02 | SCE | DMo | Old | CZ15 | rWtd | 1.25 | 1.54 | -0.00628 | 541 | 0.0672 | Res-Iltg-dWatt-CFL-basis |  |  |  | Updated using CZ2022 weather | Deemed Ex Ante Team
DEER2023 | D23v0 | 2022-01-13 23:02 | SCE | DMo | Old | CZ16 | rWtd | 1.04 | 1.36 | -0.0256 | 541 | 0.0731 | Res-Iltg-dWatt-CFL-basis |  |  |  | Updated using CZ2022 weather | Deemed Ex Ante Team
DEER2023 | D23v0 | 2022-01-13 23:03 | SCE | DMo | Old | IOU | rWtd | 1.13 | 1.36 | -0.0134 | 541 | 0.0733 | Res-Iltg-dWatt-CFL-basis |  |  |  | Updated using CZ2022 weather | Deemed Ex Ante Team
DEER2023 | D23v0 | 2022-01-13 23:02 | SCE | DMo | Rec | CZ05 | rWtd | 0.99 | 1.18 | -0.0238 | 541 | 0.0805 | Res-Iltg-dWatt-CFL-basis |  |  |  | Updated using CZ2022 weather | Deemed Ex Ante Team
DEER2023 | D23v0 | 2022-01-13 23:02 | SCE | DMo | Rec | CZ06 | rWtd | 1.01 | 1.08 | -0.0117 | 541 | 0.0805 | Res-Iltg-dWatt-CFL-basis |  |  |  | Updated using CZ2022 weather | Deemed Ex Ante Team
DEER2023 | D23v0 | 2022-01-13 23:02 | SCE | DMo | Rec | CZ08 | rWtd | 1.14 | 1.28 | -0.0098 | 541 | 0.0805 | Res-Iltg-dWatt-CFL-basis |  |  |  | Updated using CZ2022 weather | Deemed Ex Ante Team
DEER2023 | D23v0 | 2022-01-13 23:02 | SCE | DMo | Rec | CZ09 | rWtd | 1.1 | 1.26 | -0.0125 | 541 | 0.0805 | Res-Iltg-dWatt-CFL-basis |  |  |  | Updated using CZ2022 weather | Deemed Ex Ante Team
DEER2023 | D23v0 | 2022-01-13 23:02 | SCE | DMo | Rec | CZ10 | rWtd | 1.15 | 1.4 | -0.0144 | 541 | 0.0674 | Res-Iltg-dWatt-CFL-basis |  |  |  | Updated using CZ2022 weather | Deemed Ex Ante Team
DEER2023 | D23v0 | 2022-01-13 23:02 | SCE | DMo | Rec | CZ13 | rWtd | 1.14 | 1.41 | -0.0161 | 541 | 0.0674 | Res-Iltg-dWatt-CFL-basis |  |  |  | Updated using CZ2022 weather | Deemed Ex Ante Team
DEER2023 | D23v0 | 2022-01-13 23:02 | SCE | DMo | Rec | CZ14 | rWtd | 1.12 | 1.44 | -0.0187 | 541 | 0.0674 | Res-Iltg-dWatt-CFL-basis |  |  |  | Updated using CZ2022 weather | Deemed Ex Ante Team
DEER2023 | D23v0 | 2022-01-13 23:02 | SCE | DMo | Rec | CZ15 | rWtd | 1.24 | 1.47 | -0.00704 | 541 | 0.0674 | Res-Iltg-dWatt-CFL-basis |  |  |  | Updated using CZ2022 weather | Deemed Ex Ante Team
DEER2023 | D23v0 | 2022-01-13 23:02 | SCE | DMo | Rec | CZ16 | rWtd | 1.03 | 1.32 | -0.0204 | 541 | 0.0731 | Res-Iltg-dWatt-CFL-basis |  |  |  | Updated using CZ2022 weather | Deemed Ex Ante Team
DEER2023 | D23v0 | 2022-01-13 23:03 | SCE | DMo | Rec | IOU | rWtd | 1.08 | 1.21 | -0.0119 | 541 | 0.0782 | Res-Iltg-dWatt-CFL-basis |  |  |  | Updated using CZ2022 weather | Deemed Ex Ante Team
DEER2023 | D23v0 | 2022-01-13 23:02 | SCE | MFm | Ex | CZ05 | rWtd | 1.01 | 1.01 | -0.0183 | 541 | 0.0708 | Res-Iltg-dWatt-CFL-basis |  |  |  | Updated using CZ2022 weather | Deemed Ex Ante Team
DEER2023 | D23v0 | 2022-01-13 23:02 | SCE | MFm | Ex | CZ06 | rWtd | 1.01 | 1.14 | -0.0114 | 541 | 0.0712 | Res-Iltg-dWatt-CFL-basis |  |  |  | Updated using CZ2022 weather | Deemed Ex Ante Team
DEER2023 | D23v0 | 2022-01-13 23:02 | SCE | MFm | Ex | CZ08 | rWtd | 1.06 | 1.15 | -0.0103 | 541 | 0.0712 | Res-Iltg-dWatt-CFL-basis |  |  |  | Updated using CZ2022 weather | Deemed Ex Ante Team
DEER2023 | D23v0 | 2022-01-13 23:02 | SCE | MFm | Ex | CZ09 | rWtd | 1.08 | 1.23 | -0.0113 | 541 | 0.0708 | Res-Iltg-dWatt-CFL-basis |  |  |  | Updated using CZ2022 weather | Deemed Ex Ante Team
DEER2023 | D23v0 | 2022-01-13 23:02 | SCE | MFm | Ex | CZ10 | rWtd | 1.1 | 1.29 | -0.00966 | 541 | 0.0642 | Res-Iltg-dWatt-CFL-basis |  |  |  | Updated using CZ2022 weather | Deemed Ex Ante Team
DEER2023 | D23v0 | 2022-01-13 23:02 | SCE | MFm | Ex | CZ13 | rWtd | 1.11 | 1.29 | -0.0128 | 541 | 0.0642 | Res-Iltg-dWatt-CFL-basis |  |  |  | Updated using CZ2022 weather | Deemed Ex Ante Team
DEER2023 | D23v0 | 2022-01-13 23:02 | SCE | MFm | Ex | CZ14 | rWtd | 1.1 | 1.29 | -0.0166 | 541 | 0.0646 | Res-Iltg-dWatt-CFL-basis |  |  |  | Updated using CZ2022 weather | Deemed Ex Ante Team
DEER2023 | D23v0 | 2022-01-13 23:02 | SCE | MFm | Ex | CZ15 | rWtd | 1.17 | 1.36 | -0.00678 | 541 | 0.0646 | Res-Iltg-dWatt-CFL-basis |  |  |  | Updated using CZ2022 weather | Deemed Ex Ante Team
DEER2023 | D23v0 | 2022-01-13 23:02 | SCE | MFm | Ex | CZ16 | rWtd | 1.01 | 1.19 | -0.0214 | 541 | 0.0673 | Res-Iltg-dWatt-CFL-basis |  |  |  | Updated using CZ2022 weather | Deemed Ex Ante Team
DEER2023 | D23v0 | 2022-01-13 23:03 | SCE | MFm | Ex | IOU | rWtd | 1.05 | 1.18 | -0.011 | 541 | 0.071 | Res-Iltg-dWatt-CFL-basis |  |  |  | Updated using CZ2022 weather | Deemed Ex Ante Team
DEER2023 | D23v0 | 2022-01-13 23:02 | SCE | MFm | New | CZ05 | rWtd | 1.02 | 1.01 | -0.0131 | 541 | 0.0708 | Res-Iltg-dWatt-CFL-basis |  |  |  | Updated using CZ2022 weather | Deemed Ex Ante Team
DEER2023 | D23v0 | 2022-01-13 23:02 | SCE | MFm | New | CZ06 | rWtd | 1.01 | 1.12 | -0.0116 | 541 | 0.0712 | Res-Iltg-dWatt-CFL-basis |  |  |  | Updated using CZ2022 weather | Deemed Ex Ante Team
DEER2023 | D23v0 | 2022-01-13 23:02 | SCE | MFm | New | CZ08 | rWtd | 1.07 | 1.12 | -0.0084 | 541 | 0.0712 | Res-Iltg-dWatt-CFL-basis |  |  |  | Updated using CZ2022 weather | Deemed Ex Ante Team
DEER2023 | D23v0 | 2022-01-13 23:02 | SCE | MFm | New | CZ09 | rWtd | 1.09 | 1.19 | -0.00976 | 541 | 0.0708 | Res-Iltg-dWatt-CFL-basis |  |  |  | Updated using CZ2022 weather | Deemed Ex Ante Team
DEER2023 | D23v0 | 2022-01-13 23:02 | SCE | MFm | New | CZ10 | rWtd | 1.1 | 1.25 | -0.00846 | 541 | 0.0642 | Res-Iltg-dWatt-CFL-basis |  |  |  | Updated using CZ2022 weather | Deemed Ex Ante Team
DEER2023 | D23v0 | 2022-01-13 23:02 | SCE | MFm | New | CZ13 | rWtd | 1.1 | 1.28 | -0.0115 | 541 | 0.0642 | Res-Iltg-dWatt-CFL-basis |  |  |  | Updated using CZ2022 weather | Deemed Ex Ante Team
DEER2023 | D23v0 | 2022-01-13 23:02 | SCE | MFm | New | CZ14 | rWtd | 1.1 | 1.3 | -0.0165 | 541 | 0.0646 | Res-Iltg-dWatt-CFL-basis |  |  |  | Updated using CZ2022 weather | Deemed Ex Ante Team
DEER2023 | D23v0 | 2022-01-13 23:02 | SCE | MFm | New | CZ15 | rWtd | 1.16 | 1.36 | -0.00628 | 541 | 0.0646 | Res-Iltg-dWatt-CFL-basis |  |  |  | Updated using CZ2022 weather | Deemed Ex Ante Team
DEER2023 | D23v0 | 2022-01-13 23:02 | SCE | MFm | New | CZ16 | rWtd | 1.02 | 1.16 | -0.0191 | 541 | 0.0673 | Res-Iltg-dWatt-CFL-basis |  |  |  | Updated using CZ2022 weather | Deemed Ex Ante Team
DEER2023 | D23v0 | 2022-01-13 23:03 | SCE | MFm | New | IOU | rWtd | 1.06 | 1.15 | -0.00986 | 541 | 0.071 | Res-Iltg-dWatt-CFL-basis |  |  |  | Updated using CZ2022 weather | Deemed Ex Ante Team
DEER2023 | D23v0 | 2022-01-13 23:02 | SCE | MFm | Old | CZ05 | rWtd | 0.99 | 1.01 | -0.0266 | 541 | 0.0709 | Res-Iltg-dWatt-CFL-basis |  |  |  | Updated using CZ2022 weather | Deemed Ex Ante Team
DEER2023 | D23v0 | 2022-01-13 23:02 | SCE | MFm | Old | CZ06 | rWtd | 1.01 | 1.13 | -0.0139 | 541 | 0.0709 | Res-Iltg-dWatt-CFL-basis |  |  |  | Updated using CZ2022 weather | Deemed Ex Ante Team
DEER2023 | D23v0 | 2022-01-13 23:02 | SCE | MFm | Old | CZ08 | rWtd | 1.06 | 1.17 | -0.0121 | 541 | 0.0709 | Res-Iltg-dWatt-CFL-basis |  |  |  | Updated using CZ2022 weather | Deemed Ex Ante Team
DEER2023 | D23v0 | 2022-01-13 23:02 | SCE | MFm | Old | CZ09 | rWtd | 1.1 | 1.27 | -0.0134 | 541 | 0.0713 | Res-Iltg-dWatt-CFL-basis |  |  |  | Updated using CZ2022 weather | Deemed Ex Ante Team
DEER2023 | D23v0 | 2022-01-13 23:02 | SCE | MFm | Old | CZ10 | rWtd | 1.09 | 1.34 | -0.0144 | 541 | 0.0646 | Res-Iltg-dWatt-CFL-basis |  |  |  | Updated using CZ2022 weather | Deemed Ex Ante Team
DEER2023 | D23v0 | 2022-01-13 23:02 | SCE | MFm | Old | CZ13 | rWtd | 1.1 | 1.36 | -0.0161 | 541 | 0.0644 | Res-Iltg-dWatt-CFL-basis |  |  |  | Updated using CZ2022 weather | Deemed Ex Ante Team
DEER2023 | D23v0 | 2022-01-13 23:02 | SCE | MFm | Old | CZ14 | rWtd | 1.1 | 1.39 | -0.0161 | 541 | 0.0646 | Res-Iltg-dWatt-CFL-basis |  |  |  | Updated using CZ2022 weather | Deemed Ex Ante Team
DEER2023 | D23v0 | 2022-01-13 23:02 | SCE | MFm | Old | CZ15 | rWtd | 1.19 | 1.44 | -0.00746 | 541 | 0.0646 | Res-Iltg-dWatt-CFL-basis |  |  |  | Updated using CZ2022 weather | Deemed Ex Ante Team
DEER2023 | D23v0 | 2022-01-13 23:02 | SCE | MFm | Old | CZ16 | rWtd | 1.01 | 1.22 | -0.0206 | 541 | 0.0674 | Res-Iltg-dWatt-CFL-basis |  |  |  | Updated using CZ2022 weather | Deemed Ex Ante Team
DEER2023 | D23v0 | 2022-01-13 23:03 | SCE | MFm | Old | IOU | rWtd | 1.06 | 1.2 | -0.0132 | 541 | 0.0699 | Res-Iltg-dWatt-CFL-basis |  |  |  | Updated using CZ2022 weather | Deemed Ex Ante Team
DEER2023 | D23v0 | 2022-01-13 23:02 | SCE | MFm | Rec | CZ05 | rWtd | 1.02 | 1.01 | -0.0131 | 541 | 0.0708 | Res-Iltg-dWatt-CFL-basis |  |  |  | Updated using CZ2022 weather | Deemed Ex Ante Team
DEER2023 | D23v0 | 2022-01-13 23:02 | SCE | MFm | Rec | CZ06 | rWtd | 1.01 | 1.12 | -0.0116 | 541 | 0.0712 | Res-Iltg-dWatt-CFL-basis |  |  |  | Updated using CZ2022 weather | Deemed Ex Ante Team
DEER2023 | D23v0 | 2022-01-13 23:02 | SCE | MFm | Rec | CZ08 | rWtd | 1.07 | 1.13 | -0.00854 | 541 | 0.0712 | Res-Iltg-dWatt-CFL-basis |  |  |  | Updated using CZ2022 weather | Deemed Ex Ante Team
DEER2023 | D23v0 | 2022-01-13 23:02 | SCE | MFm | Rec | CZ09 | rWtd | 1.09 | 1.19 | -0.00988 | 541 | 0.0708 | Res-Iltg-dWatt-CFL-basis |  |  |  | Updated using CZ2022 weather | Deemed Ex Ante Team
DEER2023 | D23v0 | 2022-01-13 23:02 | SCE | MFm | Rec | CZ10 | rWtd | 1.1 | 1.25 | -0.0085 | 541 | 0.0642 | Res-Iltg-dWatt-CFL-basis |  |  |  | Updated using CZ2022 weather | Deemed Ex Ante Team
DEER2023 | D23v0 | 2022-01-13 23:02 | SCE | MFm | Rec | CZ13 | rWtd | 1.1 | 1.28 | -0.0116 | 541 | 0.0642 | Res-Iltg-dWatt-CFL-basis |  |  |  | Updated using CZ2022 weather | Deemed Ex Ante Team
DEER2023 | D23v0 | 2022-01-13 23:02 | SCE | MFm | Rec | CZ14 | rWtd | 1.1 | 1.3 | -0.0167 | 541 | 0.0646 | Res-Iltg-dWatt-CFL-basis |  |  |  | Updated using CZ2022 weather | Deemed Ex Ante Team
DEER2023 | D23v0 | 2022-01-13 23:02 | SCE | MFm | Rec | CZ15 | rWtd | 1.16 | 1.34 | -0.00634 | 541 | 0.0646 | Res-Iltg-dWatt-CFL-basis |  |  |  | Updated using CZ2022 weather | Deemed Ex Ante Team
DEER2023 | D23v0 | 2022-01-13 23:02 | SCE | MFm | Rec | CZ16 | rWtd | 1.01 | 1.17 | -0.0218 | 541 | 0.0673 | Res-Iltg-dWatt-CFL-basis |  |  |  | Updated using CZ2022 weather | Deemed Ex Ante Team
DEER2023 | D23v0 | 2022-01-13 23:03 | SCE | MFm | Rec | IOU | rWtd | 1.06 | 1.15 | -0.00994 | 541 | 0.071 | Res-Iltg-dWatt-CFL-basis |  |  |  | Updated using CZ2022 weather | Deemed Ex Ante Team
DEER2023 | D23v0 | 2022-01-13 23:03 | SCE | Res | Ex | CZ05 | rWtd | 0.98 | 1.12 | -0.0282 | 541 | 0.0803 | Res-Iltg-dWatt-CFL-basis |  |  |  | Updated using CZ2022 weather | Deemed Ex Ante Team
DEER2023 | D23v0 | 2022-01-13 23:03 | SCE | Res | Ex | CZ06 | rWtd | 1.03 | 1.13 | -0.0128 | 541 | 0.0772 | Res-Iltg-dWatt-CFL-basis |  |  |  | Updated using CZ2022 weather | Deemed Ex Ante Team
DEER2023 | D23v0 | 2022-01-13 23:03 | SCE | Res | Ex | CZ08 | rWtd | 1.08 | 1.18 | -0.0113 | 541 | 0.076 | Res-Iltg-dWatt-CFL-basis |  |  |  | Updated using CZ2022 weather | Deemed Ex Ante Team
DEER2023 | D23v0 | 2022-01-13 23:03 | SCE | Res | Ex | CZ09 | rWtd | 1.09 | 1.27 | -0.0133 | 541 | 0.0766 | Res-Iltg-dWatt-CFL-basis |  |  |  | Updated using CZ2022 weather | Deemed Ex Ante Team
DEER2023 | D23v0 | 2022-01-13 23:03 | SCE | Res | Ex | CZ10 | rWtd | 1.12 | 1.32 | -0.0189 | 541 | 0.0671 | Res-Iltg-dWatt-CFL-basis |  |  |  | Updated using CZ2022 weather | Deemed Ex Ante Team
DEER2023 | D23v0 | 2022-01-13 23:03 | SCE | Res | Ex | CZ13 | rWtd | 1.13 | 1.37 | -0.0178 | 541 | 0.067 | Res-Iltg-dWatt-CFL-basis |  |  |  | Updated using CZ2022 weather | Deemed Ex Ante Team
DEER2023 | D23v0 | 2022-01-13 23:03 | SCE | Res | Ex | CZ14 | rWtd | 1.12 | 1.35 | -0.0212 | 541 | 0.0671 | Res-Iltg-dWatt-CFL-basis |  |  |  | Updated using CZ2022 weather | Deemed Ex Ante Team
DEER2023 | D23v0 | 2022-01-13 23:03 | SCE | Res | Ex | CZ15 | rWtd | 1.22 | 1.5 | -0.00876 | 541 | 0.0671 | Res-Iltg-dWatt-CFL-basis |  |  |  | Updated using CZ2022 weather | Deemed Ex Ante Team
DEER2023 | D23v0 | 2022-01-13 23:03 | SCE | Res | Ex | CZ16 | rWtd | 1.02 | 1.32 | -0.0204 | 541 | 0.073 | Res-Iltg-dWatt-CFL-basis |  |  |  | Updated using CZ2022 weather | Deemed Ex Ante Team
DEER2023 | D23v0 | 2022-01-13 23:03 | SCE | Res | Ex | IOU | rWtd | 1.09 | 1.25 | -0.0151 | 541 | 0.0729 | Res-Iltg-dWatt-CFL-basis |  |  |  | Updated using CZ2022 weather | Deemed Ex Ante Team
DEER2023 | D23v0 | 2022-01-13 23:03 | SCE | Res | New | CZ05 | rWtd | 0.99 | 1.06 | -0.021 | 541 | 0.0798 | Res-Iltg-dWatt-CFL-basis |  |  |  | Updated using CZ2022 weather | Deemed Ex Ante Team
DEER2023 | D23v0 | 2022-01-13 23:03 | SCE | Res | New | CZ06 | rWtd | 1.02 | 1.13 | -0.0135 | 541 | 0.076 | Res-Iltg-dWatt-CFL-basis |  |  |  | Updated using CZ2022 weather | Deemed Ex Ante Team
DEER2023 | D23v0 | 2022-01-13 23:03 | SCE | Res | New | CZ08 | rWtd | 1.08 | 1.18 | -0.00918 | 541 | 0.0747 | Res-Iltg-dWatt-CFL-basis |  |  |  | Updated using CZ2022 weather | Deemed Ex Ante Team
DEER2023 | D23v0 | 2022-01-13 23:03 | SCE | Res | New | CZ09 | rWtd | 1.08 | 1.2 | -0.0114 | 541 | 0.0755 | Res-Iltg-dWatt-CFL-basis |  |  |  | Updated using CZ2022 weather | Deemed Ex Ante Team
DEER2023 | D23v0 | 2022-01-13 23:03 | SCE | Res | New | CZ10 | rWtd | 1.09 | 1.26 | -0.0178 | 541 | 0.067 | Res-Iltg-dWatt-CFL-basis |  |  |  | Updated using CZ2022 weather | Deemed Ex Ante Team
DEER2023 | D23v0 | 2022-01-13 23:03 | SCE | Res | New | CZ13 | rWtd | 1.1 | 1.34 | -0.0168 | 541 | 0.0669 | Res-Iltg-dWatt-CFL-basis |  |  |  | Updated using CZ2022 weather | Deemed Ex Ante Team
DEER2023 | D23v0 | 2022-01-13 23:03 | SCE | Res | New | CZ14 | rWtd | 1.09 | 1.3 | -0.0214 | 541 | 0.0671 | Res-Iltg-dWatt-CFL-basis |  |  |  | Updated using CZ2022 weather | Deemed Ex Ante Team
DEER2023 | D23v0 | 2022-01-13 23:03 | SCE | Res | New | CZ15 | rWtd | 1.2 | 1.43 | -0.00842 | 541 | 0.0671 | Res-Iltg-dWatt-CFL-basis |  |  |  | Updated using CZ2022 weather | Deemed Ex Ante Team
DEER2023 | D23v0 | 2022-01-13 23:03 | SCE | Res | New | CZ16 | rWtd | 1.02 | 1.23 | -0.0178 | 541 | 0.073 | Res-Iltg-dWatt-CFL-basis |  |  |  | Updated using CZ2022 weather | Deemed Ex Ante Team
DEER2023 | D23v0 | 2022-01-13 23:03 | SCE | Res | New | IOU | rWtd | 1.07 | 1.2 | -0.0135 | 541 | 0.0729 | Res-Iltg-dWatt-CFL-basis |  |  |  | Updated using CZ2022 weather | Deemed Ex Ante Team
DEER2023 | D23v0 | 2022-01-13 23:03 | SCE | Res | Old | CZ05 | rWtd | 0.98 | 1.09 | -0.0304 | 541 | 0.0777 | Res-Iltg-dWatt-CFL-basis |  |  |  | Updated using CZ2022 weather | Deemed Ex Ante Team
DEER2023 | D23v0 | 2022-01-13 23:03 | SCE | Res | Old | CZ06 | rWtd | 1.02 | 1.14 | -0.0145 | 541 | 0.0755 | Res-Iltg-dWatt-CFL-basis |  |  |  | Updated using CZ2022 weather | Deemed Ex Ante Team
DEER2023 | D23v0 | 2022-01-13 23:03 | SCE | Res | Old | CZ08 | rWtd | 1.07 | 1.18 | -0.0134 | 541 | 0.0769 | Res-Iltg-dWatt-CFL-basis |  |  |  | Updated using CZ2022 weather | Deemed Ex Ante Team
DEER2023 | D23v0 | 2022-01-13 23:03 | SCE | Res | Old | CZ09 | rWtd | 1.11 | 1.31 | -0.0157 | 541 | 0.0773 | Res-Iltg-dWatt-CFL-basis |  |  |  | Updated using CZ2022 weather | Deemed Ex Ante Team
DEER2023 | D23v0 | 2022-01-13 23:03 | SCE | Res | Old | CZ10 | rWtd | 1.12 | 1.42 | -0.0183 | 541 | 0.0667 | Res-Iltg-dWatt-CFL-basis |  |  |  | Updated using CZ2022 weather | Deemed Ex Ante Team
DEER2023 | D23v0 | 2022-01-13 23:03 | SCE | Res | Old | CZ13 | rWtd | 1.14 | 1.48 | -0.0197 | 541 | 0.0669 | Res-Iltg-dWatt-CFL-basis |  |  |  | Updated using CZ2022 weather | Deemed Ex Ante Team
DEER2023 | D23v0 | 2022-01-13 23:03 | SCE | Res | Old | CZ14 | rWtd | 1.13 | 1.46 | -0.0222 | 541 | 0.0667 | Res-Iltg-dWatt-CFL-basis |  |  |  | Updated using CZ2022 weather | Deemed Ex Ante Team
DEER2023 | D23v0 | 2022-01-13 23:03 | SCE | Res | Old | CZ15 | rWtd | 1.2 | 1.5 | -0.00876 | 541 | 0.0657 | Res-Iltg-dWatt-CFL-basis |  |  |  | Updated using CZ2022 weather | Deemed Ex Ante Team
DEER2023 | D23v0 | 2022-01-13 23:03 | SCE | Res | Old | CZ16 | rWtd | 1.03 | 1.3 | -0.0258 | 541 | 0.0723 | Res-Iltg-dWatt-CFL-basis |  |  |  | Updated using CZ2022 weather | Deemed Ex Ante Team
DEER2023 | D23v0 | 2022-01-13 23:03 | SCE | Res | Old | IOU | rWtd | 1.09 | 1.28 | -0.0162 | 541 | 0.0734 | Res-Iltg-dWatt-CFL-basis |  |  |  | Updated using CZ2022 weather | Deemed Ex Ante Team
DEER2023 | D23v0 | 2022-01-13 23:03 | SCE | Res | Rec | CZ05 | rWtd | 0.99 | 1.1 | -0.022 | 541 | 0.0802 | Res-Iltg-dWatt-CFL-basis |  |  |  | Updated using CZ2022 weather | Deemed Ex Ante Team
DEER2023 | D23v0 | 2022-01-13 23:03 | SCE | Res | Rec | CZ06 | rWtd | 1.01 | 1.11 | -0.0136 | 541 | 0.0761 | Res-Iltg-dWatt-CFL-basis |  |  |  | Updated using CZ2022 weather | Deemed Ex Ante Team
DEER2023 | D23v0 | 2022-01-13 23:03 | SCE | Res | Rec | CZ08 | rWtd | 1.07 | 1.18 | -0.0093 | 541 | 0.0748 | Res-Iltg-dWatt-CFL-basis |  |  |  | Updated using CZ2022 weather | Deemed Ex Ante Team
DEER2023 | D23v0 | 2022-01-13 23:03 | SCE | Res | Rec | CZ09 | rWtd | 1.09 | 1.2 | -0.0115 | 541 | 0.0753 | Res-Iltg-dWatt-CFL-basis |  |  |  | Updated using CZ2022 weather | Deemed Ex Ante Team
DEER2023 | D23v0 | 2022-01-13 23:03 | SCE | Res | Rec | CZ10 | rWtd | 1.09 | 1.28 | -0.0178 | 541 | 0.067 | Res-Iltg-dWatt-CFL-basis |  |  |  | Updated using CZ2022 weather | Deemed Ex Ante Team
DEER2023 | D23v0 | 2022-01-13 23:03 | SCE | Res | Rec | CZ13 | rWtd | 1.1 | 1.35 | -0.017 | 541 | 0.0669 | Res-Iltg-dWatt-CFL-basis |  |  |  | Updated using CZ2022 weather | Deemed Ex Ante Team
DEER2023 | D23v0 | 2022-01-13 23:03 | SCE | Res | Rec | CZ14 | rWtd | 1.09 | 1.32 | -0.0214 | 541 | 0.0671 | Res-Iltg-dWatt-CFL-basis |  |  |  | Updated using CZ2022 weather | Deemed Ex Ante Team
DEER2023 | D23v0 | 2022-01-13 23:03 | SCE | Res | Rec | CZ15 | rWtd | 1.2 | 1.44 | -0.0084 | 541 | 0.0672 | Res-Iltg-dWatt-CFL-basis |  |  |  | Updated using CZ2022 weather | Deemed Ex Ante Team
DEER2023 | D23v0 | 2022-01-13 23:03 | SCE | Res | Rec | CZ16 | rWtd | 1.01 | 1.3 | -0.0216 | 541 | 0.073 | Res-Iltg-dWatt-CFL-basis |  |  |  | Updated using CZ2022 weather | Deemed Ex Ante Team
DEER2023 | D23v0 | 2022-01-13 23:03 | SCE | Res | Rec | IOU | rWtd | 1.07 | 1.2 | -0.0138 | 541 | 0.0727 | Res-Iltg-dWatt-CFL-basis |  |  |  | Updated using CZ2022 weather | Deemed Ex Ante Team
DEER2023 | D23v0 | 2022-01-13 23:02 | SCE | SFm | Ex | CZ05 | rWtd | 0.98 | 1.12 | -0.0286 | 541 | 0.0804 | Res-Iltg-dWatt-CFL-basis |  |  |  | Updated using CZ2022 weather | Deemed Ex Ante Team
DEER2023 | D23v0 | 2022-01-13 23:02 | SCE | SFm | Ex | CZ06 | rWtd | 1.04 | 1.13 | -0.0135 | 541 | 0.0803 | Res-Iltg-dWatt-CFL-basis |  |  |  | Updated using CZ2022 weather | Deemed Ex Ante Team
DEER2023 | D23v0 | 2022-01-13 23:02 | SCE | SFm | Ex | CZ08 | rWtd | 1.09 | 1.19 | -0.0124 | 541 | 0.0803 | Res-Iltg-dWatt-CFL-basis |  |  |  | Updated using CZ2022 weather | Deemed Ex Ante Team
DEER2023 | D23v0 | 2022-01-13 23:02 | SCE | SFm | Ex | CZ09 | rWtd | 1.1 | 1.29 | -0.015 | 541 | 0.0804 | Res-Iltg-dWatt-CFL-basis |  |  |  | Updated using CZ2022 weather | Deemed Ex Ante Team
DEER2023 | D23v0 | 2022-01-13 23:02 | SCE | SFm | Ex | CZ10 | rWtd | 1.12 | 1.32 | -0.019 | 541 | 0.0671 | Res-Iltg-dWatt-CFL-basis |  |  |  | Updated using CZ2022 weather | Deemed Ex Ante Team
DEER2023 | D23v0 | 2022-01-13 23:02 | SCE | SFm | Ex | CZ13 | rWtd | 1.13 | 1.37 | -0.018 | 541 | 0.0671 | Res-Iltg-dWatt-CFL-basis |  |  |  | Updated using CZ2022 weather | Deemed Ex Ante Team
DEER2023 | D23v0 | 2022-01-13 23:02 | SCE | SFm | Ex | CZ14 | rWtd | 1.12 | 1.35 | -0.0214 | 541 | 0.0671 | Res-Iltg-dWatt-CFL-basis |  |  |  | Updated using CZ2022 weather | Deemed Ex Ante Team
DEER2023 | D23v0 | 2022-01-13 23:02 | SCE | SFm | Ex | CZ15 | rWtd | 1.19 | 1.46 | -0.00984 | 541 | 0.0671 | Res-Iltg-dWatt-CFL-basis |  |  |  | Updated using CZ2022 weather | Deemed Ex Ante Team
DEER2023 | D23v0 | 2022-01-13 23:02 | SCE | SFm | Ex | CZ16 | rWtd | 1.02 | 1.32 | -0.0204 | 541 | 0.073 | Res-Iltg-dWatt-CFL-basis |  |  |  | Updated using CZ2022 weather | Deemed Ex Ante Team
DEER2023 | D23v0 | 2022-01-13 23:03 | SCE | SFm | Ex | IOU | rWtd | 1.1 | 1.27 | -0.0169 | 541 | 0.0732 | Res-Iltg-dWatt-CFL-basis |  |  |  | Updated using CZ2022 weather | Deemed Ex Ante Team
DEER2023 | D23v0 | 2022-01-13 23:02 | SCE | SFm | New | CZ05 | rWtd | 1 | 1.1 | -0.022 | 541 | 0.0804 | Res-Iltg-dWatt-CFL-basis |  |  |  | Updated using CZ2022 weather | Deemed Ex Ante Team
DEER2023 | D23v0 | 2022-01-13 23:02 | SCE | SFm | New | CZ06 | rWtd | 1.02 | 1.12 | -0.0167 | 541 | 0.0803 | Res-Iltg-dWatt-CFL-basis |  |  |  | Updated using CZ2022 weather | Deemed Ex Ante Team
DEER2023 | D23v0 | 2022-01-13 23:02 | SCE | SFm | New | CZ08 | rWtd | 1.08 | 1.26 | -0.0108 | 541 | 0.0803 | Res-Iltg-dWatt-CFL-basis |  |  |  | Updated using CZ2022 weather | Deemed Ex Ante Team
DEER2023 | D23v0 | 2022-01-13 23:02 | SCE | SFm | New | CZ09 | rWtd | 1.08 | 1.2 | -0.0136 | 541 | 0.0804 | Res-Iltg-dWatt-CFL-basis |  |  |  | Updated using CZ2022 weather | Deemed Ex Ante Team
DEER2023 | D23v0 | 2022-01-13 23:02 | SCE | SFm | New | CZ10 | rWtd | 1.09 | 1.28 | -0.018 | 541 | 0.0671 | Res-Iltg-dWatt-CFL-basis |  |  |  | Updated using CZ2022 weather | Deemed Ex Ante Team
DEER2023 | D23v0 | 2022-01-13 23:02 | SCE | SFm | New | CZ13 | rWtd | 1.1 | 1.35 | -0.0172 | 541 | 0.0671 | Res-Iltg-dWatt-CFL-basis |  |  |  | Updated using CZ2022 weather | Deemed Ex Ante Team
DEER2023 | D23v0 | 2022-01-13 23:02 | SCE | SFm | New | CZ14 | rWtd | 1.09 | 1.31 | -0.0216 | 541 | 0.0671 | Res-Iltg-dWatt-CFL-basis |  |  |  | Updated using CZ2022 weather | Deemed Ex Ante Team
DEER2023 | D23v0 | 2022-01-13 23:02 | SCE | SFm | New | CZ15 | rWtd | 1.17 | 1.4 | -0.00954 | 541 | 0.0671 | Res-Iltg-dWatt-CFL-basis |  |  |  | Updated using CZ2022 weather | Deemed Ex Ante Team
DEER2023 | D23v0 | 2022-01-13 23:02 | SCE | SFm | New | CZ16 | rWtd | 1.02 | 1.24 | -0.0175 | 541 | 0.073 | Res-Iltg-dWatt-CFL-basis |  |  |  | Updated using CZ2022 weather | Deemed Ex Ante Team
DEER2023 | D23v0 | 2022-01-13 23:03 | SCE | SFm | New | IOU | rWtd | 1.07 | 1.24 | -0.0166 | 541 | 0.0728 | Res-Iltg-dWatt-CFL-basis |  |  |  | Updated using CZ2022 weather | Deemed Ex Ante Team
DEER2023 | D23v0 | 2022-01-13 23:02 | SCE | SFm | Old | CZ05 | rWtd | 0.97 | 1.12 | -0.0318 | 541 | 0.0803 | Res-Iltg-dWatt-CFL-basis |  |  |  | Updated using CZ2022 weather | Deemed Ex Ante Team
DEER2023 | D23v0 | 2022-01-13 23:02 | SCE | SFm | Old | CZ06 | rWtd | 1.03 | 1.15 | -0.0153 | 541 | 0.0802 | Res-Iltg-dWatt-CFL-basis |  |  |  | Updated using CZ2022 weather | Deemed Ex Ante Team
DEER2023 | D23v0 | 2022-01-13 23:02 | SCE | SFm | Old | CZ08 | rWtd | 1.08 | 1.18 | -0.0142 | 541 | 0.0801 | Res-Iltg-dWatt-CFL-basis |  |  |  | Updated using CZ2022 weather | Deemed Ex Ante Team
DEER2023 | D23v0 | 2022-01-13 23:02 | SCE | SFm | Old | CZ09 | rWtd | 1.11 | 1.32 | -0.0168 | 541 | 0.0802 | Res-Iltg-dWatt-CFL-basis |  |  |  | Updated using CZ2022 weather | Deemed Ex Ante Team
DEER2023 | D23v0 | 2022-01-13 23:02 | SCE | SFm | Old | CZ10 | rWtd | 1.12 | 1.43 | -0.0195 | 541 | 0.067 | Res-Iltg-dWatt-CFL-basis |  |  |  | Updated using CZ2022 weather | Deemed Ex Ante Team
DEER2023 | D23v0 | 2022-01-13 23:02 | SCE | SFm | Old | CZ13 | rWtd | 1.14 | 1.49 | -0.0204 | 541 | 0.067 | Res-Iltg-dWatt-CFL-basis |  |  |  | Updated using CZ2022 weather | Deemed Ex Ante Team
DEER2023 | D23v0 | 2022-01-13 23:02 | SCE | SFm | Old | CZ14 | rWtd | 1.13 | 1.47 | -0.0232 | 541 | 0.067 | Res-Iltg-dWatt-CFL-basis |  |  |  | Updated using CZ2022 weather | Deemed Ex Ante Team
DEER2023 | D23v0 | 2022-01-13 23:02 | SCE | SFm | Old | CZ15 | rWtd | 1.2 | 1.55 | -0.0102 | 541 | 0.067 | Res-Iltg-dWatt-CFL-basis |  |  |  | Updated using CZ2022 weather | Deemed Ex Ante Team
DEER2023 | D23v0 | 2022-01-13 23:02 | SCE | SFm | Old | CZ16 | rWtd | 1.03 | 1.3 | -0.0266 | 541 | 0.073 | Res-Iltg-dWatt-CFL-basis |  |  |  | Updated using CZ2022 weather | Deemed Ex Ante Team
DEER2023 | D23v0 | 2022-01-13 23:03 | SCE | SFm | Old | IOU | rWtd | 1.09 | 1.3 | -0.0176 | 541 | 0.0751 | Res-Iltg-dWatt-CFL-basis |  |  |  | Updated using CZ2022 weather | Deemed Ex Ante Team
DEER2023 | D23v0 | 2022-01-13 23:02 | SCE | SFm | Rec | CZ05 | rWtd | 0.99 | 1.1 | -0.0222 | 541 | 0.0804 | Res-Iltg-dWatt-CFL-basis |  |  |  | Updated using CZ2022 weather | Deemed Ex Ante Team
DEER2023 | D23v0 | 2022-01-13 23:02 | SCE | SFm | Rec | CZ06 | rWtd | 1.02 | 1.11 | -0.0169 | 541 | 0.0803 | Res-Iltg-dWatt-CFL-basis |  |  |  | Updated using CZ2022 weather | Deemed Ex Ante Team
DEER2023 | D23v0 | 2022-01-13 23:02 | SCE | SFm | Rec | CZ08 | rWtd | 1.08 | 1.26 | -0.0108 | 541 | 0.0803 | Res-Iltg-dWatt-CFL-basis |  |  |  | Updated using CZ2022 weather | Deemed Ex Ante Team
DEER2023 | D23v0 | 2022-01-13 23:02 | SCE | SFm | Rec | CZ09 | rWtd | 1.08 | 1.19 | -0.0138 | 541 | 0.0804 | Res-Iltg-dWatt-CFL-basis |  |  |  | Updated using CZ2022 weather | Deemed Ex Ante Team
DEER2023 | D23v0 | 2022-01-13 23:02 | SCE | SFm | Rec | CZ10 | rWtd | 1.09 | 1.28 | -0.018 | 541 | 0.0671 | Res-Iltg-dWatt-CFL-basis |  |  |  | Updated using CZ2022 weather | Deemed Ex Ante Team
DEER2023 | D23v0 | 2022-01-13 23:02 | SCE | SFm | Rec | CZ13 | rWtd | 1.1 | 1.35 | -0.0173 | 541 | 0.0671 | Res-Iltg-dWatt-CFL-basis |  |  |  | Updated using CZ2022 weather | Deemed Ex Ante Team
DEER2023 | D23v0 | 2022-01-13 23:02 | SCE | SFm | Rec | CZ14 | rWtd | 1.09 | 1.31 | -0.0216 | 541 | 0.0671 | Res-Iltg-dWatt-CFL-basis |  |  |  | Updated using CZ2022 weather | Deemed Ex Ante Team
DEER2023 | D23v0 | 2022-01-13 23:02 | SCE | SFm | Rec | CZ15 | rWtd | 1.18 | 1.41 | -0.0095 | 541 | 0.0671 | Res-Iltg-dWatt-CFL-basis |  |  |  | Updated using CZ2022 weather | Deemed Ex Ante Team
DEER2023 | D23v0 | 2022-01-13 23:02 | SCE | SFm | Rec | CZ16 | rWtd | 1 | 1.3 | -0.0218 | 541 | 0.073 | Res-Iltg-dWatt-CFL-basis |  |  |  | Updated using CZ2022 weather | Deemed Ex Ante Team
DEER2023 | D23v0 | 2022-01-13 23:03 | SCE | SFm | Rec | IOU | rWtd | 1.07 | 1.24 | -0.0167 | 541 | 0.0732 | Res-Iltg-dWatt-CFL-basis |  |  |  | Updated using CZ2022 weather | Deemed Ex Ante Team
DEER2023 | D23v0 | 2022-01-13 23:02 | SCG | DMo | Ex | CZ04 | rWtd | 1.1 | 1.46 | -0.0195 | 541 | 0.0731 | Res-Iltg-dWatt-CFL-basis |  |  |  | Updated using CZ2022 weather | Deemed Ex Ante Team
DEER2023 | D23v0 | 2022-01-13 23:02 | SCG | DMo | Ex | CZ05 | rWtd | 0.95 | 1.09 | -0.0276 | 541 | 0.0805 | Res-Iltg-dWatt-CFL-basis |  |  |  | Updated using CZ2022 weather | Deemed Ex Ante Team
DEER2023 | D23v0 | 2022-01-13 23:02 | SCG | DMo | Ex | CZ06 | rWtd | 0.99 | 1.05 | -0.0137 | 541 | 0.0805 | Res-Iltg-dWatt-CFL-basis |  |  |  | Updated using CZ2022 weather | Deemed Ex Ante Team
DEER2023 | D23v0 | 2022-01-13 23:02 | SCG | DMo | Ex | CZ07 | rWtd | 1 | 1.05 | -0.0118 | 541 | 0.0805 | Res-Iltg-dWatt-CFL-basis |  |  |  | Updated using CZ2022 weather | Deemed Ex Ante Team
DEER2023 | D23v0 | 2022-01-13 23:02 | SCG | DMo | Ex | CZ08 | rWtd | 1.12 | 1.27 | -0.0123 | 541 | 0.0805 | Res-Iltg-dWatt-CFL-basis |  |  |  | Updated using CZ2022 weather | Deemed Ex Ante Team
DEER2023 | D23v0 | 2022-01-13 23:02 | SCG | DMo | Ex | CZ09 | rWtd | 1.1 | 1.33 | -0.0139 | 541 | 0.0805 | Res-Iltg-dWatt-CFL-basis |  |  |  | Updated using CZ2022 weather | Deemed Ex Ante Team
DEER2023 | D23v0 | 2022-01-13 23:02 | SCG | DMo | Ex | CZ10 | rWtd | 1.17 | 1.47 | -0.0145 | 541 | 0.0674 | Res-Iltg-dWatt-CFL-basis |  |  |  | Updated using CZ2022 weather | Deemed Ex Ante Team
DEER2023 | D23v0 | 2022-01-13 23:02 | SCG | DMo | Ex | CZ13 | rWtd | 1.17 | 1.49 | -0.0162 | 541 | 0.0674 | Res-Iltg-dWatt-CFL-basis |  |  |  | Updated using CZ2022 weather | Deemed Ex Ante Team
DEER2023 | D23v0 | 2022-01-13 23:02 | SCG | DMo | Ex | CZ14 | rWtd | 1.09 | 1.36 | -0.0186 | 541 | 0.0674 | Res-Iltg-dWatt-CFL-basis |  |  |  | Updated using CZ2022 weather | Deemed Ex Ante Team
DEER2023 | D23v0 | 2022-01-13 23:02 | SCG | DMo | Ex | CZ15 | rWtd | 1.26 | 1.57 | -0.0069 | 541 | 0.0674 | Res-Iltg-dWatt-CFL-basis |  |  |  | Updated using CZ2022 weather | Deemed Ex Ante Team
DEER2023 | D23v0 | 2022-01-13 23:02 | SCG | DMo | Ex | CZ16 | rWtd | 1.05 | 1.37 | -0.0208 | 541 | 0.0731 | Res-Iltg-dWatt-CFL-basis |  |  |  | Updated using CZ2022 weather | Deemed Ex Ante Team
DEER2023 | D23v0 | 2022-01-13 23:03 | SCG | DMo | Ex | IOU | rWtd | 1.04 | 1.16 | -0.0142 | 541 | 0.0788 | Res-Iltg-dWatt-CFL-basis |  |  |  | Updated using CZ2022 weather | Deemed Ex Ante Team
DEER2023 | D23v0 | 2022-01-13 23:03 | SCG | DMo | New | IOU | rWtd | 1.05 | 1.16 | -0.0125 | 541 | 0.0788 | Res-Iltg-dWatt-CFL-basis |  |  |  | Updated using CZ2022 weather | Deemed Ex Ante Team
DEER2023 | D23v0 | 2022-01-13 23:02 | SCG | DMo | Old | CZ04 | rWtd | 1.12 | 1.47 | -0.02 | 541 | 0.0731 | Res-Iltg-dWatt-CFL-basis |  |  |  | Updated using CZ2022 weather | Deemed Ex Ante Team
DEER2023 | D23v0 | 2022-01-13 23:02 | SCG | DMo | Old | CZ05 | rWtd | 0.97 | 1.08 | -0.023 | 541 | 0.0804 | Res-Iltg-dWatt-CFL-basis |  |  |  | Updated using CZ2022 weather | Deemed Ex Ante Team
DEER2023 | D23v0 | 2022-01-13 23:02 | SCG | DMo | Old | CZ06 | rWtd | 1 | 1.06 | -0.00978 | 541 | 0.0803 | Res-Iltg-dWatt-CFL-basis |  |  |  | Updated using CZ2022 weather | Deemed Ex Ante Team
DEER2023 | D23v0 | 2022-01-13 23:02 | SCG | DMo | Old | CZ07 | rWtd | 1 | 1.06 | -0.0128 | 541 | 0.0803 | Res-Iltg-dWatt-CFL-basis |  |  |  | Updated using CZ2022 weather | Deemed Ex Ante Team
DEER2023 | D23v0 | 2022-01-13 23:02 | SCG | DMo | Old | CZ08 | rWtd | 1.11 | 1.26 | -0.0107 | 541 | 0.0803 | Res-Iltg-dWatt-CFL-basis |  |  |  | Updated using CZ2022 weather | Deemed Ex Ante Team
DEER2023 | D23v0 | 2022-01-13 23:02 | SCG | DMo | Old | CZ09 | rWtd | 1.12 | 1.34 | -0.0121 | 541 | 0.0803 | Res-Iltg-dWatt-CFL-basis |  |  |  | Updated using CZ2022 weather | Deemed Ex Ante Team
DEER2023 | D23v0 | 2022-01-13 23:02 | SCG | DMo | Old | CZ10 | rWtd | 1.16 | 1.44 | -0.0127 | 541 | 0.0673 | Res-Iltg-dWatt-CFL-basis |  |  |  | Updated using CZ2022 weather | Deemed Ex Ante Team
DEER2023 | D23v0 | 2022-01-13 23:02 | SCG | DMo | Old | CZ13 | rWtd | 1.17 | 1.49 | -0.0149 | 541 | 0.0672 | Res-Iltg-dWatt-CFL-basis |  |  |  | Updated using CZ2022 weather | Deemed Ex Ante Team
DEER2023 | D23v0 | 2022-01-13 23:02 | SCG | DMo | Old | CZ14 | rWtd | 1.08 | 1.36 | -0.0191 | 541 | 0.0673 | Res-Iltg-dWatt-CFL-basis |  |  |  | Updated using CZ2022 weather | Deemed Ex Ante Team
DEER2023 | D23v0 | 2022-01-13 23:02 | SCG | DMo | Old | CZ15 | rWtd | 1.25 | 1.54 | -0.0067 | 541 | 0.0673 | Res-Iltg-dWatt-CFL-basis |  |  |  | Updated using CZ2022 weather | Deemed Ex Ante Team
DEER2023 | D23v0 | 2022-01-13 23:02 | SCG | DMo | Old | CZ16 | rWtd | 1.03 | 1.36 | -0.0278 | 541 | 0.0731 | Res-Iltg-dWatt-CFL-basis |  |  |  | Updated using CZ2022 weather | Deemed Ex Ante Team
DEER2023 | D23v0 | 2022-01-13 23:03 | SCG | DMo | Old | IOU | rWtd | 1.13 | 1.37 | -0.0126 | 541 | 0.0724 | Res-Iltg-dWatt-CFL-basis |  |  |  | Updated using CZ2022 weather | Deemed Ex Ante Team
DEER2023 | D23v0 | 2022-01-13 23:02 | SCG | DMo | Rec | CZ04 | rWtd | 1.09 | 1.4 | -0.0181 | 541 | 0.0731 | Res-Iltg-dWatt-CFL-basis |  |  |  | Updated using CZ2022 weather | Deemed Ex Ante Team
DEER2023 | D23v0 | 2022-01-13 23:02 | SCG | DMo | Rec | CZ05 | rWtd | 0.96 | 1.07 | -0.0236 | 541 | 0.0805 | Res-Iltg-dWatt-CFL-basis |  |  |  | Updated using CZ2022 weather | Deemed Ex Ante Team
DEER2023 | D23v0 | 2022-01-13 23:02 | SCG | DMo | Rec | CZ06 | rWtd | 0.99 | 1.04 | -0.0117 | 541 | 0.0805 | Res-Iltg-dWatt-CFL-basis |  |  |  | Updated using CZ2022 weather | Deemed Ex Ante Team
DEER2023 | D23v0 | 2022-01-13 23:02 | SCG | DMo | Rec | CZ07 | rWtd | 1.01 | 1.04 | -0.0087 | 541 | 0.0805 | Res-Iltg-dWatt-CFL-basis |  |  |  | Updated using CZ2022 weather | Deemed Ex Ante Team
DEER2023 | D23v0 | 2022-01-13 23:02 | SCG | DMo | Rec | CZ08 | rWtd | 1.12 | 1.23 | -0.00978 | 541 | 0.0805 | Res-Iltg-dWatt-CFL-basis |  |  |  | Updated using CZ2022 weather | Deemed Ex Ante Team
DEER2023 | D23v0 | 2022-01-13 23:02 | SCG | DMo | Rec | CZ09 | rWtd | 1.09 | 1.23 | -0.0125 | 541 | 0.0805 | Res-Iltg-dWatt-CFL-basis |  |  |  | Updated using CZ2022 weather | Deemed Ex Ante Team
DEER2023 | D23v0 | 2022-01-13 23:02 | SCG | DMo | Rec | CZ10 | rWtd | 1.15 | 1.41 | -0.0144 | 541 | 0.0674 | Res-Iltg-dWatt-CFL-basis |  |  |  | Updated using CZ2022 weather | Deemed Ex Ante Team
DEER2023 | D23v0 | 2022-01-13 23:02 | SCG | DMo | Rec | CZ13 | rWtd | 1.14 | 1.41 | -0.0161 | 541 | 0.0674 | Res-Iltg-dWatt-CFL-basis |  |  |  | Updated using CZ2022 weather | Deemed Ex Ante Team
DEER2023 | D23v0 | 2022-01-13 23:02 | SCG | DMo | Rec | CZ14 | rWtd | 1.08 | 1.34 | -0.0186 | 541 | 0.0674 | Res-Iltg-dWatt-CFL-basis |  |  |  | Updated using CZ2022 weather | Deemed Ex Ante Team
DEER2023 | D23v0 | 2022-01-13 23:02 | SCG | DMo | Rec | CZ15 | rWtd | 1.24 | 1.47 | -0.00704 | 541 | 0.0674 | Res-Iltg-dWatt-CFL-basis |  |  |  | Updated using CZ2022 weather | Deemed Ex Ante Team
DEER2023 | D23v0 | 2022-01-13 23:02 | SCG | DMo | Rec | CZ16 | rWtd | 1.03 | 1.32 | -0.0204 | 541 | 0.0731 | Res-Iltg-dWatt-CFL-basis |  |  |  | Updated using CZ2022 weather | Deemed Ex Ante Team
DEER2023 | D23v0 | 2022-01-13 23:03 | SCG | DMo | Rec | IOU | rWtd | 1.04 | 1.13 | -0.0125 | 541 | 0.0788 | Res-Iltg-dWatt-CFL-basis |  |  |  | Updated using CZ2022 weather | Deemed Ex Ante Team
DEER2023 | D23v0 | 2022-01-13 23:02 | SCG | MFm | Ex | CZ04 | rWtd | 0.99 | 1.05 | -0.0116 | 541 | 0.0673 | Res-Iltg-dWatt-CFL-basis |  |  |  | Updated using CZ2022 weather | Deemed Ex Ante Team
DEER2023 | D23v0 | 2022-01-13 23:02 | SCG | MFm | Ex | CZ05 | rWtd | 0.96 | 1.02 | -0.016 | 541 | 0.0708 | Res-Iltg-dWatt-CFL-basis |  |  |  | Updated using CZ2022 weather | Deemed Ex Ante Team
DEER2023 | D23v0 | 2022-01-13 23:02 | SCG | MFm | Ex | CZ06 | rWtd | 1.02 | 1.18 | -0.0113 | 541 | 0.0712 | Res-Iltg-dWatt-CFL-basis |  |  |  | Updated using CZ2022 weather | Deemed Ex Ante Team
DEER2023 | D23v0 | 2022-01-13 23:02 | SCG | MFm | Ex | CZ07 | rWtd | 1.04 | 1.11 | -0.012 | 541 | 0.0712 | Res-Iltg-dWatt-CFL-basis |  |  |  | Updated using CZ2022 weather | Deemed Ex Ante Team
DEER2023 | D23v0 | 2022-01-13 23:02 | SCG | MFm | Ex | CZ08 | rWtd | 1.05 | 1.13 | -0.0103 | 541 | 0.0712 | Res-Iltg-dWatt-CFL-basis |  |  |  | Updated using CZ2022 weather | Deemed Ex Ante Team
DEER2023 | D23v0 | 2022-01-13 23:02 | SCG | MFm | Ex | CZ09 | rWtd | 1.06 | 1.2 | -0.0114 | 541 | 0.0708 | Res-Iltg-dWatt-CFL-basis |  |  |  | Updated using CZ2022 weather | Deemed Ex Ante Team
DEER2023 | D23v0 | 2022-01-13 23:02 | SCG | MFm | Ex | CZ10 | rWtd | 1.1 | 1.3 | -0.00966 | 541 | 0.0642 | Res-Iltg-dWatt-CFL-basis |  |  |  | Updated using CZ2022 weather | Deemed Ex Ante Team
DEER2023 | D23v0 | 2022-01-13 23:02 | SCG | MFm | Ex | CZ13 | rWtd | 1.11 | 1.3 | -0.0128 | 541 | 0.0642 | Res-Iltg-dWatt-CFL-basis |  |  |  | Updated using CZ2022 weather | Deemed Ex Ante Team
DEER2023 | D23v0 | 2022-01-13 23:02 | SCG | MFm | Ex | CZ14 | rWtd | 1.1 | 1.29 | -0.0166 | 541 | 0.0646 | Res-Iltg-dWatt-CFL-basis |  |  |  | Updated using CZ2022 weather | Deemed Ex Ante Team
DEER2023 | D23v0 | 2022-01-13 23:02 | SCG | MFm | Ex | CZ15 | rWtd | 1.17 | 1.36 | -0.00678 | 541 | 0.0646 | Res-Iltg-dWatt-CFL-basis |  |  |  | Updated using CZ2022 weather | Deemed Ex Ante Team
DEER2023 | D23v0 | 2022-01-13 23:02 | SCG | MFm | Ex | CZ16 | rWtd | 1.04 | 1.25 | -0.0212 | 541 | 0.0673 | Res-Iltg-dWatt-CFL-basis |  |  |  | Updated using CZ2022 weather | Deemed Ex Ante Team
DEER2023 | D23v0 | 2022-01-13 23:03 | SCG | MFm | Ex | IOU | rWtd | 1.05 | 1.17 | -0.011 | 541 | 0.071 | Res-Iltg-dWatt-CFL-basis |  |  |  | Updated using CZ2022 weather | Deemed Ex Ante Team
DEER2023 | D23v0 | 2022-01-13 23:02 | SCG | MFm | New | CZ04 | rWtd | 1 | 1.04 | -0.00966 | 541 | 0.0673 | Res-Iltg-dWatt-CFL-basis |  |  |  | Updated using CZ2022 weather | Deemed Ex Ante Team
DEER2023 | D23v0 | 2022-01-13 23:02 | SCG | MFm | New | CZ05 | rWtd | 0.98 | 1.02 | -0.0114 | 541 | 0.0708 | Res-Iltg-dWatt-CFL-basis |  |  |  | Updated using CZ2022 weather | Deemed Ex Ante Team
DEER2023 | D23v0 | 2022-01-13 23:02 | SCG | MFm | New | CZ06 | rWtd | 1.02 | 1.16 | -0.0116 | 541 | 0.0712 | Res-Iltg-dWatt-CFL-basis |  |  |  | Updated using CZ2022 weather | Deemed Ex Ante Team
DEER2023 | D23v0 | 2022-01-13 23:02 | SCG | MFm | New | CZ07 | rWtd | 1.04 | 1.11 | -0.0109 | 541 | 0.0712 | Res-Iltg-dWatt-CFL-basis |  |  |  | Updated using CZ2022 weather | Deemed Ex Ante Team
DEER2023 | D23v0 | 2022-01-13 23:02 | SCG | MFm | New | CZ08 | rWtd | 1.06 | 1.1 | -0.00844 | 541 | 0.0712 | Res-Iltg-dWatt-CFL-basis |  |  |  | Updated using CZ2022 weather | Deemed Ex Ante Team
DEER2023 | D23v0 | 2022-01-13 23:02 | SCG | MFm | New | CZ09 | rWtd | 1.07 | 1.16 | -0.00982 | 541 | 0.0708 | Res-Iltg-dWatt-CFL-basis |  |  |  | Updated using CZ2022 weather | Deemed Ex Ante Team
DEER2023 | D23v0 | 2022-01-13 23:02 | SCG | MFm | New | CZ10 | rWtd | 1.11 | 1.25 | -0.00846 | 541 | 0.0642 | Res-Iltg-dWatt-CFL-basis |  |  |  | Updated using CZ2022 weather | Deemed Ex Ante Team
DEER2023 | D23v0 | 2022-01-13 23:02 | SCG | MFm | New | CZ13 | rWtd | 1.11 | 1.28 | -0.0115 | 541 | 0.0642 | Res-Iltg-dWatt-CFL-basis |  |  |  | Updated using CZ2022 weather | Deemed Ex Ante Team
DEER2023 | D23v0 | 2022-01-13 23:02 | SCG | MFm | New | CZ14 | rWtd | 1.1 | 1.3 | -0.0165 | 541 | 0.0646 | Res-Iltg-dWatt-CFL-basis |  |  |  | Updated using CZ2022 weather | Deemed Ex Ante Team
DEER2023 | D23v0 | 2022-01-13 23:02 | SCG | MFm | New | CZ15 | rWtd | 1.16 | 1.36 | -0.00628 | 541 | 0.0646 | Res-Iltg-dWatt-CFL-basis |  |  |  | Updated using CZ2022 weather | Deemed Ex Ante Team
DEER2023 | D23v0 | 2022-01-13 23:02 | SCG | MFm | New | CZ16 | rWtd | 1.04 | 1.21 | -0.019 | 541 | 0.0673 | Res-Iltg-dWatt-CFL-basis |  |  |  | Updated using CZ2022 weather | Deemed Ex Ante Team
DEER2023 | D23v0 | 2022-01-13 23:03 | SCG | MFm | New | IOU | rWtd | 1.05 | 1.15 | -0.01 | 541 | 0.071 | Res-Iltg-dWatt-CFL-basis |  |  |  | Updated using CZ2022 weather | Deemed Ex Ante Team
DEER2023 | D23v0 | 2022-01-13 23:02 | SCG | MFm | Old | CZ04 | rWtd | 0.97 | 1.06 | -0.0156 | 541 | 0.0674 | Res-Iltg-dWatt-CFL-basis |  |  |  | Updated using CZ2022 weather | Deemed Ex Ante Team
DEER2023 | D23v0 | 2022-01-13 23:02 | SCG | MFm | Old | CZ05 | rWtd | 0.94 | 1.01 | -0.0218 | 541 | 0.0708 | Res-Iltg-dWatt-CFL-basis |  |  |  | Updated using CZ2022 weather | Deemed Ex Ante Team
DEER2023 | D23v0 | 2022-01-13 23:02 | SCG | MFm | Old | CZ06 | rWtd | 1.02 | 1.16 | -0.0139 | 541 | 0.0709 | Res-Iltg-dWatt-CFL-basis |  |  |  | Updated using CZ2022 weather | Deemed Ex Ante Team
DEER2023 | D23v0 | 2022-01-13 23:02 | SCG | MFm | Old | CZ07 | rWtd | 1.01 | 1.13 | -0.0138 | 541 | 0.071 | Res-Iltg-dWatt-CFL-basis |  |  |  | Updated using CZ2022 weather | Deemed Ex Ante Team
DEER2023 | D23v0 | 2022-01-13 23:02 | SCG | MFm | Old | CZ08 | rWtd | 1.05 | 1.14 | -0.0121 | 541 | 0.0709 | Res-Iltg-dWatt-CFL-basis |  |  |  | Updated using CZ2022 weather | Deemed Ex Ante Team
DEER2023 | D23v0 | 2022-01-13 23:02 | SCG | MFm | Old | CZ09 | rWtd | 1.08 | 1.23 | -0.0135 | 541 | 0.0712 | Res-Iltg-dWatt-CFL-basis |  |  |  | Updated using CZ2022 weather | Deemed Ex Ante Team
DEER2023 | D23v0 | 2022-01-13 23:02 | SCG | MFm | Old | CZ10 | rWtd | 1.09 | 1.35 | -0.0144 | 541 | 0.0646 | Res-Iltg-dWatt-CFL-basis |  |  |  | Updated using CZ2022 weather | Deemed Ex Ante Team
DEER2023 | D23v0 | 2022-01-13 23:02 | SCG | MFm | Old | CZ13 | rWtd | 1.1 | 1.36 | -0.0159 | 541 | 0.0644 | Res-Iltg-dWatt-CFL-basis |  |  |  | Updated using CZ2022 weather | Deemed Ex Ante Team
DEER2023 | D23v0 | 2022-01-13 23:02 | SCG | MFm | Old | CZ14 | rWtd | 1.1 | 1.39 | -0.0162 | 541 | 0.0646 | Res-Iltg-dWatt-CFL-basis |  |  |  | Updated using CZ2022 weather | Deemed Ex Ante Team
DEER2023 | D23v0 | 2022-01-13 23:02 | SCG | MFm | Old | CZ15 | rWtd | 1.2 | 1.44 | -0.00746 | 541 | 0.0646 | Res-Iltg-dWatt-CFL-basis |  |  |  | Updated using CZ2022 weather | Deemed Ex Ante Team
DEER2023 | D23v0 | 2022-01-13 23:02 | SCG | MFm | Old | CZ16 | rWtd | 1.04 | 1.28 | -0.0204 | 541 | 0.0674 | Res-Iltg-dWatt-CFL-basis |  |  |  | Updated using CZ2022 weather | Deemed Ex Ante Team
DEER2023 | D23v0 | 2022-01-13 23:03 | SCG | MFm | Old | IOU | rWtd | 1.06 | 1.21 | -0.0133 | 541 | 0.0704 | Res-Iltg-dWatt-CFL-basis |  |  |  | Updated using CZ2022 weather | Deemed Ex Ante Team
DEER2023 | D23v0 | 2022-01-13 23:02 | SCG | MFm | Rec | CZ04 | rWtd | 1 | 1.04 | -0.00982 | 541 | 0.0673 | Res-Iltg-dWatt-CFL-basis |  |  |  | Updated using CZ2022 weather | Deemed Ex Ante Team
DEER2023 | D23v0 | 2022-01-13 23:02 | SCG | MFm | Rec | CZ05 | rWtd | 0.98 | 1.02 | -0.0114 | 541 | 0.0708 | Res-Iltg-dWatt-CFL-basis |  |  |  | Updated using CZ2022 weather | Deemed Ex Ante Team
DEER2023 | D23v0 | 2022-01-13 23:02 | SCG | MFm | Rec | CZ06 | rWtd | 1.02 | 1.16 | -0.0116 | 541 | 0.0712 | Res-Iltg-dWatt-CFL-basis |  |  |  | Updated using CZ2022 weather | Deemed Ex Ante Team
DEER2023 | D23v0 | 2022-01-13 23:02 | SCG | MFm | Rec | CZ07 | rWtd | 1.04 | 1.11 | -0.0109 | 541 | 0.0712 | Res-Iltg-dWatt-CFL-basis |  |  |  | Updated using CZ2022 weather | Deemed Ex Ante Team
DEER2023 | D23v0 | 2022-01-13 23:02 | SCG | MFm | Rec | CZ08 | rWtd | 1.06 | 1.11 | -0.00858 | 541 | 0.0712 | Res-Iltg-dWatt-CFL-basis |  |  |  | Updated using CZ2022 weather | Deemed Ex Ante Team
DEER2023 | D23v0 | 2022-01-13 23:02 | SCG | MFm | Rec | CZ09 | rWtd | 1.07 | 1.16 | -0.00994 | 541 | 0.0708 | Res-Iltg-dWatt-CFL-basis |  |  |  | Updated using CZ2022 weather | Deemed Ex Ante Team
DEER2023 | D23v0 | 2022-01-13 23:02 | SCG | MFm | Rec | CZ10 | rWtd | 1.11 | 1.25 | -0.0085 | 541 | 0.0642 | Res-Iltg-dWatt-CFL-basis |  |  |  | Updated using CZ2022 weather | Deemed Ex Ante Team
DEER2023 | D23v0 | 2022-01-13 23:02 | SCG | MFm | Rec | CZ13 | rWtd | 1.11 | 1.28 | -0.0116 | 541 | 0.0642 | Res-Iltg-dWatt-CFL-basis |  |  |  | Updated using CZ2022 weather | Deemed Ex Ante Team
DEER2023 | D23v0 | 2022-01-13 23:02 | SCG | MFm | Rec | CZ14 | rWtd | 1.1 | 1.3 | -0.0167 | 541 | 0.0646 | Res-Iltg-dWatt-CFL-basis |  |  |  | Updated using CZ2022 weather | Deemed Ex Ante Team
DEER2023 | D23v0 | 2022-01-13 23:02 | SCG | MFm | Rec | CZ15 | rWtd | 1.16 | 1.34 | -0.00634 | 541 | 0.0646 | Res-Iltg-dWatt-CFL-basis |  |  |  | Updated using CZ2022 weather | Deemed Ex Ante Team
DEER2023 | D23v0 | 2022-01-13 23:02 | SCG | MFm | Rec | CZ16 | rWtd | 1.03 | 1.22 | -0.0218 | 541 | 0.0673 | Res-Iltg-dWatt-CFL-basis |  |  |  | Updated using CZ2022 weather | Deemed Ex Ante Team
DEER2023 | D23v0 | 2022-01-13 23:03 | SCG | MFm | Rec | IOU | rWtd | 1.05 | 1.15 | -0.0101 | 541 | 0.071 | Res-Iltg-dWatt-CFL-basis |  |  |  | Updated using CZ2022 weather | Deemed Ex Ante Team
DEER2023 | D23v0 | 2022-01-13 23:03 | SCG | Res | Ex | CZ04 | rWtd | 1.06 | 1.28 | -0.0218 | 541 | 0.073 | Res-Iltg-dWatt-CFL-basis |  |  |  | Updated using CZ2022 weather | Deemed Ex Ante Team
DEER2023 | D23v0 | 2022-01-13 23:03 | SCG | Res | Ex | CZ05 | rWtd | 0.97 | 1.05 | -0.0284 | 541 | 0.0804 | Res-Iltg-dWatt-CFL-basis |  |  |  | Updated using CZ2022 weather | Deemed Ex Ante Team
DEER2023 | D23v0 | 2022-01-13 23:03 | SCG | Res | Ex | CZ06 | rWtd | 1.03 | 1.15 | -0.0128 | 541 | 0.0775 | Res-Iltg-dWatt-CFL-basis |  |  |  | Updated using CZ2022 weather | Deemed Ex Ante Team
DEER2023 | D23v0 | 2022-01-13 23:03 | SCG | Res | Ex | CZ07 | rWtd | 1.02 | 1.08 | -0.0128 | 541 | 0.0767 | Res-Iltg-dWatt-CFL-basis |  |  |  | Updated using CZ2022 weather | Deemed Ex Ante Team
DEER2023 | D23v0 | 2022-01-13 23:03 | SCG | Res | Ex | CZ08 | rWtd | 1.07 | 1.15 | -0.0113 | 541 | 0.0759 | Res-Iltg-dWatt-CFL-basis |  |  |  | Updated using CZ2022 weather | Deemed Ex Ante Team
DEER2023 | D23v0 | 2022-01-13 23:03 | SCG | Res | Ex | CZ09 | rWtd | 1.08 | 1.24 | -0.0131 | 541 | 0.076 | Res-Iltg-dWatt-CFL-basis |  |  |  | Updated using CZ2022 weather | Deemed Ex Ante Team
DEER2023 | D23v0 | 2022-01-13 23:03 | SCG | Res | Ex | CZ10 | rWtd | 1.12 | 1.32 | -0.0189 | 541 | 0.0671 | Res-Iltg-dWatt-CFL-basis |  |  |  | Updated using CZ2022 weather | Deemed Ex Ante Team
DEER2023 | D23v0 | 2022-01-13 23:03 | SCG | Res | Ex | CZ13 | rWtd | 1.13 | 1.37 | -0.0177 | 541 | 0.0669 | Res-Iltg-dWatt-CFL-basis |  |  |  | Updated using CZ2022 weather | Deemed Ex Ante Team
DEER2023 | D23v0 | 2022-01-13 23:03 | SCG | Res | Ex | CZ14 | rWtd | 1.12 | 1.36 | -0.0214 | 541 | 0.0671 | Res-Iltg-dWatt-CFL-basis |  |  |  | Updated using CZ2022 weather | Deemed Ex Ante Team
DEER2023 | D23v0 | 2022-01-13 23:03 | SCG | Res | Ex | CZ15 | rWtd | 1.2 | 1.48 | -0.00936 | 541 | 0.0671 | Res-Iltg-dWatt-CFL-basis |  |  |  | Updated using CZ2022 weather | Deemed Ex Ante Team
DEER2023 | D23v0 | 2022-01-13 23:03 | SCG | Res | Ex | CZ16 | rWtd | 1.03 | 1.34 | -0.0206 | 541 | 0.073 | Res-Iltg-dWatt-CFL-basis |  |  |  | Updated using CZ2022 weather | Deemed Ex Ante Team
DEER2023 | D23v0 | 2022-01-13 23:03 | SCG | Res | Ex | IOU | rWtd | 1.08 | 1.22 | -0.015 | 541 | 0.0736 | Res-Iltg-dWatt-CFL-basis |  |  |  | Updated using CZ2022 weather | Deemed Ex Ante Team
DEER2023 | D23v0 | 2022-01-13 23:03 | SCG | Res | New | CZ04 | rWtd | 1.04 | 1.21 | -0.02 | 541 | 0.073 | Res-Iltg-dWatt-CFL-basis |  |  |  | Updated using CZ2022 weather | Deemed Ex Ante Team
DEER2023 | D23v0 | 2022-01-13 23:03 | SCG | Res | New | CZ05 | rWtd | 0.98 | 1.06 | -0.022 | 541 | 0.0804 | Res-Iltg-dWatt-CFL-basis |  |  |  | Updated using CZ2022 weather | Deemed Ex Ante Team
DEER2023 | D23v0 | 2022-01-13 23:03 | SCG | Res | New | CZ06 | rWtd | 1.02 | 1.14 | -0.014 | 541 | 0.0763 | Res-Iltg-dWatt-CFL-basis |  |  |  | Updated using CZ2022 weather | Deemed Ex Ante Team
DEER2023 | D23v0 | 2022-01-13 23:03 | SCG | Res | New | CZ07 | rWtd | 1.03 | 1.09 | -0.0108 | 541 | 0.0767 | Res-Iltg-dWatt-CFL-basis |  |  |  | Updated using CZ2022 weather | Deemed Ex Ante Team
DEER2023 | D23v0 | 2022-01-13 23:03 | SCG | Res | New | CZ08 | rWtd | 1.08 | 1.18 | -0.00916 | 541 | 0.0746 | Res-Iltg-dWatt-CFL-basis |  |  |  | Updated using CZ2022 weather | Deemed Ex Ante Team
DEER2023 | D23v0 | 2022-01-13 23:03 | SCG | Res | New | CZ09 | rWtd | 1.08 | 1.19 | -0.0111 | 541 | 0.0747 | Res-Iltg-dWatt-CFL-basis |  |  |  | Updated using CZ2022 weather | Deemed Ex Ante Team
DEER2023 | D23v0 | 2022-01-13 23:03 | SCG | Res | New | CZ10 | rWtd | 1.08 | 1.26 | -0.0178 | 541 | 0.067 | Res-Iltg-dWatt-CFL-basis |  |  |  | Updated using CZ2022 weather | Deemed Ex Ante Team
DEER2023 | D23v0 | 2022-01-13 23:03 | SCG | Res | New | CZ13 | rWtd | 1.1 | 1.34 | -0.0167 | 541 | 0.0668 | Res-Iltg-dWatt-CFL-basis |  |  |  | Updated using CZ2022 weather | Deemed Ex Ante Team
DEER2023 | D23v0 | 2022-01-13 23:03 | SCG | Res | New | CZ14 | rWtd | 1.09 | 1.29 | -0.0216 | 541 | 0.0671 | Res-Iltg-dWatt-CFL-basis |  |  |  | Updated using CZ2022 weather | Deemed Ex Ante Team
DEER2023 | D23v0 | 2022-01-13 23:03 | SCG | Res | New | CZ15 | rWtd | 1.19 | 1.41 | -0.00898 | 541 | 0.0671 | Res-Iltg-dWatt-CFL-basis |  |  |  | Updated using CZ2022 weather | Deemed Ex Ante Team
DEER2023 | D23v0 | 2022-01-13 23:03 | SCG | Res | New | CZ16 | rWtd | 1.02 | 1.27 | -0.0189 | 541 | 0.0729 | Res-Iltg-dWatt-CFL-basis |  |  |  | Updated using CZ2022 weather | Deemed Ex Ante Team
DEER2023 | D23v0 | 2022-01-13 23:03 | SCG | Res | New | IOU | rWtd | 1.06 | 1.19 | -0.0137 | 541 | 0.0732 | Res-Iltg-dWatt-CFL-basis |  |  |  | Updated using CZ2022 weather | Deemed Ex Ante Team
DEER2023 | D23v0 | 2022-01-13 23:03 | SCG | Res | Old | CZ04 | rWtd | 1.04 | 1.31 | -0.0197 | 541 | 0.0719 | Res-Iltg-dWatt-CFL-basis |  |  |  | Updated using CZ2022 weather | Deemed Ex Ante Team
DEER2023 | D23v0 | 2022-01-13 23:03 | SCG | Res | Old | CZ05 | rWtd | 0.96 | 1.04 | -0.0298 | 541 | 0.0782 | Res-Iltg-dWatt-CFL-basis |  |  |  | Updated using CZ2022 weather | Deemed Ex Ante Team
DEER2023 | D23v0 | 2022-01-13 23:03 | SCG | Res | Old | CZ06 | rWtd | 1.03 | 1.16 | -0.0149 | 541 | 0.0764 | Res-Iltg-dWatt-CFL-basis |  |  |  | Updated using CZ2022 weather | Deemed Ex Ante Team
DEER2023 | D23v0 | 2022-01-13 23:03 | SCG | Res | Old | CZ07 | rWtd | 1.01 | 1.1 | -0.0161 | 541 | 0.0752 | Res-Iltg-dWatt-CFL-basis |  |  |  | Updated using CZ2022 weather | Deemed Ex Ante Team
DEER2023 | D23v0 | 2022-01-13 23:03 | SCG | Res | Old | CZ08 | rWtd | 1.06 | 1.16 | -0.0135 | 541 | 0.0767 | Res-Iltg-dWatt-CFL-basis |  |  |  | Updated using CZ2022 weather | Deemed Ex Ante Team
DEER2023 | D23v0 | 2022-01-13 23:03 | SCG | Res | Old | CZ09 | rWtd | 1.09 | 1.27 | -0.0152 | 541 | 0.0755 | Res-Iltg-dWatt-CFL-basis |  |  |  | Updated using CZ2022 weather | Deemed Ex Ante Team
DEER2023 | D23v0 | 2022-01-13 23:03 | SCG | Res | Old | CZ10 | rWtd | 1.12 | 1.42 | -0.0186 | 541 | 0.0667 | Res-Iltg-dWatt-CFL-basis |  |  |  | Updated using CZ2022 weather | Deemed Ex Ante Team
DEER2023 | D23v0 | 2022-01-13 23:03 | SCG | Res | Old | CZ13 | rWtd | 1.14 | 1.47 | -0.0194 | 541 | 0.0666 | Res-Iltg-dWatt-CFL-basis |  |  |  | Updated using CZ2022 weather | Deemed Ex Ante Team
DEER2023 | D23v0 | 2022-01-13 23:03 | SCG | Res | Old | CZ14 | rWtd | 1.13 | 1.47 | -0.0224 | 541 | 0.0666 | Res-Iltg-dWatt-CFL-basis |  |  |  | Updated using CZ2022 weather | Deemed Ex Ante Team
DEER2023 | D23v0 | 2022-01-13 23:03 | SCG | Res | Old | CZ15 | rWtd | 1.2 | 1.49 | -0.00834 | 541 | 0.0654 | Res-Iltg-dWatt-CFL-basis |  |  |  | Updated using CZ2022 weather | Deemed Ex Ante Team
DEER2023 | D23v0 | 2022-01-13 23:03 | SCG | Res | Old | CZ16 | rWtd | 1.03 | 1.29 | -0.0254 | 541 | 0.0717 | Res-Iltg-dWatt-CFL-basis |  |  |  | Updated using CZ2022 weather | Deemed Ex Ante Team
DEER2023 | D23v0 | 2022-01-13 23:03 | SCG | Res | Old | IOU | rWtd | 1.08 | 1.25 | -0.0159 | 541 | 0.0741 | Res-Iltg-dWatt-CFL-basis |  |  |  | Updated using CZ2022 weather | Deemed Ex Ante Team
DEER2023 | D23v0 | 2022-01-13 23:03 | SCG | Res | Rec | CZ04 | rWtd | 1.05 | 1.25 | -0.0202 | 541 | 0.073 | Res-Iltg-dWatt-CFL-basis |  |  |  | Updated using CZ2022 weather | Deemed Ex Ante Team
DEER2023 | D23v0 | 2022-01-13 23:03 | SCG | Res | Rec | CZ05 | rWtd | 0.98 | 1.04 | -0.0222 | 541 | 0.0804 | Res-Iltg-dWatt-CFL-basis |  |  |  | Updated using CZ2022 weather | Deemed Ex Ante Team
DEER2023 | D23v0 | 2022-01-13 23:03 | SCG | Res | Rec | CZ06 | rWtd | 1.02 | 1.13 | -0.0141 | 541 | 0.0763 | Res-Iltg-dWatt-CFL-basis |  |  |  | Updated using CZ2022 weather | Deemed Ex Ante Team
DEER2023 | D23v0 | 2022-01-13 23:03 | SCG | Res | Rec | CZ07 | rWtd | 1.02 | 1.07 | -0.0107 | 541 | 0.0771 | Res-Iltg-dWatt-CFL-basis |  |  |  | Updated using CZ2022 weather | Deemed Ex Ante Team
DEER2023 | D23v0 | 2022-01-13 23:03 | SCG | Res | Rec | CZ08 | rWtd | 1.06 | 1.16 | -0.00932 | 541 | 0.0747 | Res-Iltg-dWatt-CFL-basis |  |  |  | Updated using CZ2022 weather | Deemed Ex Ante Team
DEER2023 | D23v0 | 2022-01-13 23:03 | SCG | Res | Rec | CZ09 | rWtd | 1.08 | 1.17 | -0.0113 | 541 | 0.0747 | Res-Iltg-dWatt-CFL-basis |  |  |  | Updated using CZ2022 weather | Deemed Ex Ante Team
DEER2023 | D23v0 | 2022-01-13 23:03 | SCG | Res | Rec | CZ10 | rWtd | 1.09 | 1.28 | -0.0178 | 541 | 0.067 | Res-Iltg-dWatt-CFL-basis |  |  |  | Updated using CZ2022 weather | Deemed Ex Ante Team
DEER2023 | D23v0 | 2022-01-13 23:03 | SCG | Res | Rec | CZ13 | rWtd | 1.1 | 1.34 | -0.0168 | 541 | 0.0668 | Res-Iltg-dWatt-CFL-basis |  |  |  | Updated using CZ2022 weather | Deemed Ex Ante Team
DEER2023 | D23v0 | 2022-01-13 23:03 | SCG | Res | Rec | CZ14 | rWtd | 1.09 | 1.33 | -0.0216 | 541 | 0.0671 | Res-Iltg-dWatt-CFL-basis |  |  |  | Updated using CZ2022 weather | Deemed Ex Ante Team
DEER2023 | D23v0 | 2022-01-13 23:03 | SCG | Res | Rec | CZ15 | rWtd | 1.19 | 1.42 | -0.00896 | 541 | 0.0671 | Res-Iltg-dWatt-CFL-basis |  |  |  | Updated using CZ2022 weather | Deemed Ex Ante Team
DEER2023 | D23v0 | 2022-01-13 23:03 | SCG | Res | Rec | CZ16 | rWtd | 1.01 | 1.31 | -0.021 | 541 | 0.073 | Res-Iltg-dWatt-CFL-basis |  |  |  | Updated using CZ2022 weather | Deemed Ex Ante Team
DEER2023 | D23v0 | 2022-01-13 23:03 | SCG | Res | Rec | IOU | rWtd | 1.06 | 1.19 | -0.0138 | 541 | 0.0732 | Res-Iltg-dWatt-CFL-basis |  |  |  | Updated using CZ2022 weather | Deemed Ex Ante Team
DEER2023 | D23v0 | 2022-01-13 23:02 | SCG | SFm | Ex | CZ04 | rWtd | 1.06 | 1.28 | -0.0218 | 541 | 0.073 | Res-Iltg-dWatt-CFL-basis |  |  |  | Updated using CZ2022 weather | Deemed Ex Ante Team
DEER2023 | D23v0 | 2022-01-13 23:02 | SCG | SFm | Ex | CZ05 | rWtd | 0.97 | 1.04 | -0.0286 | 541 | 0.0804 | Res-Iltg-dWatt-CFL-basis |  |  |  | Updated using CZ2022 weather | Deemed Ex Ante Team
DEER2023 | D23v0 | 2022-01-13 23:02 | SCG | SFm | Ex | CZ06 | rWtd | 1.04 | 1.14 | -0.0135 | 541 | 0.0803 | Res-Iltg-dWatt-CFL-basis |  |  |  | Updated using CZ2022 weather | Deemed Ex Ante Team
DEER2023 | D23v0 | 2022-01-13 23:02 | SCG | SFm | Ex | CZ07 | rWtd | 1.02 | 1.07 | -0.014 | 541 | 0.0803 | Res-Iltg-dWatt-CFL-basis |  |  |  | Updated using CZ2022 weather | Deemed Ex Ante Team
DEER2023 | D23v0 | 2022-01-13 23:02 | SCG | SFm | Ex | CZ08 | rWtd | 1.09 | 1.18 | -0.0124 | 541 | 0.0803 | Res-Iltg-dWatt-CFL-basis |  |  |  | Updated using CZ2022 weather | Deemed Ex Ante Team
DEER2023 | D23v0 | 2022-01-13 23:02 | SCG | SFm | Ex | CZ09 | rWtd | 1.09 | 1.27 | -0.015 | 541 | 0.0804 | Res-Iltg-dWatt-CFL-basis |  |  |  | Updated using CZ2022 weather | Deemed Ex Ante Team
DEER2023 | D23v0 | 2022-01-13 23:02 | SCG | SFm | Ex | CZ10 | rWtd | 1.12 | 1.32 | -0.019 | 541 | 0.0671 | Res-Iltg-dWatt-CFL-basis |  |  |  | Updated using CZ2022 weather | Deemed Ex Ante Team
DEER2023 | D23v0 | 2022-01-13 23:02 | SCG | SFm | Ex | CZ13 | rWtd | 1.13 | 1.37 | -0.018 | 541 | 0.0671 | Res-Iltg-dWatt-CFL-basis |  |  |  | Updated using CZ2022 weather | Deemed Ex Ante Team
DEER2023 | D23v0 | 2022-01-13 23:02 | SCG | SFm | Ex | CZ14 | rWtd | 1.12 | 1.36 | -0.0214 | 541 | 0.0671 | Res-Iltg-dWatt-CFL-basis |  |  |  | Updated using CZ2022 weather | Deemed Ex Ante Team
DEER2023 | D23v0 | 2022-01-13 23:02 | SCG | SFm | Ex | CZ15 | rWtd | 1.19 | 1.46 | -0.00984 | 541 | 0.0671 | Res-Iltg-dWatt-CFL-basis |  |  |  | Updated using CZ2022 weather | Deemed Ex Ante Team
DEER2023 | D23v0 | 2022-01-13 23:02 | SCG | SFm | Ex | CZ16 | rWtd | 1.02 | 1.31 | -0.0204 | 541 | 0.073 | Res-Iltg-dWatt-CFL-basis |  |  |  | Updated using CZ2022 weather | Deemed Ex Ante Team
DEER2023 | D23v0 | 2022-01-13 23:03 | SCG | SFm | Ex | IOU | rWtd | 1.09 | 1.25 | -0.0166 | 541 | 0.0744 | Res-Iltg-dWatt-CFL-basis |  |  |  | Updated using CZ2022 weather | Deemed Ex Ante Team
DEER2023 | D23v0 | 2022-01-13 23:02 | SCG | SFm | New | CZ04 | rWtd | 1.05 | 1.25 | -0.02 | 541 | 0.073 | Res-Iltg-dWatt-CFL-basis |  |  |  | Updated using CZ2022 weather | Deemed Ex Ante Team
DEER2023 | D23v0 | 2022-01-13 23:02 | SCG | SFm | New | CZ05 | rWtd | 0.98 | 1.04 | -0.022 | 541 | 0.0804 | Res-Iltg-dWatt-CFL-basis |  |  |  | Updated using CZ2022 weather | Deemed Ex Ante Team
DEER2023 | D23v0 | 2022-01-13 23:02 | SCG | SFm | New | CZ06 | rWtd | 1.02 | 1.13 | -0.0167 | 541 | 0.0803 | Res-Iltg-dWatt-CFL-basis |  |  |  | Updated using CZ2022 weather | Deemed Ex Ante Team
DEER2023 | D23v0 | 2022-01-13 23:02 | SCG | SFm | New | CZ07 | rWtd | 1.02 | 1.07 | -0.0118 | 541 | 0.0803 | Res-Iltg-dWatt-CFL-basis |  |  |  | Updated using CZ2022 weather | Deemed Ex Ante Team
DEER2023 | D23v0 | 2022-01-13 23:02 | SCG | SFm | New | CZ08 | rWtd | 1.08 | 1.26 | -0.0108 | 541 | 0.0803 | Res-Iltg-dWatt-CFL-basis |  |  |  | Updated using CZ2022 weather | Deemed Ex Ante Team
DEER2023 | D23v0 | 2022-01-13 23:02 | SCG | SFm | New | CZ09 | rWtd | 1.08 | 1.2 | -0.0136 | 541 | 0.0804 | Res-Iltg-dWatt-CFL-basis |  |  |  | Updated using CZ2022 weather | Deemed Ex Ante Team
DEER2023 | D23v0 | 2022-01-13 23:02 | SCG | SFm | New | CZ10 | rWtd | 1.09 | 1.28 | -0.018 | 541 | 0.0671 | Res-Iltg-dWatt-CFL-basis |  |  |  | Updated using CZ2022 weather | Deemed Ex Ante Team
DEER2023 | D23v0 | 2022-01-13 23:02 | SCG | SFm | New | CZ13 | rWtd | 1.1 | 1.35 | -0.0172 | 541 | 0.0671 | Res-Iltg-dWatt-CFL-basis |  |  |  | Updated using CZ2022 weather | Deemed Ex Ante Team
DEER2023 | D23v0 | 2022-01-13 23:02 | SCG | SFm | New | CZ14 | rWtd | 1.09 | 1.33 | -0.0216 | 541 | 0.0671 | Res-Iltg-dWatt-CFL-basis |  |  |  | Updated using CZ2022 weather | Deemed Ex Ante Team
DEER2023 | D23v0 | 2022-01-13 23:02 | SCG | SFm | New | CZ15 | rWtd | 1.17 | 1.4 | -0.00954 | 541 | 0.0671 | Res-Iltg-dWatt-CFL-basis |  |  |  | Updated using CZ2022 weather | Deemed Ex Ante Team
DEER2023 | D23v0 | 2022-01-13 23:02 | SCG | SFm | New | CZ16 | rWtd | 1.02 | 1.23 | -0.0175 | 541 | 0.073 | Res-Iltg-dWatt-CFL-basis |  |  |  | Updated using CZ2022 weather | Deemed Ex Ante Team
DEER2023 | D23v0 | 2022-01-13 23:03 | SCG | SFm | New | IOU | rWtd | 1.07 | 1.22 | -0.0165 | 541 | 0.0742 | Res-Iltg-dWatt-CFL-basis |  |  |  | Updated using CZ2022 weather | Deemed Ex Ante Team
DEER2023 | D23v0 | 2022-01-13 23:02 | SCG | SFm | Old | CZ04 | rWtd | 1.06 | 1.37 | -0.0206 | 541 | 0.073 | Res-Iltg-dWatt-CFL-basis |  |  |  | Updated using CZ2022 weather | Deemed Ex Ante Team
DEER2023 | D23v0 | 2022-01-13 23:02 | SCG | SFm | Old | CZ05 | rWtd | 0.96 | 1.04 | -0.0324 | 541 | 0.0803 | Res-Iltg-dWatt-CFL-basis |  |  |  | Updated using CZ2022 weather | Deemed Ex Ante Team
DEER2023 | D23v0 | 2022-01-13 23:02 | SCG | SFm | Old | CZ06 | rWtd | 1.03 | 1.16 | -0.0156 | 541 | 0.0802 | Res-Iltg-dWatt-CFL-basis |  |  |  | Updated using CZ2022 weather | Deemed Ex Ante Team
DEER2023 | D23v0 | 2022-01-13 23:02 | SCG | SFm | Old | CZ07 | rWtd | 1 | 1.07 | -0.0185 | 541 | 0.0802 | Res-Iltg-dWatt-CFL-basis |  |  |  | Updated using CZ2022 weather | Deemed Ex Ante Team
DEER2023 | D23v0 | 2022-01-13 23:02 | SCG | SFm | Old | CZ08 | rWtd | 1.07 | 1.17 | -0.0142 | 541 | 0.0801 | Res-Iltg-dWatt-CFL-basis |  |  |  | Updated using CZ2022 weather | Deemed Ex Ante Team
DEER2023 | D23v0 | 2022-01-13 23:02 | SCG | SFm | Old | CZ09 | rWtd | 1.11 | 1.31 | -0.0168 | 541 | 0.0802 | Res-Iltg-dWatt-CFL-basis |  |  |  | Updated using CZ2022 weather | Deemed Ex Ante Team
DEER2023 | D23v0 | 2022-01-13 23:02 | SCG | SFm | Old | CZ10 | rWtd | 1.12 | 1.43 | -0.0195 | 541 | 0.067 | Res-Iltg-dWatt-CFL-basis |  |  |  | Updated using CZ2022 weather | Deemed Ex Ante Team
DEER2023 | D23v0 | 2022-01-13 23:02 | SCG | SFm | Old | CZ13 | rWtd | 1.14 | 1.49 | -0.0204 | 541 | 0.067 | Res-Iltg-dWatt-CFL-basis |  |  |  | Updated using CZ2022 weather | Deemed Ex Ante Team
DEER2023 | D23v0 | 2022-01-13 23:02 | SCG | SFm | Old | CZ14 | rWtd | 1.13 | 1.49 | -0.0236 | 541 | 0.067 | Res-Iltg-dWatt-CFL-basis |  |  |  | Updated using CZ2022 weather | Deemed Ex Ante Team
DEER2023 | D23v0 | 2022-01-13 23:02 | SCG | SFm | Old | CZ15 | rWtd | 1.2 | 1.55 | -0.00998 | 541 | 0.0671 | Res-Iltg-dWatt-CFL-basis |  |  |  | Updated using CZ2022 weather | Deemed Ex Ante Team
DEER2023 | D23v0 | 2022-01-13 23:02 | SCG | SFm | Old | CZ16 | rWtd | 1.03 | 1.3 | -0.0268 | 541 | 0.073 | Res-Iltg-dWatt-CFL-basis |  |  |  | Updated using CZ2022 weather | Deemed Ex Ante Team
DEER2023 | D23v0 | 2022-01-13 23:03 | SCG | SFm | Old | IOU | rWtd | 1.09 | 1.27 | -0.0174 | 541 | 0.0764 | Res-Iltg-dWatt-CFL-basis |  |  |  | Updated using CZ2022 weather | Deemed Ex Ante Team
DEER2023 | D23v0 | 2022-01-13 23:02 | SCG | SFm | Rec | CZ04 | rWtd | 1.05 | 1.25 | -0.0202 | 541 | 0.073 | Res-Iltg-dWatt-CFL-basis |  |  |  | Updated using CZ2022 weather | Deemed Ex Ante Team
DEER2023 | D23v0 | 2022-01-13 23:02 | SCG | SFm | Rec | CZ05 | rWtd | 0.98 | 1.04 | -0.0222 | 541 | 0.0804 | Res-Iltg-dWatt-CFL-basis |  |  |  | Updated using CZ2022 weather | Deemed Ex Ante Team
DEER2023 | D23v0 | 2022-01-13 23:02 | SCG | SFm | Rec | CZ06 | rWtd | 1.02 | 1.12 | -0.0169 | 541 | 0.0803 | Res-Iltg-dWatt-CFL-basis |  |  |  | Updated using CZ2022 weather | Deemed Ex Ante Team
DEER2023 | D23v0 | 2022-01-13 23:02 | SCG | SFm | Rec | CZ07 | rWtd | 1.02 | 1.06 | -0.0126 | 541 | 0.0803 | Res-Iltg-dWatt-CFL-basis |  |  |  | Updated using CZ2022 weather | Deemed Ex Ante Team
DEER2023 | D23v0 | 2022-01-13 23:02 | SCG | SFm | Rec | CZ08 | rWtd | 1.07 | 1.26 | -0.0108 | 541 | 0.0803 | Res-Iltg-dWatt-CFL-basis |  |  |  | Updated using CZ2022 weather | Deemed Ex Ante Team
DEER2023 | D23v0 | 2022-01-13 23:02 | SCG | SFm | Rec | CZ09 | rWtd | 1.08 | 1.18 | -0.0138 | 541 | 0.0804 | Res-Iltg-dWatt-CFL-basis |  |  |  | Updated using CZ2022 weather | Deemed Ex Ante Team
DEER2023 | D23v0 | 2022-01-13 23:02 | SCG | SFm | Rec | CZ10 | rWtd | 1.09 | 1.28 | -0.018 | 541 | 0.0671 | Res-Iltg-dWatt-CFL-basis |  |  |  | Updated using CZ2022 weather | Deemed Ex Ante Team
DEER2023 | D23v0 | 2022-01-13 23:02 | SCG | SFm | Rec | CZ13 | rWtd | 1.1 | 1.35 | -0.0173 | 541 | 0.0671 | Res-Iltg-dWatt-CFL-basis |  |  |  | Updated using CZ2022 weather | Deemed Ex Ante Team
DEER2023 | D23v0 | 2022-01-13 23:02 | SCG | SFm | Rec | CZ14 | rWtd | 1.09 | 1.33 | -0.0216 | 541 | 0.0671 | Res-Iltg-dWatt-CFL-basis |  |  |  | Updated using CZ2022 weather | Deemed Ex Ante Team
DEER2023 | D23v0 | 2022-01-13 23:02 | SCG | SFm | Rec | CZ15 | rWtd | 1.17 | 1.41 | -0.0095 | 541 | 0.0671 | Res-Iltg-dWatt-CFL-basis |  |  |  | Updated using CZ2022 weather | Deemed Ex Ante Team
DEER2023 | D23v0 | 2022-01-13 23:02 | SCG | SFm | Rec | CZ16 | rWtd | 1 | 1.3 | -0.0218 | 541 | 0.073 | Res-Iltg-dWatt-CFL-basis |  |  |  | Updated using CZ2022 weather | Deemed Ex Ante Team
DEER2023 | D23v0 | 2022-01-13 23:03 | SCG | SFm | Rec | IOU | rWtd | 1.07 | 1.22 | -0.0166 | 541 | 0.0744 | Res-Iltg-dWatt-CFL-basis |  |  |  | Updated using CZ2022 weather | Deemed Ex Ante Team
DEER2023 | D23v0 | 2022-01-13 23:02 | SDG | DMo | Ex | CZ06 | rWtd | 1.06 | 1.19 | -0.0131 | 541 | 0.0805 | Res-Iltg-dWatt-CFL-basis |  |  |  | Updated using CZ2022 weather | Deemed Ex Ante Team
DEER2023 | D23v0 | 2022-01-13 23:02 | SDG | DMo | Ex | CZ07 | rWtd | 1.01 | 1.08 | -0.013 | 541 | 0.0805 | Res-Iltg-dWatt-CFL-basis |  |  |  | Updated using CZ2022 weather | Deemed Ex Ante Team
DEER2023 | D23v0 | 2022-01-13 23:02 | SDG | DMo | Ex | CZ08 | rWtd | 1.11 | 1.24 | -0.0116 | 541 | 0.0805 | Res-Iltg-dWatt-CFL-basis |  |  |  | Updated using CZ2022 weather | Deemed Ex Ante Team
DEER2023 | D23v0 | 2022-01-13 23:02 | SDG | DMo | Ex | CZ10 | rWtd | 1.15 | 1.42 | -0.0145 | 541 | 0.0674 | Res-Iltg-dWatt-CFL-basis |  |  |  | Updated using CZ2022 weather | Deemed Ex Ante Team
DEER2023 | D23v0 | 2022-01-13 23:02 | SDG | DMo | Ex | CZ14 | rWtd | 0.99 | 1.1 | -0.0185 | 541 | 0.0674 | Res-Iltg-dWatt-CFL-basis |  |  |  | Updated using CZ2022 weather | Deemed Ex Ante Team
DEER2023 | D23v0 | 2022-01-13 23:02 | SDG | DMo | Ex | CZ15 | rWtd | 1.13 | 1.3 | -0.0069 | 541 | 0.0674 | Res-Iltg-dWatt-CFL-basis |  |  |  | Updated using CZ2022 weather | Deemed Ex Ante Team
DEER2023 | D23v0 | 2022-01-13 23:03 | SDG | DMo | Ex | IOU | rWtd | 1.1 | 1.28 | -0.014 | 541 | 0.072 | Res-Iltg-dWatt-CFL-basis |  |  |  | Updated using CZ2022 weather | Deemed Ex Ante Team
DEER2023 | D23v0 | 2022-01-13 23:03 | SDG | DMo | New | IOU | rWtd | 1.1 | 1.27 | -0.0124 | 541 | 0.072 | Res-Iltg-dWatt-CFL-basis |  |  |  | Updated using CZ2022 weather | Deemed Ex Ante Team
DEER2023 | D23v0 | 2022-01-13 23:02 | SDG | DMo | Old | CZ06 | rWtd | 1.07 | 1.23 | -0.0109 | 541 | 0.0803 | Res-Iltg-dWatt-CFL-basis |  |  |  | Updated using CZ2022 weather | Deemed Ex Ante Team
DEER2023 | D23v0 | 2022-01-13 23:02 | SDG | DMo | Old | CZ07 | rWtd | 1.01 | 1.09 | -0.012 | 541 | 0.0803 | Res-Iltg-dWatt-CFL-basis |  |  |  | Updated using CZ2022 weather | Deemed Ex Ante Team
DEER2023 | D23v0 | 2022-01-13 23:02 | SDG | DMo | Old | CZ08 | rWtd | 1.11 | 1.24 | -0.0096 | 541 | 0.0802 | Res-Iltg-dWatt-CFL-basis |  |  |  | Updated using CZ2022 weather | Deemed Ex Ante Team
DEER2023 | D23v0 | 2022-01-13 23:02 | SDG | DMo | Old | CZ10 | rWtd | 1.14 | 1.38 | -0.012 | 541 | 0.0672 | Res-Iltg-dWatt-CFL-basis |  |  |  | Updated using CZ2022 weather | Deemed Ex Ante Team
DEER2023 | D23v0 | 2022-01-13 23:02 | SDG | DMo | Old | CZ14 | rWtd | 1 | 1.09 | -0.0164 | 541 | 0.0672 | Res-Iltg-dWatt-CFL-basis |  |  |  | Updated using CZ2022 weather | Deemed Ex Ante Team
DEER2023 | D23v0 | 2022-01-13 23:02 | SDG | DMo | Old | CZ15 | rWtd | 1.13 | 1.29 | -0.00632 | 541 | 0.0672 | Res-Iltg-dWatt-CFL-basis |  |  |  | Updated using CZ2022 weather | Deemed Ex Ante Team
DEER2023 | D23v0 | 2022-01-13 23:03 | SDG | DMo | Old | IOU | rWtd | 1.07 | 1.21 | -0.012 | 541 | 0.0744 | Res-Iltg-dWatt-CFL-basis |  |  |  | Updated using CZ2022 weather | Deemed Ex Ante Team
DEER2023 | D23v0 | 2022-01-13 23:02 | SDG | DMo | Rec | CZ06 | rWtd | 1.05 | 1.15 | -0.0118 | 541 | 0.0805 | Res-Iltg-dWatt-CFL-basis |  |  |  | Updated using CZ2022 weather | Deemed Ex Ante Team
DEER2023 | D23v0 | 2022-01-13 23:02 | SDG | DMo | Rec | CZ07 | rWtd | 1.02 | 1.07 | -0.0087 | 541 | 0.0805 | Res-Iltg-dWatt-CFL-basis |  |  |  | Updated using CZ2022 weather | Deemed Ex Ante Team
DEER2023 | D23v0 | 2022-01-13 23:02 | SDG | DMo | Rec | CZ08 | rWtd | 1.1 | 1.21 | -0.00978 | 541 | 0.0805 | Res-Iltg-dWatt-CFL-basis |  |  |  | Updated using CZ2022 weather | Deemed Ex Ante Team
DEER2023 | D23v0 | 2022-01-13 23:02 | SDG | DMo | Rec | CZ10 | rWtd | 1.13 | 1.36 | -0.0144 | 541 | 0.0674 | Res-Iltg-dWatt-CFL-basis |  |  |  | Updated using CZ2022 weather | Deemed Ex Ante Team
DEER2023 | D23v0 | 2022-01-13 23:02 | SDG | DMo | Rec | CZ14 | rWtd | 0.99 | 1.1 | -0.0184 | 541 | 0.0674 | Res-Iltg-dWatt-CFL-basis |  |  |  | Updated using CZ2022 weather | Deemed Ex Ante Team
DEER2023 | D23v0 | 2022-01-13 23:02 | SDG | DMo | Rec | CZ15 | rWtd | 1.12 | 1.25 | -0.00696 | 541 | 0.0674 | Res-Iltg-dWatt-CFL-basis |  |  |  | Updated using CZ2022 weather | Deemed Ex Ante Team
DEER2023 | D23v0 | 2022-01-13 23:03 | SDG | DMo | Rec | IOU | rWtd | 1.09 | 1.25 | -0.0124 | 541 | 0.072 | Res-Iltg-dWatt-CFL-basis |  |  |  | Updated using CZ2022 weather | Deemed Ex Ante Team
DEER2023 | D23v0 | 2022-01-13 23:02 | SDG | MFm | Ex | CZ06 | rWtd | 1.02 | 1.16 | -0.0114 | 541 | 0.0712 | Res-Iltg-dWatt-CFL-basis |  |  |  | Updated using CZ2022 weather | Deemed Ex Ante Team
DEER2023 | D23v0 | 2022-01-13 23:02 | SDG | MFm | Ex | CZ07 | rWtd | 1.02 | 1.08 | -0.0122 | 541 | 0.0712 | Res-Iltg-dWatt-CFL-basis |  |  |  | Updated using CZ2022 weather | Deemed Ex Ante Team
DEER2023 | D23v0 | 2022-01-13 23:02 | SDG | MFm | Ex | CZ08 | rWtd | 1.09 | 1.19 | -0.0102 | 541 | 0.0712 | Res-Iltg-dWatt-CFL-basis |  |  |  | Updated using CZ2022 weather | Deemed Ex Ante Team
DEER2023 | D23v0 | 2022-01-13 23:02 | SDG | MFm | Ex | CZ10 | rWtd | 1.08 | 1.26 | -0.00972 | 541 | 0.0642 | Res-Iltg-dWatt-CFL-basis |  |  |  | Updated using CZ2022 weather | Deemed Ex Ante Team
DEER2023 | D23v0 | 2022-01-13 23:02 | SDG | MFm | Ex | CZ14 | rWtd | 1.1 | 1.29 | -0.0166 | 541 | 0.0646 | Res-Iltg-dWatt-CFL-basis |  |  |  | Updated using CZ2022 weather | Deemed Ex Ante Team
DEER2023 | D23v0 | 2022-01-13 23:02 | SDG | MFm | Ex | CZ15 | rWtd | 1.17 | 1.36 | -0.00678 | 541 | 0.0646 | Res-Iltg-dWatt-CFL-basis |  |  |  | Updated using CZ2022 weather | Deemed Ex Ante Team
DEER2023 | D23v0 | 2022-01-13 23:03 | SDG | MFm | Ex | IOU | rWtd | 1.04 | 1.14 | -0.0113 | 541 | 0.07 | Res-Iltg-dWatt-CFL-basis |  |  |  | Updated using CZ2022 weather | Deemed Ex Ante Team
DEER2023 | D23v0 | 2022-01-13 23:02 | SDG | MFm | New | CZ06 | rWtd | 1.02 | 1.14 | -0.0116 | 541 | 0.0712 | Res-Iltg-dWatt-CFL-basis |  |  |  | Updated using CZ2022 weather | Deemed Ex Ante Team
DEER2023 | D23v0 | 2022-01-13 23:02 | SDG | MFm | New | CZ07 | rWtd | 1.02 | 1.09 | -0.011 | 541 | 0.0712 | Res-Iltg-dWatt-CFL-basis |  |  |  | Updated using CZ2022 weather | Deemed Ex Ante Team
DEER2023 | D23v0 | 2022-01-13 23:02 | SDG | MFm | New | CZ08 | rWtd | 1.09 | 1.16 | -0.0083 | 541 | 0.0712 | Res-Iltg-dWatt-CFL-basis |  |  |  | Updated using CZ2022 weather | Deemed Ex Ante Team
DEER2023 | D23v0 | 2022-01-13 23:02 | SDG | MFm | New | CZ10 | rWtd | 1.09 | 1.22 | -0.00852 | 541 | 0.0642 | Res-Iltg-dWatt-CFL-basis |  |  |  | Updated using CZ2022 weather | Deemed Ex Ante Team
DEER2023 | D23v0 | 2022-01-13 23:02 | SDG | MFm | New | CZ14 | rWtd | 1.1 | 1.3 | -0.0165 | 541 | 0.0646 | Res-Iltg-dWatt-CFL-basis |  |  |  | Updated using CZ2022 weather | Deemed Ex Ante Team
DEER2023 | D23v0 | 2022-01-13 23:02 | SDG | MFm | New | CZ15 | rWtd | 1.16 | 1.37 | -0.00626 | 541 | 0.0646 | Res-Iltg-dWatt-CFL-basis |  |  |  | Updated using CZ2022 weather | Deemed Ex Ante Team
DEER2023 | D23v0 | 2022-01-13 23:03 | SDG | MFm | New | IOU | rWtd | 1.06 | 1.14 | -0.00978 | 541 | 0.0697 | Res-Iltg-dWatt-CFL-basis |  |  |  | Updated using CZ2022 weather | Deemed Ex Ante Team
DEER2023 | D23v0 | 2022-01-13 23:02 | SDG | MFm | Old | CZ06 | rWtd | 1.02 | 1.14 | -0.0142 | 541 | 0.071 | Res-Iltg-dWatt-CFL-basis |  |  |  | Updated using CZ2022 weather | Deemed Ex Ante Team
DEER2023 | D23v0 | 2022-01-13 23:02 | SDG | MFm | Old | CZ07 | rWtd | 1 | 1.09 | -0.0135 | 541 | 0.071 | Res-Iltg-dWatt-CFL-basis |  |  |  | Updated using CZ2022 weather | Deemed Ex Ante Team
DEER2023 | D23v0 | 2022-01-13 23:02 | SDG | MFm | Old | CZ08 | rWtd | 1.09 | 1.23 | -0.0113 | 541 | 0.0711 | Res-Iltg-dWatt-CFL-basis |  |  |  | Updated using CZ2022 weather | Deemed Ex Ante Team
DEER2023 | D23v0 | 2022-01-13 23:02 | SDG | MFm | Old | CZ10 | rWtd | 1.08 | 1.31 | -0.0145 | 541 | 0.0646 | Res-Iltg-dWatt-CFL-basis |  |  |  | Updated using CZ2022 weather | Deemed Ex Ante Team
DEER2023 | D23v0 | 2022-01-13 23:02 | SDG | MFm | Old | CZ14 | rWtd | 1.1 | 1.4 | -0.0171 | 541 | 0.0647 | Res-Iltg-dWatt-CFL-basis |  |  |  | Updated using CZ2022 weather | Deemed Ex Ante Team
DEER2023 | D23v0 | 2022-01-13 23:02 | SDG | MFm | Old | CZ15 | rWtd | 1.2 | 1.46 | -0.00736 | 541 | 0.0647 | Res-Iltg-dWatt-CFL-basis |  |  |  | Updated using CZ2022 weather | Deemed Ex Ante Team
DEER2023 | D23v0 | 2022-01-13 23:03 | SDG | MFm | Old | IOU | rWtd | 1.02 | 1.14 | -0.0137 | 541 | 0.0695 | Res-Iltg-dWatt-CFL-basis |  |  |  | Updated using CZ2022 weather | Deemed Ex Ante Team
DEER2023 | D23v0 | 2022-01-13 23:02 | SDG | MFm | Rec | CZ06 | rWtd | 1.02 | 1.14 | -0.0116 | 541 | 0.0712 | Res-Iltg-dWatt-CFL-basis |  |  |  | Updated using CZ2022 weather | Deemed Ex Ante Team
DEER2023 | D23v0 | 2022-01-13 23:02 | SDG | MFm | Rec | CZ07 | rWtd | 1.02 | 1.09 | -0.011 | 541 | 0.0712 | Res-Iltg-dWatt-CFL-basis |  |  |  | Updated using CZ2022 weather | Deemed Ex Ante Team
DEER2023 | D23v0 | 2022-01-13 23:02 | SDG | MFm | Rec | CZ08 | rWtd | 1.09 | 1.16 | -0.00844 | 541 | 0.0712 | Res-Iltg-dWatt-CFL-basis |  |  |  | Updated using CZ2022 weather | Deemed Ex Ante Team
DEER2023 | D23v0 | 2022-01-13 23:02 | SDG | MFm | Rec | CZ10 | rWtd | 1.09 | 1.22 | -0.00856 | 541 | 0.0642 | Res-Iltg-dWatt-CFL-basis |  |  |  | Updated using CZ2022 weather | Deemed Ex Ante Team
DEER2023 | D23v0 | 2022-01-13 23:02 | SDG | MFm | Rec | CZ14 | rWtd | 1.1 | 1.3 | -0.0167 | 541 | 0.0646 | Res-Iltg-dWatt-CFL-basis |  |  |  | Updated using CZ2022 weather | Deemed Ex Ante Team
DEER2023 | D23v0 | 2022-01-13 23:02 | SDG | MFm | Rec | CZ15 | rWtd | 1.16 | 1.34 | -0.00634 | 541 | 0.0646 | Res-Iltg-dWatt-CFL-basis |  |  |  | Updated using CZ2022 weather | Deemed Ex Ante Team
DEER2023 | D23v0 | 2022-01-13 23:03 | SDG | MFm | Rec | IOU | rWtd | 1.05 | 1.13 | -0.01 | 541 | 0.07 | Res-Iltg-dWatt-CFL-basis |  |  |  | Updated using CZ2022 weather | Deemed Ex Ante Team
DEER2023 | D23v0 | 2022-01-13 23:03 | SDG | Res | Ex | CZ06 | rWtd | 1.05 | 1.18 | -0.0133 | 541 | 0.0797 | Res-Iltg-dWatt-CFL-basis |  |  |  | Updated using CZ2022 weather | Deemed Ex Ante Team
DEER2023 | D23v0 | 2022-01-13 23:03 | SDG | Res | Ex | CZ07 | rWtd | 1.03 | 1.1 | -0.0145 | 541 | 0.0777 | Res-Iltg-dWatt-CFL-basis |  |  |  | Updated using CZ2022 weather | Deemed Ex Ante Team
DEER2023 | D23v0 | 2022-01-13 23:03 | SDG | Res | Ex | CZ08 | rWtd | 1.1 | 1.21 | -0.0105 | 541 | 0.0726 | Res-Iltg-dWatt-CFL-basis |  |  |  | Updated using CZ2022 weather | Deemed Ex Ante Team
DEER2023 | D23v0 | 2022-01-13 23:03 | SDG | Res | Ex | CZ10 | rWtd | 1.09 | 1.27 | -0.0168 | 541 | 0.0666 | Res-Iltg-dWatt-CFL-basis |  |  |  | Updated using CZ2022 weather | Deemed Ex Ante Team
DEER2023 | D23v0 | 2022-01-13 23:03 | SDG | Res | Ex | CZ14 | rWtd | 1.08 | 1.26 | -0.0214 | 541 | 0.0671 | Res-Iltg-dWatt-CFL-basis |  |  |  | Updated using CZ2022 weather | Deemed Ex Ante Team
DEER2023 | D23v0 | 2022-01-13 23:03 | SDG | Res | Ex | CZ15 | rWtd | 1.17 | 1.38 | -0.00798 | 541 | 0.0661 | Res-Iltg-dWatt-CFL-basis |  |  |  | Updated using CZ2022 weather | Deemed Ex Ante Team
DEER2023 | D23v0 | 2022-01-13 23:03 | SDG | Res | Ex | IOU | rWtd | 1.05 | 1.16 | -0.0148 | 541 | 0.0749 | Res-Iltg-dWatt-CFL-basis |  |  |  | Updated using CZ2022 weather | Deemed Ex Ante Team
DEER2023 | D23v0 | 2022-01-13 23:03 | SDG | Res | New | CZ06 | rWtd | 1.02 | 1.14 | -0.016 | 541 | 0.0793 | Res-Iltg-dWatt-CFL-basis |  |  |  | Updated using CZ2022 weather | Deemed Ex Ante Team
DEER2023 | D23v0 | 2022-01-13 23:03 | SDG | Res | New | CZ07 | rWtd | 1.03 | 1.09 | -0.0113 | 541 | 0.0765 | Res-Iltg-dWatt-CFL-basis |  |  |  | Updated using CZ2022 weather | Deemed Ex Ante Team
DEER2023 | D23v0 | 2022-01-13 23:03 | SDG | Res | New | CZ08 | rWtd | 1.07 | 1.14 | -0.00856 | 541 | 0.0721 | Res-Iltg-dWatt-CFL-basis |  |  |  | Updated using CZ2022 weather | Deemed Ex Ante Team
DEER2023 | D23v0 | 2022-01-13 23:03 | SDG | Res | New | CZ10 | rWtd | 1.1 | 1.27 | -0.0149 | 541 | 0.0663 | Res-Iltg-dWatt-CFL-basis |  |  |  | Updated using CZ2022 weather | Deemed Ex Ante Team
DEER2023 | D23v0 | 2022-01-13 23:03 | SDG | Res | New | CZ14 | rWtd | 1.09 | 1.29 | -0.0214 | 541 | 0.067 | Res-Iltg-dWatt-CFL-basis |  |  |  | Updated using CZ2022 weather | Deemed Ex Ante Team
DEER2023 | D23v0 | 2022-01-13 23:03 | SDG | Res | New | CZ15 | rWtd | 1.18 | 1.39 | -0.00778 | 541 | 0.0661 | Res-Iltg-dWatt-CFL-basis |  |  |  | Updated using CZ2022 weather | Deemed Ex Ante Team
DEER2023 | D23v0 | 2022-01-13 23:03 | SDG | Res | New | IOU | rWtd | 1.06 | 1.17 | -0.0128 | 541 | 0.0734 | Res-Iltg-dWatt-CFL-basis |  |  |  | Updated using CZ2022 weather | Deemed Ex Ante Team
DEER2023 | D23v0 | 2022-01-13 23:03 | SDG | Res | Old | CZ06 | rWtd | 1.04 | 1.19 | -0.0162 | 541 | 0.0781 | Res-Iltg-dWatt-CFL-basis |  |  |  | Updated using CZ2022 weather | Deemed Ex Ante Team
DEER2023 | D23v0 | 2022-01-13 23:03 | SDG | Res | Old | CZ07 | rWtd | 1.01 | 1.11 | -0.0165 | 541 | 0.0767 | Res-Iltg-dWatt-CFL-basis |  |  |  | Updated using CZ2022 weather | Deemed Ex Ante Team
DEER2023 | D23v0 | 2022-01-13 23:03 | SDG | Res | Old | CZ08 | rWtd | 1.11 | 1.26 | -0.012 | 541 | 0.0752 | Res-Iltg-dWatt-CFL-basis |  |  |  | Updated using CZ2022 weather | Deemed Ex Ante Team
DEER2023 | D23v0 | 2022-01-13 23:03 | SDG | Res | Old | CZ10 | rWtd | 1.09 | 1.33 | -0.0175 | 541 | 0.0663 | Res-Iltg-dWatt-CFL-basis |  |  |  | Updated using CZ2022 weather | Deemed Ex Ante Team
DEER2023 | D23v0 | 2022-01-13 23:03 | SDG | Res | Old | CZ14 | rWtd | 1.08 | 1.32 | -0.0212 | 541 | 0.0669 | Res-Iltg-dWatt-CFL-basis |  |  |  | Updated using CZ2022 weather | Deemed Ex Ante Team
DEER2023 | D23v0 | 2022-01-13 23:03 | SDG | Res | Old | CZ15 | rWtd | 1.2 | 1.57 | -0.00966 | 541 | 0.0669 | Res-Iltg-dWatt-CFL-basis |  |  |  | Updated using CZ2022 weather | Deemed Ex Ante Team
DEER2023 | D23v0 | 2022-01-13 23:03 | SDG | Res | Old | IOU | rWtd | 1.04 | 1.17 | -0.0167 | 541 | 0.074 | Res-Iltg-dWatt-CFL-basis |  |  |  | Updated using CZ2022 weather | Deemed Ex Ante Team
DEER2023 | D23v0 | 2022-01-13 23:03 | SDG | Res | Rec | CZ06 | rWtd | 1.03 | 1.15 | -0.0163 | 541 | 0.0793 | Res-Iltg-dWatt-CFL-basis |  |  |  | Updated using CZ2022 weather | Deemed Ex Ante Team
DEER2023 | D23v0 | 2022-01-13 23:03 | SDG | Res | Rec | CZ07 | rWtd | 1.03 | 1.09 | -0.0117 | 541 | 0.0765 | Res-Iltg-dWatt-CFL-basis |  |  |  | Updated using CZ2022 weather | Deemed Ex Ante Team
DEER2023 | D23v0 | 2022-01-13 23:03 | SDG | Res | Rec | CZ08 | rWtd | 1.1 | 1.17 | -0.00862 | 541 | 0.0721 | Res-Iltg-dWatt-CFL-basis |  |  |  | Updated using CZ2022 weather | Deemed Ex Ante Team
DEER2023 | D23v0 | 2022-01-13 23:03 | SDG | Res | Rec | CZ10 | rWtd | 1.08 | 1.24 | -0.0149 | 541 | 0.0663 | Res-Iltg-dWatt-CFL-basis |  |  |  | Updated using CZ2022 weather | Deemed Ex Ante Team
DEER2023 | D23v0 | 2022-01-13 23:03 | SDG | Res | Rec | CZ14 | rWtd | 1.07 | 1.23 | -0.0214 | 541 | 0.067 | Res-Iltg-dWatt-CFL-basis |  |  |  | Updated using CZ2022 weather | Deemed Ex Ante Team
DEER2023 | D23v0 | 2022-01-13 23:03 | SDG | Res | Rec | CZ15 | rWtd | 1.15 | 1.34 | -0.0076 | 541 | 0.0663 | Res-Iltg-dWatt-CFL-basis |  |  |  | Updated using CZ2022 weather | Deemed Ex Ante Team
DEER2023 | D23v0 | 2022-01-13 23:03 | SDG | Res | Rec | IOU | rWtd | 1.05 | 1.14 | -0.0129 | 541 | 0.074 | Res-Iltg-dWatt-CFL-basis |  |  |  | Updated using CZ2022 weather | Deemed Ex Ante Team
DEER2023 | D23v0 | 2022-01-13 23:02 | SDG | SFm | Ex | CZ06 | rWtd | 1.05 | 1.18 | -0.0135 | 541 | 0.0803 | Res-Iltg-dWatt-CFL-basis |  |  |  | Updated using CZ2022 weather | Deemed Ex Ante Team
DEER2023 | D23v0 | 2022-01-13 23:02 | SDG | SFm | Ex | CZ07 | rWtd | 1.03 | 1.11 | -0.0157 | 541 | 0.0803 | Res-Iltg-dWatt-CFL-basis |  |  |  | Updated using CZ2022 weather | Deemed Ex Ante Team
DEER2023 | D23v0 | 2022-01-13 23:02 | SDG | SFm | Ex | CZ08 | rWtd | 1.16 | 1.29 | -0.0123 | 541 | 0.0803 | Res-Iltg-dWatt-CFL-basis |  |  |  | Updated using CZ2022 weather | Deemed Ex Ante Team
DEER2023 | D23v0 | 2022-01-13 23:02 | SDG | SFm | Ex | CZ10 | rWtd | 1.09 | 1.25 | -0.0191 | 541 | 0.0671 | Res-Iltg-dWatt-CFL-basis |  |  |  | Updated using CZ2022 weather | Deemed Ex Ante Team
DEER2023 | D23v0 | 2022-01-13 23:02 | SDG | SFm | Ex | CZ14 | rWtd | 1.08 | 1.26 | -0.0214 | 541 | 0.0671 | Res-Iltg-dWatt-CFL-basis |  |  |  | Updated using CZ2022 weather | Deemed Ex Ante Team
DEER2023 | D23v0 | 2022-01-13 23:02 | SDG | SFm | Ex | CZ15 | rWtd | 1.19 | 1.45 | -0.0097 | 541 | 0.0671 | Res-Iltg-dWatt-CFL-basis |  |  |  | Updated using CZ2022 weather | Deemed Ex Ante Team
DEER2023 | D23v0 | 2022-01-13 23:03 | SDG | SFm | Ex | IOU | rWtd | 1.06 | 1.17 | -0.0163 | 541 | 0.0767 | Res-Iltg-dWatt-CFL-basis |  |  |  | Updated using CZ2022 weather | Deemed Ex Ante Team
DEER2023 | D23v0 | 2022-01-13 23:02 | SDG | SFm | New | CZ06 | rWtd | 1.03 | 1.16 | -0.0167 | 541 | 0.0803 | Res-Iltg-dWatt-CFL-basis |  |  |  | Updated using CZ2022 weather | Deemed Ex Ante Team
DEER2023 | D23v0 | 2022-01-13 23:02 | SDG | SFm | New | CZ07 | rWtd | 1.04 | 1.1 | -0.0118 | 541 | 0.0803 | Res-Iltg-dWatt-CFL-basis |  |  |  | Updated using CZ2022 weather | Deemed Ex Ante Team
DEER2023 | D23v0 | 2022-01-13 23:02 | SDG | SFm | New | CZ08 | rWtd | 1.11 | 1.28 | -0.0107 | 541 | 0.0803 | Res-Iltg-dWatt-CFL-basis |  |  |  | Updated using CZ2022 weather | Deemed Ex Ante Team
DEER2023 | D23v0 | 2022-01-13 23:02 | SDG | SFm | New | CZ10 | rWtd | 1.07 | 1.22 | -0.018 | 541 | 0.0671 | Res-Iltg-dWatt-CFL-basis |  |  |  | Updated using CZ2022 weather | Deemed Ex Ante Team
DEER2023 | D23v0 | 2022-01-13 23:02 | SDG | SFm | New | CZ14 | rWtd | 1.07 | 1.23 | -0.0216 | 541 | 0.0671 | Res-Iltg-dWatt-CFL-basis |  |  |  | Updated using CZ2022 weather | Deemed Ex Ante Team
DEER2023 | D23v0 | 2022-01-13 23:02 | SDG | SFm | New | CZ15 | rWtd | 1.17 | 1.4 | -0.00954 | 541 | 0.0671 | Res-Iltg-dWatt-CFL-basis |  |  |  | Updated using CZ2022 weather | Deemed Ex Ante Team
DEER2023 | D23v0 | 2022-01-13 23:03 | SDG | SFm | New | IOU | rWtd | 1.05 | 1.16 | -0.0153 | 541 | 0.076 | Res-Iltg-dWatt-CFL-basis |  |  |  | Updated using CZ2022 weather | Deemed Ex Ante Team
DEER2023 | D23v0 | 2022-01-13 23:02 | SDG | SFm | Old | CZ06 | rWtd | 1.05 | 1.21 | -0.0169 | 541 | 0.0803 | Res-Iltg-dWatt-CFL-basis |  |  |  | Updated using CZ2022 weather | Deemed Ex Ante Team
DEER2023 | D23v0 | 2022-01-13 23:02 | SDG | SFm | Old | CZ07 | rWtd | 1.02 | 1.12 | -0.0186 | 541 | 0.0802 | Res-Iltg-dWatt-CFL-basis |  |  |  | Updated using CZ2022 weather | Deemed Ex Ante Team
DEER2023 | D23v0 | 2022-01-13 23:02 | SDG | SFm | Old | CZ08 | rWtd | 1.15 | 1.32 | -0.0138 | 541 | 0.0803 | Res-Iltg-dWatt-CFL-basis |  |  |  | Updated using CZ2022 weather | Deemed Ex Ante Team
DEER2023 | D23v0 | 2022-01-13 23:02 | SDG | SFm | Old | CZ10 | rWtd | 1.08 | 1.33 | -0.0193 | 541 | 0.067 | Res-Iltg-dWatt-CFL-basis |  |  |  | Updated using CZ2022 weather | Deemed Ex Ante Team
DEER2023 | D23v0 | 2022-01-13 23:02 | SDG | SFm | Old | CZ14 | rWtd | 1.09 | 1.35 | -0.0222 | 541 | 0.067 | Res-Iltg-dWatt-CFL-basis |  |  |  | Updated using CZ2022 weather | Deemed Ex Ante Team
DEER2023 | D23v0 | 2022-01-13 23:02 | SDG | SFm | Old | CZ15 | rWtd | 1.2 | 1.57 | -0.00982 | 541 | 0.0671 | Res-Iltg-dWatt-CFL-basis |  |  |  | Updated using CZ2022 weather | Deemed Ex Ante Team
DEER2023 | D23v0 | 2022-01-13 23:03 | SDG | SFm | Old | IOU | rWtd | 1.04 | 1.18 | -0.0186 | 541 | 0.0765 | Res-Iltg-dWatt-CFL-basis |  |  |  | Updated using CZ2022 weather | Deemed Ex Ante Team
DEER2023 | D23v0 | 2022-01-13 23:02 | SDG | SFm | Rec | CZ06 | rWtd | 1.03 | 1.15 | -0.0169 | 541 | 0.0803 | Res-Iltg-dWatt-CFL-basis |  |  |  | Updated using CZ2022 weather | Deemed Ex Ante Team
DEER2023 | D23v0 | 2022-01-13 23:02 | SDG | SFm | Rec | CZ07 | rWtd | 1.03 | 1.09 | -0.0126 | 541 | 0.0803 | Res-Iltg-dWatt-CFL-basis |  |  |  | Updated using CZ2022 weather | Deemed Ex Ante Team
DEER2023 | D23v0 | 2022-01-13 23:02 | SDG | SFm | Rec | CZ08 | rWtd | 1.11 | 1.28 | -0.0108 | 541 | 0.0803 | Res-Iltg-dWatt-CFL-basis |  |  |  | Updated using CZ2022 weather | Deemed Ex Ante Team
DEER2023 | D23v0 | 2022-01-13 23:02 | SDG | SFm | Rec | CZ10 | rWtd | 1.07 | 1.22 | -0.018 | 541 | 0.0671 | Res-Iltg-dWatt-CFL-basis |  |  |  | Updated using CZ2022 weather | Deemed Ex Ante Team
DEER2023 | D23v0 | 2022-01-13 23:02 | SDG | SFm | Rec | CZ14 | rWtd | 1.07 | 1.23 | -0.0216 | 541 | 0.0671 | Res-Iltg-dWatt-CFL-basis |  |  |  | Updated using CZ2022 weather | Deemed Ex Ante Team
DEER2023 | D23v0 | 2022-01-13 23:02 | SDG | SFm | Rec | CZ15 | rWtd | 1.18 | 1.42 | -0.0095 | 541 | 0.0671 | Res-Iltg-dWatt-CFL-basis |  |  |  | Updated using CZ2022 weather | Deemed Ex Ante Team
DEER2023 | D23v0 | 2022-01-13 23:03 | SDG | SFm | Rec | IOU | rWtd | 1.05 | 1.14 | -0.0152 | 541 | 0.0767 | Res-Iltg-dWatt-CFL-basis |  |  |  | Updated using CZ2022 weather | Deemed Ex Ante Team

## 2020-Res-ILtg-IE
DEER2020 Residential Lighting HVAC IE table
Version | VersionSource | LastMod | PA | BldgType | BldgVint | BldgLoc | BldgHVAC | IE_kWh | IE_kW | IE_therm | EFLH | CDF | LightingType | IE_kWh | IE_kW | IE_therm
DEER2020 | D20 v0 | 2018-08-20 | PGE | DMo | Ex | CZ01 | rWtd | 0.956 | 1.01 | -0.0245 | 541 | 0.0802 | Res-Indoor-CFL | 0.95641 | 1.0135 | -0.024486
DEER2020 | D20 v0 | 2018-08-20 | PGE | DMo | Ex | CZ02 | rWtd | 1.05 | 1.66 | -0.0198 | 541 | 0.0678 | Res-Indoor-CFL | 1.0514 | 1.663 | -0.019754
DEER2020 | D20 v0 | 2018-08-20 | PGE | DMo | Ex | CZ03 | rWtd | 0.964 | 1.19 | -0.0227 | 541 | 0.0678 | Res-Indoor-CFL | 0.96386 | 1.1935 | -0.022736
DEER2020 | D20 v0 | 2018-08-20 | PGE | DMo | Ex | CZ04 | rWtd | 1.03 | 1.37 | -0.0205 | 541 | 0.0802 | Res-Indoor-CFL | 1.0313 | 1.3726 | -0.020491
DEER2020 | D20 v0 | 2018-08-20 | PGE | DMo | Ex | CZ05 | rWtd | 0.933 | 1.05 | -0.0246 | 541 | 0.0802 | Res-Indoor-CFL | 0.93275 | 1.054 | -0.02463
DEER2020 | D20 v0 | 2018-08-20 | PGE | DMo | Ex | CZ11 | rWtd | 1.13 | 1.48 | -0.019 | 541 | 0.0678 | Res-Indoor-CFL | 1.1344 | 1.484 | -0.018975
DEER2020 | D20 v0 | 2018-08-20 | PGE | DMo | Ex | CZ12 | rWtd | 1.11 | 1.53 | -0.0184 | 541 | 0.0678 | Res-Indoor-CFL | 1.1057 | 1.5304 | -0.018414
DEER2020 | D20 v0 | 2018-08-20 | PGE | DMo | Ex | CZ13 | rWtd | 1.09 | 1.38 | -0.0177 | 541 | 0.0678 | Res-Indoor-CFL | 1.0909 | 1.3778 | -0.017657
DEER2020 | D20 v0 | 2018-08-20 | PGE | DMo | Ex | CZ16 | rWtd | 1.02 | 1.29 | -0.0201 | 541 | 0.0678 | Res-Indoor-CFL | 1.0154 | 1.2874 | -0.020059
DEER2020 | D20 v0 | 2018-08-20 | PGE | DMo | Ex | IOU | rWtd | 1.07 | 1.44 | -0.0197 | 541 | 0.0713 | Res-Indoor-CFL | 1.0689 | 1.4377 | -0.019695
DEER2020 | D20 v0 | 2018-08-20 | PGE | DMo | New | CZ01 | rWtd | 0.964 | 1.03 | -0.0246 | 541 | 0.0802 | Res-Indoor-CFL | 0.96401 | 1.0256 | -0.024582
DEER2020 | D20 v0 | 2018-08-20 | PGE | DMo | New | CZ02 | rWtd | 1.06 | 1.48 | -0.0219 | 541 | 0.0678 | Res-Indoor-CFL | 1.0586 | 1.4811 | -0.021863
DEER2020 | D20 v0 | 2018-08-20 | PGE | DMo | New | CZ03 | rWtd | 0.949 | 1 | -0.0214 | 541 | 0.0678 | Res-Indoor-CFL | 0.94896 | 1 | -0.021449
DEER2020 | D20 v0 | 2018-08-20 | PGE | DMo | New | CZ04 | rWtd | 1.04 | 1.28 | -0.019 | 541 | 0.0802 | Res-Indoor-CFL | 1.0361 | 1.279 | -0.018971
DEER2020 | D20 v0 | 2018-08-20 | PGE | DMo | New | CZ05 | rWtd | 0.938 | 1 | -0.0246 | 541 | 0.0802 | Res-Indoor-CFL | 0.93761 | 1.0014 | -0.02463
DEER2020 | D20 v0 | 2018-08-20 | PGE | DMo | New | CZ11 | rWtd | 1.13 | 1.42 | -0.0163 | 541 | 0.0678 | Res-Indoor-CFL | 1.1297 | 1.416 | -0.016335
DEER2020 | D20 v0 | 2018-08-20 | PGE | DMo | New | CZ12 | rWtd | 1.09 | 1.42 | -0.019 | 541 | 0.0678 | Res-Indoor-CFL | 1.0888 | 1.4192 | -0.019003
DEER2020 | D20 v0 | 2018-08-20 | PGE | DMo | New | CZ13 | rWtd | 0.964 | 1 | -0.0168 | 541 | 0.0678 | Res-Indoor-CFL | 0.9636 | 1 | -0.016759
DEER2020 | D20 v0 | 2018-08-20 | PGE | DMo | New | CZ16 | rWtd | 1.01 | 1.31 | -0.0192 | 541 | 0.0678 | Res-Indoor-CFL | 1.0105 | 1.3134 | -0.019201
DEER2020 | D20 v0 | 2018-08-20 | PGE | DMo | New | IOU | rWtd | 1.05 | 1.31 | -0.0189 | 541 | 0.0713 | Res-Indoor-CFL | 1.0542 | 1.3118 | -0.018934
DEER2020 | D20 v0 | 2018-08-20 | PGE | DMo | Old | CZ01 | rWtd | 0.946 | 1.01 | -0.0233 | 541 | 0.0802 | Res-Indoor-CFL | 0.94619 | 1.0093 | -0.023337
DEER2020 | D20 v0 | 2018-08-20 | PGE | DMo | Old | CZ02 | rWtd | 1.03 | 1.64 | -0.0207 | 541 | 0.0678 | Res-Indoor-CFL | 1.0259 | 1.6397 | -0.020655
DEER2020 | D20 v0 | 2018-08-20 | PGE | DMo | Old | CZ03 | rWtd | 0.983 | 1.25 | -0.0213 | 541 | 0.0678 | Res-Indoor-CFL | 0.98337 | 1.2454 | -0.021327
DEER2020 | D20 v0 | 2018-08-20 | PGE | DMo | Old | CZ04 | rWtd | 1.06 | 1.37 | -0.0162 | 541 | 0.0802 | Res-Indoor-CFL | 1.0574 | 1.3738 | -0.01624
DEER2020 | D20 v0 | 2018-08-20 | PGE | DMo | Old | CZ05 | rWtd | 0.949 | 1.06 | -0.0237 | 541 | 0.0802 | Res-Indoor-CFL | 0.94912 | 1.0634 | -0.023651
DEER2020 | D20 v0 | 2018-08-20 | PGE | DMo | Old | CZ11 | rWtd | 1.12 | 1.48 | -0.0171 | 541 | 0.0678 | Res-Indoor-CFL | 1.1172 | 1.4777 | -0.017081
DEER2020 | D20 v0 | 2018-08-20 | PGE | DMo | Old | CZ12 | rWtd | 1.1 | 1.58 | -0.0177 | 541 | 0.0678 | Res-Indoor-CFL | 1.1034 | 1.5754 | -0.017651
DEER2020 | D20 v0 | 2018-08-20 | PGE | DMo | Old | CZ13 | rWtd | 1.14 | 1.48 | -0.0166 | 541 | 0.0678 | Res-Indoor-CFL | 1.1412 | 1.4826 | -0.016555
DEER2020 | D20 v0 | 2018-08-20 | PGE | DMo | Old | CZ16 | rWtd | 1 | 1.22 | -0.0231 | 541 | 0.0678 | Res-Indoor-CFL | 1.0032 | 1.2244 | -0.023051
DEER2020 | D20 v0 | 2018-08-20 | PGE | DMo | Old | IOU | rWtd | 1.08 | 1.44 | -0.0186 | 541 | 0.0693 | Res-Indoor-CFL | 1.0763 | 1.4389 | -0.018598
DEER2020 | D20 v0 | 2018-08-20 | PGE | DMo | Rec | CZ01 | rWtd | 0.964 | 1.03 | -0.0246 | 541 | 0.0802 | Res-Indoor-CFL | 0.96401 | 1.0256 | -0.024582
DEER2020 | D20 v0 | 2018-08-20 | PGE | DMo | Rec | CZ02 | rWtd | 1.06 | 1.48 | -0.0219 | 541 | 0.0678 | Res-Indoor-CFL | 1.0586 | 1.4811 | -0.021863
DEER2020 | D20 v0 | 2018-08-20 | PGE | DMo | Rec | CZ03 | rWtd | 0.949 | 1 | -0.0214 | 541 | 0.0678 | Res-Indoor-CFL | 0.94896 | 1 | -0.021449
DEER2020 | D20 v0 | 2018-08-20 | PGE | DMo | Rec | CZ04 | rWtd | 1.04 | 1.28 | -0.019 | 541 | 0.0802 | Res-Indoor-CFL | 1.0361 | 1.279 | -0.018971
DEER2020 | D20 v0 | 2018-08-20 | PGE | DMo | Rec | CZ05 | rWtd | 0.938 | 1 | -0.0246 | 541 | 0.0802 | Res-Indoor-CFL | 0.93761 | 1.0014 | -0.02463
DEER2020 | D20 v0 | 2018-08-20 | PGE | DMo | Rec | CZ11 | rWtd | 1.13 | 1.42 | -0.0163 | 541 | 0.0678 | Res-Indoor-CFL | 1.1297 | 1.416 | -0.016335
DEER2020 | D20 v0 | 2018-08-20 | PGE | DMo | Rec | CZ12 | rWtd | 1.09 | 1.42 | -0.019 | 541 | 0.0678 | Res-Indoor-CFL | 1.0888 | 1.4192 | -0.019003
DEER2020 | D20 v0 | 2018-08-20 | PGE | DMo | Rec | CZ13 | rWtd | 0.964 | 1 | -0.0168 | 541 | 0.0678 | Res-Indoor-CFL | 0.9636 | 1 | -0.016759
DEER2020 | D20 v0 | 2018-08-20 | PGE | DMo | Rec | CZ16 | rWtd | 1.01 | 1.31 | -0.0192 | 541 | 0.0678 | Res-Indoor-CFL | 1.0105 | 1.3134 | -0.019201
DEER2020 | D20 v0 | 2018-08-20 | PGE | DMo | Rec | IOU | rWtd | 1.05 | 1.31 | -0.0189 | 541 | 0.0713 | Res-Indoor-CFL | 1.0542 | 1.3118 | -0.018934
DEER2020 | D20 v0 | 2018-08-20 | PGE | MFm | Ex | CZ01 | rWtd | 0.905 | 1.02 | -0.0264 | 541 | 0.0802 | Res-Indoor-CFL | 0.9049 | 1.0155 | -0.026397
DEER2020 | D20 v0 | 2018-08-20 | PGE | MFm | Ex | CZ02 | rWtd | 0.972 | 1.18 | -0.0166 | 541 | 0.0678 | Res-Indoor-CFL | 0.97204 | 1.1822 | -0.016596
DEER2020 | D20 v0 | 2018-08-20 | PGE | MFm | Ex | CZ03 | rWtd | 0.941 | 1.04 | -0.0198 | 541 | 0.0678 | Res-Indoor-CFL | 0.94126 | 1.0446 | -0.019824
DEER2020 | D20 v0 | 2018-08-20 | PGE | MFm | Ex | CZ04 | rWtd | 1.03 | 1.27 | -0.0138 | 541 | 0.0802 | Res-Indoor-CFL | 1.0328 | 1.2684 | -0.013844
DEER2020 | D20 v0 | 2018-08-20 | PGE | MFm | Ex | CZ05 | rWtd | 0.963 | 1.11 | -0.0193 | 541 | 0.0802 | Res-Indoor-CFL | 0.96271 | 1.1066 | -0.019313
DEER2020 | D20 v0 | 2018-08-20 | PGE | MFm | Ex | CZ11 | rWtd | 1.09 | 1.32 | -0.0163 | 541 | 0.0678 | Res-Indoor-CFL | 1.0927 | 1.3226 | -0.016285
DEER2020 | D20 v0 | 2018-08-20 | PGE | MFm | Ex | CZ12 | rWtd | 1.08 | 1.35 | -0.0149 | 541 | 0.0678 | Res-Indoor-CFL | 1.0751 | 1.3498 | -0.01487
DEER2020 | D20 v0 | 2018-08-20 | PGE | MFm | Ex | CZ13 | rWtd | 1.1 | 1.37 | -0.0151 | 541 | 0.0678 | Res-Indoor-CFL | 1.1015 | 1.3696 | -0.015056
DEER2020 | D20 v0 | 2018-08-20 | PGE | MFm | Ex | CZ16 | rWtd | 0.995 | 1.17 | -0.0208 | 541 | 0.0678 | Res-Indoor-CFL | 0.99498 | 1.1696 | -0.020777
DEER2020 | D20 v0 | 2018-08-20 | PGE | MFm | Ex | IOU | rWtd | 0.998 | 1.19 | -0.0173 | 541 | 0.0709 | Res-Indoor-CFL | 0.99791 | 1.1856 | -0.017336
DEER2020 | D20 v0 | 2018-08-20 | PGE | MFm | New | CZ01 | rWtd | 0.918 | 1.03 | -0.0243 | 541 | 0.0802 | Res-Indoor-CFL | 0.91756 | 1.0255 | -0.024312
DEER2020 | D20 v0 | 2018-08-20 | PGE | MFm | New | CZ02 | rWtd | 0.973 | 1.14 | -0.0162 | 541 | 0.0678 | Res-Indoor-CFL | 0.97344 | 1.1367 | -0.0162
DEER2020 | D20 v0 | 2018-08-20 | PGE | MFm | New | CZ03 | rWtd | 0.954 | 1.06 | -0.0175 | 541 | 0.0678 | Res-Indoor-CFL | 0.95437 | 1.0551 | -0.01754
DEER2020 | D20 v0 | 2018-08-20 | PGE | MFm | New | CZ04 | rWtd | 1.06 | 1.29 | -0.0118 | 541 | 0.0802 | Res-Indoor-CFL | 1.0552 | 1.2877 | -0.011797
DEER2020 | D20 v0 | 2018-08-20 | PGE | MFm | New | CZ05 | rWtd | 0.989 | 1.13 | -0.0147 | 541 | 0.0802 | Res-Indoor-CFL | 0.98899 | 1.133 | -0.014673
DEER2020 | D20 v0 | 2018-08-20 | PGE | MFm | New | CZ11 | rWtd | 1.09 | 1.32 | -0.0156 | 541 | 0.0678 | Res-Indoor-CFL | 1.0903 | 1.3208 | -0.015625
DEER2020 | D20 v0 | 2018-08-20 | PGE | MFm | New | CZ12 | rWtd | 1.08 | 1.33 | -0.0139 | 541 | 0.0678 | Res-Indoor-CFL | 1.0799 | 1.3301 | -0.013881
DEER2020 | D20 v0 | 2018-08-20 | PGE | MFm | New | CZ13 | rWtd | 1.1 | 1.32 | -0.0138 | 541 | 0.0678 | Res-Indoor-CFL | 1.1001 | 1.3226 | -0.013825
DEER2020 | D20 v0 | 2018-08-20 | PGE | MFm | New | CZ16 | rWtd | 0.996 | 1.13 | -0.0191 | 541 | 0.0678 | Res-Indoor-CFL | 0.99551 | 1.128 | -0.01911
DEER2020 | D20 v0 | 2018-08-20 | PGE | MFm | New | IOU | rWtd | 1.01 | 1.18 | -0.0157 | 541 | 0.0709 | Res-Indoor-CFL | 1.0089 | 1.1825 | -0.015675
DEER2020 | D20 v0 | 2018-08-20 | PGE | MFm | Old | CZ01 | rWtd | 0.894 | 1.01 | -0.0269 | 541 | 0.0802 | Res-Indoor-CFL | 0.89367 | 1.015 | -0.026906
DEER2020 | D20 v0 | 2018-08-20 | PGE | MFm | Old | CZ02 | rWtd | 0.97 | 1.22 | -0.019 | 541 | 0.0678 | Res-Indoor-CFL | 0.96993 | 1.2207 | -0.019009
DEER2020 | D20 v0 | 2018-08-20 | PGE | MFm | Old | CZ03 | rWtd | 0.932 | 1.04 | -0.021 | 541 | 0.0678 | Res-Indoor-CFL | 0.93245 | 1.0375 | -0.021042
DEER2020 | D20 v0 | 2018-08-20 | PGE | MFm | Old | CZ04 | rWtd | 0.981 | 1.23 | -0.017 | 541 | 0.0802 | Res-Indoor-CFL | 0.98123 | 1.2264 | -0.017032
DEER2020 | D20 v0 | 2018-08-20 | PGE | MFm | Old | CZ05 | rWtd | 0.933 | 1.05 | -0.0249 | 541 | 0.0802 | Res-Indoor-CFL | 0.93273 | 1.0485 | -0.024863
DEER2020 | D20 v0 | 2018-08-20 | PGE | MFm | Old | CZ11 | rWtd | 1.08 | 1.53 | -0.0176 | 541 | 0.0678 | Res-Indoor-CFL | 1.0756 | 1.5286 | -0.01763
DEER2020 | D20 v0 | 2018-08-20 | PGE | MFm | Old | CZ12 | rWtd | 1.04 | 1.49 | -0.018 | 541 | 0.0678 | Res-Indoor-CFL | 1.0391 | 1.4945 | -0.018014
DEER2020 | D20 v0 | 2018-08-20 | PGE | MFm | Old | CZ13 | rWtd | 1.09 | 1.47 | -0.0174 | 541 | 0.0678 | Res-Indoor-CFL | 1.093 | 1.4667 | -0.017388
DEER2020 | D20 v0 | 2018-08-20 | PGE | MFm | Old | CZ16 | rWtd | 1.01 | 1.26 | -0.0202 | 541 | 0.0678 | Res-Indoor-CFL | 1.0103 | 1.2615 | -0.020178
DEER2020 | D20 v0 | 2018-08-20 | PGE | MFm | Old | IOU | rWtd | 0.981 | 1.22 | -0.0194 | 541 | 0.0703 | Res-Indoor-CFL | 0.98141 | 1.2198 | -0.019359
DEER2020 | D20 v0 | 2018-08-20 | PGE | MFm | Rec | CZ01 | rWtd | 0.918 | 1.03 | -0.0243 | 541 | 0.0802 | Res-Indoor-CFL | 0.91756 | 1.0255 | -0.024312
DEER2020 | D20 v0 | 2018-08-20 | PGE | MFm | Rec | CZ02 | rWtd | 0.973 | 1.14 | -0.0162 | 541 | 0.0678 | Res-Indoor-CFL | 0.97344 | 1.1367 | -0.0162
DEER2020 | D20 v0 | 2018-08-20 | PGE | MFm | Rec | CZ03 | rWtd | 0.954 | 1.06 | -0.0175 | 541 | 0.0678 | Res-Indoor-CFL | 0.95437 | 1.0551 | -0.01754
DEER2020 | D20 v0 | 2018-08-20 | PGE | MFm | Rec | CZ04 | rWtd | 1.06 | 1.29 | -0.0119 | 541 | 0.0802 | Res-Indoor-CFL | 1.0554 | 1.2868 | -0.011892
DEER2020 | D20 v0 | 2018-08-20 | PGE | MFm | Rec | CZ05 | rWtd | 0.989 | 1.13 | -0.0147 | 541 | 0.0802 | Res-Indoor-CFL | 0.98899 | 1.133 | -0.014673
DEER2020 | D20 v0 | 2018-08-20 | PGE | MFm | Rec | CZ11 | rWtd | 1.09 | 1.32 | -0.0157 | 541 | 0.0678 | Res-Indoor-CFL | 1.0904 | 1.3194 | -0.015715
DEER2020 | D20 v0 | 2018-08-20 | PGE | MFm | Rec | CZ12 | rWtd | 1.08 | 1.34 | -0.014 | 541 | 0.0678 | Res-Indoor-CFL | 1.0799 | 1.3418 | -0.013974
DEER2020 | D20 v0 | 2018-08-20 | PGE | MFm | Rec | CZ13 | rWtd | 1.1 | 1.32 | -0.0139 | 541 | 0.0678 | Res-Indoor-CFL | 1.1002 | 1.3239 | -0.013905
DEER2020 | D20 v0 | 2018-08-20 | PGE | MFm | Rec | CZ16 | rWtd | 0.991 | 1.13 | -0.0201 | 541 | 0.0678 | Res-Indoor-CFL | 0.99096 | 1.1332 | -0.020136
DEER2020 | D20 v0 | 2018-08-20 | PGE | MFm | Rec | IOU | rWtd | 1.01 | 1.19 | -0.0157 | 541 | 0.0709 | Res-Indoor-CFL | 1.009 | 1.1851 | -0.015718
DEER2020 | D20 v0 | 2018-08-20 | PGE | Res | Ex | CZ01 | rWtd | 0.939 | 1.01 | -0.0273 | 541 | 0.0802 | Res-Indoor-CFL | 0.93853 | 1.0065 | -0.027253
DEER2020 | D20 v0 | 2018-08-20 | PGE | Res | Ex | CZ02 | rWtd | 0.99 | 1.27 | -0.0207 | 541 | 0.0678 | Res-Indoor-CFL | 0.99028 | 1.2693 | -0.020728
DEER2020 | D20 v0 | 2018-08-20 | PGE | Res | Ex | CZ03 | rWtd | 0.952 | 1.07 | -0.0228 | 541 | 0.0678 | Res-Indoor-CFL | 0.95198 | 1.0665 | -0.022833
DEER2020 | D20 v0 | 2018-08-20 | PGE | Res | Ex | CZ04 | rWtd | 1.03 | 1.31 | -0.0191 | 541 | 0.0802 | Res-Indoor-CFL | 1.0305 | 1.3055 | -0.019089
DEER2020 | D20 v0 | 2018-08-20 | PGE | Res | Ex | CZ05 | rWtd | 0.955 | 1.07 | -0.0291 | 541 | 0.0802 | Res-Indoor-CFL | 0.95487 | 1.0664 | -0.029062
DEER2020 | D20 v0 | 2018-08-20 | PGE | Res | Ex | CZ11 | rWtd | 1.1 | 1.41 | -0.0218 | 541 | 0.0678 | Res-Indoor-CFL | 1.1016 | 1.4065 | -0.021816
DEER2020 | D20 v0 | 2018-08-20 | PGE | Res | Ex | CZ12 | rWtd | 1.07 | 1.42 | -0.0208 | 541 | 0.0678 | Res-Indoor-CFL | 1.0653 | 1.421 | -0.020778
DEER2020 | D20 v0 | 2018-08-20 | PGE | Res | Ex | CZ13 | rWtd | 1.11 | 1.42 | -0.0207 | 541 | 0.0678 | Res-Indoor-CFL | 1.1085 | 1.4202 | -0.020703
DEER2020 | D20 v0 | 2018-08-20 | PGE | Res | Ex | CZ16 | rWtd | 1.01 | 1.27 | -0.021 | 541 | 0.0678 | Res-Indoor-CFL | 1.0076 | 1.2699 | -0.020956
DEER2020 | D20 v0 | 2018-08-20 | PGE | Res | Ex | IOU | rWtd | 1.03 | 1.3 | -0.0214 | 541 | 0.0702 | Res-Indoor-CFL | 1.0348 | 1.2999 | -0.021447
DEER2020 | D20 v0 | 2018-08-20 | PGE | Res | New | CZ01 | rWtd | 0.94 | 1.01 | -0.0246 | 541 | 0.0802 | Res-Indoor-CFL | 0.93972 | 1.0145 | -0.024569
DEER2020 | D20 v0 | 2018-08-20 | PGE | Res | New | CZ02 | rWtd | 1 | 1.28 | -0.0199 | 541 | 0.0678 | Res-Indoor-CFL | 1.0012 | 1.276 | -0.01985
DEER2020 | D20 v0 | 2018-08-20 | PGE | Res | New | CZ03 | rWtd | 0.961 | 1.07 | -0.0192 | 541 | 0.0678 | Res-Indoor-CFL | 0.96055 | 1.0683 | -0.019233
DEER2020 | D20 v0 | 2018-08-20 | PGE | Res | New | CZ04 | rWtd | 1.05 | 1.32 | -0.017 | 541 | 0.0802 | Res-Indoor-CFL | 1.0487 | 1.322 | -0.016986
DEER2020 | D20 v0 | 2018-08-20 | PGE | Res | New | CZ05 | rWtd | 0.955 | 1.02 | -0.0269 | 541 | 0.0802 | Res-Indoor-CFL | 0.9552 | 1.0214 | -0.026937
DEER2020 | D20 v0 | 2018-08-20 | PGE | Res | New | CZ11 | rWtd | 1.09 | 1.42 | -0.0197 | 541 | 0.0678 | Res-Indoor-CFL | 1.0946 | 1.4235 | -0.019744
DEER2020 | D20 v0 | 2018-08-20 | PGE | Res | New | CZ12 | rWtd | 1.06 | 1.38 | -0.0188 | 541 | 0.0678 | Res-Indoor-CFL | 1.0627 | 1.3848 | -0.018823
DEER2020 | D20 v0 | 2018-08-20 | PGE | Res | New | CZ13 | rWtd | 1.07 | 1.34 | -0.0191 | 541 | 0.0678 | Res-Indoor-CFL | 1.0727 | 1.3403 | -0.019055
DEER2020 | D20 v0 | 2018-08-20 | PGE | Res | New | CZ16 | rWtd | 1.01 | 1.28 | -0.0188 | 541 | 0.0678 | Res-Indoor-CFL | 1.0094 | 1.2792 | -0.018846
DEER2020 | D20 v0 | 2018-08-20 | PGE | Res | New | IOU | rWtd | 1.03 | 1.28 | -0.0192 | 541 | #N/A | Res-Indoor-CFL | 1.031 | 1.277 | -0.019189
DEER2020 | D20 v0 | 2018-08-20 | PGE | Res | Old | CZ01 | rWtd | 0.94 | 1.01 | -0.0283 | 541 | 0.0802 | Res-Indoor-CFL | 0.94042 | 1.0063 | -0.028287
DEER2020 | D20 v0 | 2018-08-20 | PGE | Res | Old | CZ02 | rWtd | 0.98 | 1.26 | -0.0266 | 541 | 0.0678 | Res-Indoor-CFL | 0.98014 | 1.2573 | -0.026556
DEER2020 | D20 v0 | 2018-08-20 | PGE | Res | Old | CZ03 | rWtd | 0.95 | 1.06 | -0.0257 | 541 | 0.0678 | Res-Indoor-CFL | 0.94951 | 1.0625 | -0.025682
DEER2020 | D20 v0 | 2018-08-20 | PGE | Res | Old | CZ04 | rWtd | 1 | 1.28 | -0.0208 | 541 | 0.0802 | Res-Indoor-CFL | 1.0022 | 1.2822 | -0.020797
DEER2020 | D20 v0 | 2018-08-20 | PGE | Res | Old | CZ05 | rWtd | 0.951 | 1.07 | -0.0283 | 541 | 0.0802 | Res-Indoor-CFL | 0.95097 | 1.0725 | -0.028273
DEER2020 | D20 v0 | 2018-08-20 | PGE | Res | Old | CZ11 | rWtd | 1.1 | 1.55 | -0.0218 | 541 | 0.0678 | Res-Indoor-CFL | 1.0997 | 1.5503 | -0.021812
DEER2020 | D20 v0 | 2018-08-20 | PGE | Res | Old | CZ12 | rWtd | 1.06 | 1.58 | -0.0225 | 541 | 0.0678 | Res-Indoor-CFL | 1.0588 | 1.5844 | -0.022524
DEER2020 | D20 v0 | 2018-08-20 | PGE | Res | Old | CZ13 | rWtd | 1.11 | 1.54 | -0.0222 | 541 | 0.0678 | Res-Indoor-CFL | 1.1123 | 1.5398 | -0.022234
DEER2020 | D20 v0 | 2018-08-20 | PGE | Res | Old | CZ16 | rWtd | 1.01 | 1.29 | -0.0262 | 541 | 0.0678 | Res-Indoor-CFL | 1.0125 | 1.2913 | -0.026215
DEER2020 | D20 v0 | 2018-08-20 | PGE | Res | Old | IOU | rWtd | 1.02 | 1.32 | -0.0237 | 541 | 0.0701 | Res-Indoor-CFL | 1.0151 | 1.3228 | -0.023721
DEER2020 | D20 v0 | 2018-08-20 | PGE | Res | Rec | CZ01 | rWtd | 0.94 | 1.01 | -0.0247 | 541 | 0.0802 | Res-Indoor-CFL | 0.93958 | 1.0144 | -0.024694
DEER2020 | D20 v0 | 2018-08-20 | PGE | Res | Rec | CZ02 | rWtd | 0.991 | 1.24 | -0.0196 | 541 | 0.0678 | Res-Indoor-CFL | 0.99128 | 1.2418 | -0.019551
DEER2020 | D20 v0 | 2018-08-20 | PGE | Res | Rec | CZ03 | rWtd | 0.961 | 1.07 | -0.0192 | 541 | 0.0678 | Res-Indoor-CFL | 0.96065 | 1.0695 | -0.019242
DEER2020 | D20 v0 | 2018-08-20 | PGE | Res | Rec | CZ04 | rWtd | 1.05 | 1.32 | -0.0168 | 541 | 0.0802 | Res-Indoor-CFL | 1.051 | 1.3215 | -0.016772
DEER2020 | D20 v0 | 2018-08-20 | PGE | Res | Rec | CZ05 | rWtd | 0.963 | 1.03 | -0.0284 | 541 | 0.0802 | Res-Indoor-CFL | 0.96333 | 1.0312 | -0.028356
DEER2020 | D20 v0 | 2018-08-20 | PGE | Res | Rec | CZ11 | rWtd | 1.08 | 1.43 | -0.0207 | 541 | 0.0678 | Res-Indoor-CFL | 1.0844 | 1.426 | -0.020685
DEER2020 | D20 v0 | 2018-08-20 | PGE | Res | Rec | CZ12 | rWtd | 1.06 | 1.38 | -0.0189 | 541 | 0.0678 | Res-Indoor-CFL | 1.0598 | 1.3807 | -0.018891
DEER2020 | D20 v0 | 2018-08-20 | PGE | Res | Rec | CZ13 | rWtd | 1.09 | 1.38 | -0.0193 | 541 | 0.0678 | Res-Indoor-CFL | 1.0856 | 1.3757 | -0.019317
DEER2020 | D20 v0 | 2018-08-20 | PGE | Res | Rec | CZ16 | rWtd | 1 | 1.24 | -0.0209 | 541 | 0.0678 | Res-Indoor-CFL | 0.99977 | 1.2367 | -0.020923
DEER2020 | D20 v0 | 2018-08-20 | PGE | Res | Rec | IOU | rWtd | 1.03 | 1.27 | -0.0193 | 541 | 0.0704 | Res-Indoor-CFL | 1.0283 | 1.2721 | -0.01929
DEER2020 | D20 v0 | 2018-08-20 | PGE | SFm | Ex | CZ01 | rWtd | 0.963 | 1 | -0.0279 | 541 | 0.0802 | Res-Indoor-CFL | 0.96291 | 1 | -0.027875
DEER2020 | D20 v0 | 2018-08-20 | PGE | SFm | Ex | CZ02 | rWtd | 1 | 1.31 | -0.0271 | 541 | 0.0678 | Res-Indoor-CFL | 1.0043 | 1.314 | -0.027101
DEER2020 | D20 v0 | 2018-08-20 | PGE | SFm | Ex | CZ03 | rWtd | 0.968 | 1.1 | -0.0275 | 541 | 0.0678 | Res-Indoor-CFL | 0.96831 | 1.0977 | -0.027491
DEER2020 | D20 v0 | 2018-08-20 | PGE | SFm | Ex | CZ04 | rWtd | 1.03 | 1.33 | -0.0237 | 541 | 0.0802 | Res-Indoor-CFL | 1.0283 | 1.33 | -0.023664
DEER2020 | D20 v0 | 2018-08-20 | PGE | SFm | Ex | CZ05 | rWtd | 0.959 | 1.07 | -0.0299 | 541 | 0.0802 | Res-Indoor-CFL | 0.95922 | 1.0689 | -0.029945
DEER2020 | D20 v0 | 2018-08-20 | PGE | SFm | Ex | CZ11 | rWtd | 1.1 | 1.4 | -0.0223 | 541 | 0.0678 | Res-Indoor-CFL | 1.0986 | 1.4015 | -0.02228
DEER2020 | D20 v0 | 2018-08-20 | PGE | SFm | Ex | CZ12 | rWtd | 1.06 | 1.44 | -0.0228 | 541 | 0.0678 | Res-Indoor-CFL | 1.0608 | 1.4408 | -0.022804
DEER2020 | D20 v0 | 2018-08-20 | PGE | SFm | Ex | CZ13 | rWtd | 1.11 | 1.43 | -0.0214 | 541 | 0.0678 | Res-Indoor-CFL | 1.1099 | 1.427 | -0.021395
DEER2020 | D20 v0 | 2018-08-20 | PGE | SFm | Ex | CZ16 | rWtd | 1 | 1.26 | -0.0214 | 541 | 0.0678 | Res-Indoor-CFL | 1.0033 | 1.2608 | -0.021445
DEER2020 | D20 v0 | 2018-08-20 | PGE | SFm | Ex | IOU | rWtd | 1.05 | 1.35 | -0.0237 | 541 | 0.0698 | Res-Indoor-CFL | 1.0513 | 1.3491 | -0.023662
DEER2020 | D20 v0 | 2018-08-20 | PGE | SFm | New | CZ01 | rWtd | 0.969 | 1 | -0.0249 | 541 | 0.0802 | Res-Indoor-CFL | 0.96866 | 1 | -0.024907
DEER2020 | D20 v0 | 2018-08-20 | PGE | SFm | New | CZ02 | rWtd | 1.03 | 1.47 | -0.0279 | 541 | 0.0678 | Res-Indoor-CFL | 1.0254 | 1.4695 | -0.027896
DEER2020 | D20 v0 | 2018-08-20 | PGE | SFm | New | CZ03 | rWtd | 0.979 | 1.11 | -0.0238 | 541 | 0.0678 | Res-Indoor-CFL | 0.9788 | 1.111 | -0.023769
DEER2020 | D20 v0 | 2018-08-20 | PGE | SFm | New | CZ04 | rWtd | 1.05 | 1.4 | -0.0244 | 541 | 0.0802 | Res-Indoor-CFL | 1.0451 | 1.4023 | -0.024382
DEER2020 | D20 v0 | 2018-08-20 | PGE | SFm | New | CZ05 | rWtd | 0.969 | 1.04 | -0.0289 | 541 | 0.0802 | Res-Indoor-CFL | 0.96922 | 1.037 | -0.028854
DEER2020 | D20 v0 | 2018-08-20 | PGE | SFm | New | CZ11 | rWtd | 1.08 | 1.43 | -0.0214 | 541 | 0.0678 | Res-Indoor-CFL | 1.0805 | 1.4326 | -0.021379
DEER2020 | D20 v0 | 2018-08-20 | PGE | SFm | New | CZ12 | rWtd | 1.05 | 1.41 | -0.0217 | 541 | 0.0678 | Res-Indoor-CFL | 1.049 | 1.4127 | -0.021738
DEER2020 | D20 v0 | 2018-08-20 | PGE | SFm | New | CZ13 | rWtd | 1.09 | 1.4 | -0.0204 | 541 | 0.0678 | Res-Indoor-CFL | 1.0861 | 1.4008 | -0.020391
DEER2020 | D20 v0 | 2018-08-20 | PGE | SFm | New | CZ16 | rWtd | 1.01 | 1.21 | -0.0181 | 541 | 0.0678 | Res-Indoor-CFL | 1.0073 | 1.2059 | -0.018051
DEER2020 | D20 v0 | 2018-08-20 | PGE | SFm | New | IOU | rWtd | 1.04 | 1.35 | -0.0225 | 541 | 0.0698 | Res-Indoor-CFL | 1.0449 | 1.3547 | -0.022495
DEER2020 | D20 v0 | 2018-08-20 | PGE | SFm | Old | CZ01 | rWtd | 0.955 | 1 | -0.029 | 541 | 0.0802 | Res-Indoor-CFL | 0.95483 | 1.0034 | -0.028989
DEER2020 | D20 v0 | 2018-08-20 | PGE | SFm | Old | CZ02 | rWtd | 0.979 | 1.23 | -0.0292 | 541 | 0.0678 | Res-Indoor-CFL | 0.97895 | 1.2336 | -0.029196
DEER2020 | D20 v0 | 2018-08-20 | PGE | SFm | Old | CZ03 | rWtd | 0.963 | 1.08 | -0.0296 | 541 | 0.0678 | Res-Indoor-CFL | 0.96259 | 1.0786 | -0.029551
DEER2020 | D20 v0 | 2018-08-20 | PGE | SFm | Old | CZ04 | rWtd | 1.01 | 1.31 | -0.0231 | 541 | 0.0802 | Res-Indoor-CFL | 1.013 | 1.3125 | -0.023137
DEER2020 | D20 v0 | 2018-08-20 | PGE | SFm | Old | CZ05 | rWtd | 0.957 | 1.08 | -0.03 | 541 | 0.0802 | Res-Indoor-CFL | 0.95675 | 1.081 | -0.029993
DEER2020 | D20 v0 | 2018-08-20 | PGE | SFm | Old | CZ11 | rWtd | 1.1 | 1.57 | -0.024 | 541 | 0.0678 | Res-Indoor-CFL | 1.1007 | 1.574 | -0.023983
DEER2020 | D20 v0 | 2018-08-20 | PGE | SFm | Old | CZ12 | rWtd | 1.06 | 1.62 | -0.0243 | 541 | 0.0678 | Res-Indoor-CFL | 1.0635 | 1.6164 | -0.024349
DEER2020 | D20 v0 | 2018-08-20 | PGE | SFm | Old | CZ13 | rWtd | 1.12 | 1.57 | -0.0245 | 541 | 0.0678 | Res-Indoor-CFL | 1.1159 | 1.5712 | -0.024516
DEER2020 | D20 v0 | 2018-08-20 | PGE | SFm | Old | CZ16 | rWtd | 1.01 | 1.31 | -0.0269 | 541 | 0.0678 | Res-Indoor-CFL | 1.0143 | 1.305 | -0.026896
DEER2020 | D20 v0 | 2018-08-20 | PGE | SFm | Old | IOU | rWtd | 1.03 | 1.36 | -0.0262 | 541 | 0.0701 | Res-Indoor-CFL | 1.0268 | 1.3638 | -0.026184
DEER2020 | D20 v0 | 2018-08-20 | PGE | SFm | Rec | CZ01 | rWtd | 0.968 | 1 | -0.0252 | 541 | 0.0802 | Res-Indoor-CFL | 0.96813 | 1 | -0.02519
DEER2020 | D20 v0 | 2018-08-20 | PGE | SFm | Rec | CZ02 | rWtd | 1.02 | 1.47 | -0.028 | 541 | 0.0678 | Res-Indoor-CFL | 1.024 | 1.4695 | -0.027984
DEER2020 | D20 v0 | 2018-08-20 | PGE | SFm | Rec | CZ03 | rWtd | 0.978 | 1.11 | -0.0239 | 541 | 0.0678 | Res-Indoor-CFL | 0.97829 | 1.111 | -0.023908
DEER2020 | D20 v0 | 2018-08-20 | PGE | SFm | Rec | CZ04 | rWtd | 1.05 | 1.38 | -0.0244 | 541 | 0.0802 | Res-Indoor-CFL | 1.046 | 1.3839 | -0.0244
DEER2020 | D20 v0 | 2018-08-20 | PGE | SFm | Rec | CZ05 | rWtd | 0.968 | 1.04 | -0.0291 | 541 | 0.0802 | Res-Indoor-CFL | 0.96845 | 1.037 | -0.02914
DEER2020 | D20 v0 | 2018-08-20 | PGE | SFm | Rec | CZ11 | rWtd | 1.08 | 1.43 | -0.0214 | 541 | 0.0678 | Res-Indoor-CFL | 1.0794 | 1.4332 | -0.021418
DEER2020 | D20 v0 | 2018-08-20 | PGE | SFm | Rec | CZ12 | rWtd | 1.05 | 1.4 | -0.0218 | 541 | 0.0678 | Res-Indoor-CFL | 1.047 | 1.4023 | -0.021787
DEER2020 | D20 v0 | 2018-08-20 | PGE | SFm | Rec | CZ13 | rWtd | 1.09 | 1.4 | -0.0204 | 541 | 0.0678 | Res-Indoor-CFL | 1.0881 | 1.4008 | -0.020397
DEER2020 | D20 v0 | 2018-08-20 | PGE | SFm | Rec | CZ16 | rWtd | 0.994 | 1.19 | -0.0219 | 541 | 0.0678 | Res-Indoor-CFL | 0.99391 | 1.1949 | -0.02189
DEER2020 | D20 v0 | 2018-08-20 | PGE | SFm | Rec | IOU | rWtd | 1.04 | 1.35 | -0.0226 | 541 | 0.0698 | Res-Indoor-CFL | 1.0442 | 1.349 | -0.022576
DEER2020 | D20 v0 | 2018-08-20 | SCE | DMo | Ex | CZ05 | rWtd | 0.969 | 1.38 | -0.0246 | 541 | 0.0802 | Res-Indoor-CFL | 0.9686 | 1.3825 | -0.02463
DEER2020 | D20 v0 | 2018-08-20 | SCE | DMo | Ex | CZ06 | rWtd | 0.99 | 1.09 | -0.0168 | 541 | 0.0802 | Res-Indoor-CFL | 0.99027 | 1.0933 | -0.016814
DEER2020 | D20 v0 | 2018-08-20 | SCE | DMo | Ex | CZ08 | rWtd | 1.12 | 1.35 | -0.0131 | 541 | 0.0802 | Res-Indoor-CFL | 1.1182 | 1.3477 | -0.013053
DEER2020 | D20 v0 | 2018-08-20 | SCE | DMo | Ex | CZ09 | rWtd | 1.11 | 1.41 | -0.0148 | 541 | 0.0802 | Res-Indoor-CFL | 1.1053 | 1.4145 | -0.014817
DEER2020 | D20 v0 | 2018-08-20 | SCE | DMo | Ex | CZ10 | rWtd | 1.15 | 1.5 | -0.0152 | 541 | 0.0802 | Res-Indoor-CFL | 1.1545 | 1.4956 | -0.015213
DEER2020 | D20 v0 | 2018-08-20 | SCE | DMo | Ex | CZ13 | rWtd | 1.11 | 1.42 | -0.0174 | 541 | 0.0678 | Res-Indoor-CFL | 1.1126 | 1.4207 | -0.017425
DEER2020 | D20 v0 | 2018-08-20 | SCE | DMo | Ex | CZ14 | rWtd | 1.11 | 1.43 | -0.0185 | 541 | 0.0728 | Res-Indoor-CFL | 1.1063 | 1.4253 | -0.018547
DEER2020 | D20 v0 | 2018-08-20 | SCE | DMo | Ex | CZ15 | rWtd | 1.24 | 1.54 | -0.00694 | 541 | 0.0728 | Res-Indoor-CFL | 1.2385 | 1.5358 | -0.0069404
DEER2020 | D20 v0 | 2018-08-20 | SCE | DMo | Ex | CZ16 | rWtd | 1.05 | 1.46 | -0.0201 | 541 | 0.0678 | Res-Indoor-CFL | 1.052 | 1.4589 | -0.020107
DEER2020 | D20 v0 | 2018-08-20 | SCE | DMo | Ex | IOU | rWtd | 1.07 | 1.28 | -0.0152 | 541 | 0.0792 | Res-Indoor-CFL | 1.0679 | 1.2803 | -0.015179
DEER2020 | D20 v0 | 2018-08-20 | SCE | DMo | New | CZ05 | rWtd | 0.972 | 1.31 | -0.0246 | 541 | 0.0802 | Res-Indoor-CFL | 0.97244 | 1.3142 | -0.02463
DEER2020 | D20 v0 | 2018-08-20 | SCE | DMo | New | CZ06 | rWtd | 0.971 | 1.01 | -0.0157 | 541 | 0.0802 | Res-Indoor-CFL | 0.97056 | 1.015 | -0.015703
DEER2020 | D20 v0 | 2018-08-20 | SCE | DMo | New | CZ08 | rWtd | 1.14 | 1.31 | -0.0108 | 541 | 0.0802 | Res-Indoor-CFL | 1.1383 | 1.3096 | -0.010805
DEER2020 | D20 v0 | 2018-08-20 | SCE | DMo | New | CZ09 | rWtd | 1.11 | 1.33 | -0.0136 | 541 | 0.0802 | Res-Indoor-CFL | 1.1112 | 1.3299 | -0.013607
DEER2020 | D20 v0 | 2018-08-20 | SCE | DMo | New | CZ10 | rWtd | 1.14 | 1.43 | -0.0152 | 541 | 0.0802 | Res-Indoor-CFL | 1.1449 | 1.4259 | -0.015215
DEER2020 | D20 v0 | 2018-08-20 | SCE | DMo | New | CZ13 | rWtd | 1.06 | 1.25 | -0.0169 | 541 | 0.0678 | Res-Indoor-CFL | 1.0599 | 1.2487 | -0.016858
DEER2020 | D20 v0 | 2018-08-20 | SCE | DMo | New | CZ14 | rWtd | 1.06 | 1.26 | -0.0185 | 541 | 0.0728 | Res-Indoor-CFL | 1.0567 | 1.2573 | -0.01851
DEER2020 | D20 v0 | 2018-08-20 | SCE | DMo | New | CZ15 | rWtd | 1.22 | 1.46 | -0.007 | 541 | 0.0728 | Res-Indoor-CFL | 1.2164 | 1.4581 | -0.0070037
DEER2020 | D20 v0 | 2018-08-20 | SCE | DMo | New | CZ16 | rWtd | 1.03 | 1.44 | -0.0193 | 541 | 0.0678 | Res-Indoor-CFL | 1.031 | 1.4384 | -0.019266
DEER2020 | D20 v0 | 2018-08-20 | SCE | DMo | New | IOU | rWtd | 1.06 | 1.2 | -0.0141 | 541 | 0.0792 | Res-Indoor-CFL | 1.059 | 1.204 | -0.014101
DEER2020 | D20 v0 | 2018-08-20 | SCE | DMo | Old | CZ05 | rWtd | 0.988 | 1.37 | -0.0239 | 541 | 0.0802 | Res-Indoor-CFL | 0.98769 | 1.368 | -0.023934
DEER2020 | D20 v0 | 2018-08-20 | SCE | DMo | Old | CZ06 | rWtd | 1.01 | 1.11 | -0.0126 | 541 | 0.0802 | Res-Indoor-CFL | 1.0075 | 1.1137 | -0.012648
DEER2020 | D20 v0 | 2018-08-20 | SCE | DMo | Old | CZ08 | rWtd | 1.11 | 1.33 | -0.0114 | 541 | 0.0802 | Res-Indoor-CFL | 1.1149 | 1.3305 | -0.01138
DEER2020 | D20 v0 | 2018-08-20 | SCE | DMo | Old | CZ09 | rWtd | 1.12 | 1.39 | -0.0128 | 541 | 0.0802 | Res-Indoor-CFL | 1.1204 | 1.3863 | -0.012815
DEER2020 | D20 v0 | 2018-08-20 | SCE | DMo | Old | CZ10 | rWtd | 1.14 | 1.45 | -0.0127 | 541 | 0.0802 | Res-Indoor-CFL | 1.1419 | 1.4507 | -0.012689
DEER2020 | D20 v0 | 2018-08-20 | SCE | DMo | Old | CZ13 | rWtd | 1.15 | 1.52 | -0.0166 | 541 | 0.0678 | Res-Indoor-CFL | 1.1537 | 1.5171 | -0.016622
DEER2020 | D20 v0 | 2018-08-20 | SCE | DMo | Old | CZ14 | rWtd | 1.13 | 1.46 | -0.0168 | 541 | 0.0728 | Res-Indoor-CFL | 1.1296 | 1.4551 | -0.01677
DEER2020 | D20 v0 | 2018-08-20 | SCE | DMo | Old | CZ15 | rWtd | 1.23 | 1.51 | -0.0065 | 541 | 0.0728 | Res-Indoor-CFL | 1.2287 | 1.509 | -0.0065003
DEER2020 | D20 v0 | 2018-08-20 | SCE | DMo | Old | CZ16 | rWtd | 1.05 | 1.38 | -0.023 | 541 | 0.0678 | Res-Indoor-CFL | 1.0451 | 1.3831 | -0.022958
DEER2020 | D20 v0 | 2018-08-20 | SCE | DMo | Old | IOU | rWtd | 1.11 | 1.38 | -0.0139 | 541 | 0.0776 | Res-Indoor-CFL | 1.111 | 1.3817 | -0.013903
DEER2020 | D20 v0 | 2018-08-20 | SCE | DMo | Rec | CZ05 | rWtd | 0.972 | 1.31 | -0.0246 | 541 | 0.0802 | Res-Indoor-CFL | 0.97244 | 1.3142 | -0.02463
DEER2020 | D20 v0 | 2018-08-20 | SCE | DMo | Rec | CZ06 | rWtd | 0.971 | 1.01 | -0.0157 | 541 | 0.0802 | Res-Indoor-CFL | 0.97056 | 1.015 | -0.015703
DEER2020 | D20 v0 | 2018-08-20 | SCE | DMo | Rec | CZ08 | rWtd | 1.14 | 1.31 | -0.0108 | 541 | 0.0802 | Res-Indoor-CFL | 1.1383 | 1.3096 | -0.010805
DEER2020 | D20 v0 | 2018-08-20 | SCE | DMo | Rec | CZ09 | rWtd | 1.11 | 1.33 | -0.0136 | 541 | 0.0802 | Res-Indoor-CFL | 1.1112 | 1.3299 | -0.013607
DEER2020 | D20 v0 | 2018-08-20 | SCE | DMo | Rec | CZ10 | rWtd | 1.14 | 1.43 | -0.0152 | 541 | 0.0802 | Res-Indoor-CFL | 1.1449 | 1.4259 | -0.015215
DEER2020 | D20 v0 | 2018-08-20 | SCE | DMo | Rec | CZ13 | rWtd | 1.06 | 1.25 | -0.0169 | 541 | 0.0678 | Res-Indoor-CFL | 1.0599 | 1.2487 | -0.016858
DEER2020 | D20 v0 | 2018-08-20 | SCE | DMo | Rec | CZ14 | rWtd | 1.06 | 1.26 | -0.0185 | 541 | 0.0728 | Res-Indoor-CFL | 1.0567 | 1.2573 | -0.01851
DEER2020 | D20 v0 | 2018-08-20 | SCE | DMo | Rec | CZ15 | rWtd | 1.22 | 1.46 | -0.007 | 541 | 0.0728 | Res-Indoor-CFL | 1.2164 | 1.4581 | -0.0070037
DEER2020 | D20 v0 | 2018-08-20 | SCE | DMo | Rec | CZ16 | rWtd | 1.03 | 1.44 | -0.0193 | 541 | 0.0678 | Res-Indoor-CFL | 1.031 | 1.4384 | -0.019266
DEER2020 | D20 v0 | 2018-08-20 | SCE | DMo | Rec | IOU | rWtd | 1.06 | 1.2 | -0.0141 | 541 | 0.0792 | Res-Indoor-CFL | 1.059 | 1.204 | -0.014101
DEER2020 | D20 v0 | 2018-08-20 | SCE | MFm | Ex | CZ05 | rWtd | 0.989 | 1.15 | -0.02 | 541 | 0.0802 | Res-Indoor-CFL | 0.98873 | 1.1539 | -0.020007
DEER2020 | D20 v0 | 2018-08-20 | SCE | MFm | Ex | CZ06 | rWtd | 1.03 | 1.3 | -0.0147 | 541 | 0.0802 | Res-Indoor-CFL | 1.0255 | 1.3002 | -0.014719
DEER2020 | D20 v0 | 2018-08-20 | SCE | MFm | Ex | CZ08 | rWtd | 1.07 | 1.23 | -0.0116 | 541 | 0.0802 | Res-Indoor-CFL | 1.0744 | 1.2254 | -0.01161
DEER2020 | D20 v0 | 2018-08-20 | SCE | MFm | Ex | CZ09 | rWtd | 1.08 | 1.28 | -0.0126 | 541 | 0.0802 | Res-Indoor-CFL | 1.0792 | 1.284 | -0.012569
DEER2020 | D20 v0 | 2018-08-20 | SCE | MFm | Ex | CZ10 | rWtd | 1.08 | 1.38 | -0.011 | 541 | 0.0802 | Res-Indoor-CFL | 1.083 | 1.3846 | -0.010995
DEER2020 | D20 v0 | 2018-08-20 | SCE | MFm | Ex | CZ13 | rWtd | 1.1 | 1.36 | -0.0151 | 541 | 0.0678 | Res-Indoor-CFL | 1.0983 | 1.3615 | -0.015067
DEER2020 | D20 v0 | 2018-08-20 | SCE | MFm | Ex | CZ14 | rWtd | 1.09 | 1.25 | -0.0167 | 541 | 0.0728 | Res-Indoor-CFL | 1.0912 | 1.2513 | -0.016747
DEER2020 | D20 v0 | 2018-08-20 | SCE | MFm | Ex | CZ15 | rWtd | 1.15 | 1.3 | -0.00701 | 541 | 0.0728 | Res-Indoor-CFL | 1.1503 | 1.2983 | -0.0070091
DEER2020 | D20 v0 | 2018-08-20 | SCE | MFm | Ex | CZ16 | rWtd | 1.03 | 1.25 | -0.0207 | 541 | 0.0678 | Res-Indoor-CFL | 1.028 | 1.2462 | -0.020684
DEER2020 | D20 v0 | 2018-08-20 | SCE | MFm | Ex | IOU | rWtd | 1.06 | 1.27 | -0.0129 | 541 | 0.0801 | Res-Indoor-CFL | 1.061 | 1.2694 | -0.012886
DEER2020 | D20 v0 | 2018-08-20 | SCE | MFm | New | CZ05 | rWtd | 1.01 | 1.21 | -0.0147 | 541 | 0.0802 | Res-Indoor-CFL | 1.0076 | 1.2124 | -0.014657
DEER2020 | D20 v0 | 2018-08-20 | SCE | MFm | New | CZ06 | rWtd | 1.04 | 1.33 | -0.015 | 541 | 0.0802 | Res-Indoor-CFL | 1.0366 | 1.3329 | -0.014989
DEER2020 | D20 v0 | 2018-08-20 | SCE | MFm | New | CZ08 | rWtd | 1.1 | 1.22 | -0.00996 | 541 | 0.0802 | Res-Indoor-CFL | 1.0957 | 1.2165 | -0.0099609
DEER2020 | D20 v0 | 2018-08-20 | SCE | MFm | New | CZ09 | rWtd | 1.09 | 1.27 | -0.0115 | 541 | 0.0802 | Res-Indoor-CFL | 1.0936 | 1.2667 | -0.011497
DEER2020 | D20 v0 | 2018-08-20 | SCE | MFm | New | CZ10 | rWtd | 1.1 | 1.33 | -0.00949 | 541 | 0.0802 | Res-Indoor-CFL | 1.0958 | 1.3259 | -0.0094888
DEER2020 | D20 v0 | 2018-08-20 | SCE | MFm | New | CZ13 | rWtd | 1.1 | 1.32 | -0.0138 | 541 | 0.0678 | Res-Indoor-CFL | 1.1001 | 1.3226 | -0.013825
DEER2020 | D20 v0 | 2018-08-20 | SCE | MFm | New | CZ14 | rWtd | 1.08 | 1.25 | -0.0169 | 541 | 0.0728 | Res-Indoor-CFL | 1.0835 | 1.2478 | -0.016855
DEER2020 | D20 v0 | 2018-08-20 | SCE | MFm | New | CZ15 | rWtd | 1.14 | 1.29 | -0.00661 | 541 | 0.0728 | Res-Indoor-CFL | 1.1411 | 1.2869 | -0.0066062
DEER2020 | D20 v0 | 2018-08-20 | SCE | MFm | New | CZ16 | rWtd | 1.04 | 1.21 | -0.019 | 541 | 0.0678 | Res-Indoor-CFL | 1.0358 | 1.2123 | -0.018986
DEER2020 | D20 v0 | 2018-08-20 | SCE | MFm | New | IOU | rWtd | 1.08 | 1.27 | -0.012 | 541 | 0.0801 | Res-Indoor-CFL | 1.0768 | 1.27 | -0.012016
DEER2020 | D20 v0 | 2018-08-20 | SCE | MFm | Old | CZ05 | rWtd | 0.984 | 1.01 | -0.029 | 541 | 0.0802 | Res-Indoor-CFL | 0.98412 | 1.0135 | -0.029025
DEER2020 | D20 v0 | 2018-08-20 | SCE | MFm | Old | CZ06 | rWtd | 0.992 | 1.13 | -0.0159 | 541 | 0.0802 | Res-Indoor-CFL | 0.9924 | 1.1349 | -0.015927
DEER2020 | D20 v0 | 2018-08-20 | SCE | MFm | Old | CZ08 | rWtd | 1.03 | 1.2 | -0.013 | 541 | 0.0802 | Res-Indoor-CFL | 1.0331 | 1.2 | -0.01297
DEER2020 | D20 v0 | 2018-08-20 | SCE | MFm | Old | CZ09 | rWtd | 1.08 | 1.27 | -0.014 | 541 | 0.0802 | Res-Indoor-CFL | 1.0769 | 1.2694 | -0.013961
DEER2020 | D20 v0 | 2018-08-20 | SCE | MFm | Old | CZ10 | rWtd | 1.08 | 1.4 | -0.015 | 541 | 0.0802 | Res-Indoor-CFL | 1.0755 | 1.4046 | -0.014958
DEER2020 | D20 v0 | 2018-08-20 | SCE | MFm | Old | CZ13 | rWtd | 1.08 | 1.44 | -0.0173 | 541 | 0.0678 | Res-Indoor-CFL | 1.0836 | 1.4355 | -0.017279
DEER2020 | D20 v0 | 2018-08-20 | SCE | MFm | Old | CZ14 | rWtd | 1.1 | 1.4 | -0.0164 | 541 | 0.0728 | Res-Indoor-CFL | 1.0965 | 1.4001 | -0.016431
DEER2020 | D20 v0 | 2018-08-20 | SCE | MFm | Old | CZ15 | rWtd | 1.18 | 1.41 | -0.00746 | 541 | 0.0728 | Res-Indoor-CFL | 1.1817 | 1.4079 | -0.0074642
DEER2020 | D20 v0 | 2018-08-20 | SCE | MFm | Old | CZ16 | rWtd | 1.01 | 1.28 | -0.0202 | 541 | 0.0678 | Res-Indoor-CFL | 1.0133 | 1.2786 | -0.020228
DEER2020 | D20 v0 | 2018-08-20 | SCE | MFm | Old | IOU | rWtd | 1.04 | 1.23 | -0.0144 | 541 | 0.0794 | Res-Indoor-CFL | 1.0408 | 1.2256 | -0.014351
DEER2020 | D20 v0 | 2018-08-20 | SCE | MFm | Rec | CZ05 | rWtd | 1.01 | 1.21 | -0.0147 | 541 | 0.0802 | Res-Indoor-CFL | 1.0076 | 1.2124 | -0.014657
DEER2020 | D20 v0 | 2018-08-20 | SCE | MFm | Rec | CZ06 | rWtd | 1.04 | 1.33 | -0.015 | 541 | 0.0802 | Res-Indoor-CFL | 1.0366 | 1.3329 | -0.014989
DEER2020 | D20 v0 | 2018-08-20 | SCE | MFm | Rec | CZ08 | rWtd | 1.1 | 1.22 | -0.01 | 541 | 0.0802 | Res-Indoor-CFL | 1.0958 | 1.2165 | -0.010037
DEER2020 | D20 v0 | 2018-08-20 | SCE | MFm | Rec | CZ09 | rWtd | 1.09 | 1.28 | -0.0116 | 541 | 0.0802 | Res-Indoor-CFL | 1.0938 | 1.2766 | -0.01158
DEER2020 | D20 v0 | 2018-08-20 | SCE | MFm | Rec | CZ10 | rWtd | 1.1 | 1.33 | -0.00952 | 541 | 0.0802 | Res-Indoor-CFL | 1.0958 | 1.3259 | -0.0095164
DEER2020 | D20 v0 | 2018-08-20 | SCE | MFm | Rec | CZ13 | rWtd | 1.1 | 1.32 | -0.0139 | 541 | 0.0678 | Res-Indoor-CFL | 1.1002 | 1.3239 | -0.013905
DEER2020 | D20 v0 | 2018-08-20 | SCE | MFm | Rec | CZ14 | rWtd | 1.08 | 1.25 | -0.0169 | 541 | 0.0728 | Res-Indoor-CFL | 1.0835 | 1.2539 | -0.016907
DEER2020 | D20 v0 | 2018-08-20 | SCE | MFm | Rec | CZ15 | rWtd | 1.14 | 1.29 | -0.00663 | 541 | 0.0728 | Res-Indoor-CFL | 1.141 | 1.2861 | -0.0066348
DEER2020 | D20 v0 | 2018-08-20 | SCE | MFm | Rec | CZ16 | rWtd | 1.03 | 1.22 | -0.02 | 541 | 0.0678 | Res-Indoor-CFL | 1.0317 | 1.2207 | -0.02002
DEER2020 | D20 v0 | 2018-08-20 | SCE | MFm | Rec | IOU | rWtd | 1.08 | 1.27 | -0.0121 | 541 | 0.0801 | Res-Indoor-CFL | 1.0769 | 1.2731 | -0.01207
DEER2020 | D20 v0 | 2018-08-20 | SCE | Res | Ex | CZ05 | rWtd | 0.976 | 1.23 | -0.0297 | 541 | 0.0802 | Res-Indoor-CFL | 0.97574 | 1.2343 | -0.029694
DEER2020 | D20 v0 | 2018-08-20 | SCE | Res | Ex | CZ06 | rWtd | 1.02 | 1.22 | -0.0176 | 541 | 0.0802 | Res-Indoor-CFL | 1.0213 | 1.2181 | -0.017632
DEER2020 | D20 v0 | 2018-08-20 | SCE | Res | Ex | CZ08 | rWtd | 1.08 | 1.23 | -0.0136 | 541 | 0.0802 | Res-Indoor-CFL | 1.0784 | 1.228 | -0.013574
DEER2020 | D20 v0 | 2018-08-20 | SCE | Res | Ex | CZ09 | rWtd | 1.08 | 1.29 | -0.0153 | 541 | 0.0802 | Res-Indoor-CFL | 1.0809 | 1.2934 | -0.015296
DEER2020 | D20 v0 | 2018-08-20 | SCE | Res | Ex | CZ10 | rWtd | 1.11 | 1.35 | -0.0209 | 541 | 0.0802 | Res-Indoor-CFL | 1.1054 | 1.3454 | -0.02088
DEER2020 | D20 v0 | 2018-08-20 | SCE | Res | Ex | CZ13 | rWtd | 1.11 | 1.43 | -0.0212 | 541 | 0.0678 | Res-Indoor-CFL | 1.1112 | 1.4304 | -0.021154
DEER2020 | D20 v0 | 2018-08-20 | SCE | Res | Ex | CZ14 | rWtd | 1.12 | 1.37 | -0.0231 | 541 | 0.0728 | Res-Indoor-CFL | 1.1201 | 1.3736 | -0.02314
DEER2020 | D20 v0 | 2018-08-20 | SCE | Res | Ex | CZ15 | rWtd | 1.2 | 1.48 | -0.00929 | 541 | 0.0728 | Res-Indoor-CFL | 1.2036 | 1.4754 | -0.00929
DEER2020 | D20 v0 | 2018-08-20 | SCE | Res | Ex | CZ16 | rWtd | 1 | 1.24 | -0.0213 | 541 | 0.0678 | Res-Indoor-CFL | 1.0026 | 1.2426 | -0.021337
DEER2020 | D20 v0 | 2018-08-20 | SCE | Res | Ex | IOU | rWtd | 1.08 | 1.29 | -0.0178 | 541 | 0.0791 | Res-Indoor-CFL | 1.0781 | 1.2914 | -0.01781
DEER2020 | D20 v0 | 2018-08-20 | SCE | Res | New | CZ05 | rWtd | 0.995 | 1.27 | -0.0274 | 541 | 0.0802 | Res-Indoor-CFL | 0.99536 | 1.2678 | -0.027379
DEER2020 | D20 v0 | 2018-08-20 | SCE | Res | New | CZ06 | rWtd | 1.01 | 1.2 | -0.0172 | 541 | 0.0802 | Res-Indoor-CFL | 1.0099 | 1.1994 | -0.017196
DEER2020 | D20 v0 | 2018-08-20 | SCE | Res | New | CZ08 | rWtd | 1.09 | 1.24 | -0.0113 | 541 | 0.0802 | Res-Indoor-CFL | 1.0945 | 1.2357 | -0.01131
DEER2020 | D20 v0 | 2018-08-20 | SCE | Res | New | CZ09 | rWtd | 1.09 | 1.28 | -0.0136 | 541 | 0.0802 | Res-Indoor-CFL | 1.0913 | 1.2845 | -0.013566
DEER2020 | D20 v0 | 2018-08-20 | SCE | Res | New | CZ10 | rWtd | 1.09 | 1.32 | -0.0206 | 541 | 0.0802 | Res-Indoor-CFL | 1.0888 | 1.3229 | -0.020552
DEER2020 | D20 v0 | 2018-08-20 | SCE | Res | New | CZ13 | rWtd | 1.09 | 1.4 | -0.02 | 541 | 0.0678 | Res-Indoor-CFL | 1.087 | 1.3954 | -0.019954
DEER2020 | D20 v0 | 2018-08-20 | SCE | Res | New | CZ14 | rWtd | 1.09 | 1.31 | -0.0229 | 541 | 0.0728 | Res-Indoor-CFL | 1.0924 | 1.3088 | -0.022867
DEER2020 | D20 v0 | 2018-08-20 | SCE | Res | New | CZ15 | rWtd | 1.2 | 1.44 | -0.008 | 541 | 0.0728 | Res-Indoor-CFL | 1.2007 | 1.4375 | -0.0079985
DEER2020 | D20 v0 | 2018-08-20 | SCE | Res | New | CZ16 | rWtd | 1 | 1.16 | -0.0184 | 541 | 0.0678 | Res-Indoor-CFL | 0.99965 | 1.1561 | -0.01836
DEER2020 | D20 v0 | 2018-08-20 | SCE | Res | New | IOU | rWtd | 1.07 | 1.27 | -0.0161 | 541 | #N/A | Res-Indoor-CFL | 1.0704 | 1.2659 | -0.016146
DEER2020 | D20 v0 | 2018-08-20 | SCE | Res | Old | CZ05 | rWtd | 0.969 | 1.11 | -0.0297 | 541 | 0.0802 | Res-Indoor-CFL | 0.9695 | 1.113 | -0.029731
DEER2020 | D20 v0 | 2018-08-20 | SCE | Res | Old | CZ06 | rWtd | 1 | 1.16 | -0.0179 | 541 | 0.0802 | Res-Indoor-CFL | 1.0009 | 1.1582 | -0.017937
DEER2020 | D20 v0 | 2018-08-20 | SCE | Res | Old | CZ08 | rWtd | 1.04 | 1.21 | -0.0158 | 541 | 0.0802 | Res-Indoor-CFL | 1.0435 | 1.2108 | -0.015831
DEER2020 | D20 v0 | 2018-08-20 | SCE | Res | Old | CZ09 | rWtd | 1.08 | 1.32 | -0.0175 | 541 | 0.0802 | Res-Indoor-CFL | 1.0848 | 1.3237 | -0.017516
DEER2020 | D20 v0 | 2018-08-20 | SCE | Res | Old | CZ10 | rWtd | 1.1 | 1.47 | -0.0201 | 541 | 0.0802 | Res-Indoor-CFL | 1.0981 | 1.4716 | -0.020149
DEER2020 | D20 v0 | 2018-08-20 | SCE | Res | Old | CZ13 | rWtd | 1.12 | 1.57 | -0.0233 | 541 | 0.0678 | Res-Indoor-CFL | 1.1189 | 1.5672 | -0.023303
DEER2020 | D20 v0 | 2018-08-20 | SCE | Res | Old | CZ14 | rWtd | 1.12 | 1.46 | -0.0235 | 541 | 0.0728 | Res-Indoor-CFL | 1.1189 | 1.4583 | -0.023548
DEER2020 | D20 v0 | 2018-08-20 | SCE | Res | Old | CZ15 | rWtd | 1.19 | 1.47 | -0.00915 | 541 | 0.0728 | Res-Indoor-CFL | 1.1909 | 1.4691 | -0.0091479
DEER2020 | D20 v0 | 2018-08-20 | SCE | Res | Old | CZ16 | rWtd | 1.03 | 1.36 | -0.0255 | 541 | 0.0678 | Res-Indoor-CFL | 1.029 | 1.3596 | -0.025516
DEER2020 | D20 v0 | 2018-08-20 | SCE | Res | Old | IOU | rWtd | 1.06 | 1.31 | -0.0183 | 541 | 0.0786 | Res-Indoor-CFL | 1.0645 | 1.3109 | -0.018345
DEER2020 | D20 v0 | 2018-08-20 | SCE | Res | Rec | CZ05 | rWtd | 0.994 | 1.27 | -0.0284 | 541 | 0.0802 | Res-Indoor-CFL | 0.99438 | 1.2671 | -0.028421
DEER2020 | D20 v0 | 2018-08-20 | SCE | Res | Rec | CZ06 | rWtd | 1.02 | 1.27 | -0.0178 | 541 | 0.0802 | Res-Indoor-CFL | 1.0243 | 1.2665 | -0.017769
DEER2020 | D20 v0 | 2018-08-20 | SCE | Res | Rec | CZ08 | rWtd | 1.09 | 1.23 | -0.0115 | 541 | 0.0802 | Res-Indoor-CFL | 1.09 | 1.2296 | -0.011466
DEER2020 | D20 v0 | 2018-08-20 | SCE | Res | Rec | CZ09 | rWtd | 1.09 | 1.28 | -0.0136 | 541 | 0.0802 | Res-Indoor-CFL | 1.087 | 1.279 | -0.013632
DEER2020 | D20 v0 | 2018-08-20 | SCE | Res | Rec | CZ10 | rWtd | 1.09 | 1.32 | -0.0209 | 541 | 0.0802 | Res-Indoor-CFL | 1.0872 | 1.3176 | -0.020867
DEER2020 | D20 v0 | 2018-08-20 | SCE | Res | Rec | CZ13 | rWtd | 1.09 | 1.4 | -0.02 | 541 | 0.0678 | Res-Indoor-CFL | 1.0889 | 1.3958 | -0.019973
DEER2020 | D20 v0 | 2018-08-20 | SCE | Res | Rec | CZ14 | rWtd | 1.1 | 1.32 | -0.0234 | 541 | 0.0728 | Res-Indoor-CFL | 1.099 | 1.3164 | -0.023421
DEER2020 | D20 v0 | 2018-08-20 | SCE | Res | Rec | CZ15 | rWtd | 1.19 | 1.42 | -0.00912 | 541 | 0.0728 | Res-Indoor-CFL | 1.1851 | 1.4213 | -0.0091168
DEER2020 | D20 v0 | 2018-08-20 | SCE | Res | Rec | CZ16 | rWtd | 0.984 | 1.09 | -0.0217 | 541 | 0.0678 | Res-Indoor-CFL | 0.98441 | 1.0866 | -0.021674
DEER2020 | D20 v0 | 2018-08-20 | SCE | Res | Rec | IOU | rWtd | 1.07 | 1.28 | -0.0167 | 541 | 0.0793 | Res-Indoor-CFL | 1.0731 | 1.2796 | -0.016653
DEER2020 | D20 v0 | 2018-08-20 | SCE | SFm | Ex | CZ05 | rWtd | 0.976 | 1.23 | -0.03 | 541 | 0.0802 | Res-Indoor-CFL | 0.97553 | 1.2345 | -0.029967
DEER2020 | D20 v0 | 2018-08-20 | SCE | SFm | Ex | CZ06 | rWtd | 1.03 | 1.2 | -0.02 | 541 | 0.0802 | Res-Indoor-CFL | 1.028 | 1.1985 | -0.019962
DEER2020 | D20 v0 | 2018-08-20 | SCE | SFm | Ex | CZ08 | rWtd | 1.08 | 1.22 | -0.0159 | 541 | 0.0802 | Res-Indoor-CFL | 1.0783 | 1.217 | -0.015875
DEER2020 | D20 v0 | 2018-08-20 | SCE | SFm | Ex | CZ09 | rWtd | 1.08 | 1.27 | -0.0179 | 541 | 0.0802 | Res-Indoor-CFL | 1.0768 | 1.2742 | -0.017927
DEER2020 | D20 v0 | 2018-08-20 | SCE | SFm | Ex | CZ10 | rWtd | 1.1 | 1.34 | -0.0211 | 541 | 0.0802 | Res-Indoor-CFL | 1.1048 | 1.3424 | -0.021069
DEER2020 | D20 v0 | 2018-08-20 | SCE | SFm | Ex | CZ13 | rWtd | 1.11 | 1.43 | -0.0214 | 541 | 0.0678 | Res-Indoor-CFL | 1.1117 | 1.4331 | -0.021392
DEER2020 | D20 v0 | 2018-08-20 | SCE | SFm | Ex | CZ14 | rWtd | 1.12 | 1.37 | -0.0234 | 541 | 0.0728 | Res-Indoor-CFL | 1.1208 | 1.3709 | -0.023389
DEER2020 | D20 v0 | 2018-08-20 | SCE | SFm | Ex | CZ15 | rWtd | 1.18 | 1.44 | -0.0107 | 541 | 0.0728 | Res-Indoor-CFL | 1.183 | 1.4399 | -0.010684
DEER2020 | D20 v0 | 2018-08-20 | SCE | SFm | Ex | CZ16 | rWtd | 0.998 | 1.22 | -0.0214 | 541 | 0.0678 | Res-Indoor-CFL | 0.99848 | 1.2245 | -0.02144
DEER2020 | D20 v0 | 2018-08-20 | SCE | SFm | Ex | IOU | rWtd | 1.09 | 1.3 | -0.0199 | 541 | 0.0787 | Res-Indoor-CFL | 1.0856 | 1.3009 | -0.019938
DEER2020 | D20 v0 | 2018-08-20 | SCE | SFm | New | CZ05 | rWtd | 0.996 | 1.27 | -0.029 | 541 | 0.0802 | Res-Indoor-CFL | 0.99645 | 1.2687 | -0.028958
DEER2020 | D20 v0 | 2018-08-20 | SCE | SFm | New | CZ06 | rWtd | 1.03 | 1.26 | -0.0219 | 541 | 0.0802 | Res-Indoor-CFL | 1.0258 | 1.2627 | -0.021933
DEER2020 | D20 v0 | 2018-08-20 | SCE | SFm | New | CZ08 | rWtd | 1.07 | 1.24 | -0.0143 | 541 | 0.0802 | Res-Indoor-CFL | 1.071 | 1.2397 | -0.014329
DEER2020 | D20 v0 | 2018-08-20 | SCE | SFm | New | CZ09 | rWtd | 1.07 | 1.27 | -0.017 | 541 | 0.0802 | Res-Indoor-CFL | 1.0687 | 1.2714 | -0.016976
DEER2020 | D20 v0 | 2018-08-20 | SCE | SFm | New | CZ10 | rWtd | 1.08 | 1.32 | -0.0211 | 541 | 0.0802 | Res-Indoor-CFL | 1.0847 | 1.3155 | -0.021114
DEER2020 | D20 v0 | 2018-08-20 | SCE | SFm | New | CZ13 | rWtd | 1.09 | 1.4 | -0.0204 | 541 | 0.0678 | Res-Indoor-CFL | 1.0861 | 1.4008 | -0.020391
DEER2020 | D20 v0 | 2018-08-20 | SCE | SFm | New | CZ14 | rWtd | 1.1 | 1.32 | -0.0238 | 541 | 0.0728 | Res-Indoor-CFL | 1.1002 | 1.3202 | -0.023832
DEER2020 | D20 v0 | 2018-08-20 | SCE | SFm | New | CZ15 | rWtd | 1.16 | 1.39 | -0.0104 | 541 | 0.0728 | Res-Indoor-CFL | 1.1632 | 1.3888 | -0.010419
DEER2020 | D20 v0 | 2018-08-20 | SCE | SFm | New | CZ16 | rWtd | 0.989 | 1.06 | -0.018 | 541 | 0.0678 | Res-Indoor-CFL | 0.9888 | 1.0595 | -0.018048
DEER2020 | D20 v0 | 2018-08-20 | SCE | SFm | New | IOU | rWtd | 1.07 | 1.29 | -0.0199 | 541 | 0.0787 | Res-Indoor-CFL | 1.0714 | 1.2921 | -0.019868
DEER2020 | D20 v0 | 2018-08-20 | SCE | SFm | Old | CZ05 | rWtd | 0.964 | 1.15 | -0.03 | 541 | 0.0802 | Res-Indoor-CFL | 0.96415 | 1.1491 | -0.029993
DEER2020 | D20 v0 | 2018-08-20 | SCE | SFm | Old | CZ06 | rWtd | 1.01 | 1.18 | -0.0201 | 541 | 0.0802 | Res-Indoor-CFL | 1.0086 | 1.1824 | -0.0201
DEER2020 | D20 v0 | 2018-08-20 | SCE | SFm | Old | CZ08 | rWtd | 1.04 | 1.21 | -0.0175 | 541 | 0.0802 | Res-Indoor-CFL | 1.0449 | 1.21 | -0.017453
DEER2020 | D20 v0 | 2018-08-20 | SCE | SFm | Old | CZ09 | rWtd | 1.09 | 1.34 | -0.0192 | 541 | 0.0802 | Res-Indoor-CFL | 1.0862 | 1.3425 | -0.019194
DEER2020 | D20 v0 | 2018-08-20 | SCE | SFm | Old | CZ10 | rWtd | 1.1 | 1.48 | -0.0218 | 541 | 0.0802 | Res-Indoor-CFL | 1.0965 | 1.4842 | -0.021783
DEER2020 | D20 v0 | 2018-08-20 | SCE | SFm | Old | CZ13 | rWtd | 1.12 | 1.58 | -0.0244 | 541 | 0.0678 | Res-Indoor-CFL | 1.1184 | 1.5819 | -0.024384
DEER2020 | D20 v0 | 2018-08-20 | SCE | SFm | Old | CZ14 | rWtd | 1.12 | 1.46 | -0.0248 | 541 | 0.0728 | Res-Indoor-CFL | 1.1204 | 1.4647 | -0.024849
DEER2020 | D20 v0 | 2018-08-20 | SCE | SFm | Old | CZ15 | rWtd | 1.2 | 1.52 | -0.011 | 541 | 0.0728 | Res-Indoor-CFL | 1.1965 | 1.5248 | -0.01101
DEER2020 | D20 v0 | 2018-08-20 | SCE | SFm | Old | CZ16 | rWtd | 1.03 | 1.37 | -0.0267 | 541 | 0.0678 | Res-Indoor-CFL | 1.0288 | 1.3679 | -0.026687
DEER2020 | D20 v0 | 2018-08-20 | SCE | SFm | Old | IOU | rWtd | 1.07 | 1.34 | -0.0203 | 541 | 0.0784 | Res-Indoor-CFL | 1.0709 | 1.3415 | -0.020344
DEER2020 | D20 v0 | 2018-08-20 | SCE | SFm | Rec | CZ05 | rWtd | 0.994 | 1.27 | -0.0292 | 541 | 0.0802 | Res-Indoor-CFL | 0.99427 | 1.2687 | -0.02922
DEER2020 | D20 v0 | 2018-08-20 | SCE | SFm | Rec | CZ06 | rWtd | 1.03 | 1.26 | -0.022 | 541 | 0.0802 | Res-Indoor-CFL | 1.0257 | 1.2619 | -0.02197
DEER2020 | D20 v0 | 2018-08-20 | SCE | SFm | Rec | CZ08 | rWtd | 1.07 | 1.25 | -0.0145 | 541 | 0.0802 | Res-Indoor-CFL | 1.0724 | 1.247 | -0.014461
DEER2020 | D20 v0 | 2018-08-20 | SCE | SFm | Rec | CZ09 | rWtd | 1.07 | 1.27 | -0.017 | 541 | 0.0802 | Res-Indoor-CFL | 1.07 | 1.2709 | -0.017032
DEER2020 | D20 v0 | 2018-08-20 | SCE | SFm | Rec | CZ10 | rWtd | 1.09 | 1.32 | -0.0212 | 541 | 0.0802 | Res-Indoor-CFL | 1.086 | 1.3155 | -0.021152
DEER2020 | D20 v0 | 2018-08-20 | SCE | SFm | Rec | CZ13 | rWtd | 1.09 | 1.4 | -0.0204 | 541 | 0.0678 | Res-Indoor-CFL | 1.0881 | 1.4008 | -0.020397
DEER2020 | D20 v0 | 2018-08-20 | SCE | SFm | Rec | CZ14 | rWtd | 1.1 | 1.32 | -0.0237 | 541 | 0.0728 | Res-Indoor-CFL | 1.1013 | 1.3197 | -0.023695
DEER2020 | D20 v0 | 2018-08-20 | SCE | SFm | Rec | CZ15 | rWtd | 1.17 | 1.4 | -0.0104 | 541 | 0.0728 | Res-Indoor-CFL | 1.1662 | 1.3994 | -0.010405
DEER2020 | D20 v0 | 2018-08-20 | SCE | SFm | Rec | CZ16 | rWtd | 0.98 | 1.06 | -0.0219 | 541 | 0.0678 | Res-Indoor-CFL | 0.98034 | 1.0563 | -0.021883
DEER2020 | D20 v0 | 2018-08-20 | SCE | SFm | Rec | IOU | rWtd | 1.07 | 1.29 | -0.02 | 541 | 0.0787 | Res-Indoor-CFL | 1.0723 | 1.2927 | -0.019995
DEER2020 | D20 v0 | 2018-08-20 | SDG | DMo | Ex | CZ06 | rWtd | 0.537 | 0.648 | -0.00788 | 541 | 0.0802 | Res-Indoor-CFL | 0.53662 | 0.64787 | -0.0078823
DEER2020 | D20 v0 | 2018-08-20 | SDG | DMo | Ex | CZ07 | rWtd | 1.02 | 1.12 | -0.0126 | 541 | 0.0802 | Res-Indoor-CFL | 1.0188 | 1.1214 | -0.012606
DEER2020 | D20 v0 | 2018-08-20 | SDG | DMo | Ex | CZ08 | rWtd | 1.11 | 1.31 | -0.0124 | 541 | 0.0802 | Res-Indoor-CFL | 1.1132 | 1.306 | -0.012387
DEER2020 | D20 v0 | 2018-08-20 | SDG | DMo | Ex | CZ10 | rWtd | 1.14 | 1.46 | -0.0152 | 541 | 0.0802 | Res-Indoor-CFL | 1.1408 | 1.4586 | -0.015205
DEER2020 | D20 v0 | 2018-08-20 | SDG | DMo | Ex | CZ14 | rWtd | 1.05 | 1.26 | -0.0185 | 541 | 0.0728 | Res-Indoor-CFL | 1.0532 | 1.2597 | -0.018493
DEER2020 | D20 v0 | 2018-08-20 | SDG | DMo | Ex | CZ15 | rWtd | 1.16 | 1.36 | -0.00694 | 541 | 0.0728 | Res-Indoor-CFL | 1.1614 | 1.3584 | -0.0069428
DEER2020 | D20 v0 | 2018-08-20 | SDG | DMo | Ex | IOU | rWtd | 1.1 | 1.34 | -0.0143 | 541 | 0.0802 | Res-Indoor-CFL | 1.0973 | 1.3387 | -0.01428
DEER2020 | D20 v0 | 2018-08-20 | SDG | DMo | New | CZ06 | rWtd | 1.06 | 1.26 | -0.0158 | 541 | 0.0802 | Res-Indoor-CFL | 1.0642 | 1.2622 | -0.015832
DEER2020 | D20 v0 | 2018-08-20 | SDG | DMo | New | CZ07 | rWtd | 1.07 | 1.19 | -0.00781 | 541 | 0.0802 | Res-Indoor-CFL | 1.0731 | 1.1859 | -0.0078145
DEER2020 | D20 v0 | 2018-08-20 | SDG | DMo | New | CZ08 | rWtd | 1.14 | 1.31 | -0.0108 | 541 | 0.0802 | Res-Indoor-CFL | 1.1387 | 1.3103 | -0.010805
DEER2020 | D20 v0 | 2018-08-20 | SDG | DMo | New | CZ10 | rWtd | 1.14 | 1.43 | -0.0152 | 541 | 0.0802 | Res-Indoor-CFL | 1.1449 | 1.4259 | -0.015215
DEER2020 | D20 v0 | 2018-08-20 | SDG | DMo | New | CZ14 | rWtd | 1.1 | 1.38 | -0.0186 | 541 | 0.0728 | Res-Indoor-CFL | 1.1047 | 1.3771 | -0.018606
DEER2020 | D20 v0 | 2018-08-20 | SDG | DMo | New | CZ15 | rWtd | 1.18 | 1.39 | -0.00699 | 541 | 0.0728 | Res-Indoor-CFL | 1.184 | 1.3929 | -0.0069921
DEER2020 | D20 v0 | 2018-08-20 | SDG | DMo | New | IOU | rWtd | 1.12 | 1.34 | -0.0126 | 541 | 0.0802 | Res-Indoor-CFL | 1.1194 | 1.3407 | -0.01259
DEER2020 | D20 v0 | 2018-08-20 | SDG | DMo | Old | CZ06 | rWtd | 0 | 0 | 0 | 541 | 0.0802 | Res-Indoor-CFL | 0 | 0 | 0
DEER2020 | D20 v0 | 2018-08-20 | SDG | DMo | Old | CZ07 | rWtd | 1.01 | 1.08 | -0.012 | 541 | 0.0802 | Res-Indoor-CFL | 1.0068 | 1.0831 | -0.012046
DEER2020 | D20 v0 | 2018-08-20 | SDG | DMo | Old | CZ08 | rWtd | 1.09 | 1.26 | -0.0107 | 541 | 0.0802 | Res-Indoor-CFL | 1.0872 | 1.2553 | -0.010709
DEER2020 | D20 v0 | 2018-08-20 | SDG | DMo | Old | CZ10 | rWtd | 1.13 | 1.4 | -0.0121 | 541 | 0.0802 | Res-Indoor-CFL | 1.1259 | 1.3998 | -0.012068
DEER2020 | D20 v0 | 2018-08-20 | SDG | DMo | Old | CZ14 | rWtd | 0.995 | 1.09 | -0.0162 | 541 | 0.0728 | Res-Indoor-CFL | 0.99493 | 1.0931 | -0.016161
DEER2020 | D20 v0 | 2018-08-20 | SDG | DMo | Old | CZ15 | rWtd | 1.11 | 1.27 | -0.00648 | 541 | 0.0728 | Res-Indoor-CFL | 1.115 | 1.2704 | -0.0064812
DEER2020 | D20 v0 | 2018-08-20 | SDG | DMo | Old | IOU | rWtd | 1.06 | 1.23 | -0.0121 | 541 | 0.08 | Res-Indoor-CFL | 1.0612 | 1.2265 | -0.012073
DEER2020 | D20 v0 | 2018-08-20 | SDG | DMo | Rec | CZ06 | rWtd | 1.06 | 1.26 | -0.0158 | 541 | 0.0802 | Res-Indoor-CFL | 1.0642 | 1.2622 | -0.015832
DEER2020 | D20 v0 | 2018-08-20 | SDG | DMo | Rec | CZ07 | rWtd | 1.07 | 1.19 | -0.00781 | 541 | 0.0802 | Res-Indoor-CFL | 1.0731 | 1.1859 | -0.0078145
DEER2020 | D20 v0 | 2018-08-20 | SDG | DMo | Rec | CZ08 | rWtd | 1.14 | 1.31 | -0.0108 | 541 | 0.0802 | Res-Indoor-CFL | 1.1387 | 1.3103 | -0.010805
DEER2020 | D20 v0 | 2018-08-20 | SDG | DMo | Rec | CZ10 | rWtd | 1.14 | 1.43 | -0.0152 | 541 | 0.0802 | Res-Indoor-CFL | 1.1449 | 1.4259 | -0.015215
DEER2020 | D20 v0 | 2018-08-20 | SDG | DMo | Rec | CZ14 | rWtd | 1.1 | 1.38 | -0.0186 | 541 | 0.0728 | Res-Indoor-CFL | 1.1047 | 1.3771 | -0.018606
DEER2020 | D20 v0 | 2018-08-20 | SDG | DMo | Rec | CZ15 | rWtd | 1.18 | 1.39 | -0.00699 | 541 | 0.0728 | Res-Indoor-CFL | 1.184 | 1.3929 | -0.0069921
DEER2020 | D20 v0 | 2018-08-20 | SDG | DMo | Rec | IOU | rWtd | 1.12 | 1.34 | -0.0126 | 541 | 0.0802 | Res-Indoor-CFL | 1.1194 | 1.3407 | -0.01259
DEER2020 | D20 v0 | 2018-08-20 | SDG | MFm | Ex | CZ06 | rWtd | 1.03 | 1.34 | -0.0147 | 541 | 0.0802 | Res-Indoor-CFL | 1.0339 | 1.3372 | -0.014704
DEER2020 | D20 v0 | 2018-08-20 | SDG | MFm | Ex | CZ07 | rWtd | 1.05 | 1.2 | -0.0134 | 541 | 0.0802 | Res-Indoor-CFL | 1.0546 | 1.1957 | -0.013401
DEER2020 | D20 v0 | 2018-08-20 | SDG | MFm | Ex | CZ08 | rWtd | 1.09 | 1.26 | -0.0116 | 541 | 0.0802 | Res-Indoor-CFL | 1.0892 | 1.2593 | -0.011572
DEER2020 | D20 v0 | 2018-08-20 | SDG | MFm | Ex | CZ10 | rWtd | 1.02 | 1.21 | -0.0112 | 541 | 0.0802 | Res-Indoor-CFL | 1.0206 | 1.2123 | -0.011169
DEER2020 | D20 v0 | 2018-08-20 | SDG | MFm | Ex | CZ14 | rWtd | 1.08 | 1.23 | -0.0168 | 541 | 0.0728 | Res-Indoor-CFL | 1.0757 | 1.226 | -0.016785
DEER2020 | D20 v0 | 2018-08-20 | SDG | MFm | Ex | CZ15 | rWtd | 1.13 | 1.27 | -0.00705 | 541 | 0.0728 | Res-Indoor-CFL | 1.1336 | 1.2691 | -0.0070481
DEER2020 | D20 v0 | 2018-08-20 | SDG | MFm | Ex | IOU | rWtd | 1.05 | 1.22 | -0.0127 | 541 | 0.0802 | Res-Indoor-CFL | 1.054 | 1.217 | -0.012661
DEER2020 | D20 v0 | 2018-08-20 | SDG | MFm | New | CZ06 | rWtd | 1.05 | 1.37 | -0.015 | 541 | 0.0802 | Res-Indoor-CFL | 1.0459 | 1.371 | -0.014978
DEER2020 | D20 v0 | 2018-08-20 | SDG | MFm | New | CZ07 | rWtd | 1.08 | 1.23 | -0.0128 | 541 | 0.0802 | Res-Indoor-CFL | 1.0801 | 1.2266 | -0.012801
DEER2020 | D20 v0 | 2018-08-20 | SDG | MFm | New | CZ08 | rWtd | 1.11 | 1.23 | -0.00993 | 541 | 0.0802 | Res-Indoor-CFL | 1.1066 | 1.2343 | -0.0099326
DEER2020 | D20 v0 | 2018-08-20 | SDG | MFm | New | CZ10 | rWtd | 1.01 | 1.11 | -0.00974 | 541 | 0.0802 | Res-Indoor-CFL | 1.012 | 1.1058 | -0.0097423
DEER2020 | D20 v0 | 2018-08-20 | SDG | MFm | New | CZ14 | rWtd | 1.06 | 1.21 | -0.0169 | 541 | 0.0728 | Res-Indoor-CFL | 1.0634 | 1.2117 | -0.016906
DEER2020 | D20 v0 | 2018-08-20 | SDG | MFm | New | CZ15 | rWtd | 1.12 | 1.25 | -0.00666 | 541 | 0.0728 | Res-Indoor-CFL | 1.1193 | 1.2469 | -0.006661
DEER2020 | D20 v0 | 2018-08-20 | SDG | MFm | New | IOU | rWtd | 1.07 | 1.21 | -0.0117 | 541 | 0.0802 | Res-Indoor-CFL | 1.0708 | 1.2104 | -0.011732
DEER2020 | D20 v0 | 2018-08-20 | SDG | MFm | Old | CZ06 | rWtd | 0.999 | 1.15 | -0.0162 | 541 | 0.0802 | Res-Indoor-CFL | 0.99863 | 1.1486 | -0.016211
DEER2020 | D20 v0 | 2018-08-20 | SDG | MFm | Old | CZ07 | rWtd | 0.986 | 1.1 | -0.014 | 541 | 0.0802 | Res-Indoor-CFL | 0.98624 | 1.104 | -0.014029
DEER2020 | D20 v0 | 2018-08-20 | SDG | MFm | Old | CZ08 | rWtd | 1.06 | 1.25 | -0.0125 | 541 | 0.0802 | Res-Indoor-CFL | 1.0568 | 1.2525 | -0.012497
DEER2020 | D20 v0 | 2018-08-20 | SDG | MFm | Old | CZ10 | rWtd | 1.06 | 1.37 | -0.0151 | 541 | 0.0802 | Res-Indoor-CFL | 1.06 | 1.3676 | -0.015069
DEER2020 | D20 v0 | 2018-08-20 | SDG | MFm | Old | CZ14 | rWtd | 1.1 | 1.38 | -0.0172 | 541 | 0.0728 | Res-Indoor-CFL | 1.0985 | 1.3814 | -0.017154
DEER2020 | D20 v0 | 2018-08-20 | SDG | MFm | Old | CZ15 | rWtd | 1.19 | 1.41 | -0.00717 | 541 | 0.0728 | Res-Indoor-CFL | 1.1901 | 1.4096 | -0.0071709
DEER2020 | D20 v0 | 2018-08-20 | SDG | MFm | Old | IOU | rWtd | 1 | 1.17 | -0.0143 | 541 | 0.0802 | Res-Indoor-CFL | 1.0048 | 1.1663 | -0.014302
DEER2020 | D20 v0 | 2018-08-20 | SDG | MFm | Rec | CZ06 | rWtd | 1.05 | 1.37 | -0.015 | 541 | 0.0802 | Res-Indoor-CFL | 1.0459 | 1.371 | -0.014978
DEER2020 | D20 v0 | 2018-08-20 | SDG | MFm | Rec | CZ07 | rWtd | 1.08 | 1.23 | -0.0128 | 541 | 0.0802 | Res-Indoor-CFL | 1.0801 | 1.2266 | -0.012801
DEER2020 | D20 v0 | 2018-08-20 | SDG | MFm | Rec | CZ08 | rWtd | 1.11 | 1.23 | -0.01 | 541 | 0.0802 | Res-Indoor-CFL | 1.1067 | 1.2343 | -0.010009
DEER2020 | D20 v0 | 2018-08-20 | SDG | MFm | Rec | CZ10 | rWtd | 1.01 | 1.11 | -0.00977 | 541 | 0.0802 | Res-Indoor-CFL | 1.012 | 1.1058 | -0.0097705
DEER2020 | D20 v0 | 2018-08-20 | SDG | MFm | Rec | CZ14 | rWtd | 1.06 | 1.22 | -0.017 | 541 | 0.0728 | Res-Indoor-CFL | 1.0635 | 1.2169 | -0.016959
DEER2020 | D20 v0 | 2018-08-20 | SDG | MFm | Rec | CZ15 | rWtd | 1.12 | 1.25 | -0.00669 | 541 | 0.0728 | Res-Indoor-CFL | 1.1192 | 1.2462 | -0.0066895
DEER2020 | D20 v0 | 2018-08-20 | SDG | MFm | Rec | IOU | rWtd | 1.07 | 1.21 | -0.0118 | 541 | 0.0802 | Res-Indoor-CFL | 1.0708 | 1.2104 | -0.011753
DEER2020 | D20 v0 | 2018-08-20 | SDG | Res | Ex | CZ06 | rWtd | 1.03 | 1.21 | -0.0196 | 541 | 0.0802 | Res-Indoor-CFL | 1.0294 | 1.2121 | -0.019581
DEER2020 | D20 v0 | 2018-08-20 | SDG | Res | Ex | CZ07 | rWtd | 1.03 | 1.16 | -0.0165 | 541 | 0.0802 | Res-Indoor-CFL | 1.0321 | 1.1559 | -0.016489
DEER2020 | D20 v0 | 2018-08-20 | SDG | Res | Ex | CZ08 | rWtd | 1.09 | 1.27 | -0.0121 | 541 | 0.0802 | Res-Indoor-CFL | 1.094 | 1.2676 | -0.012123
DEER2020 | D20 v0 | 2018-08-20 | SDG | Res | Ex | CZ10 | rWtd | 1.08 | 1.3 | -0.0186 | 541 | 0.0802 | Res-Indoor-CFL | 1.0804 | 1.2968 | -0.018621
DEER2020 | D20 v0 | 2018-08-20 | SDG | Res | Ex | CZ14 | rWtd | 1.06 | 1.21 | -0.0234 | 541 | 0.0728 | Res-Indoor-CFL | 1.0561 | 1.2131 | -0.023394
DEER2020 | D20 v0 | 2018-08-20 | SDG | Res | Ex | CZ15 | rWtd | 1.14 | 1.3 | -0.00844 | 541 | 0.0728 | Res-Indoor-CFL | 1.1367 | 1.3031 | -0.0084364
DEER2020 | D20 v0 | 2018-08-20 | SDG | Res | Ex | IOU | rWtd | 1.05 | 1.21 | -0.0173 | 541 | 0.0801 | Res-Indoor-CFL | 1.0497 | 1.2123 | -0.01732
DEER2020 | D20 v0 | 2018-08-20 | SDG | Res | New | CZ06 | rWtd | 1.02 | 1.22 | -0.021 | 541 | 0.0802 | Res-Indoor-CFL | 1.0173 | 1.2233 | -0.021043
DEER2020 | D20 v0 | 2018-08-20 | SDG | Res | New | CZ07 | rWtd | 1.06 | 1.18 | -0.0135 | 541 | 0.0802 | Res-Indoor-CFL | 1.0561 | 1.1786 | -0.013509
DEER2020 | D20 v0 | 2018-08-20 | SDG | Res | New | CZ08 | rWtd | 1.1 | 1.24 | -0.0103 | 541 | 0.0802 | Res-Indoor-CFL | 1.105 | 1.2405 | -0.010268
DEER2020 | D20 v0 | 2018-08-20 | SDG | Res | New | CZ10 | rWtd | 1.09 | 1.3 | -0.0168 | 541 | 0.0802 | Res-Indoor-CFL | 1.0852 | 1.298 | -0.016788
DEER2020 | D20 v0 | 2018-08-20 | SDG | Res | New | CZ14 | rWtd | 1.04 | 1.12 | -0.0235 | 541 | 0.0728 | Res-Indoor-CFL | 1.0388 | 1.1155 | -0.023492
DEER2020 | D20 v0 | 2018-08-20 | SDG | Res | New | CZ15 | rWtd | 1.13 | 1.3 | -0.00805 | 541 | 0.0728 | Res-Indoor-CFL | 1.1336 | 1.2953 | -0.0080475
DEER2020 | D20 v0 | 2018-08-20 | SDG | Res | New | IOU | rWtd | 1.06 | 1.23 | -0.0152 | 541 | #N/A | Res-Indoor-CFL | 1.0645 | 1.2256 | -0.015173
DEER2020 | D20 v0 | 2018-08-20 | SDG | Res | Old | CZ06 | rWtd | 1.02 | 1.22 | -0.0211 | 541 | 0.0802 | Res-Indoor-CFL | 1.0167 | 1.2239 | -0.021071
DEER2020 | D20 v0 | 2018-08-20 | SDG | Res | Old | CZ07 | rWtd | 0.996 | 1.13 | -0.0176 | 541 | 0.0802 | Res-Indoor-CFL | 0.99615 | 1.1313 | -0.017589
DEER2020 | D20 v0 | 2018-08-20 | SDG | Res | Old | CZ08 | rWtd | 1.07 | 1.29 | -0.0141 | 541 | 0.0802 | Res-Indoor-CFL | 1.0734 | 1.2855 | -0.014077
DEER2020 | D20 v0 | 2018-08-20 | SDG | Res | Old | CZ10 | rWtd | 1.07 | 1.37 | -0.0192 | 541 | 0.0802 | Res-Indoor-CFL | 1.0699 | 1.3742 | -0.019197
DEER2020 | D20 v0 | 2018-08-20 | SDG | Res | Old | CZ14 | rWtd | 1.07 | 1.32 | -0.0226 | 541 | 0.0728 | Res-Indoor-CFL | 1.0732 | 1.3157 | -0.022558
DEER2020 | D20 v0 | 2018-08-20 | SDG | Res | Old | CZ15 | rWtd | 1.19 | 1.54 | -0.0105 | 541 | 0.0728 | Res-Indoor-CFL | 1.193 | 1.5352 | -0.010494
DEER2020 | D20 v0 | 2018-08-20 | SDG | Res | Old | IOU | rWtd | 1.02 | 1.21 | -0.0182 | 541 | 0.0801 | Res-Indoor-CFL | 1.0196 | 1.2067 | -0.01819
DEER2020 | D20 v0 | 2018-08-20 | SDG | Res | Rec | CZ06 | rWtd | 1.02 | 1.22 | -0.0211 | 541 | 0.0802 | Res-Indoor-CFL | 1.0171 | 1.2226 | -0.021088
DEER2020 | D20 v0 | 2018-08-20 | SDG | Res | Rec | CZ07 | rWtd | 1.05 | 1.18 | -0.0143 | 541 | 0.0802 | Res-Indoor-CFL | 1.0529 | 1.1778 | -0.014253
DEER2020 | D20 v0 | 2018-08-20 | SDG | Res | Rec | CZ08 | rWtd | 1.11 | 1.24 | -0.0104 | 541 | 0.0802 | Res-Indoor-CFL | 1.1053 | 1.2413 | -0.01035
DEER2020 | D20 v0 | 2018-08-20 | SDG | Res | Rec | CZ10 | rWtd | 1.07 | 1.26 | -0.0173 | 541 | 0.0802 | Res-Indoor-CFL | 1.0693 | 1.2622 | -0.017283
DEER2020 | D20 v0 | 2018-08-20 | SDG | Res | Rec | CZ14 | rWtd | 1.03 | 1.12 | -0.0236 | 541 | 0.0728 | Res-Indoor-CFL | 1.0336 | 1.1155 | -0.023563
DEER2020 | D20 v0 | 2018-08-20 | SDG | Res | Rec | CZ15 | rWtd | 1.12 | 1.28 | -0.00826 | 541 | 0.0728 | Res-Indoor-CFL | 1.124 | 1.2773 | -0.0082643
DEER2020 | D20 v0 | 2018-08-20 | SDG | Res | Rec | IOU | rWtd | 1.06 | 1.21 | -0.0156 | 541 | 0.0801 | Res-Indoor-CFL | 1.0573 | 1.2119 | -0.01565
DEER2020 | D20 v0 | 2018-08-20 | SDG | SFm | Ex | CZ06 | rWtd | 1.03 | 1.2 | -0.02 | 541 | 0.0802 | Res-Indoor-CFL | 1.0291 | 1.2021 | -0.019973
DEER2020 | D20 v0 | 2018-08-20 | SDG | SFm | Ex | CZ07 | rWtd | 1.02 | 1.14 | -0.0182 | 541 | 0.0802 | Res-Indoor-CFL | 1.0216 | 1.1378 | -0.018239
DEER2020 | D20 v0 | 2018-08-20 | SDG | SFm | Ex | CZ08 | rWtd | 1.13 | 1.32 | -0.0158 | 541 | 0.0802 | Res-Indoor-CFL | 1.126 | 1.3232 | -0.015829
DEER2020 | D20 v0 | 2018-08-20 | SDG | SFm | Ex | CZ10 | rWtd | 1.09 | 1.29 | -0.0211 | 541 | 0.0802 | Res-Indoor-CFL | 1.0872 | 1.2947 | -0.021104
DEER2020 | D20 v0 | 2018-08-20 | SDG | SFm | Ex | CZ14 | rWtd | 1.06 | 1.21 | -0.0235 | 541 | 0.0728 | Res-Indoor-CFL | 1.056 | 1.2128 | -0.023452
DEER2020 | D20 v0 | 2018-08-20 | SDG | SFm | Ex | CZ15 | rWtd | 1.13 | 1.31 | -0.0106 | 541 | 0.0728 | Res-Indoor-CFL | 1.1274 | 1.3093 | -0.010571
DEER2020 | D20 v0 | 2018-08-20 | SDG | SFm | Ex | IOU | rWtd | 1.04 | 1.2 | -0.0195 | 541 | 0.0801 | Res-Indoor-CFL | 1.0446 | 1.2014 | -0.019468
DEER2020 | D20 v0 | 2018-08-20 | SDG | SFm | New | CZ06 | rWtd | 1.01 | 1.2 | -0.0219 | 541 | 0.0802 | Res-Indoor-CFL | 1.0131 | 1.2019 | -0.021927
DEER2020 | D20 v0 | 2018-08-20 | SDG | SFm | New | CZ07 | rWtd | 1.03 | 1.13 | -0.0154 | 541 | 0.0802 | Res-Indoor-CFL | 1.0308 | 1.1338 | -0.015385
DEER2020 | D20 v0 | 2018-08-20 | SDG | SFm | New | CZ08 | rWtd | 1.09 | 1.31 | -0.0143 | 541 | 0.0802 | Res-Indoor-CFL | 1.0851 | 1.3142 | -0.014333
DEER2020 | D20 v0 | 2018-08-20 | SDG | SFm | New | CZ10 | rWtd | 1.08 | 1.31 | -0.0211 | 541 | 0.0802 | Res-Indoor-CFL | 1.0834 | 1.311 | -0.021114
DEER2020 | D20 v0 | 2018-08-20 | SDG | SFm | New | CZ14 | rWtd | 1.04 | 1.11 | -0.0238 | 541 | 0.0728 | Res-Indoor-CFL | 1.0362 | 1.1051 | -0.023827
DEER2020 | D20 v0 | 2018-08-20 | SDG | SFm | New | CZ15 | rWtd | 1.1 | 1.25 | -0.0105 | 541 | 0.0728 | Res-Indoor-CFL | 1.0976 | 1.2462 | -0.010489
DEER2020 | D20 v0 | 2018-08-20 | SDG | SFm | New | IOU | rWtd | 1.04 | 1.2 | -0.0185 | 541 | 0.0801 | Res-Indoor-CFL | 1.0439 | 1.2035 | -0.018499
DEER2020 | D20 v0 | 2018-08-20 | SDG | SFm | Old | CZ06 | rWtd | 1.02 | 1.25 | -0.0227 | 541 | 0.0802 | Res-Indoor-CFL | 1.0226 | 1.2485 | -0.022659
DEER2020 | D20 v0 | 2018-08-20 | SDG | SFm | Old | CZ07 | rWtd | 1 | 1.15 | -0.02 | 541 | 0.0802 | Res-Indoor-CFL | 1.0013 | 1.1504 | -0.020023
DEER2020 | D20 v0 | 2018-08-20 | SDG | SFm | Old | CZ08 | rWtd | 1.09 | 1.34 | -0.0173 | 541 | 0.0802 | Res-Indoor-CFL | 1.0933 | 1.342 | -0.017346
DEER2020 | D20 v0 | 2018-08-20 | SDG | SFm | Old | CZ10 | rWtd | 1.07 | 1.37 | -0.0216 | 541 | 0.0802 | Res-Indoor-CFL | 1.0671 | 1.3738 | -0.021622
DEER2020 | D20 v0 | 2018-08-20 | SDG | SFm | Old | CZ14 | rWtd | 1.08 | 1.34 | -0.0237 | 541 | 0.0728 | Res-Indoor-CFL | 1.0832 | 1.3445 | -0.023676
DEER2020 | D20 v0 | 2018-08-20 | SDG | SFm | Old | CZ15 | rWtd | 1.19 | 1.54 | -0.0107 | 541 | 0.0728 | Res-Indoor-CFL | 1.1933 | 1.5443 | -0.010731
DEER2020 | D20 v0 | 2018-08-20 | SDG | SFm | Old | IOU | rWtd | 1.02 | 1.23 | -0.0206 | 541 | 0.0801 | Res-Indoor-CFL | 1.024 | 1.226 | -0.020646
DEER2020 | D20 v0 | 2018-08-20 | SDG | SFm | Rec | CZ06 | rWtd | 1.01 | 1.2 | -0.022 | 541 | 0.0802 | Res-Indoor-CFL | 1.013 | 1.2013 | -0.021967
DEER2020 | D20 v0 | 2018-08-20 | SDG | SFm | Rec | CZ07 | rWtd | 1.03 | 1.13 | -0.0159 | 541 | 0.0802 | Res-Indoor-CFL | 1.0274 | 1.1338 | -0.015901
DEER2020 | D20 v0 | 2018-08-20 | SDG | SFm | Rec | CZ08 | rWtd | 1.09 | 1.32 | -0.0145 | 541 | 0.0802 | Res-Indoor-CFL | 1.0885 | 1.3249 | -0.014466
DEER2020 | D20 v0 | 2018-08-20 | SDG | SFm | Rec | CZ10 | rWtd | 1.08 | 1.31 | -0.0212 | 541 | 0.0802 | Res-Indoor-CFL | 1.0848 | 1.311 | -0.021152
DEER2020 | D20 v0 | 2018-08-20 | SDG | SFm | Rec | CZ14 | rWtd | 1.03 | 1.11 | -0.0237 | 541 | 0.0728 | Res-Indoor-CFL | 1.0327 | 1.1121 | -0.023696
DEER2020 | D20 v0 | 2018-08-20 | SDG | SFm | Rec | CZ15 | rWtd | 1.1 | 1.25 | -0.0105 | 541 | 0.0728 | Res-Indoor-CFL | 1.0988 | 1.2506 | -0.010475
DEER2020 | D20 v0 | 2018-08-20 | SDG | SFm | Rec | IOU | rWtd | 1.04 | 1.2 | -0.0188 | 541 | 0.0801 | Res-Indoor-CFL | 1.0427 | 1.2036 | -0.018765

## CDF_2023,2020
DEER2020/2023 Residential Indoor Lighting CDF
[7 empty] | 1 | 2 | 3 | 4 | 5 | 6 | 7 | 8 | 9 | 10 | 11 | 12 | 13 | 14 | 15 | 16
Lookup | PA | BldgType | BldgVint | BldgLoc | CDF | CDFraw | CZ01 | CZ02 | CZ03 | CZ04 | CZ05 | CZ06 | CZ07 | CZ08 | CZ09 | CZ10 | CZ11 | CZ12 | CZ13 | CZ14 | CZ15 | CZ16
AnyAnyAnyCZ01 | Any | Any | Any | CZ01 | 0.0802 | 0.08019 | 0.08019 | 0.067766 | 0.067766 | 0.08019 | 0.08019 | 0.08019 | 0.08019 | 0.08019 | 0.08019 | 0.08019 | 0.067766 | 0.067766 | 0.067766 | 0.072758 | 0.072758 | 0.067766
AnyAnyAnyCZ02 | Any | Any | Any | CZ02 | 0.0678 | 0.067766 | 1 CZ01: * CDF values from KEMA data, updated from 2-5 p.m. to 4 - 9 p.m.
AnyAnyAnyCZ03 | Any | Any | Any | CZ03 | 0.0678 | 0.067766
AnyAnyAnyCZ04 | Any | Any | Any | CZ04 | 0.0802 | 0.08019
AnyAnyAnyCZ05 | Any | Any | Any | CZ05 | 0.0802 | 0.08019
AnyAnyAnyCZ06 | Any | Any | Any | CZ06 | 0.0802 | 0.08019
AnyAnyAnyCZ07 | Any | Any | Any | CZ07 | 0.0802 | 0.08019
AnyAnyAnyCZ08 | Any | Any | Any | CZ08 | 0.0802 | 0.08019
AnyAnyAnyCZ09 | Any | Any | Any | CZ09 | 0.0802 | 0.08019
AnyAnyAnyCZ10 | Any | Any | Any | CZ10 | 0.0802 | 0.08019
AnyAnyAnyCZ11 | Any | Any | Any | CZ11 | 0.0678 | 0.067766
AnyAnyAnyCZ12 | Any | Any | Any | CZ12 | 0.0678 | 0.067766
AnyAnyAnyCZ13 | Any | Any | Any | CZ13 | 0.0678 | 0.067766
AnyAnyAnyCZ14 | Any | Any | Any | CZ14 | 0.0728 | 0.072758
AnyAnyAnyCZ15 | Any | Any | Any | CZ15 | 0.0728 | 0.072758
AnyAnyAnyCZ16 | Any | Any | Any | CZ16 | 0.0678 | 0.067766
NOTHING FROM HERE DOWN WAS USED FOR 2023 UPDATE.
Vintage-Specific Climate Zone weights, by IOU
PGESFmOldIOU | PGE | SFm | Old | IOU | 0.0701 | 0.070055 | 24942 | 171026 | 580923 | 316610 | 68160 | 0 | 0 | 0 | 0 | 0 | 179570 | 572425 | 256795 | 0 | 0 | 53105
PGEMFmOldIOU | PGE | MFm | Old | IOU | 0.0703 | 0.070268 | 7854 | 47967 | 471911 | 186307 | 20561 | 0 | 0 | 0 | 0 | 0 | 40648 | 201475 | 88917 | 0 | 0 | 412
PGEDMoOldIOU | PGE | DMo | Old | IOU | 0.0693 | 0.069323 | 1344 | 15154 | 13460 | 8668 | 10199 | 0 | 0 | 0 | 0 | 0 | 46463 | 27986 | 27321 | 0 | 0 | 10648
SCESFmOldIOU | SCE | SFm | Old | IOU | 0.0784 | 0.078403 | 0 | 0 | 0 | 0 | 2823 | 333049 | 0 | 438327 | 497111 | 428876 | 0 | 0 | 64934 | 183477 | 46848 | 98464
SCEMFmOldIOU | SCE | MFm | Old | IOU | 0.0794 | 0.079365 | 0 | 0 | 0 | 0 | 1030 | 311454 | 0 | 213734 | 200834 | 65045 | 0 | 0 | 4956 | 19498 | 45331 | 14485
SCEDMoOldIOU | SCE | DMo | Old | IOU | 0.0776 | 0.077577 | 0 | 0 | 0 | 0 | 2 | 17818 | 0 | 22310 | 25590 | 48655 | 0 | 0 | 6040 | 14751 | 4117 | 15153
SDGSFmOldIOU | SDG | SFm | Old | IOU | 0.0801 | 0.080076 | 0 | 0 | 0 | 0 | 0 | 49358 | 366949 | 7566 | 0 | 163516 | 0 | 0 | 0 | 6553 | 2565 | 0
SDGMFmOldIOU | SDG | MFm | Old | IOU | 0.0802 | 0.080179 | 0 | 0 | 0 | 0 | 0 | 16122 | 215404 | 10897 | 0 | 62886 | 0 | 0 | 0 | 262 | 181 | 0
SDGDMoOldIOU | SDG | DMo | Old | IOU | 0.08 | 0.080038 | 0 | 0 | 0 | 0 | 0 | 2 | 22811 | 2232 | 0 | 19215 | 0 | 0 | 0 | 924 | 2 | 0
PGESFmExIOU | PGE | SFm | Ex | IOU | 0.0698 | 0.069849 | 8222 | 8110 | 24577 | 22429 | 3882 | 0 | 0 | 0 | 0 | 0 | 32574 | 74152 | 31074 | 0 | 0 | 915
PGEMFmExIOU | PGE | MFm | Ex | IOU | 0.0709 | 0.070881 | 5963 | 12097 | 38028 | 20387 | 4 | 0 | 0 | 0 | 0 | 0 | 1059 | 24441 | 3121 | 0 | 0 | 4
PGEDMoExIOU | PGE | DMo | Ex | IOU | 0.0713 | 0.071278 | 2 | 1753 | 522 | 3087 | 765 | 0 | 0 | 0 | 0 | 0 | 3256 | 2471 | 1281 | 0 | 0 | 498
SCESFmExIOU | SCE | SFm | Ex | IOU | 0.0787 | 0.078661 | 0 | 0 | 0 | 0 | 179 | 31762 | 0 | 23081 | 24943 | 86512 | 0 | 0 | 10029 | 13361 | 2617 | 4681
SCEMFmExIOU | SCE | MFm | Ex | IOU | 0.0801 | 0.080122 | 0 | 0 | 0 | 0 | 4 | 22623 | 0 | 26329 | 23054 | 784 | 0 | 0 | 390 | 4 | 4 | 4
SCEDMoExIOU | SCE | DMo | Ex | IOU | 0.0792 | 0.079225 | 0 | 0 | 0 | 0 | 2 | 9889 | 0 | 2705 | 5748 | 1510 | 0 | 0 | 2 | 717 | 1549 | 391
SDGSFmExIOU | SDG | SFm | Ex | IOU | 0.0801 | 0.080142 | 0 | 0 | 0 | 0 | 0 | 19749 | 45976 | 1171 | 0 | 29520 | 0 | 0 | 0 | 628 | 4 | 0
SDGMFmExIOU | SDG | MFm | Ex | IOU | 0.0802 | 0.080189 | 0 | 0 | 0 | 0 | 0 | 1585 | 22978 | 7887 | 0 | 7799 | 0 | 0 | 0 | 4 | 4 | 0
SDGDMoExIOU | SDG | DMo | Ex | IOU | 0.0802 | 0.080186 | 0 | 0 | 0 | 0 | 0 | 2 | 2443 | 2 | 0 | 4442 | 0 | 0 | 0 | 2 | 2 | 0
PGESFmRecIOU | PGE | SFm | Rec | IOU | 0.0698 | 0.069849 | 1790 | 1765.6 | 5350.4 | 4882.8 | 845.2 | 0 | 0 | 0 | 0 | 0 | 7091.2 | 16142.8 | 6764.8 | 0 | 0 | 199.2
PGEMFmRecIOU | PGE | MFm | Rec | IOU | 0.0709 | 0.070881 | 2322.88 | 4712.4 | 14814.31 | 7942.06 | 2 | 0 | 0 | 0 | 0 | 0 | 412.93 | 9521.19 | 1216.18 | 0 | 0 | 2
PGEDMoRecIOU | PGE | DMo | Rec | IOU | 0.0713 | 0.07128 | 1 | 390 | 116.25 | 687 | 170.25 | 0 | 0 | 0 | 0 | 0 | 724.5 | 549.75 | 285 | 0 | 0 | 111
SCESFmRecIOU | SCE | SFm | Rec | IOU | 0.0787 | 0.078661 | 0 | 0 | 0 | 0 | 39.2 | 6914.4 | 0 | 5024.8 | 5430 | 18833.6 | 0 | 0 | 2183.2 | 2908.8 | 569.6 | 1019.2
SCEMFmRecIOU | SCE | MFm | Rec | IOU | 0.0801 | 0.080122 | 0 | 0 | 0 | 0 | 2 | 8813.14 | 0 | 10256.61 | 8980.93 | 305.83 | 0 | 0 | 152.32 | 2 | 2 | 2
SCEDMoRecIOU | SCE | DMo | Rec | IOU | 0.0792 | 0.079224 | 0 | 0 | 0 | 0 | 1 | 2201.25 | 0 | 602.25 | 1279.5 | 336 | 0 | 0 | 1 | 159.75 | 345 | 87
SDGSFmRecIOU | SDG | SFm | Rec | IOU | 0.0801 | 0.080141 | 0 | 0 | 0 | 0 | 0 | 4299.2 | 10008.8 | 254.8 | 0 | 6426.4 | 0 | 0 | 0 | 136.8 | 2 | 0
SDGMFmRecIOU | SDG | MFm | Rec | IOU | 0.0802 | 0.080188 | 0 | 0 | 0 | 0 | 0 | 617.61 | 8951.18 | 3072.58 | 0 | 3038.07 | 0 | 0 | 0 | 2 | 2 | 0
SDGDMoRecIOU | SDG | DMo | Rec | IOU | 0.0802 | 0.08018 | 0 | 0 | 0 | 0 | 0 | 1 | 543.75 | 1 | 0 | 988.5 | 0 | 0 | 0 | 1 | 1 | 0
PGESFmNewIOU | PGE | SFm | New | IOU | 0.0698 | 0.069849 | 447.5 | 441.4 | 1337.6 | 1220.7 | 211.3 | 0 | 0 | 0 | 0 | 0 | 1772.8 | 4035.7 | 1691.2 | 0 | 0 | 49.8
PGEMFmNewIOU | PGE | MFm | New | IOU | 0.0709 | 0.070882 | 585.6 | 1188 | 3734.7 | 2002.2 | 1 | 0 | 0 | 0 | 0 | 0 | 104.1 | 2400.3 | 306.6 | 0 | 0 | 1
PGEDMoNewIOU | PGE | DMo | New | IOU | 0.0713 | 0.07128 | 1 | 390 | 116.25 | 687 | 170.25 | 0 | 0 | 0 | 0 | 0 | 724.5 | 549.75 | 285 | 0 | 0 | 111
SCESFmNewIOU | SCE | SFm | New | IOU | 0.0787 | 0.078661 | 0 | 0 | 0 | 0 | 9.8 | 1728.6 | 0 | 1256.2 | 1357.5 | 4708.4 | 0 | 0 | 545.8 | 727.2 | 142.4 | 254.8
SCEMFmNewIOU | SCE | MFm | New | IOU | 0.0801 | 0.08012 | 0 | 0 | 0 | 0 | 1 | 2221.8 | 0 | 2585.7 | 2264.1 | 77.1 | 0 | 0 | 38.4 | 1 | 1 | 1
SCEDMoNewIOU | SCE | DMo | New | IOU | 0.0792 | 0.079224 | 0 | 0 | 0 | 0 | 1 | 2201.25 | 0 | 602.25 | 1279.5 | 336 | 0 | 0 | 1 | 159.75 | 345 | 87
SDGSFmNewIOU | SDG | SFm | New | IOU | 0.0801 | 0.08014 | 0 | 0 | 0 | 0 | 0 | 1074.8 | 2502.2 | 63.7 | 0 | 1606.6 | 0 | 0 | 0 | 34.2 | 1 | 0
SDGMFmNewIOU | SDG | MFm | New | IOU | 0.0802 | 0.080186 | 0 | 0 | 0 | 0 | 0 | 155.7 | 2256.6 | 774.6 | 0 | 765.9 | 0 | 0 | 0 | 1 | 1 | 0
SDGDMoNewIOU | SDG | DMo | New | IOU | 0.0802 | 0.08018 | 0 | 0 | 0 | 0 | 0 | 1 | 543.75 | 1 | 0 | 988.5 | 0 | 0 | 0 | 1 | 1 | 0
Vintage-Specific Building weights, by IOU
[7 empty] | SFm | MFm | DMo |  | SFm | MFm | DMo
PGEResOldIOU | PGE | Res | Old | IOU | 0.0701 | 0.070124 | 1 CZ01: 2223556; 2 CZ02: 1066052; 3 CZ03: 161243; 5 CZ05: 0.0701; 6 CZ06: 0.0703; 7 CZ07: 0.0693
SCEResOldIOU | SCE | Res | Old | IOU | 0.0786 | 0.078641 | 1 CZ01: 2093909; 2 CZ02: 876367; 3 CZ03: 154436; 5 CZ05: 0.0784; 6 CZ06: 0.0794; 7 CZ07: 0.0776
SDGResOldIOU | SDG | Res | Old | IOU | 0.0801 | 0.080128 | 1 CZ01: 596507; 2 CZ02: 305752; 3 CZ03: 45186; 5 CZ05: 0.0801; 6 CZ06: 0.0802; 7 CZ07: 0.08
PGEResExIOU | PGE | Res | Ex | IOU | 0.0702 | 0.070219 | 1 CZ01: 205935; 2 CZ02: 105104; 3 CZ03: 13635; 5 CZ05: 0.0698; 6 CZ06: 0.0709; 7 CZ07: 0.0713
SCEResExIOU | SCE | Res | Ex | IOU | 0.0791 | 0.079088 | 1 CZ01: 197165; 2 CZ02: 73196; 3 CZ03: 22513; 5 CZ05: 0.0787; 6 CZ06: 0.0801; 7 CZ07: 0.0792
SDGResExIOU | SDG | Res | Ex | IOU | 0.0801 | 0.080133 | 1 CZ01: 97048; 2 CZ02: 40257; 3 CZ03: 6893; 5 CZ05: 0.0801; 6 CZ06: 0.0802; 7 CZ07: 0.0802
PGEResRecIOU | PGE | Res | Rec | IOU | 0.0704 | 0.070358 | 1 CZ01: 44832; 2 CZ02: 40945.95; 3 CZ03: 3034.75; 5 CZ05: 0.0698; 6 CZ06: 0.0709; 7 CZ07: 0.0713
SCEResRecIOU | SCE | Res | Rec | IOU | 0.0793 | 0.079255 | 1 CZ01: 42922.8; 2 CZ02: 28516.83; 3 CZ03: 5012.75; 5 CZ05: 0.0787; 6 CZ06: 0.0801; 7 CZ07: 0.0792
SDGResRecIOU | SDG | Res | Rec | IOU | 0.0801 | 0.080145 | 1 CZ01: 21128; 2 CZ02: 15683.44; 3 CZ03: 1536.25; 5 CZ05: 0.0801; 6 CZ06: 0.0802; 7 CZ07: 0.0802
PGEResNewIOU | PGE | Res | New | IOU | 0.0704 | 0.070448 | 1 CZ01: 11208; 2 CZ02: 10323.5; 3 CZ03: 3034.75; 5 CZ05: 0.0698; 6 CZ06: 0.0709; 7 CZ07: 0.0713
SCEResNewIOU | SCE | Res | New | IOU | 0.0792 | 0.079248 | 1 CZ01: 10730.7; 2 CZ02: 7191.1; 3 CZ03: 5012.75; 5 CZ05: 0.0787; 6 CZ06: 0.0801; 7 CZ07: 0.0792
SDGResNewIOU | SDG | Res | New | IOU | 0.0802 | 0.080151 | 1 CZ01: 5282.5; 2 CZ02: 3954.8; 3 CZ03: 1536.25; 5 CZ05: 0.0801; 6 CZ06: 0.0802; 7 CZ07: 0.0802

## 2017 All Results
DEER2017 HVAC IE factors
Index | Ltg | IOU | BldgType | BldgVint | BldgLoc | BldgHVAC | kWh | kW | kW | therm
PGECFLSFm1975CZ01 | CFL | PGE | SFm | 1975 | CZ01 | rWtd | 0.97 | 1 | 1 | -0.03
PGECFLSFm1975CZ02 | CFL | PGE | SFm | 1975 | CZ02 | rWtd | 0.99 | 1.03 | 1.03 | -0.0264
PGECFLSFm1975CZ03 | CFL | PGE | SFm | 1975 | CZ03 | rWtd | 0.97 | 1 | 1 | -0.0299
PGECFLSFm1975CZ04 | CFL | PGE | SFm | 1975 | CZ04 | rWtd | 1.02 | 1.45 | 1.45 | -0.021
PGECFLSFm1975CZ05 | CFL | PGE | SFm | 1975 | CZ05 | rWtd | 0.97 | 1.01 | 1.01 | -0.03
PGECFLSFm1975CZ06 | CFL | PGE | SFm | 1975 | CZ06 | rWtd | 0 | 0 | 0 | 0
PGECFLSFm1975CZ07 | CFL | PGE | SFm | 1975 | CZ07 | rWtd | 0 | 0 | 0 | 0
PGECFLSFm1975CZ08 | CFL | PGE | SFm | 1975 | CZ08 | rWtd | 0 | 0 | 0 | 0
PGECFLSFm1975CZ09 | CFL | PGE | SFm | 1975 | CZ09 | rWtd | 0 | 0 | 0 | 0
PGECFLSFm1975CZ10 | CFL | PGE | SFm | 1975 | CZ10 | rWtd | 0 | 0 | 0 | 0
PGECFLSFm1975CZ11 | CFL | PGE | SFm | 1975 | CZ11 | rWtd | 1.09 | 1.65 | 1.65 | -0.0205
PGECFLSFm1975CZ12 | CFL | PGE | SFm | 1975 | CZ12 | rWtd | 1.06 | 1.68 | 1.68 | -0.0234
PGECFLSFm1975CZ13 | CFL | PGE | SFm | 1975 | CZ13 | rWtd | 1.11 | 1.68 | 1.68 | -0.0219
PGECFLSFm1975CZ14 | CFL | PGE | SFm | 1975 | CZ14 | rWtd | 0 | 0 | 0 | 0
PGECFLSFm1975CZ15 | CFL | PGE | SFm | 1975 | CZ15 | rWtd | 0 | 0 | 0 | 0
PGECFLSFm1975CZ16 | CFL | PGE | SFm | 1975 | CZ16 | rWtd | 1.01 | 1.23 | 1.23 | -0.0285
PGECFLSFm1985CZ01 | CFL | PGE | SFm | 1985 | CZ01 | rWtd | 0.97 | 1 | 1 | -0.03
PGECFLSFm1985CZ02 | CFL | PGE | SFm | 1985 | CZ02 | rWtd | 0.98 | 1.01 | 1.01 | -0.03
PGECFLSFm1985CZ03 | CFL | PGE | SFm | 1985 | CZ03 | rWtd | 0.96 | 1.01 | 1.01 | -0.03
PGECFLSFm1985CZ04 | CFL | PGE | SFm | 1985 | CZ04 | rWtd | 1 | 1.46 | 1.46 | -0.0294
PGECFLSFm1985CZ05 | CFL | PGE | SFm | 1985 | CZ05 | rWtd | 0.96 | 1 | 1 | -0.03
PGECFLSFm1985CZ06 | CFL | PGE | SFm | 1985 | CZ06 | rWtd | 0 | 0 | 0 | 0
PGECFLSFm1985CZ07 | CFL | PGE | SFm | 1985 | CZ07 | rWtd | 0 | 0 | 0 | 0
PGECFLSFm1985CZ08 | CFL | PGE | SFm | 1985 | CZ08 | rWtd | 0 | 0 | 0 | 0
PGECFLSFm1985CZ09 | CFL | PGE | SFm | 1985 | CZ09 | rWtd | 0 | 0 | 0 | 0
PGECFLSFm1985CZ10 | CFL | PGE | SFm | 1985 | CZ10 | rWtd | 0 | 0 | 0 | 0
PGECFLSFm1985CZ11 | CFL | PGE | SFm | 1985 | CZ11 | rWtd | 1.1 | 1.68 | 1.68 | -0.0249
PGECFLSFm1985CZ12 | CFL | PGE | SFm | 1985 | CZ12 | rWtd | 1.06 | 1.59 | 1.59 | -0.0255
PGECFLSFm1985CZ13 | CFL | PGE | SFm | 1985 | CZ13 | rWtd | 1.11 | 1.74 | 1.74 | -0.0242
PGECFLSFm1985CZ14 | CFL | PGE | SFm | 1985 | CZ14 | rWtd | 0 | 0 | 0 | 0
PGECFLSFm1985CZ15 | CFL | PGE | SFm | 1985 | CZ15 | rWtd | 0 | 0 | 0 | 0
PGECFLSFm1985CZ16 | CFL | PGE | SFm | 1985 | CZ16 | rWtd | 1 | 1.37 | 1.37 | -0.03
PGECFLSFm1996CZ01 | CFL | PGE | SFm | 1996 | CZ01 | rWtd | 0.97 | 1 | 1 | -0.026
PGECFLSFm1996CZ02 | CFL | PGE | SFm | 1996 | CZ02 | rWtd | 1 | 1.03 | 1.03 | -0.0242
PGECFLSFm1996CZ03 | CFL | PGE | SFm | 1996 | CZ03 | rWtd | 0.97 | 1.02 | 1.02 | -0.0292
PGECFLSFm1996CZ04 | CFL | PGE | SFm | 1996 | CZ04 | rWtd | 1.01 | 1.5 | 1.5 | -0.0214
PGECFLSFm1996CZ05 | CFL | PGE | SFm | 1996 | CZ05 | rWtd | 0.96 | 1 | 1 | -0.03
PGECFLSFm1996CZ06 | CFL | PGE | SFm | 1996 | CZ06 | rWtd | 0 | 0 | 0 | 0
PGECFLSFm1996CZ07 | CFL | PGE | SFm | 1996 | CZ07 | rWtd | 0 | 0 | 0 | 0
PGECFLSFm1996CZ08 | CFL | PGE | SFm | 1996 | CZ08 | rWtd | 0 | 0 | 0 | 0
PGECFLSFm1996CZ09 | CFL | PGE | SFm | 1996 | CZ09 | rWtd | 0 | 0 | 0 | 0
PGECFLSFm1996CZ10 | CFL | PGE | SFm | 1996 | CZ10 | rWtd | 0 | 0 | 0 | 0
PGECFLSFm1996CZ11 | CFL | PGE | SFm | 1996 | CZ11 | rWtd | 1.1 | 1.58 | 1.58 | -0.0246
PGECFLSFm1996CZ12 | CFL | PGE | SFm | 1996 | CZ12 | rWtd | 1.07 | 1.65 | 1.65 | -0.0248
PGECFLSFm1996CZ13 | CFL | PGE | SFm | 1996 | CZ13 | rWtd | 1.12 | 1.63 | 1.63 | -0.0243
PGECFLSFm1996CZ14 | CFL | PGE | SFm | 1996 | CZ14 | rWtd | 0 | 0 | 0 | 0
PGECFLSFm1996CZ15 | CFL | PGE | SFm | 1996 | CZ15 | rWtd | 0 | 0 | 0 | 0
PGECFLSFm1996CZ16 | CFL | PGE | SFm | 1996 | CZ16 | rWtd | 1.01 | 1.31 | 1.31 | -0.0224
PGECFLSFm2003CZ01 | CFL | PGE | SFm | 2003 | CZ01 | rWtd | 0.97 | 1 | 1 | -0.0264
PGECFLSFm2003CZ02 | CFL | PGE | SFm | 2003 | CZ02 | rWtd | 0.99 | 1.06 | 1.06 | -0.0286
PGECFLSFm2003CZ03 | CFL | PGE | SFm | 2003 | CZ03 | rWtd | 0.97 | 1.01 | 1.01 | -0.0281
PGECFLSFm2003CZ04 | CFL | PGE | SFm | 2003 | CZ04 | rWtd | 1.01 | 1.4 | 1.4 | -0.0228
PGECFLSFm2003CZ05 | CFL | PGE | SFm | 2003 | CZ05 | rWtd | 0.97 | 1.1 | 1.1 | -0.03
PGECFLSFm2003CZ06 | CFL | PGE | SFm | 2003 | CZ06 | rWtd | 0 | 0 | 0 | 0
PGECFLSFm2003CZ07 | CFL | PGE | SFm | 2003 | CZ07 | rWtd | 0 | 0 | 0 | 0
PGECFLSFm2003CZ08 | CFL | PGE | SFm | 2003 | CZ08 | rWtd | 0 | 0 | 0 | 0
PGECFLSFm2003CZ09 | CFL | PGE | SFm | 2003 | CZ09 | rWtd | 0 | 0 | 0 | 0
PGECFLSFm2003CZ10 | CFL | PGE | SFm | 2003 | CZ10 | rWtd | 0 | 0 | 0 | 0
PGECFLSFm2003CZ11 | CFL | PGE | SFm | 2003 | CZ11 | rWtd | 1.1 | 1.53 | 1.53 | -0.0226
PGECFLSFm2003CZ12 | CFL | PGE | SFm | 2003 | CZ12 | rWtd | 1.06 | 1.56 | 1.56 | -0.0236
PGECFLSFm2003CZ13 | CFL | PGE | SFm | 2003 | CZ13 | rWtd | 1.12 | 1.66 | 1.66 | -0.0216
PGECFLSFm2003CZ14 | CFL | PGE | SFm | 2003 | CZ14 | rWtd | 0 | 0 | 0 | 0
PGECFLSFm2003CZ15 | CFL | PGE | SFm | 2003 | CZ15 | rWtd | 0 | 0 | 0 | 0
PGECFLSFm2003CZ16 | CFL | PGE | SFm | 2003 | CZ16 | rWtd | 0.99 | 1.46 | 1.46 | -0.0235
PGECFLSFm2007CZ01 | CFL | PGE | SFm | 2007 | CZ01 | rWtd | 0.97 | 1 | 1 | -0.0277
PGECFLSFm2007CZ02 | CFL | PGE | SFm | 2007 | CZ02 | rWtd | 1.02 | 1.2 | 1.2 | -0.03
PGECFLSFm2007CZ03 | CFL | PGE | SFm | 2007 | CZ03 | rWtd | 0.98 | 1.01 | 1.01 | -0.0299
PGECFLSFm2007CZ04 | CFL | PGE | SFm | 2007 | CZ04 | rWtd | 1.05 | 1.49 | 1.49 | -0.0246
PGECFLSFm2007CZ05 | CFL | PGE | SFm | 2007 | CZ05 | rWtd | 0.97 | 1 | 1 | -0.03
PGECFLSFm2007CZ06 | CFL | PGE | SFm | 2007 | CZ06 | rWtd | 0 | 0 | 0 | 0
PGECFLSFm2007CZ07 | CFL | PGE | SFm | 2007 | CZ07 | rWtd | 0 | 0 | 0 | 0
PGECFLSFm2007CZ08 | CFL | PGE | SFm | 2007 | CZ08 | rWtd | 0 | 0 | 0 | 0
PGECFLSFm2007CZ09 | CFL | PGE | SFm | 2007 | CZ09 | rWtd | 0 | 0 | 0 | 0
PGECFLSFm2007CZ10 | CFL | PGE | SFm | 2007 | CZ10 | rWtd | 0 | 0 | 0 | 0
PGECFLSFm2007CZ11 | CFL | PGE | SFm | 2007 | CZ11 | rWtd | 1.1 | 1.46 | 1.46 | -0.0218
PGECFLSFm2007CZ12 | CFL | PGE | SFm | 2007 | CZ12 | rWtd | 1.07 | 1.44 | 1.44 | -0.0227
PGECFLSFm2007CZ13 | CFL | PGE | SFm | 2007 | CZ13 | rWtd | 1.11 | 1.55 | 1.55 | -0.0233
PGECFLSFm2007CZ14 | CFL | PGE | SFm | 2007 | CZ14 | rWtd | 0 | 0 | 0 | 0
PGECFLSFm2007CZ15 | CFL | PGE | SFm | 2007 | CZ15 | rWtd | 0 | 0 | 0 | 0
PGECFLSFm2007CZ16 | CFL | PGE | SFm | 2007 | CZ16 | rWtd | 1 | 1.29 | 1.29 | -0.0215
PGECFLSFm2011CZ01 | CFL | PGE | SFm | 2011 | CZ01 | rWtd | 0.97 | 1 | 1 | -0.0256
PGECFLSFm2011CZ02 | CFL | PGE | SFm | 2011 | CZ02 | rWtd | 1.03 | 1.21 | 1.21 | -0.03
PGECFLSFm2011CZ03 | CFL | PGE | SFm | 2011 | CZ03 | rWtd | 0.98 | 1.07 | 1.07 | -0.0262
PGECFLSFm2011CZ04 | CFL | PGE | SFm | 2011 | CZ04 | rWtd | 1.05 | 1.62 | 1.62 | -0.0224
PGECFLSFm2011CZ05 | CFL | PGE | SFm | 2011 | CZ05 | rWtd | 0.96 | 1 | 1 | -0.03
PGECFLSFm2011CZ06 | CFL | PGE | SFm | 2011 | CZ06 | rWtd | 0 | 0 | 0 | 0
PGECFLSFm2011CZ07 | CFL | PGE | SFm | 2011 | CZ07 | rWtd | 0 | 0 | 0 | 0
PGECFLSFm2011CZ08 | CFL | PGE | SFm | 2011 | CZ08 | rWtd | 0 | 0 | 0 | 0
PGECFLSFm2011CZ09 | CFL | PGE | SFm | 2011 | CZ09 | rWtd | 0 | 0 | 0 | 0
PGECFLSFm2011CZ10 | CFL | PGE | SFm | 2011 | CZ10 | rWtd | 0 | 0 | 0 | 0
PGECFLSFm2011CZ11 | CFL | PGE | SFm | 2011 | CZ11 | rWtd | 1.1 | 1.49 | 1.49 | -0.021
PGECFLSFm2011CZ12 | CFL | PGE | SFm | 2011 | CZ12 | rWtd | 1.08 | 1.49 | 1.49 | -0.0216
PGECFLSFm2011CZ13 | CFL | PGE | SFm | 2011 | CZ13 | rWtd | 1.12 | 1.33 | 1.33 | -0.0225
PGECFLSFm2011CZ14 | CFL | PGE | SFm | 2011 | CZ14 | rWtd | 0 | 0 | 0 | 0
PGECFLSFm2011CZ15 | CFL | PGE | SFm | 2011 | CZ15 | rWtd | 0 | 0 | 0 | 0
PGECFLSFm2011CZ16 | CFL | PGE | SFm | 2011 | CZ16 | rWtd | 1.01 | 1.24 | 1.24 | -0.0198
PGECFLSFm2014CZ01 | CFL | PGE | SFm | 2014 | CZ01 | rWtd | 0.98 | 1 | 1 | -0.0231
PGECFLSFm2014CZ02 | CFL | PGE | SFm | 2014 | CZ02 | rWtd | 1.03 | 1.19 | 1.19 | -0.03
PGECFLSFm2014CZ03 | CFL | PGE | SFm | 2014 | CZ03 | rWtd | 0.99 | 1.01 | 1.01 | -0.022
PGECFLSFm2014CZ04 | CFL | PGE | SFm | 2014 | CZ04 | rWtd | 1.05 | 1.47 | 1.47 | -0.0225
PGECFLSFm2014CZ05 | CFL | PGE | SFm | 2014 | CZ05 | rWtd | 0.98 | 1.05 | 1.05 | -0.0244
PGECFLSFm2014CZ06 | CFL | PGE | SFm | 2014 | CZ06 | rWtd | 0 | 0 | 0 | 0
PGECFLSFm2014CZ07 | CFL | PGE | SFm | 2014 | CZ07 | rWtd | 0 | 0 | 0 | 0
PGECFLSFm2014CZ08 | CFL | PGE | SFm | 2014 | CZ08 | rWtd | 0 | 0 | 0 | 0
PGECFLSFm2014CZ09 | CFL | PGE | SFm | 2014 | CZ09 | rWtd | 0 | 0 | 0 | 0
PGECFLSFm2014CZ10 | CFL | PGE | SFm | 2014 | CZ10 | rWtd | 0 | 0 | 0 | 0
PGECFLSFm2014CZ11 | CFL | PGE | SFm | 2014 | CZ11 | rWtd | 1.11 | 1.56 | 1.56 | -0.0213
PGECFLSFm2014CZ12 | CFL | PGE | SFm | 2014 | CZ12 | rWtd | 1.07 | 1.53 | 1.53 | -0.022
PGECFLSFm2014CZ13 | CFL | PGE | SFm | 2014 | CZ13 | rWtd | 1.11 | 1.53 | 1.53 | -0.0227
PGECFLSFm2014CZ14 | CFL | PGE | SFm | 2014 | CZ14 | rWtd | 0 | 0 | 0 | 0
PGECFLSFm2014CZ15 | CFL | PGE | SFm | 2014 | CZ15 | rWtd | 0 | 0 | 0 | 0
PGECFLSFm2014CZ16 | CFL | PGE | SFm | 2014 | CZ16 | rWtd | 0.99 | 1.26 | 1.26 | -0.0246
PGECFLMFm1975CZ01 | CFL | PGE | MFm | 1975 | CZ01 | rWtd | 0.9 | 1 | 1 | -0.0269
PGECFLMFm1975CZ02 | CFL | PGE | MFm | 1975 | CZ02 | rWtd | 0.97 | 1.04 | 1.04 | -0.0213
PGECFLMFm1975CZ03 | CFL | PGE | MFm | 1975 | CZ03 | rWtd | 0.94 | 1 | 1 | -0.0243
PGECFLMFm1975CZ04 | CFL | PGE | MFm | 1975 | CZ04 | rWtd | 0.99 | 1.15 | 1.15 | -0.0185
PGECFLMFm1975CZ05 | CFL | PGE | MFm | 1975 | CZ05 | rWtd | 0.94 | 1.01 | 1.01 | -0.0258
PGECFLMFm1975CZ06 | CFL | PGE | MFm | 1975 | CZ06 | rWtd | 0 | 0 | 0 | 0
PGECFLMFm1975CZ07 | CFL | PGE | MFm | 1975 | CZ07 | rWtd | 0 | 0 | 0 | 0
PGECFLMFm1975CZ08 | CFL | PGE | MFm | 1975 | CZ08 | rWtd | 0 | 0 | 0 | 0
PGECFLMFm1975CZ09 | CFL | PGE | MFm | 1975 | CZ09 | rWtd | 0 | 0 | 0 | 0
PGECFLMFm1975CZ10 | CFL | PGE | MFm | 1975 | CZ10 | rWtd | 0 | 0 | 0 | 0
PGECFLMFm1975CZ11 | CFL | PGE | MFm | 1975 | CZ11 | rWtd | 1.08 | 1.51 | 1.51 | -0.0179
PGECFLMFm1975CZ12 | CFL | PGE | MFm | 1975 | CZ12 | rWtd | 1.05 | 1.46 | 1.46 | -0.0194
PGECFLMFm1975CZ13 | CFL | PGE | MFm | 1975 | CZ13 | rWtd | 1.11 | 1.51 | 1.51 | -0.0171
PGECFLMFm1975CZ14 | CFL | PGE | MFm | 1975 | CZ14 | rWtd | 0 | 0 | 0 | 0
PGECFLMFm1975CZ15 | CFL | PGE | MFm | 1975 | CZ15 | rWtd | 0 | 0 | 0 | 0
PGECFLMFm1975CZ16 | CFL | PGE | MFm | 1975 | CZ16 | rWtd | 1.01 | 1.3 | 1.3 | -0.0228
PGECFLMFm1985CZ01 | CFL | PGE | MFm | 1985 | CZ01 | rWtd | 0.91 | 1 | 1 | -0.0269
PGECFLMFm1985CZ02 | CFL | PGE | MFm | 1985 | CZ02 | rWtd | 0.97 | 1.03 | 1.03 | -0.0216
PGECFLMFm1985CZ03 | CFL | PGE | MFm | 1985 | CZ03 | rWtd | 0.94 | 1 | 1 | -0.0247
PGECFLMFm1985CZ04 | CFL | PGE | MFm | 1985 | CZ04 | rWtd | 0.98 | 1.11 | 1.11 | -0.0189
PGECFLMFm1985CZ05 | CFL | PGE | MFm | 1985 | CZ05 | rWtd | 0.94 | 1.01 | 1.01 | -0.0255
PGECFLMFm1985CZ06 | CFL | PGE | MFm | 1985 | CZ06 | rWtd | 0 | 0 | 0 | 0
PGECFLMFm1985CZ07 | CFL | PGE | MFm | 1985 | CZ07 | rWtd | 0 | 0 | 0 | 0
PGECFLMFm1985CZ08 | CFL | PGE | MFm | 1985 | CZ08 | rWtd | 0 | 0 | 0 | 0
PGECFLMFm1985CZ09 | CFL | PGE | MFm | 1985 | CZ09 | rWtd | 0 | 0 | 0 | 0
PGECFLMFm1985CZ10 | CFL | PGE | MFm | 1985 | CZ10 | rWtd | 0 | 0 | 0 | 0
PGECFLMFm1985CZ11 | CFL | PGE | MFm | 1985 | CZ11 | rWtd | 1.08 | 1.53 | 1.53 | -0.0178
PGECFLMFm1985CZ12 | CFL | PGE | MFm | 1985 | CZ12 | rWtd | 1.04 | 1.46 | 1.46 | -0.0194
PGECFLMFm1985CZ13 | CFL | PGE | MFm | 1985 | CZ13 | rWtd | 1.1 | 1.51 | 1.51 | -0.0181
PGECFLMFm1985CZ14 | CFL | PGE | MFm | 1985 | CZ14 | rWtd | 0 | 0 | 0 | 0
PGECFLMFm1985CZ15 | CFL | PGE | MFm | 1985 | CZ15 | rWtd | 0 | 0 | 0 | 0
PGECFLMFm1985CZ16 | CFL | PGE | MFm | 1985 | CZ16 | rWtd | 1.02 | 1.29 | 1.29 | -0.0227
PGECFLMFm1996CZ01 | CFL | PGE | MFm | 1996 | CZ01 | rWtd | 0.91 | 1 | 1 | -0.0269
PGECFLMFm1996CZ02 | CFL | PGE | MFm | 1996 | CZ02 | rWtd | 0.98 | 1.02 | 1.02 | -0.019
PGECFLMFm1996CZ03 | CFL | PGE | MFm | 1996 | CZ03 | rWtd | 0.95 | 1.01 | 1.01 | -0.0209
PGECFLMFm1996CZ04 | CFL | PGE | MFm | 1996 | CZ04 | rWtd | 0.99 | 1.13 | 1.13 | -0.016
PGECFLMFm1996CZ05 | CFL | PGE | MFm | 1996 | CZ05 | rWtd | 0.95 | 1.01 | 1.01 | -0.0222
PGECFLMFm1996CZ06 | CFL | PGE | MFm | 1996 | CZ06 | rWtd | 0 | 0 | 0 | 0
PGECFLMFm1996CZ07 | CFL | PGE | MFm | 1996 | CZ07 | rWtd | 0 | 0 | 0 | 0
PGECFLMFm1996CZ08 | CFL | PGE | MFm | 1996 | CZ08 | rWtd | 0 | 0 | 0 | 0
PGECFLMFm1996CZ09 | CFL | PGE | MFm | 1996 | CZ09 | rWtd | 0 | 0 | 0 | 0
PGECFLMFm1996CZ10 | CFL | PGE | MFm | 1996 | CZ10 | rWtd | 0 | 0 | 0 | 0
PGECFLMFm1996CZ11 | CFL | PGE | MFm | 1996 | CZ11 | rWtd | 1.11 | 1.48 | 1.48 | -0.0146
PGECFLMFm1996CZ12 | CFL | PGE | MFm | 1996 | CZ12 | rWtd | 1.05 | 1.5 | 1.5 | -0.0192
PGECFLMFm1996CZ13 | CFL | PGE | MFm | 1996 | CZ13 | rWtd | 1.11 | 1.5 | 1.5 | -0.0168
PGECFLMFm1996CZ14 | CFL | PGE | MFm | 1996 | CZ14 | rWtd | 0 | 0 | 0 | 0
PGECFLMFm1996CZ15 | CFL | PGE | MFm | 1996 | CZ15 | rWtd | 0 | 0 | 0 | 0
PGECFLMFm1996CZ16 | CFL | PGE | MFm | 1996 | CZ16 | rWtd | 1.02 | 1.29 | 1.29 | -0.0232
PGECFLMFm2003CZ01 | CFL | PGE | MFm | 2003 | CZ01 | rWtd | 0.93 | 1.01 | 1.01 | -0.0251
PGECFLMFm2003CZ02 | CFL | PGE | MFm | 2003 | CZ02 | rWtd | 0.98 | 1.01 | 1.01 | -0.0183
PGECFLMFm2003CZ03 | CFL | PGE | MFm | 2003 | CZ03 | rWtd | 0.94 | 1.01 | 1.01 | -0.0242
PGECFLMFm2003CZ04 | CFL | PGE | MFm | 2003 | CZ04 | rWtd | 1 | 1.23 | 1.23 | -0.0156
PGECFLMFm2003CZ05 | CFL | PGE | MFm | 2003 | CZ05 | rWtd | 0.95 | 1.01 | 1.01 | -0.0231
PGECFLMFm2003CZ06 | CFL | PGE | MFm | 2003 | CZ06 | rWtd | 0 | 0 | 0 | 0
PGECFLMFm2003CZ07 | CFL | PGE | MFm | 2003 | CZ07 | rWtd | 0 | 0 | 0 | 0
PGECFLMFm2003CZ08 | CFL | PGE | MFm | 2003 | CZ08 | rWtd | 0 | 0 | 0 | 0
PGECFLMFm2003CZ09 | CFL | PGE | MFm | 2003 | CZ09 | rWtd | 0 | 0 | 0 | 0
PGECFLMFm2003CZ10 | CFL | PGE | MFm | 2003 | CZ10 | rWtd | 0 | 0 | 0 | 0
PGECFLMFm2003CZ11 | CFL | PGE | MFm | 2003 | CZ11 | rWtd | 1.11 | 1.41 | 1.41 | -0.017
PGECFLMFm2003CZ12 | CFL | PGE | MFm | 2003 | CZ12 | rWtd | 1.08 | 1.51 | 1.51 | -0.0164
PGECFLMFm2003CZ13 | CFL | PGE | MFm | 2003 | CZ13 | rWtd | 1.12 | 1.44 | 1.44 | -0.0148
PGECFLMFm2003CZ14 | CFL | PGE | MFm | 2003 | CZ14 | rWtd | 0 | 0 | 0 | 0
PGECFLMFm2003CZ15 | CFL | PGE | MFm | 2003 | CZ15 | rWtd | 0 | 0 | 0 | 0
PGECFLMFm2003CZ16 | CFL | PGE | MFm | 2003 | CZ16 | rWtd | 1.03 | 1.3 | 1.3 | -0.0214
PGECFLMFm2007CZ01 | CFL | PGE | MFm | 2007 | CZ01 | rWtd | 0.91 | 1 | 1 | -0.0269
PGECFLMFm2007CZ02 | CFL | PGE | MFm | 2007 | CZ02 | rWtd | 0.97 | 1.02 | 1.02 | -0.019
PGECFLMFm2007CZ03 | CFL | PGE | MFm | 2007 | CZ03 | rWtd | 0.95 | 1.01 | 1.01 | -0.0229
PGECFLMFm2007CZ04 | CFL | PGE | MFm | 2007 | CZ04 | rWtd | 1.05 | 1.3 | 1.3 | -0.0154
PGECFLMFm2007CZ05 | CFL | PGE | MFm | 2007 | CZ05 | rWtd | 0.97 | 1.01 | 1.01 | -0.0205
PGECFLMFm2007CZ06 | CFL | PGE | MFm | 2007 | CZ06 | rWtd | 0 | 0 | 0 | 0
PGECFLMFm2007CZ07 | CFL | PGE | MFm | 2007 | CZ07 | rWtd | 0 | 0 | 0 | 0
PGECFLMFm2007CZ08 | CFL | PGE | MFm | 2007 | CZ08 | rWtd | 0 | 0 | 0 | 0
PGECFLMFm2007CZ09 | CFL | PGE | MFm | 2007 | CZ09 | rWtd | 0 | 0 | 0 | 0
PGECFLMFm2007CZ10 | CFL | PGE | MFm | 2007 | CZ10 | rWtd | 0 | 0 | 0 | 0
PGECFLMFm2007CZ11 | CFL | PGE | MFm | 2007 | CZ11 | rWtd | 1.11 | 1.35 | 1.35 | -0.015
PGECFLMFm2007CZ12 | CFL | PGE | MFm | 2007 | CZ12 | rWtd | 1.08 | 1.41 | 1.41 | -0.016
PGECFLMFm2007CZ13 | CFL | PGE | MFm | 2007 | CZ13 | rWtd | 1.11 | 1.37 | 1.37 | -0.015
PGECFLMFm2007CZ14 | CFL | PGE | MFm | 2007 | CZ14 | rWtd | 0 | 0 | 0 | 0
PGECFLMFm2007CZ15 | CFL | PGE | MFm | 2007 | CZ15 | rWtd | 0 | 0 | 0 | 0
PGECFLMFm2007CZ16 | CFL | PGE | MFm | 2007 | CZ16 | rWtd | 1.01 | 1.18 | 1.18 | -0.0208
PGECFLMFm2011CZ01 | CFL | PGE | MFm | 2011 | CZ01 | rWtd | 0.92 | 1 | 1 | -0.0263
PGECFLMFm2011CZ02 | CFL | PGE | MFm | 2011 | CZ02 | rWtd | 0.98 | 1.02 | 1.02 | -0.0178
PGECFLMFm2011CZ03 | CFL | PGE | MFm | 2011 | CZ03 | rWtd | 0.96 | 1.01 | 1.01 | -0.0203
PGECFLMFm2011CZ04 | CFL | PGE | MFm | 2011 | CZ04 | rWtd | 1.07 | 1.34 | 1.34 | -0.0129
PGECFLMFm2011CZ05 | CFL | PGE | MFm | 2011 | CZ05 | rWtd | 0.97 | 1.01 | 1.01 | -0.0201
PGECFLMFm2011CZ06 | CFL | PGE | MFm | 2011 | CZ06 | rWtd | 0 | 0 | 0 | 0
PGECFLMFm2011CZ07 | CFL | PGE | MFm | 2011 | CZ07 | rWtd | 0 | 0 | 0 | 0
PGECFLMFm2011CZ08 | CFL | PGE | MFm | 2011 | CZ08 | rWtd | 0 | 0 | 0 | 0
PGECFLMFm2011CZ09 | CFL | PGE | MFm | 2011 | CZ09 | rWtd | 0 | 0 | 0 | 0
PGECFLMFm2011CZ10 | CFL | PGE | MFm | 2011 | CZ10 | rWtd | 0 | 0 | 0 | 0
PGECFLMFm2011CZ11 | CFL | PGE | MFm | 2011 | CZ11 | rWtd | 1.12 | 1.34 | 1.34 | -0.0141
PGECFLMFm2011CZ12 | CFL | PGE | MFm | 2011 | CZ12 | rWtd | 1.09 | 1.43 | 1.43 | -0.0149
PGECFLMFm2011CZ13 | CFL | PGE | MFm | 2011 | CZ13 | rWtd | 1.12 | 1.38 | 1.38 | -0.0141
PGECFLMFm2011CZ14 | CFL | PGE | MFm | 2011 | CZ14 | rWtd | 0 | 0 | 0 | 0
PGECFLMFm2011CZ15 | CFL | PGE | MFm | 2011 | CZ15 | rWtd | 0 | 0 | 0 | 0
PGECFLMFm2011CZ16 | CFL | PGE | MFm | 2011 | CZ16 | rWtd | 1.01 | 1.19 | 1.19 | -0.0198
PGECFLMFm2014CZ01 | CFL | PGE | MFm | 2014 | CZ01 | rWtd | 0.93 | 1 | 1 | -0.0253
PGECFLMFm2014CZ02 | CFL | PGE | MFm | 2014 | CZ02 | rWtd | 0.98 | 1.02 | 1.02 | -0.0168
PGECFLMFm2014CZ03 | CFL | PGE | MFm | 2014 | CZ03 | rWtd | 0.97 | 1.01 | 1.01 | -0.0173
PGECFLMFm2014CZ04 | CFL | PGE | MFm | 2014 | CZ04 | rWtd | 1.08 | 1.29 | 1.29 | -0.0117
PGECFLMFm2014CZ05 | CFL | PGE | MFm | 2014 | CZ05 | rWtd | 1 | 1.02 | 1.02 | -0.0134
PGECFLMFm2014CZ06 | CFL | PGE | MFm | 2014 | CZ06 | rWtd | 0 | 0 | 0 | 0
PGECFLMFm2014CZ07 | CFL | PGE | MFm | 2014 | CZ07 | rWtd | 0 | 0 | 0 | 0
PGECFLMFm2014CZ08 | CFL | PGE | MFm | 2014 | CZ08 | rWtd | 0 | 0 | 0 | 0
PGECFLMFm2014CZ09 | CFL | PGE | MFm | 2014 | CZ09 | rWtd | 0 | 0 | 0 | 0
PGECFLMFm2014CZ10 | CFL | PGE | MFm | 2014 | CZ10 | rWtd | 0 | 0 | 0 | 0
PGECFLMFm2014CZ11 | CFL | PGE | MFm | 2014 | CZ11 | rWtd | 1.13 | 1.36 | 1.36 | -0.0138
PGECFLMFm2014CZ12 | CFL | PGE | MFm | 2014 | CZ12 | rWtd | 1.09 | 1.44 | 1.44 | -0.0145
PGECFLMFm2014CZ13 | CFL | PGE | MFm | 2014 | CZ13 | rWtd | 1.13 | 1.41 | 1.41 | -0.0137
PGECFLMFm2014CZ14 | CFL | PGE | MFm | 2014 | CZ14 | rWtd | 0 | 0 | 0 | 0
PGECFLMFm2014CZ15 | CFL | PGE | MFm | 2014 | CZ15 | rWtd | 0 | 0 | 0 | 0
PGECFLMFm2014CZ16 | CFL | PGE | MFm | 2014 | CZ16 | rWtd | 1 | 1.18 | 1.18 | -0.0214
SCECFLSFm1975CZ01 | CFL | SCE | SFm | 1975 | CZ01 | rWtd | 0 | 0 | 0 | 0
SCECFLSFm1975CZ02 | CFL | SCE | SFm | 1975 | CZ02 | rWtd | 0 | 0 | 0 | 0
SCECFLSFm1975CZ03 | CFL | SCE | SFm | 1975 | CZ03 | rWtd | 0 | 0 | 0 | 0
SCECFLSFm1975CZ04 | CFL | SCE | SFm | 1975 | CZ04 | rWtd | 0 | 0 | 0 | 0
SCECFLSFm1975CZ05 | CFL | SCE | SFm | 1975 | CZ05 | rWtd | 0.97 | 1.01 | 1.01 | -0.03
SCECFLSFm1975CZ06 | CFL | SCE | SFm | 1975 | CZ06 | rWtd | 1.01 | 1.37 | 1.37 | -0.0198
SCECFLSFm1975CZ07 | CFL | SCE | SFm | 1975 | CZ07 | rWtd | 0 | 0 | 0 | 0
SCECFLSFm1975CZ08 | CFL | SCE | SFm | 1975 | CZ08 | rWtd | 1.05 | 1.32 | 1.32 | -0.0189
SCECFLSFm1975CZ09 | CFL | SCE | SFm | 1975 | CZ09 | rWtd | 1.09 | 1.47 | 1.47 | -0.0206
SCECFLSFm1975CZ10 | CFL | SCE | SFm | 1975 | CZ10 | rWtd | 1.09 | 1.61 | 1.61 | -0.0208
SCECFLSFm1975CZ11 | CFL | SCE | SFm | 1975 | CZ11 | rWtd | 0 | 0 | 0 | 0
SCECFLSFm1975CZ12 | CFL | SCE | SFm | 1975 | CZ12 | rWtd | 0 | 0 | 0 | 0
SCECFLSFm1975CZ13 | CFL | SCE | SFm | 1975 | CZ13 | rWtd | 1.11 | 1.69 | 1.69 | -0.0219
SCECFLSFm1975CZ14 | CFL | SCE | SFm | 1975 | CZ14 | rWtd | 1.14 | 1.57 | 1.57 | -0.0202
SCECFLSFm1975CZ15 | CFL | SCE | SFm | 1975 | CZ15 | rWtd | 1.22 | 1.6 | 1.6 | -0.0129
SCECFLSFm1975CZ16 | CFL | SCE | SFm | 1975 | CZ16 | rWtd | 1.02 | 1.28 | 1.28 | -0.0284
SCECFLSFm1985CZ01 | CFL | SCE | SFm | 1985 | CZ01 | rWtd | 0 | 0 | 0 | 0
SCECFLSFm1985CZ02 | CFL | SCE | SFm | 1985 | CZ02 | rWtd | 0 | 0 | 0 | 0
SCECFLSFm1985CZ03 | CFL | SCE | SFm | 1985 | CZ03 | rWtd | 0 | 0 | 0 | 0
SCECFLSFm1985CZ04 | CFL | SCE | SFm | 1985 | CZ04 | rWtd | 0 | 0 | 0 | 0
SCECFLSFm1985CZ05 | CFL | SCE | SFm | 1985 | CZ05 | rWtd | 0.97 | 1 | 1 | -0.03
SCECFLSFm1985CZ06 | CFL | SCE | SFm | 1985 | CZ06 | rWtd | 1 | 1.02 | 1.02 | -0.0217
SCECFLSFm1985CZ07 | CFL | SCE | SFm | 1985 | CZ07 | rWtd | 0 | 0 | 0 | 0
SCECFLSFm1985CZ08 | CFL | SCE | SFm | 1985 | CZ08 | rWtd | 1.04 | 1.53 | 1.53 | -0.021
SCECFLSFm1985CZ09 | CFL | SCE | SFm | 1985 | CZ09 | rWtd | 1.07 | 1.6 | 1.6 | -0.0216
SCECFLSFm1985CZ10 | CFL | SCE | SFm | 1985 | CZ10 | rWtd | 1.08 | 1.76 | 1.76 | -0.0227
SCECFLSFm1985CZ11 | CFL | SCE | SFm | 1985 | CZ11 | rWtd | 0 | 0 | 0 | 0
SCECFLSFm1985CZ12 | CFL | SCE | SFm | 1985 | CZ12 | rWtd | 0 | 0 | 0 | 0
SCECFLSFm1985CZ13 | CFL | SCE | SFm | 1985 | CZ13 | rWtd | 1.11 | 1.76 | 1.76 | -0.0241
SCECFLSFm1985CZ14 | CFL | SCE | SFm | 1985 | CZ14 | rWtd | 1.13 | 1.54 | 1.54 | -0.0269
SCECFLSFm1985CZ15 | CFL | SCE | SFm | 1985 | CZ15 | rWtd | 1.21 | 1.66 | 1.66 | -0.0172
SCECFLSFm1985CZ16 | CFL | SCE | SFm | 1985 | CZ16 | rWtd | 1.01 | 1.45 | 1.45 | -0.03
SCECFLSFm1996CZ01 | CFL | SCE | SFm | 1996 | CZ01 | rWtd | 0 | 0 | 0 | 0
SCECFLSFm1996CZ02 | CFL | SCE | SFm | 1996 | CZ02 | rWtd | 0 | 0 | 0 | 0
SCECFLSFm1996CZ03 | CFL | SCE | SFm | 1996 | CZ03 | rWtd | 0 | 0 | 0 | 0
SCECFLSFm1996CZ04 | CFL | SCE | SFm | 1996 | CZ04 | rWtd | 0 | 0 | 0 | 0
SCECFLSFm1996CZ05 | CFL | SCE | SFm | 1996 | CZ05 | rWtd | 0.97 | 1 | 1 | -0.03
SCECFLSFm1996CZ06 | CFL | SCE | SFm | 1996 | CZ06 | rWtd | 1 | 1.03 | 1.03 | -0.0219
SCECFLSFm1996CZ07 | CFL | SCE | SFm | 1996 | CZ07 | rWtd | 0 | 0 | 0 | 0
SCECFLSFm1996CZ08 | CFL | SCE | SFm | 1996 | CZ08 | rWtd | 1.04 | 1.33 | 1.33 | -0.0198
SCECFLSFm1996CZ09 | CFL | SCE | SFm | 1996 | CZ09 | rWtd | 1.08 | 1.46 | 1.46 | -0.0194
SCECFLSFm1996CZ10 | CFL | SCE | SFm | 1996 | CZ10 | rWtd | 1.09 | 1.62 | 1.62 | -0.0197
SCECFLSFm1996CZ11 | CFL | SCE | SFm | 1996 | CZ11 | rWtd | 0 | 0 | 0 | 0
SCECFLSFm1996CZ12 | CFL | SCE | SFm | 1996 | CZ12 | rWtd | 0 | 0 | 0 | 0
SCECFLSFm1996CZ13 | CFL | SCE | SFm | 1996 | CZ13 | rWtd | 1.12 | 1.64 | 1.64 | -0.0242
SCECFLSFm1996CZ14 | CFL | SCE | SFm | 1996 | CZ14 | rWtd | 1.13 | 1.53 | 1.53 | -0.0238
SCECFLSFm1996CZ15 | CFL | SCE | SFm | 1996 | CZ15 | rWtd | 1.22 | 1.53 | 1.53 | -0.0161
SCECFLSFm1996CZ16 | CFL | SCE | SFm | 1996 | CZ16 | rWtd | 1.02 | 1.38 | 1.38 | -0.0224
SCECFLSFm2003CZ01 | CFL | SCE | SFm | 2003 | CZ01 | rWtd | 0 | 0 | 0 | 0
SCECFLSFm2003CZ02 | CFL | SCE | SFm | 2003 | CZ02 | rWtd | 0 | 0 | 0 | 0
SCECFLSFm2003CZ03 | CFL | SCE | SFm | 2003 | CZ03 | rWtd | 0 | 0 | 0 | 0
SCECFLSFm2003CZ04 | CFL | SCE | SFm | 2003 | CZ04 | rWtd | 0 | 0 | 0 | 0
SCECFLSFm2003CZ05 | CFL | SCE | SFm | 2003 | CZ05 | rWtd | 0.97 | 1.2 | 1.2 | -0.03
SCECFLSFm2003CZ06 | CFL | SCE | SFm | 2003 | CZ06 | rWtd | 1.01 | 1.21 | 1.21 | -0.0184
SCECFLSFm2003CZ07 | CFL | SCE | SFm | 2003 | CZ07 | rWtd | 0 | 0 | 0 | 0
SCECFLSFm2003CZ08 | CFL | SCE | SFm | 2003 | CZ08 | rWtd | 1.06 | 1.24 | 1.24 | -0.0187
SCECFLSFm2003CZ09 | CFL | SCE | SFm | 2003 | CZ09 | rWtd | 1.08 | 1.45 | 1.45 | -0.0201
SCECFLSFm2003CZ10 | CFL | SCE | SFm | 2003 | CZ10 | rWtd | 1.1 | 1.48 | 1.48 | -0.0215
SCECFLSFm2003CZ11 | CFL | SCE | SFm | 2003 | CZ11 | rWtd | 0 | 0 | 0 | 0
SCECFLSFm2003CZ12 | CFL | SCE | SFm | 2003 | CZ12 | rWtd | 0 | 0 | 0 | 0
SCECFLSFm2003CZ13 | CFL | SCE | SFm | 2003 | CZ13 | rWtd | 1.12 | 1.68 | 1.68 | -0.0216
SCECFLSFm2003CZ14 | CFL | SCE | SFm | 2003 | CZ14 | rWtd | 1.15 | 1.4 | 1.4 | -0.0239
SCECFLSFm2003CZ15 | CFL | SCE | SFm | 2003 | CZ15 | rWtd | 1.21 | 1.51 | 1.51 | -0.0141
SCECFLSFm2003CZ16 | CFL | SCE | SFm | 2003 | CZ16 | rWtd | 1 | 1.56 | 1.56 | -0.0235
SCECFLSFm2007CZ01 | CFL | SCE | SFm | 2007 | CZ01 | rWtd | 0 | 0 | 0 | 0
SCECFLSFm2007CZ02 | CFL | SCE | SFm | 2007 | CZ02 | rWtd | 0 | 0 | 0 | 0
SCECFLSFm2007CZ03 | CFL | SCE | SFm | 2007 | CZ03 | rWtd | 0 | 0 | 0 | 0
SCECFLSFm2007CZ04 | CFL | SCE | SFm | 2007 | CZ04 | rWtd | 0 | 0 | 0 | 0
SCECFLSFm2007CZ05 | CFL | SCE | SFm | 2007 | CZ05 | rWtd | 0.99 | 1 | 1 | -0.03
SCECFLSFm2007CZ06 | CFL | SCE | SFm | 2007 | CZ06 | rWtd | 1.05 | 1.44 | 1.44 | -0.0177
SCECFLSFm2007CZ07 | CFL | SCE | SFm | 2007 | CZ07 | rWtd | 0 | 0 | 0 | 0
SCECFLSFm2007CZ08 | CFL | SCE | SFm | 2007 | CZ08 | rWtd | 1.08 | 1.24 | 1.24 | -0.0181
SCECFLSFm2007CZ09 | CFL | SCE | SFm | 2007 | CZ09 | rWtd | 1.09 | 1.45 | 1.45 | -0.0196
SCECFLSFm2007CZ10 | CFL | SCE | SFm | 2007 | CZ10 | rWtd | 1.1 | 1.47 | 1.47 | -0.0211
SCECFLSFm2007CZ11 | CFL | SCE | SFm | 2007 | CZ11 | rWtd | 0 | 0 | 0 | 0
SCECFLSFm2007CZ12 | CFL | SCE | SFm | 2007 | CZ12 | rWtd | 0 | 0 | 0 | 0
SCECFLSFm2007CZ13 | CFL | SCE | SFm | 2007 | CZ13 | rWtd | 1.11 | 1.55 | 1.55 | -0.0233
SCECFLSFm2007CZ14 | CFL | SCE | SFm | 2007 | CZ14 | rWtd | 1.13 | 1.45 | 1.45 | -0.0241
SCECFLSFm2007CZ15 | CFL | SCE | SFm | 2007 | CZ15 | rWtd | 1.19 | 1.47 | 1.47 | -0.0142
SCECFLSFm2007CZ16 | CFL | SCE | SFm | 2007 | CZ16 | rWtd | 0.99 | 1.09 | 1.09 | -0.0216
SCECFLSFm2011CZ01 | CFL | SCE | SFm | 2011 | CZ01 | rWtd | 0 | 0 | 0 | 0
SCECFLSFm2011CZ02 | CFL | SCE | SFm | 2011 | CZ02 | rWtd | 0 | 0 | 0 | 0
SCECFLSFm2011CZ03 | CFL | SCE | SFm | 2011 | CZ03 | rWtd | 0 | 0 | 0 | 0
SCECFLSFm2011CZ04 | CFL | SCE | SFm | 2011 | CZ04 | rWtd | 0 | 0 | 0 | 0
SCECFLSFm2011CZ05 | CFL | SCE | SFm | 2011 | CZ05 | rWtd | 0.99 | 1.03 | 1.03 | -0.03
SCECFLSFm2011CZ06 | CFL | SCE | SFm | 2011 | CZ06 | rWtd | 1.02 | 1.18 | 1.18 | -0.0191
SCECFLSFm2011CZ07 | CFL | SCE | SFm | 2011 | CZ07 | rWtd | 0 | 0 | 0 | 0
SCECFLSFm2011CZ08 | CFL | SCE | SFm | 2011 | CZ08 | rWtd | 1.09 | 1.27 | 1.27 | -0.0161
SCECFLSFm2011CZ09 | CFL | SCE | SFm | 2011 | CZ09 | rWtd | 1.12 | 1.41 | 1.41 | -0.0177
SCECFLSFm2011CZ10 | CFL | SCE | SFm | 2011 | CZ10 | rWtd | 1.11 | 1.52 | 1.52 | -0.0201
SCECFLSFm2011CZ11 | CFL | SCE | SFm | 2011 | CZ11 | rWtd | 0 | 0 | 0 | 0
SCECFLSFm2011CZ12 | CFL | SCE | SFm | 2011 | CZ12 | rWtd | 0 | 0 | 0 | 0
SCECFLSFm2011CZ13 | CFL | SCE | SFm | 2011 | CZ13 | rWtd | 1.12 | 1.33 | 1.33 | -0.0225
SCECFLSFm2011CZ14 | CFL | SCE | SFm | 2011 | CZ14 | rWtd | 1.13 | 1.43 | 1.43 | -0.0233
SCECFLSFm2011CZ15 | CFL | SCE | SFm | 2011 | CZ15 | rWtd | 1.2 | 1.48 | 1.48 | -0.0131
SCECFLSFm2011CZ16 | CFL | SCE | SFm | 2011 | CZ16 | rWtd | 0.99 | 1.07 | 1.07 | -0.0199
SCECFLSFm2014CZ01 | CFL | SCE | SFm | 2014 | CZ01 | rWtd | 0 | 0 | 0 | 0
SCECFLSFm2014CZ02 | CFL | SCE | SFm | 2014 | CZ02 | rWtd | 0 | 0 | 0 | 0
SCECFLSFm2014CZ03 | CFL | SCE | SFm | 2014 | CZ03 | rWtd | 0 | 0 | 0 | 0
SCECFLSFm2014CZ04 | CFL | SCE | SFm | 2014 | CZ04 | rWtd | 0 | 0 | 0 | 0
SCECFLSFm2014CZ05 | CFL | SCE | SFm | 2014 | CZ05 | rWtd | 1.02 | 1.31 | 1.31 | -0.0237
SCECFLSFm2014CZ06 | CFL | SCE | SFm | 2014 | CZ06 | rWtd | 1.02 | 1.26 | 1.26 | -0.0188
SCECFLSFm2014CZ07 | CFL | SCE | SFm | 2014 | CZ07 | rWtd | 0 | 0 | 0 | 0
SCECFLSFm2014CZ08 | CFL | SCE | SFm | 2014 | CZ08 | rWtd | 1.09 | 1.31 | 1.31 | -0.0161
SCECFLSFm2014CZ09 | CFL | SCE | SFm | 2014 | CZ09 | rWtd | 1.1 | 1.49 | 1.49 | -0.0179
SCECFLSFm2014CZ10 | CFL | SCE | SFm | 2014 | CZ10 | rWtd | 1.11 | 1.47 | 1.47 | -0.02
SCECFLSFm2014CZ11 | CFL | SCE | SFm | 2014 | CZ11 | rWtd | 0 | 0 | 0 | 0
SCECFLSFm2014CZ12 | CFL | SCE | SFm | 2014 | CZ12 | rWtd | 0 | 0 | 0 | 0
SCECFLSFm2014CZ13 | CFL | SCE | SFm | 2014 | CZ13 | rWtd | 1.11 | 1.53 | 1.53 | -0.0227
SCECFLSFm2014CZ14 | CFL | SCE | SFm | 2014 | CZ14 | rWtd | 1.13 | 1.49 | 1.49 | -0.0241
SCECFLSFm2014CZ15 | CFL | SCE | SFm | 2014 | CZ15 | rWtd | 1.2 | 1.5 | 1.5 | -0.0132
SCECFLSFm2014CZ16 | CFL | SCE | SFm | 2014 | CZ16 | rWtd | 0.98 | 1.08 | 1.08 | -0.0247
SCECFLMFm1975CZ01 | CFL | SCE | MFm | 1975 | CZ01 | rWtd | 0 | 0 | 0 | 0
SCECFLMFm1975CZ02 | CFL | SCE | MFm | 1975 | CZ02 | rWtd | 0 | 0 | 0 | 0
SCECFLMFm1975CZ03 | CFL | SCE | MFm | 1975 | CZ03 | rWtd | 0 | 0 | 0 | 0
SCECFLMFm1975CZ04 | CFL | SCE | MFm | 1975 | CZ04 | rWtd | 0 | 0 | 0 | 0
SCECFLMFm1975CZ05 | CFL | SCE | MFm | 1975 | CZ05 | rWtd | 0.99 | 1.01 | 1.01 | -0.0293
SCECFLMFm1975CZ06 | CFL | SCE | MFm | 1975 | CZ06 | rWtd | 1.01 | 1.15 | 1.15 | -0.0151
SCECFLMFm1975CZ07 | CFL | SCE | MFm | 1975 | CZ07 | rWtd | 0 | 0 | 0 | 0
SCECFLMFm1975CZ08 | CFL | SCE | MFm | 1975 | CZ08 | rWtd | 1.04 | 1.27 | 1.27 | -0.0153
SCECFLMFm1975CZ09 | CFL | SCE | MFm | 1975 | CZ09 | rWtd | 1.09 | 1.39 | 1.39 | -0.0154
SCECFLMFm1975CZ10 | CFL | SCE | MFm | 1975 | CZ10 | rWtd | 1.08 | 1.46 | 1.46 | -0.0154
SCECFLMFm1975CZ11 | CFL | SCE | MFm | 1975 | CZ11 | rWtd | 0 | 0 | 0 | 0
SCECFLMFm1975CZ12 | CFL | SCE | MFm | 1975 | CZ12 | rWtd | 0 | 0 | 0 | 0
SCECFLMFm1975CZ13 | CFL | SCE | MFm | 1975 | CZ13 | rWtd | 1.1 | 1.47 | 1.47 | -0.0172
SCECFLMFm1975CZ14 | CFL | SCE | MFm | 1975 | CZ14 | rWtd | 1.13 | 1.43 | 1.43 | -0.0175
SCECFLMFm1975CZ15 | CFL | SCE | MFm | 1975 | CZ15 | rWtd | 1.22 | 1.44 | 1.44 | -0.00838
SCECFLMFm1975CZ16 | CFL | SCE | MFm | 1975 | CZ16 | rWtd | 1.01 | 1.31 | 1.31 | -0.0228
SCECFLMFm1985CZ01 | CFL | SCE | MFm | 1985 | CZ01 | rWtd | 0 | 0 | 0 | 0
SCECFLMFm1985CZ02 | CFL | SCE | MFm | 1985 | CZ02 | rWtd | 0 | 0 | 0 | 0
SCECFLMFm1985CZ03 | CFL | SCE | MFm | 1985 | CZ03 | rWtd | 0 | 0 | 0 | 0
SCECFLMFm1985CZ04 | CFL | SCE | MFm | 1985 | CZ04 | rWtd | 0 | 0 | 0 | 0
SCECFLMFm1985CZ05 | CFL | SCE | MFm | 1985 | CZ05 | rWtd | 0.99 | 1.01 | 1.01 | -0.029
SCECFLMFm1985CZ06 | CFL | SCE | MFm | 1985 | CZ06 | rWtd | 1 | 1.18 | 1.18 | -0.0166
SCECFLMFm1985CZ07 | CFL | SCE | MFm | 1985 | CZ07 | rWtd | 0 | 0 | 0 | 0
SCECFLMFm1985CZ08 | CFL | SCE | MFm | 1985 | CZ08 | rWtd | 1.05 | 1.24 | 1.24 | -0.0137
SCECFLMFm1985CZ09 | CFL | SCE | MFm | 1985 | CZ09 | rWtd | 1.1 | 1.4 | 1.4 | -0.0148
SCECFLMFm1985CZ10 | CFL | SCE | MFm | 1985 | CZ10 | rWtd | 1.09 | 1.5 | 1.5 | -0.0149
SCECFLMFm1985CZ11 | CFL | SCE | MFm | 1985 | CZ11 | rWtd | 0 | 0 | 0 | 0
SCECFLMFm1985CZ12 | CFL | SCE | MFm | 1985 | CZ12 | rWtd | 0 | 0 | 0 | 0
SCECFLMFm1985CZ13 | CFL | SCE | MFm | 1985 | CZ13 | rWtd | 1.09 | 1.47 | 1.47 | -0.0181
SCECFLMFm1985CZ14 | CFL | SCE | MFm | 1985 | CZ14 | rWtd | 1.13 | 1.45 | 1.45 | -0.0162
SCECFLMFm1985CZ15 | CFL | SCE | MFm | 1985 | CZ15 | rWtd | 1.22 | 1.45 | 1.45 | -0.00804
SCECFLMFm1985CZ16 | CFL | SCE | MFm | 1985 | CZ16 | rWtd | 1.02 | 1.31 | 1.31 | -0.0227
SCECFLMFm1996CZ01 | CFL | SCE | MFm | 1996 | CZ01 | rWtd | 0 | 0 | 0 | 0
SCECFLMFm1996CZ02 | CFL | SCE | MFm | 1996 | CZ02 | rWtd | 0 | 0 | 0 | 0
SCECFLMFm1996CZ03 | CFL | SCE | MFm | 1996 | CZ03 | rWtd | 0 | 0 | 0 | 0
SCECFLMFm1996CZ04 | CFL | SCE | MFm | 1996 | CZ04 | rWtd | 0 | 0 | 0 | 0
SCECFLMFm1996CZ05 | CFL | SCE | MFm | 1996 | CZ05 | rWtd | 1 | 1.01 | 1.01 | -0.0253
SCECFLMFm1996CZ06 | CFL | SCE | MFm | 1996 | CZ06 | rWtd | 1 | 1.16 | 1.16 | -0.0151
SCECFLMFm1996CZ07 | CFL | SCE | MFm | 1996 | CZ07 | rWtd | 0 | 0 | 0 | 0
SCECFLMFm1996CZ08 | CFL | SCE | MFm | 1996 | CZ08 | rWtd | 1.06 | 1.25 | 1.25 | -0.0125
SCECFLMFm1996CZ09 | CFL | SCE | MFm | 1996 | CZ09 | rWtd | 1.1 | 1.37 | 1.37 | -0.0142
SCECFLMFm1996CZ10 | CFL | SCE | MFm | 1996 | CZ10 | rWtd | 1.05 | 1.48 | 1.48 | -0.0152
SCECFLMFm1996CZ11 | CFL | SCE | MFm | 1996 | CZ11 | rWtd | 0 | 0 | 0 | 0
SCECFLMFm1996CZ12 | CFL | SCE | MFm | 1996 | CZ12 | rWtd | 0 | 0 | 0 | 0
SCECFLMFm1996CZ13 | CFL | SCE | MFm | 1996 | CZ13 | rWtd | 1.1 | 1.47 | 1.47 | -0.0169
SCECFLMFm1996CZ14 | CFL | SCE | MFm | 1996 | CZ14 | rWtd | 1.15 | 1.32 | 1.32 | -0.015
SCECFLMFm1996CZ15 | CFL | SCE | MFm | 1996 | CZ15 | rWtd | 1.19 | 1.46 | 1.46 | -0.0069
SCECFLMFm1996CZ16 | CFL | SCE | MFm | 1996 | CZ16 | rWtd | 1.03 | 1.31 | 1.31 | -0.0231
SCECFLMFm2003CZ01 | CFL | SCE | MFm | 2003 | CZ01 | rWtd | 0 | 0 | 0 | 0
SCECFLMFm2003CZ02 | CFL | SCE | MFm | 2003 | CZ02 | rWtd | 0 | 0 | 0 | 0
SCECFLMFm2003CZ03 | CFL | SCE | MFm | 2003 | CZ03 | rWtd | 0 | 0 | 0 | 0
SCECFLMFm2003CZ04 | CFL | SCE | MFm | 2003 | CZ04 | rWtd | 0 | 0 | 0 | 0
SCECFLMFm2003CZ05 | CFL | SCE | MFm | 2003 | CZ05 | rWtd | 1 | 1.01 | 1.01 | -0.0263
SCECFLMFm2003CZ06 | CFL | SCE | MFm | 2003 | CZ06 | rWtd | 1 | 1.12 | 1.12 | -0.0151
SCECFLMFm2003CZ07 | CFL | SCE | MFm | 2003 | CZ07 | rWtd | 0 | 0 | 0 | 0
SCECFLMFm2003CZ08 | CFL | SCE | MFm | 2003 | CZ08 | rWtd | 1.05 | 1.3 | 1.3 | -0.0128
SCECFLMFm2003CZ09 | CFL | SCE | MFm | 2003 | CZ09 | rWtd | 1.07 | 1.44 | 1.44 | -0.015
SCECFLMFm2003CZ10 | CFL | SCE | MFm | 2003 | CZ10 | rWtd | 1.09 | 1.55 | 1.55 | -0.0122
SCECFLMFm2003CZ11 | CFL | SCE | MFm | 2003 | CZ11 | rWtd | 0 | 0 | 0 | 0
SCECFLMFm2003CZ12 | CFL | SCE | MFm | 2003 | CZ12 | rWtd | 0 | 0 | 0 | 0
SCECFLMFm2003CZ13 | CFL | SCE | MFm | 2003 | CZ13 | rWtd | 1.11 | 1.42 | 1.42 | -0.0149
SCECFLMFm2003CZ14 | CFL | SCE | MFm | 2003 | CZ14 | rWtd | 1.16 | 1.3 | 1.3 | -0.0151
SCECFLMFm2003CZ15 | CFL | SCE | MFm | 2003 | CZ15 | rWtd | 1.18 | 1.45 | 1.45 | -0.00713
SCECFLMFm2003CZ16 | CFL | SCE | MFm | 2003 | CZ16 | rWtd | 1.03 | 1.32 | 1.32 | -0.0213
SCECFLMFm2007CZ01 | CFL | SCE | MFm | 2007 | CZ01 | rWtd | 0 | 0 | 0 | 0
SCECFLMFm2007CZ02 | CFL | SCE | MFm | 2007 | CZ02 | rWtd | 0 | 0 | 0 | 0
SCECFLMFm2007CZ03 | CFL | SCE | MFm | 2007 | CZ03 | rWtd | 0 | 0 | 0 | 0
SCECFLMFm2007CZ04 | CFL | SCE | MFm | 2007 | CZ04 | rWtd | 0 | 0 | 0 | 0
SCECFLMFm2007CZ05 | CFL | SCE | MFm | 2007 | CZ05 | rWtd | 0.98 | 1 | 1 | -0.0202
SCECFLMFm2007CZ06 | CFL | SCE | MFm | 2007 | CZ06 | rWtd | 1.05 | 1.25 | 1.25 | -0.014
SCECFLMFm2007CZ07 | CFL | SCE | MFm | 2007 | CZ07 | rWtd | 0 | 0 | 0 | 0
SCECFLMFm2007CZ08 | CFL | SCE | MFm | 2007 | CZ08 | rWtd | 1.09 | 1.42 | 1.42 | -0.0127
SCECFLMFm2007CZ09 | CFL | SCE | MFm | 2007 | CZ09 | rWtd | 1.1 | 1.43 | 1.43 | -0.0127
SCECFLMFm2007CZ10 | CFL | SCE | MFm | 2007 | CZ10 | rWtd | 1.1 | 1.48 | 1.48 | -0.0118
SCECFLMFm2007CZ11 | CFL | SCE | MFm | 2007 | CZ11 | rWtd | 0 | 0 | 0 | 0
SCECFLMFm2007CZ12 | CFL | SCE | MFm | 2007 | CZ12 | rWtd | 0 | 0 | 0 | 0
SCECFLMFm2007CZ13 | CFL | SCE | MFm | 2007 | CZ13 | rWtd | 1.11 | 1.37 | 1.37 | -0.015
SCECFLMFm2007CZ14 | CFL | SCE | MFm | 2007 | CZ14 | rWtd | 1.11 | 1.33 | 1.33 | -0.015
SCECFLMFm2007CZ15 | CFL | SCE | MFm | 2007 | CZ15 | rWtd | 1.16 | 1.34 | 1.34 | -0.00566
SCECFLMFm2007CZ16 | CFL | SCE | MFm | 2007 | CZ16 | rWtd | 1.05 | 1.3 | 1.3 | -0.0201
SCECFLMFm2011CZ01 | CFL | SCE | MFm | 2011 | CZ01 | rWtd | 0 | 0 | 0 | 0
SCECFLMFm2011CZ02 | CFL | SCE | MFm | 2011 | CZ02 | rWtd | 0 | 0 | 0 | 0
SCECFLMFm2011CZ03 | CFL | SCE | MFm | 2011 | CZ03 | rWtd | 0 | 0 | 0 | 0
SCECFLMFm2011CZ04 | CFL | SCE | MFm | 2011 | CZ04 | rWtd | 0 | 0 | 0 | 0
SCECFLMFm2011CZ05 | CFL | SCE | MFm | 2011 | CZ05 | rWtd | 0.98 | 1.01 | 1.01 | -0.0199
SCECFLMFm2011CZ06 | CFL | SCE | MFm | 2011 | CZ06 | rWtd | 1.05 | 1.17 | 1.17 | -0.0135
SCECFLMFm2011CZ07 | CFL | SCE | MFm | 2011 | CZ07 | rWtd | 0 | 0 | 0 | 0
SCECFLMFm2011CZ08 | CFL | SCE | MFm | 2011 | CZ08 | rWtd | 1.12 | 1.38 | 1.38 | -0.0103
SCECFLMFm2011CZ09 | CFL | SCE | MFm | 2011 | CZ09 | rWtd | 1.12 | 1.44 | 1.44 | -0.0107
SCECFLMFm2011CZ10 | CFL | SCE | MFm | 2011 | CZ10 | rWtd | 1.11 | 1.49 | 1.49 | -0.0103
SCECFLMFm2011CZ11 | CFL | SCE | MFm | 2011 | CZ11 | rWtd | 0 | 0 | 0 | 0
SCECFLMFm2011CZ12 | CFL | SCE | MFm | 2011 | CZ12 | rWtd | 0 | 0 | 0 | 0
SCECFLMFm2011CZ13 | CFL | SCE | MFm | 2011 | CZ13 | rWtd | 1.12 | 1.38 | 1.38 | -0.0141
SCECFLMFm2011CZ14 | CFL | SCE | MFm | 2011 | CZ14 | rWtd | 1.12 | 1.34 | 1.34 | -0.0138
SCECFLMFm2011CZ15 | CFL | SCE | MFm | 2011 | CZ15 | rWtd | 1.17 | 1.35 | 1.35 | -0.00463
SCECFLMFm2011CZ16 | CFL | SCE | MFm | 2011 | CZ16 | rWtd | 1.06 | 1.31 | 1.31 | -0.0191
SCECFLMFm2014CZ01 | CFL | SCE | MFm | 2014 | CZ01 | rWtd | 0 | 0 | 0 | 0
SCECFLMFm2014CZ02 | CFL | SCE | MFm | 2014 | CZ02 | rWtd | 0 | 0 | 0 | 0
SCECFLMFm2014CZ03 | CFL | SCE | MFm | 2014 | CZ03 | rWtd | 0 | 0 | 0 | 0
SCECFLMFm2014CZ04 | CFL | SCE | MFm | 2014 | CZ04 | rWtd | 0 | 0 | 0 | 0
SCECFLMFm2014CZ05 | CFL | SCE | MFm | 2014 | CZ05 | rWtd | 1.02 | 1.02 | 1.02 | -0.0132
SCECFLMFm2014CZ06 | CFL | SCE | MFm | 2014 | CZ06 | rWtd | 1.06 | 1.08 | 1.08 | -0.012
SCECFLMFm2014CZ07 | CFL | SCE | MFm | 2014 | CZ07 | rWtd | 0 | 0 | 0 | 0
SCECFLMFm2014CZ08 | CFL | SCE | MFm | 2014 | CZ08 | rWtd | 1.13 | 1.37 | 1.37 | -0.00888
SCECFLMFm2014CZ09 | CFL | SCE | MFm | 2014 | CZ09 | rWtd | 1.13 | 1.46 | 1.46 | -0.00946
SCECFLMFm2014CZ10 | CFL | SCE | MFm | 2014 | CZ10 | rWtd | 1.12 | 1.5 | 1.5 | -0.009
SCECFLMFm2014CZ11 | CFL | SCE | MFm | 2014 | CZ11 | rWtd | 0 | 0 | 0 | 0
SCECFLMFm2014CZ12 | CFL | SCE | MFm | 2014 | CZ12 | rWtd | 0 | 0 | 0 | 0
SCECFLMFm2014CZ13 | CFL | SCE | MFm | 2014 | CZ13 | rWtd | 1.13 | 1.41 | 1.41 | -0.0137
SCECFLMFm2014CZ14 | CFL | SCE | MFm | 2014 | CZ14 | rWtd | 1.12 | 1.38 | 1.38 | -0.0137
SCECFLMFm2014CZ15 | CFL | SCE | MFm | 2014 | CZ15 | rWtd | 1.17 | 1.35 | 1.35 | -0.00421
SCECFLMFm2014CZ16 | CFL | SCE | MFm | 2014 | CZ16 | rWtd | 1.05 | 1.3 | 1.3 | -0.0207
SDGCFLSFm1975CZ01 | CFL | SDG | SFm | 1975 | CZ01 | rWtd | 0 | 0 | 0 | 0
SDGCFLSFm1975CZ02 | CFL | SDG | SFm | 1975 | CZ02 | rWtd | 0 | 0 | 0 | 0
SDGCFLSFm1975CZ03 | CFL | SDG | SFm | 1975 | CZ03 | rWtd | 0 | 0 | 0 | 0
SDGCFLSFm1975CZ04 | CFL | SDG | SFm | 1975 | CZ04 | rWtd | 0 | 0 | 0 | 0
SDGCFLSFm1975CZ05 | CFL | SDG | SFm | 1975 | CZ05 | rWtd | 0 | 0 | 0 | 0
SDGCFLSFm1975CZ06 | CFL | SDG | SFm | 1975 | CZ06 | rWtd | 1.02 | 1.5 | 1.5 | -0.0197
SDGCFLSFm1975CZ07 | CFL | SDG | SFm | 1975 | CZ07 | rWtd | 1.01 | 1.2 | 1.2 | -0.0196
SDGCFLSFm1975CZ08 | CFL | SDG | SFm | 1975 | CZ08 | rWtd | 1.08 | 1.52 | 1.52 | -0.0187
SDGCFLSFm1975CZ09 | CFL | SDG | SFm | 1975 | CZ09 | rWtd | 0 | 0 | 0 | 0
SDGCFLSFm1975CZ10 | CFL | SDG | SFm | 1975 | CZ10 | rWtd | 1.06 | 1.47 | 1.47 | -0.021
SDGCFLSFm1975CZ11 | CFL | SDG | SFm | 1975 | CZ11 | rWtd | 0 | 0 | 0 | 0
SDGCFLSFm1975CZ12 | CFL | SDG | SFm | 1975 | CZ12 | rWtd | 0 | 0 | 0 | 0
SDGCFLSFm1975CZ13 | CFL | SDG | SFm | 1975 | CZ13 | rWtd | 0 | 0 | 0 | 0
SDGCFLSFm1975CZ14 | CFL | SDG | SFm | 1975 | CZ14 | rWtd | 1.1 | 1.41 | 1.41 | -0.0204
SDGCFLSFm1975CZ15 | CFL | SDG | SFm | 1975 | CZ15 | rWtd | 1.22 | 1.6 | 1.6 | -0.0129
SDGCFLSFm1975CZ16 | CFL | SDG | SFm | 1975 | CZ16 | rWtd | 0 | 0 | 0 | 0
SDGCFLSFm1985CZ01 | CFL | SDG | SFm | 1985 | CZ01 | rWtd | 0 | 0 | 0 | 0
SDGCFLSFm1985CZ02 | CFL | SDG | SFm | 1985 | CZ02 | rWtd | 0 | 0 | 0 | 0
SDGCFLSFm1985CZ03 | CFL | SDG | SFm | 1985 | CZ03 | rWtd | 0 | 0 | 0 | 0
SDGCFLSFm1985CZ04 | CFL | SDG | SFm | 1985 | CZ04 | rWtd | 0 | 0 | 0 | 0
SDGCFLSFm1985CZ05 | CFL | SDG | SFm | 1985 | CZ05 | rWtd | 0 | 0 | 0 | 0
SDGCFLSFm1985CZ06 | CFL | SDG | SFm | 1985 | CZ06 | rWtd | 1.01 | 1.03 | 1.03 | -0.0216
SDGCFLSFm1985CZ07 | CFL | SDG | SFm | 1985 | CZ07 | rWtd | 1.01 | 1.31 | 1.31 | -0.0208
SDGCFLSFm1985CZ08 | CFL | SDG | SFm | 1985 | CZ08 | rWtd | 1.07 | 1.86 | 1.86 | -0.0207
SDGCFLSFm1985CZ09 | CFL | SDG | SFm | 1985 | CZ09 | rWtd | 0 | 0 | 0 | 0
SDGCFLSFm1985CZ10 | CFL | SDG | SFm | 1985 | CZ10 | rWtd | 1.06 | 1.59 | 1.59 | -0.0229
SDGCFLSFm1985CZ11 | CFL | SDG | SFm | 1985 | CZ11 | rWtd | 0 | 0 | 0 | 0
SDGCFLSFm1985CZ12 | CFL | SDG | SFm | 1985 | CZ12 | rWtd | 0 | 0 | 0 | 0
SDGCFLSFm1985CZ13 | CFL | SDG | SFm | 1985 | CZ13 | rWtd | 0 | 0 | 0 | 0
SDGCFLSFm1985CZ14 | CFL | SDG | SFm | 1985 | CZ14 | rWtd | 1.09 | 1.4 | 1.4 | -0.0271
SDGCFLSFm1985CZ15 | CFL | SDG | SFm | 1985 | CZ15 | rWtd | 1.21 | 1.66 | 1.66 | -0.0172
SDGCFLSFm1985CZ16 | CFL | SDG | SFm | 1985 | CZ16 | rWtd | 0 | 0 | 0 | 0
SDGCFLSFm1996CZ01 | CFL | SDG | SFm | 1996 | CZ01 | rWtd | 0 | 0 | 0 | 0
SDGCFLSFm1996CZ02 | CFL | SDG | SFm | 1996 | CZ02 | rWtd | 0 | 0 | 0 | 0
SDGCFLSFm1996CZ03 | CFL | SDG | SFm | 1996 | CZ03 | rWtd | 0 | 0 | 0 | 0
SDGCFLSFm1996CZ04 | CFL | SDG | SFm | 1996 | CZ04 | rWtd | 0 | 0 | 0 | 0
SDGCFLSFm1996CZ05 | CFL | SDG | SFm | 1996 | CZ05 | rWtd | 0 | 0 | 0 | 0
SDGCFLSFm1996CZ06 | CFL | SDG | SFm | 1996 | CZ06 | rWtd | 1.01 | 1.04 | 1.04 | -0.0218
SDGCFLSFm1996CZ07 | CFL | SDG | SFm | 1996 | CZ07 | rWtd | 1 | 1.11 | 1.11 | -0.02
SDGCFLSFm1996CZ08 | CFL | SDG | SFm | 1996 | CZ08 | rWtd | 1.07 | 1.54 | 1.54 | -0.0195
SDGCFLSFm1996CZ09 | CFL | SDG | SFm | 1996 | CZ09 | rWtd | 0 | 0 | 0 | 0
SDGCFLSFm1996CZ10 | CFL | SDG | SFm | 1996 | CZ10 | rWtd | 1.06 | 1.48 | 1.48 | -0.0198
SDGCFLSFm1996CZ11 | CFL | SDG | SFm | 1996 | CZ11 | rWtd | 0 | 0 | 0 | 0
SDGCFLSFm1996CZ12 | CFL | SDG | SFm | 1996 | CZ12 | rWtd | 0 | 0 | 0 | 0
SDGCFLSFm1996CZ13 | CFL | SDG | SFm | 1996 | CZ13 | rWtd | 0 | 0 | 0 | 0
SDGCFLSFm1996CZ14 | CFL | SDG | SFm | 1996 | CZ14 | rWtd | 1.09 | 1.39 | 1.39 | -0.024
SDGCFLSFm1996CZ15 | CFL | SDG | SFm | 1996 | CZ15 | rWtd | 1.22 | 1.53 | 1.53 | -0.0161
SDGCFLSFm1996CZ16 | CFL | SDG | SFm | 1996 | CZ16 | rWtd | 0 | 0 | 0 | 0
SDGCFLSFm2003CZ01 | CFL | SDG | SFm | 2003 | CZ01 | rWtd | 0 | 0 | 0 | 0
SDGCFLSFm2003CZ02 | CFL | SDG | SFm | 2003 | CZ02 | rWtd | 0 | 0 | 0 | 0
SDGCFLSFm2003CZ03 | CFL | SDG | SFm | 2003 | CZ03 | rWtd | 0 | 0 | 0 | 0
SDGCFLSFm2003CZ04 | CFL | SDG | SFm | 2003 | CZ04 | rWtd | 0 | 0 | 0 | 0
SDGCFLSFm2003CZ05 | CFL | SDG | SFm | 2003 | CZ05 | rWtd | 0 | 0 | 0 | 0
SDGCFLSFm2003CZ06 | CFL | SDG | SFm | 2003 | CZ06 | rWtd | 1.03 | 1.28 | 1.28 | -0.0183
SDGCFLSFm2003CZ07 | CFL | SDG | SFm | 2003 | CZ07 | rWtd | 1.02 | 1.18 | 1.18 | -0.0205
SDGCFLSFm2003CZ08 | CFL | SDG | SFm | 2003 | CZ08 | rWtd | 1.11 | 1.39 | 1.39 | -0.0183
SDGCFLSFm2003CZ09 | CFL | SDG | SFm | 2003 | CZ09 | rWtd | 0 | 0 | 0 | 0
SDGCFLSFm2003CZ10 | CFL | SDG | SFm | 2003 | CZ10 | rWtd | 1.07 | 1.37 | 1.37 | -0.0217
SDGCFLSFm2003CZ11 | CFL | SDG | SFm | 2003 | CZ11 | rWtd | 0 | 0 | 0 | 0
SDGCFLSFm2003CZ12 | CFL | SDG | SFm | 2003 | CZ12 | rWtd | 0 | 0 | 0 | 0
SDGCFLSFm2003CZ13 | CFL | SDG | SFm | 2003 | CZ13 | rWtd | 0 | 0 | 0 | 0
SDGCFLSFm2003CZ14 | CFL | SDG | SFm | 2003 | CZ14 | rWtd | 1.1 | 1.29 | 1.29 | -0.0241
SDGCFLSFm2003CZ15 | CFL | SDG | SFm | 2003 | CZ15 | rWtd | 1.21 | 1.51 | 1.51 | -0.0141
SDGCFLSFm2003CZ16 | CFL | SDG | SFm | 2003 | CZ16 | rWtd | 0 | 0 | 0 | 0
SDGCFLSFm2007CZ01 | CFL | SDG | SFm | 2007 | CZ01 | rWtd | 0 | 0 | 0 | 0
SDGCFLSFm2007CZ02 | CFL | SDG | SFm | 2007 | CZ02 | rWtd | 0 | 0 | 0 | 0
SDGCFLSFm2007CZ03 | CFL | SDG | SFm | 2007 | CZ03 | rWtd | 0 | 0 | 0 | 0
SDGCFLSFm2007CZ04 | CFL | SDG | SFm | 2007 | CZ04 | rWtd | 0 | 0 | 0 | 0
SDGCFLSFm2007CZ05 | CFL | SDG | SFm | 2007 | CZ05 | rWtd | 0 | 0 | 0 | 0
SDGCFLSFm2007CZ06 | CFL | SDG | SFm | 2007 | CZ06 | rWtd | 1.03 | 1.33 | 1.33 | -0.0179
SDGCFLSFm2007CZ07 | CFL | SDG | SFm | 2007 | CZ07 | rWtd | 1.02 | 1.11 | 1.11 | -0.0209
SDGCFLSFm2007CZ08 | CFL | SDG | SFm | 2007 | CZ08 | rWtd | 1.12 | 1.34 | 1.34 | -0.0177
SDGCFLSFm2007CZ09 | CFL | SDG | SFm | 2007 | CZ09 | rWtd | 0 | 0 | 0 | 0
SDGCFLSFm2007CZ10 | CFL | SDG | SFm | 2007 | CZ10 | rWtd | 1.1 | 1.46 | 1.46 | -0.0211
SDGCFLSFm2007CZ11 | CFL | SDG | SFm | 2007 | CZ11 | rWtd | 0 | 0 | 0 | 0
SDGCFLSFm2007CZ12 | CFL | SDG | SFm | 2007 | CZ12 | rWtd | 0 | 0 | 0 | 0
SDGCFLSFm2007CZ13 | CFL | SDG | SFm | 2007 | CZ13 | rWtd | 0 | 0 | 0 | 0
SDGCFLSFm2007CZ14 | CFL | SDG | SFm | 2007 | CZ14 | rWtd | 1.02 | 1.15 | 1.15 | -0.0245
SDGCFLSFm2007CZ15 | CFL | SDG | SFm | 2007 | CZ15 | rWtd | 1.11 | 1.29 | 1.29 | -0.0144
SDGCFLSFm2007CZ16 | CFL | SDG | SFm | 2007 | CZ16 | rWtd | 0 | 0 | 0 | 0
SDGCFLSFm2011CZ01 | CFL | SDG | SFm | 2011 | CZ01 | rWtd | 0 | 0 | 0 | 0
SDGCFLSFm2011CZ02 | CFL | SDG | SFm | 2011 | CZ02 | rWtd | 0 | 0 | 0 | 0
SDGCFLSFm2011CZ03 | CFL | SDG | SFm | 2011 | CZ03 | rWtd | 0 | 0 | 0 | 0
SDGCFLSFm2011CZ04 | CFL | SDG | SFm | 2011 | CZ04 | rWtd | 0 | 0 | 0 | 0
SDGCFLSFm2011CZ05 | CFL | SDG | SFm | 2011 | CZ05 | rWtd | 0 | 0 | 0 | 0
SDGCFLSFm2011CZ06 | CFL | SDG | SFm | 2011 | CZ06 | rWtd | 1.01 | 1.14 | 1.14 | -0.0193
SDGCFLSFm2011CZ07 | CFL | SDG | SFm | 2011 | CZ07 | rWtd | 1.04 | 1.17 | 1.17 | -0.0171
SDGCFLSFm2011CZ08 | CFL | SDG | SFm | 2011 | CZ08 | rWtd | 1.14 | 1.38 | 1.38 | -0.0157
SDGCFLSFm2011CZ09 | CFL | SDG | SFm | 2011 | CZ09 | rWtd | 0 | 0 | 0 | 0
SDGCFLSFm2011CZ10 | CFL | SDG | SFm | 2011 | CZ10 | rWtd | 1.11 | 1.52 | 1.52 | -0.0201
SDGCFLSFm2011CZ11 | CFL | SDG | SFm | 2011 | CZ11 | rWtd | 0 | 0 | 0 | 0
SDGCFLSFm2011CZ12 | CFL | SDG | SFm | 2011 | CZ12 | rWtd | 0 | 0 | 0 | 0
SDGCFLSFm2011CZ13 | CFL | SDG | SFm | 2011 | CZ13 | rWtd | 0 | 0 | 0 | 0
SDGCFLSFm2011CZ14 | CFL | SDG | SFm | 2011 | CZ14 | rWtd | 1.03 | 1.15 | 1.15 | -0.0237
SDGCFLSFm2011CZ15 | CFL | SDG | SFm | 2011 | CZ15 | rWtd | 1.12 | 1.3 | 1.3 | -0.0132
SDGCFLSFm2011CZ16 | CFL | SDG | SFm | 2011 | CZ16 | rWtd | 0 | 0 | 0 | 0
SDGCFLSFm2014CZ01 | CFL | SDG | SFm | 2014 | CZ01 | rWtd | 0 | 0 | 0 | 0
SDGCFLSFm2014CZ02 | CFL | SDG | SFm | 2014 | CZ02 | rWtd | 0 | 0 | 0 | 0
SDGCFLSFm2014CZ03 | CFL | SDG | SFm | 2014 | CZ03 | rWtd | 0 | 0 | 0 | 0
SDGCFLSFm2014CZ04 | CFL | SDG | SFm | 2014 | CZ04 | rWtd | 0 | 0 | 0 | 0
SDGCFLSFm2014CZ05 | CFL | SDG | SFm | 2014 | CZ05 | rWtd | 0 | 0 | 0 | 0
SDGCFLSFm2014CZ06 | CFL | SDG | SFm | 2014 | CZ06 | rWtd | 1.01 | 1.2 | 1.2 | -0.0189
SDGCFLSFm2014CZ07 | CFL | SDG | SFm | 2014 | CZ07 | rWtd | 1.03 | 1.17 | 1.17 | -0.017
SDGCFLSFm2014CZ08 | CFL | SDG | SFm | 2014 | CZ08 | rWtd | 1.14 | 1.44 | 1.44 | -0.0158
SDGCFLSFm2014CZ09 | CFL | SDG | SFm | 2014 | CZ09 | rWtd | 0 | 0 | 0 | 0
SDGCFLSFm2014CZ10 | CFL | SDG | SFm | 2014 | CZ10 | rWtd | 1.11 | 1.46 | 1.46 | -0.02
SDGCFLSFm2014CZ11 | CFL | SDG | SFm | 2014 | CZ11 | rWtd | 0 | 0 | 0 | 0
SDGCFLSFm2014CZ12 | CFL | SDG | SFm | 2014 | CZ12 | rWtd | 0 | 0 | 0 | 0
SDGCFLSFm2014CZ13 | CFL | SDG | SFm | 2014 | CZ13 | rWtd | 0 | 0 | 0 | 0
SDGCFLSFm2014CZ14 | CFL | SDG | SFm | 2014 | CZ14 | rWtd | 1.02 | 1.17 | 1.17 | -0.0244
SDGCFLSFm2014CZ15 | CFL | SDG | SFm | 2014 | CZ15 | rWtd | 1.12 | 1.31 | 1.31 | -0.0134
SDGCFLSFm2014CZ16 | CFL | SDG | SFm | 2014 | CZ16 | rWtd | 0 | 0 | 0 | 0
SDGCFLMFm1975CZ01 | CFL | SDG | MFm | 1975 | CZ01 | rWtd | 0 | 0 | 0 | 0
SDGCFLMFm1975CZ02 | CFL | SDG | MFm | 1975 | CZ02 | rWtd | 0 | 0 | 0 | 0
SDGCFLMFm1975CZ03 | CFL | SDG | MFm | 1975 | CZ03 | rWtd | 0 | 0 | 0 | 0
SDGCFLMFm1975CZ04 | CFL | SDG | MFm | 1975 | CZ04 | rWtd | 0 | 0 | 0 | 0
SDGCFLMFm1975CZ05 | CFL | SDG | MFm | 1975 | CZ05 | rWtd | 0 | 0 | 0 | 0
SDGCFLMFm1975CZ06 | CFL | SDG | MFm | 1975 | CZ06 | rWtd | 1.01 | 1.17 | 1.17 | -0.0151
SDGCFLMFm1975CZ07 | CFL | SDG | MFm | 1975 | CZ07 | rWtd | 1.01 | 1.11 | 1.11 | -0.0111
SDGCFLMFm1975CZ08 | CFL | SDG | MFm | 1975 | CZ08 | rWtd | 1.06 | 1.36 | 1.36 | -0.015
SDGCFLMFm1975CZ09 | CFL | SDG | MFm | 1975 | CZ09 | rWtd | 0 | 0 | 0 | 0
SDGCFLMFm1975CZ10 | CFL | SDG | MFm | 1975 | CZ10 | rWtd | 1.07 | 1.41 | 1.41 | -0.0155
SDGCFLMFm1975CZ11 | CFL | SDG | MFm | 1975 | CZ11 | rWtd | 0 | 0 | 0 | 0
SDGCFLMFm1975CZ12 | CFL | SDG | MFm | 1975 | CZ12 | rWtd | 0 | 0 | 0 | 0
SDGCFLMFm1975CZ13 | CFL | SDG | MFm | 1975 | CZ13 | rWtd | 0 | 0 | 0 | 0
SDGCFLMFm1975CZ14 | CFL | SDG | MFm | 1975 | CZ14 | rWtd | 1.13 | 1.43 | 1.43 | -0.0175
SDGCFLMFm1975CZ15 | CFL | SDG | MFm | 1975 | CZ15 | rWtd | 1.23 | 1.45 | 1.45 | -0.00837
SDGCFLMFm1975CZ16 | CFL | SDG | MFm | 1975 | CZ16 | rWtd | 0 | 0 | 0 | 0
SDGCFLMFm1985CZ01 | CFL | SDG | MFm | 1985 | CZ01 | rWtd | 0 | 0 | 0 | 0
SDGCFLMFm1985CZ02 | CFL | SDG | MFm | 1985 | CZ02 | rWtd | 0 | 0 | 0 | 0
SDGCFLMFm1985CZ03 | CFL | SDG | MFm | 1985 | CZ03 | rWtd | 0 | 0 | 0 | 0
SDGCFLMFm1985CZ04 | CFL | SDG | MFm | 1985 | CZ04 | rWtd | 0 | 0 | 0 | 0
SDGCFLMFm1985CZ05 | CFL | SDG | MFm | 1985 | CZ05 | rWtd | 0 | 0 | 0 | 0
SDGCFLMFm1985CZ06 | CFL | SDG | MFm | 1985 | CZ06 | rWtd | 1 | 1.21 | 1.21 | -0.0165
SDGCFLMFm1985CZ07 | CFL | SDG | MFm | 1985 | CZ07 | rWtd | 1.01 | 1.11 | 1.11 | -0.0118
SDGCFLMFm1985CZ08 | CFL | SDG | MFm | 1985 | CZ08 | rWtd | 1.08 | 1.32 | 1.32 | -0.0134
SDGCFLMFm1985CZ09 | CFL | SDG | MFm | 1985 | CZ09 | rWtd | 0 | 0 | 0 | 0
SDGCFLMFm1985CZ10 | CFL | SDG | MFm | 1985 | CZ10 | rWtd | 1.07 | 1.45 | 1.45 | -0.015
SDGCFLMFm1985CZ11 | CFL | SDG | MFm | 1985 | CZ11 | rWtd | 0 | 0 | 0 | 0
SDGCFLMFm1985CZ12 | CFL | SDG | MFm | 1985 | CZ12 | rWtd | 0 | 0 | 0 | 0
SDGCFLMFm1985CZ13 | CFL | SDG | MFm | 1985 | CZ13 | rWtd | 0 | 0 | 0 | 0
SDGCFLMFm1985CZ14 | CFL | SDG | MFm | 1985 | CZ14 | rWtd | 1.13 | 1.45 | 1.45 | -0.0162
SDGCFLMFm1985CZ15 | CFL | SDG | MFm | 1985 | CZ15 | rWtd | 1.22 | 1.45 | 1.45 | -0.00803
SDGCFLMFm1985CZ16 | CFL | SDG | MFm | 1985 | CZ16 | rWtd | 0 | 0 | 0 | 0
SDGCFLMFm1996CZ01 | CFL | SDG | MFm | 1996 | CZ01 | rWtd | 0 | 0 | 0 | 0
SDGCFLMFm1996CZ02 | CFL | SDG | MFm | 1996 | CZ02 | rWtd | 0 | 0 | 0 | 0
SDGCFLMFm1996CZ03 | CFL | SDG | MFm | 1996 | CZ03 | rWtd | 0 | 0 | 0 | 0
SDGCFLMFm1996CZ04 | CFL | SDG | MFm | 1996 | CZ04 | rWtd | 0 | 0 | 0 | 0
SDGCFLMFm1996CZ05 | CFL | SDG | MFm | 1996 | CZ05 | rWtd | 0 | 0 | 0 | 0
SDGCFLMFm1996CZ06 | CFL | SDG | MFm | 1996 | CZ06 | rWtd | 1.01 | 1.18 | 1.18 | -0.015
SDGCFLMFm1996CZ07 | CFL | SDG | MFm | 1996 | CZ07 | rWtd | 1.02 | 1.09 | 1.09 | -0.0107
SDGCFLMFm1996CZ08 | CFL | SDG | MFm | 1996 | CZ08 | rWtd | 1.09 | 1.32 | 1.32 | -0.0123
SDGCFLMFm1996CZ09 | CFL | SDG | MFm | 1996 | CZ09 | rWtd | 0 | 0 | 0 | 0
SDGCFLMFm1996CZ10 | CFL | SDG | MFm | 1996 | CZ10 | rWtd | 1.04 | 1.43 | 1.43 | -0.0153
SDGCFLMFm1996CZ11 | CFL | SDG | MFm | 1996 | CZ11 | rWtd | 0 | 0 | 0 | 0
SDGCFLMFm1996CZ12 | CFL | SDG | MFm | 1996 | CZ12 | rWtd | 0 | 0 | 0 | 0
SDGCFLMFm1996CZ13 | CFL | SDG | MFm | 1996 | CZ13 | rWtd | 0 | 0 | 0 | 0
SDGCFLMFm1996CZ14 | CFL | SDG | MFm | 1996 | CZ14 | rWtd | 1.15 | 1.32 | 1.32 | -0.015
SDGCFLMFm1996CZ15 | CFL | SDG | MFm | 1996 | CZ15 | rWtd | 1.19 | 1.47 | 1.47 | -0.00689
SDGCFLMFm1996CZ16 | CFL | SDG | MFm | 1996 | CZ16 | rWtd | 0 | 0 | 0 | 0
SDGCFLMFm2003CZ01 | CFL | SDG | MFm | 2003 | CZ01 | rWtd | 0 | 0 | 0 | 0
SDGCFLMFm2003CZ02 | CFL | SDG | MFm | 2003 | CZ02 | rWtd | 0 | 0 | 0 | 0
SDGCFLMFm2003CZ03 | CFL | SDG | MFm | 2003 | CZ03 | rWtd | 0 | 0 | 0 | 0
SDGCFLMFm2003CZ04 | CFL | SDG | MFm | 2003 | CZ04 | rWtd | 0 | 0 | 0 | 0
SDGCFLMFm2003CZ05 | CFL | SDG | MFm | 2003 | CZ05 | rWtd | 0 | 0 | 0 | 0
SDGCFLMFm2003CZ06 | CFL | SDG | MFm | 2003 | CZ06 | rWtd | 1.01 | 1.14 | 1.14 | -0.015
SDGCFLMFm2003CZ07 | CFL | SDG | MFm | 2003 | CZ07 | rWtd | 1.01 | 1.19 | 1.19 | -0.0114
SDGCFLMFm2003CZ08 | CFL | SDG | MFm | 2003 | CZ08 | rWtd | 1.08 | 1.39 | 1.39 | -0.0125
SDGCFLMFm2003CZ09 | CFL | SDG | MFm | 2003 | CZ09 | rWtd | 0 | 0 | 0 | 0
SDGCFLMFm2003CZ10 | CFL | SDG | MFm | 2003 | CZ10 | rWtd | 1.07 | 1.49 | 1.49 | -0.0122
SDGCFLMFm2003CZ11 | CFL | SDG | MFm | 2003 | CZ11 | rWtd | 0 | 0 | 0 | 0
SDGCFLMFm2003CZ12 | CFL | SDG | MFm | 2003 | CZ12 | rWtd | 0 | 0 | 0 | 0
SDGCFLMFm2003CZ13 | CFL | SDG | MFm | 2003 | CZ13 | rWtd | 0 | 0 | 0 | 0
SDGCFLMFm2003CZ14 | CFL | SDG | MFm | 2003 | CZ14 | rWtd | 1.16 | 1.3 | 1.3 | -0.0151
SDGCFLMFm2003CZ15 | CFL | SDG | MFm | 2003 | CZ15 | rWtd | 1.18 | 1.45 | 1.45 | -0.00713
SDGCFLMFm2003CZ16 | CFL | SDG | MFm | 2003 | CZ16 | rWtd | 0 | 0 | 0 | 0
SDGCFLMFm2007CZ01 | CFL | SDG | MFm | 2007 | CZ01 | rWtd | 0 | 0 | 0 | 0
SDGCFLMFm2007CZ02 | CFL | SDG | MFm | 2007 | CZ02 | rWtd | 0 | 0 | 0 | 0
SDGCFLMFm2007CZ03 | CFL | SDG | MFm | 2007 | CZ03 | rWtd | 0 | 0 | 0 | 0
SDGCFLMFm2007CZ04 | CFL | SDG | MFm | 2007 | CZ04 | rWtd | 0 | 0 | 0 | 0
SDGCFLMFm2007CZ05 | CFL | SDG | MFm | 2007 | CZ05 | rWtd | 0 | 0 | 0 | 0
SDGCFLMFm2007CZ06 | CFL | SDG | MFm | 2007 | CZ06 | rWtd | 1.06 | 1.28 | 1.28 | -0.0138
SDGCFLMFm2007CZ07 | CFL | SDG | MFm | 2007 | CZ07 | rWtd | 1.07 | 1.26 | 1.26 | -0.00807
SDGCFLMFm2007CZ08 | CFL | SDG | MFm | 2007 | CZ08 | rWtd | 1.11 | 1.45 | 1.45 | -0.0126
SDGCFLMFm2007CZ09 | CFL | SDG | MFm | 2007 | CZ09 | rWtd | 0 | 0 | 0 | 0
SDGCFLMFm2007CZ10 | CFL | SDG | MFm | 2007 | CZ10 | rWtd | 1.01 | 1.14 | 1.14 | -0.0124
SDGCFLMFm2007CZ11 | CFL | SDG | MFm | 2007 | CZ11 | rWtd | 0 | 0 | 0 | 0
SDGCFLMFm2007CZ12 | CFL | SDG | MFm | 2007 | CZ12 | rWtd | 0 | 0 | 0 | 0
SDGCFLMFm2007CZ13 | CFL | SDG | MFm | 2007 | CZ13 | rWtd | 0 | 0 | 0 | 0
SDGCFLMFm2007CZ14 | CFL | SDG | MFm | 2007 | CZ14 | rWtd | 1.09 | 1.28 | 1.28 | -0.0153
SDGCFLMFm2007CZ15 | CFL | SDG | MFm | 2007 | CZ15 | rWtd | 1.14 | 1.3 | 1.3 | -0.00575
SDGCFLMFm2007CZ16 | CFL | SDG | MFm | 2007 | CZ16 | rWtd | 0 | 0 | 0 | 0
SDGCFLMFm2011CZ01 | CFL | SDG | MFm | 2011 | CZ01 | rWtd | 0 | 0 | 0 | 0
SDGCFLMFm2011CZ02 | CFL | SDG | MFm | 2011 | CZ02 | rWtd | 0 | 0 | 0 | 0
SDGCFLMFm2011CZ03 | CFL | SDG | MFm | 2011 | CZ03 | rWtd | 0 | 0 | 0 | 0
SDGCFLMFm2011CZ04 | CFL | SDG | MFm | 2011 | CZ04 | rWtd | 0 | 0 | 0 | 0
SDGCFLMFm2011CZ05 | CFL | SDG | MFm | 2011 | CZ05 | rWtd | 0 | 0 | 0 | 0
SDGCFLMFm2011CZ06 | CFL | SDG | MFm | 2011 | CZ06 | rWtd | 1.06 | 1.19 | 1.19 | -0.0133
SDGCFLMFm2011CZ07 | CFL | SDG | MFm | 2011 | CZ07 | rWtd | 1.1 | 1.28 | 1.28 | -0.00501
SDGCFLMFm2011CZ08 | CFL | SDG | MFm | 2011 | CZ08 | rWtd | 1.13 | 1.41 | 1.41 | -0.0102
SDGCFLMFm2011CZ09 | CFL | SDG | MFm | 2011 | CZ09 | rWtd | 0 | 0 | 0 | 0
SDGCFLMFm2011CZ10 | CFL | SDG | MFm | 2011 | CZ10 | rWtd | 1.02 | 1.14 | 1.14 | -0.0109
SDGCFLMFm2011CZ11 | CFL | SDG | MFm | 2011 | CZ11 | rWtd | 0 | 0 | 0 | 0
SDGCFLMFm2011CZ12 | CFL | SDG | MFm | 2011 | CZ12 | rWtd | 0 | 0 | 0 | 0
SDGCFLMFm2011CZ13 | CFL | SDG | MFm | 2011 | CZ13 | rWtd | 0 | 0 | 0 | 0
SDGCFLMFm2011CZ14 | CFL | SDG | MFm | 2011 | CZ14 | rWtd | 1.1 | 1.29 | 1.29 | -0.0142
SDGCFLMFm2011CZ15 | CFL | SDG | MFm | 2011 | CZ15 | rWtd | 1.15 | 1.3 | 1.3 | -0.00472
SDGCFLMFm2011CZ16 | CFL | SDG | MFm | 2011 | CZ16 | rWtd | 0 | 0 | 0 | 0
SDGCFLMFm2014CZ01 | CFL | SDG | MFm | 2014 | CZ01 | rWtd | 0 | 0 | 0 | 0
SDGCFLMFm2014CZ02 | CFL | SDG | MFm | 2014 | CZ02 | rWtd | 0 | 0 | 0 | 0
SDGCFLMFm2014CZ03 | CFL | SDG | MFm | 2014 | CZ03 | rWtd | 0 | 0 | 0 | 0
SDGCFLMFm2014CZ04 | CFL | SDG | MFm | 2014 | CZ04 | rWtd | 0 | 0 | 0 | 0
SDGCFLMFm2014CZ05 | CFL | SDG | MFm | 2014 | CZ05 | rWtd | 0 | 0 | 0 | 0
SDGCFLMFm2014CZ06 | CFL | SDG | MFm | 2014 | CZ06 | rWtd | 1.07 | 1.08 | 1.08 | -0.0118
SDGCFLMFm2014CZ07 | CFL | SDG | MFm | 2014 | CZ07 | rWtd | 1.11 | 1.25 | 1.25 | -0.00361
SDGCFLMFm2014CZ08 | CFL | SDG | MFm | 2014 | CZ08 | rWtd | 1.14 | 1.4 | 1.4 | -0.00881
SDGCFLMFm2014CZ09 | CFL | SDG | MFm | 2014 | CZ09 | rWtd | 0 | 0 | 0 | 0
SDGCFLMFm2014CZ10 | CFL | SDG | MFm | 2014 | CZ10 | rWtd | 1.03 | 1.15 | 1.15 | -0.00961
SDGCFLMFm2014CZ11 | CFL | SDG | MFm | 2014 | CZ11 | rWtd | 0 | 0 | 0 | 0
SDGCFLMFm2014CZ12 | CFL | SDG | MFm | 2014 | CZ12 | rWtd | 0 | 0 | 0 | 0
SDGCFLMFm2014CZ13 | CFL | SDG | MFm | 2014 | CZ13 | rWtd | 0 | 0 | 0 | 0
SDGCFLMFm2014CZ14 | CFL | SDG | MFm | 2014 | CZ14 | rWtd | 1.1 | 1.32 | 1.32 | -0.014
SDGCFLMFm2014CZ15 | CFL | SDG | MFm | 2014 | CZ15 | rWtd | 1.15 | 1.3 | 1.3 | -0.0043
SDGCFLMFm2014CZ16 | CFL | SDG | MFm | 2014 | CZ16 | rWtd | 0 | 0 | 0 | 0
PGECFLDMoMH72CZ01 | CFL | PGE | DMo | MH72 | CZ01 | rWtd | 0.96 | 1.05 | 1.05 | -0.0241
PGECFLDMoMH72CZ02 | CFL | PGE | DMo | MH72 | CZ02 | rWtd | 1.08 | 1.41 | 1.41 | -0.021
PGECFLDMoMH72CZ03 | CFL | PGE | DMo | MH72 | CZ03 | rWtd | 1.01 | 1 | 1 | -0.0217
PGECFLDMoMH72CZ04 | CFL | PGE | DMo | MH72 | CZ04 | rWtd | 1.12 | 1.53 | 1.53 | -0.0164
PGECFLDMoMH72CZ05 | CFL | PGE | DMo | MH72 | CZ05 | rWtd | 0.96 | 1 | 1 | -0.0246
PGECFLDMoMH72CZ06 | CFL | PGE | DMo | MH72 | CZ06 | rWtd | 0 | 0 | 0 | 0
PGECFLDMoMH72CZ07 | CFL | PGE | DMo | MH72 | CZ07 | rWtd | 0 | 0 | 0 | 0
PGECFLDMoMH72CZ08 | CFL | PGE | DMo | MH72 | CZ08 | rWtd | 0 | 0 | 0 | 0
PGECFLDMoMH72CZ09 | CFL | PGE | DMo | MH72 | CZ09 | rWtd | 0 | 0 | 0 | 0
PGECFLDMoMH72CZ10 | CFL | PGE | DMo | MH72 | CZ10 | rWtd | 0 | 0 | 0 | 0
PGECFLDMoMH72CZ11 | CFL | PGE | DMo | MH72 | CZ11 | rWtd | 1.17 | 1.73 | 1.73 | -0.0175
PGECFLDMoMH72CZ12 | CFL | PGE | DMo | MH72 | CZ12 | rWtd | 1.15 | 1.78 | 1.78 | -0.0195
PGECFLDMoMH72CZ13 | CFL | PGE | DMo | MH72 | CZ13 | rWtd | 1.18 | 1.75 | 1.75 | -0.0184
PGECFLDMoMH72CZ14 | CFL | PGE | DMo | MH72 | CZ14 | rWtd | 0 | 0 | 0 | 0
PGECFLDMoMH72CZ15 | CFL | PGE | DMo | MH72 | CZ15 | rWtd | 0 | 0 | 0 | 0
PGECFLDMoMH72CZ16 | CFL | PGE | DMo | MH72 | CZ16 | rWtd | 1.04 | 1.35 | 1.35 | -0.0238
PGECFLDMoMH85CZ01 | CFL | PGE | DMo | MH85 | CZ01 | rWtd | 0.95 | 1.01 | 1.01 | -0.0246
PGECFLDMoMH85CZ02 | CFL | PGE | DMo | MH85 | CZ02 | rWtd | 1.09 | 1.67 | 1.67 | -0.0246
PGECFLDMoMH85CZ03 | CFL | PGE | DMo | MH85 | CZ03 | rWtd | 1.02 | 1 | 1 | -0.0246
PGECFLDMoMH85CZ04 | CFL | PGE | DMo | MH85 | CZ04 | rWtd | 1.11 | 1.6 | 1.6 | -0.0223
PGECFLDMoMH85CZ05 | CFL | PGE | DMo | MH85 | CZ05 | rWtd | 0.96 | 1.1 | 1.1 | -0.0246
PGECFLDMoMH85CZ06 | CFL | PGE | DMo | MH85 | CZ06 | rWtd | 0 | 0 | 0 | 0
PGECFLDMoMH85CZ07 | CFL | PGE | DMo | MH85 | CZ07 | rWtd | 0 | 0 | 0 | 0
PGECFLDMoMH85CZ08 | CFL | PGE | DMo | MH85 | CZ08 | rWtd | 0 | 0 | 0 | 0
PGECFLDMoMH85CZ09 | CFL | PGE | DMo | MH85 | CZ09 | rWtd | 0 | 0 | 0 | 0
PGECFLDMoMH85CZ10 | CFL | PGE | DMo | MH85 | CZ10 | rWtd | 0 | 0 | 0 | 0
PGECFLDMoMH85CZ11 | CFL | PGE | DMo | MH85 | CZ11 | rWtd | 1.19 | 1.69 | 1.69 | -0.0214
PGECFLDMoMH85CZ12 | CFL | PGE | DMo | MH85 | CZ12 | rWtd | 1.15 | 1.72 | 1.72 | -0.0221
PGECFLDMoMH85CZ13 | CFL | PGE | DMo | MH85 | CZ13 | rWtd | 1.19 | 1.76 | 1.76 | -0.0207
PGECFLDMoMH85CZ14 | CFL | PGE | DMo | MH85 | CZ14 | rWtd | 0 | 0 | 0 | 0
PGECFLDMoMH85CZ15 | CFL | PGE | DMo | MH85 | CZ15 | rWtd | 0 | 0 | 0 | 0
PGECFLDMoMH85CZ16 | CFL | PGE | DMo | MH85 | CZ16 | rWtd | 1.02 | 1.36 | 1.36 | -0.0246
PGECFLDMoMH00CZ01 | CFL | PGE | DMo | MH00 | CZ01 | rWtd | 0.96 | 1.02 | 1.02 | -0.0226
PGECFLDMoMH00CZ02 | CFL | PGE | DMo | MH00 | CZ02 | rWtd | 1.07 | 1.08 | 1.08 | -0.0211
PGECFLDMoMH00CZ03 | CFL | PGE | DMo | MH00 | CZ03 | rWtd | 1.01 | 1.03 | 1.03 | -0.0213
PGECFLDMoMH00CZ04 | CFL | PGE | DMo | MH00 | CZ04 | rWtd | 1.08 | 1.34 | 1.34 | -0.0178
PGECFLDMoMH00CZ05 | CFL | PGE | DMo | MH00 | CZ05 | rWtd | 0.95 | 1.13 | 1.13 | -0.0246
PGECFLDMoMH00CZ06 | CFL | PGE | DMo | MH00 | CZ06 | rWtd | 0 | 0 | 0 | 0
PGECFLDMoMH00CZ07 | CFL | PGE | DMo | MH00 | CZ07 | rWtd | 0 | 0 | 0 | 0
PGECFLDMoMH00CZ08 | CFL | PGE | DMo | MH00 | CZ08 | rWtd | 0 | 0 | 0 | 0
PGECFLDMoMH00CZ09 | CFL | PGE | DMo | MH00 | CZ09 | rWtd | 0 | 0 | 0 | 0
PGECFLDMoMH00CZ10 | CFL | PGE | DMo | MH00 | CZ10 | rWtd | 0 | 0 | 0 | 0
PGECFLDMoMH00CZ11 | CFL | PGE | DMo | MH00 | CZ11 | rWtd | 1.13 | 1.47 | 1.47 | -0.0212
PGECFLDMoMH00CZ12 | CFL | PGE | DMo | MH00 | CZ12 | rWtd | 1.13 | 1.51 | 1.51 | -0.0217
PGECFLDMoMH00CZ13 | CFL | PGE | DMo | MH00 | CZ13 | rWtd | 1.15 | 1.52 | 1.52 | -0.0208
PGECFLDMoMH00CZ14 | CFL | PGE | DMo | MH00 | CZ14 | rWtd | 0 | 0 | 0 | 0
PGECFLDMoMH00CZ15 | CFL | PGE | DMo | MH00 | CZ15 | rWtd | 0 | 0 | 0 | 0
PGECFLDMoMH00CZ16 | CFL | PGE | DMo | MH00 | CZ16 | rWtd | 1.03 | 1.27 | 1.27 | -0.0211
PGECFLDMoMH06CZ01 | CFL | PGE | DMo | MH06 | CZ01 | rWtd | 0.98 | 1.04 | 1.04 | -0.0242
PGECFLDMoMH06CZ02 | CFL | PGE | DMo | MH06 | CZ02 | rWtd | 1.09 | 1.96 | 1.96 | -0.0242
PGECFLDMoMH06CZ03 | CFL | PGE | DMo | MH06 | CZ03 | rWtd | 0.96 | 1.02 | 1.02 | -0.0235
PGECFLDMoMH06CZ04 | CFL | PGE | DMo | MH06 | CZ04 | rWtd | 1.07 | 1.3 | 1.3 | -0.018
PGECFLDMoMH06CZ05 | CFL | PGE | DMo | MH06 | CZ05 | rWtd | 0.95 | 1 | 1 | -0.0246
PGECFLDMoMH06CZ06 | CFL | PGE | DMo | MH06 | CZ06 | rWtd | 0 | 0 | 0 | 0
PGECFLDMoMH06CZ07 | CFL | PGE | DMo | MH06 | CZ07 | rWtd | 0 | 0 | 0 | 0
PGECFLDMoMH06CZ08 | CFL | PGE | DMo | MH06 | CZ08 | rWtd | 0 | 0 | 0 | 0
PGECFLDMoMH06CZ09 | CFL | PGE | DMo | MH06 | CZ09 | rWtd | 0 | 0 | 0 | 0
PGECFLDMoMH06CZ10 | CFL | PGE | DMo | MH06 | CZ10 | rWtd | 0 | 0 | 0 | 0
PGECFLDMoMH06CZ11 | CFL | PGE | DMo | MH06 | CZ11 | rWtd | 1.14 | 1.44 | 1.44 | -0.019
PGECFLDMoMH06CZ12 | CFL | PGE | DMo | MH06 | CZ12 | rWtd | 1.11 | 1.46 | 1.46 | -0.0201
PGECFLDMoMH06CZ13 | CFL | PGE | DMo | MH06 | CZ13 | rWtd | 0.96 | 1.01 | 1.01 | -0.0203
PGECFLDMoMH06CZ14 | CFL | PGE | DMo | MH06 | CZ14 | rWtd | 0 | 0 | 0 | 0
PGECFLDMoMH06CZ15 | CFL | PGE | DMo | MH06 | CZ15 | rWtd | 0 | 0 | 0 | 0
PGECFLDMoMH06CZ16 | CFL | PGE | DMo | MH06 | CZ16 | rWtd | 1.02 | 1.28 | 1.28 | -0.0217
SCECFLDMoMH72CZ01 | CFL | SCE | DMo | MH72 | CZ01 | rWtd | 0 | 0 | 0 | 0
SCECFLDMoMH72CZ02 | CFL | SCE | DMo | MH72 | CZ02 | rWtd | 0 | 0 | 0 | 0
SCECFLDMoMH72CZ03 | CFL | SCE | DMo | MH72 | CZ03 | rWtd | 0 | 0 | 0 | 0
SCECFLDMoMH72CZ04 | CFL | SCE | DMo | MH72 | CZ04 | rWtd | 0 | 0 | 0 | 0
SCECFLDMoMH72CZ05 | CFL | SCE | DMo | MH72 | CZ05 | rWtd | 1 | 1 | 1 | -0.0246
SCECFLDMoMH72CZ06 | CFL | SCE | DMo | MH72 | CZ06 | rWtd | 1.04 | 1.2 | 1.2 | -0.0152
SCECFLDMoMH72CZ07 | CFL | SCE | DMo | MH72 | CZ07 | rWtd | 0 | 0 | 0 | 0
SCECFLDMoMH72CZ08 | CFL | SCE | DMo | MH72 | CZ08 | rWtd | 1.17 | 1.56 | 1.56 | -0.0148
SCECFLDMoMH72CZ09 | CFL | SCE | DMo | MH72 | CZ09 | rWtd | 1.2 | 1.66 | 1.66 | -0.0158
SCECFLDMoMH72CZ10 | CFL | SCE | DMo | MH72 | CZ10 | rWtd | 1.2 | 1.73 | 1.73 | -0.0164
SCECFLDMoMH72CZ11 | CFL | SCE | DMo | MH72 | CZ11 | rWtd | 0 | 0 | 0 | 0
SCECFLDMoMH72CZ12 | CFL | SCE | DMo | MH72 | CZ12 | rWtd | 0 | 0 | 0 | 0
SCECFLDMoMH72CZ13 | CFL | SCE | DMo | MH72 | CZ13 | rWtd | 1.2 | 1.8 | 1.8 | -0.0184
SCECFLDMoMH72CZ14 | CFL | SCE | DMo | MH72 | CZ14 | rWtd | 1.25 | 1.77 | 1.77 | -0.016
SCECFLDMoMH72CZ15 | CFL | SCE | DMo | MH72 | CZ15 | rWtd | 1.4 | 1.79 | 1.79 | -0.00954
SCECFLDMoMH72CZ16 | CFL | SCE | DMo | MH72 | CZ16 | rWtd | 1.1 | 1.59 | 1.59 | -0.0237
SCECFLDMoMH85CZ01 | CFL | SCE | DMo | MH85 | CZ01 | rWtd | 0 | 0 | 0 | 0
SCECFLDMoMH85CZ02 | CFL | SCE | DMo | MH85 | CZ02 | rWtd | 0 | 0 | 0 | 0
SCECFLDMoMH85CZ03 | CFL | SCE | DMo | MH85 | CZ03 | rWtd | 0 | 0 | 0 | 0
SCECFLDMoMH85CZ04 | CFL | SCE | DMo | MH85 | CZ04 | rWtd | 0 | 0 | 0 | 0
SCECFLDMoMH85CZ05 | CFL | SCE | DMo | MH85 | CZ05 | rWtd | 1.04 | 1.63 | 1.63 | -0.0246
SCECFLDMoMH85CZ06 | CFL | SCE | DMo | MH85 | CZ06 | rWtd | 1.02 | 1.14 | 1.14 | -0.0176
SCECFLDMoMH85CZ07 | CFL | SCE | DMo | MH85 | CZ07 | rWtd | 0 | 0 | 0 | 0
SCECFLDMoMH85CZ08 | CFL | SCE | DMo | MH85 | CZ08 | rWtd | 1.17 | 1.62 | 1.62 | -0.0179
SCECFLDMoMH85CZ09 | CFL | SCE | DMo | MH85 | CZ09 | rWtd | 1.17 | 1.67 | 1.67 | -0.0184
SCECFLDMoMH85CZ10 | CFL | SCE | DMo | MH85 | CZ10 | rWtd | 1.19 | 1.77 | 1.77 | -0.0192
SCECFLDMoMH85CZ11 | CFL | SCE | DMo | MH85 | CZ11 | rWtd | 0 | 0 | 0 | 0
SCECFLDMoMH85CZ12 | CFL | SCE | DMo | MH85 | CZ12 | rWtd | 0 | 0 | 0 | 0
SCECFLDMoMH85CZ13 | CFL | SCE | DMo | MH85 | CZ13 | rWtd | 1.2 | 1.81 | 1.81 | -0.0207
SCECFLDMoMH85CZ14 | CFL | SCE | DMo | MH85 | CZ14 | rWtd | 1.23 | 1.76 | 1.76 | -0.0213
SCECFLDMoMH85CZ15 | CFL | SCE | DMo | MH85 | CZ15 | rWtd | 1.37 | 1.8 | 1.8 | -0.0131
SCECFLDMoMH85CZ16 | CFL | SCE | DMo | MH85 | CZ16 | rWtd | 1.07 | 1.61 | 1.61 | -0.0246
SCECFLDMoMH00CZ01 | CFL | SCE | DMo | MH00 | CZ01 | rWtd | 0 | 0 | 0 | 0
SCECFLDMoMH00CZ02 | CFL | SCE | DMo | MH00 | CZ02 | rWtd | 0 | 0 | 0 | 0
SCECFLDMoMH00CZ03 | CFL | SCE | DMo | MH00 | CZ03 | rWtd | 0 | 0 | 0 | 0
SCECFLDMoMH00CZ04 | CFL | SCE | DMo | MH00 | CZ04 | rWtd | 0 | 0 | 0 | 0
SCECFLDMoMH00CZ05 | CFL | SCE | DMo | MH00 | CZ05 | rWtd | 1.01 | 1.81 | 1.81 | -0.0246
SCECFLDMoMH00CZ06 | CFL | SCE | DMo | MH00 | CZ06 | rWtd | 1.01 | 1.16 | 1.16 | -0.0174
SCECFLDMoMH00CZ07 | CFL | SCE | DMo | MH00 | CZ07 | rWtd | 0 | 0 | 0 | 0
SCECFLDMoMH00CZ08 | CFL | SCE | DMo | MH00 | CZ08 | rWtd | 1.13 | 1.4 | 1.4 | -0.0153
SCECFLDMoMH00CZ09 | CFL | SCE | DMo | MH00 | CZ09 | rWtd | 1.16 | 1.46 | 1.46 | -0.0158
SCECFLDMoMH00CZ10 | CFL | SCE | DMo | MH00 | CZ10 | rWtd | 1.16 | 1.56 | 1.56 | -0.0162
SCECFLDMoMH00CZ11 | CFL | SCE | DMo | MH00 | CZ11 | rWtd | 0 | 0 | 0 | 0
SCECFLDMoMH00CZ12 | CFL | SCE | DMo | MH00 | CZ12 | rWtd | 0 | 0 | 0 | 0
SCECFLDMoMH00CZ13 | CFL | SCE | DMo | MH00 | CZ13 | rWtd | 1.17 | 1.56 | 1.56 | -0.0208
SCECFLDMoMH00CZ14 | CFL | SCE | DMo | MH00 | CZ14 | rWtd | 1.17 | 1.56 | 1.56 | -0.0193
SCECFLDMoMH00CZ15 | CFL | SCE | DMo | MH00 | CZ15 | rWtd | 1.29 | 1.57 | 1.57 | -0.0125
SCECFLDMoMH00CZ16 | CFL | SCE | DMo | MH00 | CZ16 | rWtd | 1.07 | 1.45 | 1.45 | -0.021
SCECFLDMoMH06CZ01 | CFL | SCE | DMo | MH06 | CZ01 | rWtd | 0 | 0 | 0 | 0
SCECFLDMoMH06CZ02 | CFL | SCE | DMo | MH06 | CZ02 | rWtd | 0 | 0 | 0 | 0
SCECFLDMoMH06CZ03 | CFL | SCE | DMo | MH06 | CZ03 | rWtd | 0 | 0 | 0 | 0
SCECFLDMoMH06CZ04 | CFL | SCE | DMo | MH06 | CZ04 | rWtd | 0 | 0 | 0 | 0
SCECFLDMoMH06CZ05 | CFL | SCE | DMo | MH06 | CZ05 | rWtd | 0.99 | 1.03 | 1.03 | -0.0246
SCECFLDMoMH06CZ06 | CFL | SCE | DMo | MH06 | CZ06 | rWtd | 0.98 | 1.03 | 1.03 | -0.0153
SCECFLDMoMH06CZ07 | CFL | SCE | DMo | MH06 | CZ07 | rWtd | 0 | 0 | 0 | 0
SCECFLDMoMH06CZ08 | CFL | SCE | DMo | MH06 | CZ08 | rWtd | 1.15 | 1.36 | 1.36 | -0.0133
SCECFLDMoMH06CZ09 | CFL | SCE | DMo | MH06 | CZ09 | rWtd | 1.17 | 1.48 | 1.48 | -0.0155
SCECFLDMoMH06CZ10 | CFL | SCE | DMo | MH06 | CZ10 | rWtd | 1.16 | 1.51 | 1.51 | -0.0177
SCECFLDMoMH06CZ11 | CFL | SCE | DMo | MH06 | CZ11 | rWtd | 0 | 0 | 0 | 0
SCECFLDMoMH06CZ12 | CFL | SCE | DMo | MH06 | CZ12 | rWtd | 0 | 0 | 0 | 0
SCECFLDMoMH06CZ13 | CFL | SCE | DMo | MH06 | CZ13 | rWtd | 1.07 | 1.28 | 1.28 | -0.0201
SCECFLDMoMH06CZ14 | CFL | SCE | DMo | MH06 | CZ14 | rWtd | 1.09 | 1.31 | 1.31 | -0.0197
SCECFLDMoMH06CZ15 | CFL | SCE | DMo | MH06 | CZ15 | rWtd | 1.25 | 1.5 | 1.5 | -0.0126
SCECFLDMoMH06CZ16 | CFL | SCE | DMo | MH06 | CZ16 | rWtd | 1.04 | 1.39 | 1.39 | -0.0216
SDGCFLDMoMH72CZ01 | CFL | SDG | DMo | MH72 | CZ01 | rWtd | 0 | 0 | 0 | 0
SDGCFLDMoMH72CZ02 | CFL | SDG | DMo | MH72 | CZ02 | rWtd | 0 | 0 | 0 | 0
SDGCFLDMoMH72CZ03 | CFL | SDG | DMo | MH72 | CZ03 | rWtd | 0 | 0 | 0 | 0
SDGCFLDMoMH72CZ04 | CFL | SDG | DMo | MH72 | CZ04 | rWtd | 0 | 0 | 0 | 0
SDGCFLDMoMH72CZ05 | CFL | SDG | DMo | MH72 | CZ05 | rWtd | 0 | 0 | 0 | 0
SDGCFLDMoMH72CZ06 | CFL | SDG | DMo | MH72 | CZ06 | rWtd | 0 | 0 | 0 | 0
SDGCFLDMoMH72CZ07 | CFL | SDG | DMo | MH72 | CZ07 | rWtd | 1.03 | 1.15 | 1.15 | -0.0141
SDGCFLDMoMH72CZ08 | CFL | SDG | DMo | MH72 | CZ08 | rWtd | 1.12 | 1.43 | 1.43 | -0.0149
SDGCFLDMoMH72CZ09 | CFL | SDG | DMo | MH72 | CZ09 | rWtd | 0 | 0 | 0 | 0
SDGCFLDMoMH72CZ10 | CFL | SDG | DMo | MH72 | CZ10 | rWtd | 1.17 | 1.66 | 1.66 | -0.0164
SDGCFLDMoMH72CZ11 | CFL | SDG | DMo | MH72 | CZ11 | rWtd | 0 | 0 | 0 | 0
SDGCFLDMoMH72CZ12 | CFL | SDG | DMo | MH72 | CZ12 | rWtd | 0 | 0 | 0 | 0
SDGCFLDMoMH72CZ13 | CFL | SDG | DMo | MH72 | CZ13 | rWtd | 0 | 0 | 0 | 0
SDGCFLDMoMH72CZ14 | CFL | SDG | DMo | MH72 | CZ14 | rWtd | 1.02 | 1.14 | 1.14 | -0.0163
SDGCFLDMoMH72CZ15 | CFL | SDG | DMo | MH72 | CZ15 | rWtd | 1.2 | 1.42 | 1.42 | -0.00974
SDGCFLDMoMH72CZ16 | CFL | SDG | DMo | MH72 | CZ16 | rWtd | 0 | 0 | 0 | 0
SDGCFLDMoMH85CZ01 | CFL | SDG | DMo | MH85 | CZ01 | rWtd | 0 | 0 | 0 | 0
SDGCFLDMoMH85CZ02 | CFL | SDG | DMo | MH85 | CZ02 | rWtd | 0 | 0 | 0 | 0
SDGCFLDMoMH85CZ03 | CFL | SDG | DMo | MH85 | CZ03 | rWtd | 0 | 0 | 0 | 0
SDGCFLDMoMH85CZ04 | CFL | SDG | DMo | MH85 | CZ04 | rWtd | 0 | 0 | 0 | 0
SDGCFLDMoMH85CZ05 | CFL | SDG | DMo | MH85 | CZ05 | rWtd | 0 | 0 | 0 | 0
SDGCFLDMoMH85CZ06 | CFL | SDG | DMo | MH85 | CZ06 | rWtd | 0 | 0 | 0 | 0
SDGCFLDMoMH85CZ07 | CFL | SDG | DMo | MH85 | CZ07 | rWtd | 1.03 | 1.16 | 1.16 | -0.0165
SDGCFLDMoMH85CZ08 | CFL | SDG | DMo | MH85 | CZ08 | rWtd | 1.12 | 1.47 | 1.47 | -0.018
SDGCFLDMoMH85CZ09 | CFL | SDG | DMo | MH85 | CZ09 | rWtd | 0 | 0 | 0 | 0
SDGCFLDMoMH85CZ10 | CFL | SDG | DMo | MH85 | CZ10 | rWtd | 1.17 | 1.69 | 1.69 | -0.0193
SDGCFLDMoMH85CZ11 | CFL | SDG | DMo | MH85 | CZ11 | rWtd | 0 | 0 | 0 | 0
SDGCFLDMoMH85CZ12 | CFL | SDG | DMo | MH85 | CZ12 | rWtd | 0 | 0 | 0 | 0
SDGCFLDMoMH85CZ13 | CFL | SDG | DMo | MH85 | CZ13 | rWtd | 0 | 0 | 0 | 0
SDGCFLDMoMH85CZ14 | CFL | SDG | DMo | MH85 | CZ14 | rWtd | 1.01 | 1.14 | 1.14 | -0.0216
SDGCFLDMoMH85CZ15 | CFL | SDG | DMo | MH85 | CZ15 | rWtd | 1.18 | 1.42 | 1.42 | -0.0133
SDGCFLDMoMH85CZ16 | CFL | SDG | DMo | MH85 | CZ16 | rWtd | 0 | 0 | 0 | 0
SDGCFLDMoMH00CZ01 | CFL | SDG | DMo | MH00 | CZ01 | rWtd | 0 | 0 | 0 | 0
SDGCFLDMoMH00CZ02 | CFL | SDG | DMo | MH00 | CZ02 | rWtd | 0 | 0 | 0 | 0
SDGCFLDMoMH00CZ03 | CFL | SDG | DMo | MH00 | CZ03 | rWtd | 0 | 0 | 0 | 0
SDGCFLDMoMH00CZ04 | CFL | SDG | DMo | MH00 | CZ04 | rWtd | 0 | 0 | 0 | 0
SDGCFLDMoMH00CZ05 | CFL | SDG | DMo | MH00 | CZ05 | rWtd | 0 | 0 | 0 | 0
SDGCFLDMoMH00CZ06 | CFL | SDG | DMo | MH00 | CZ06 | rWtd | 0 | 0 | 0 | 0
SDGCFLDMoMH00CZ07 | CFL | SDG | DMo | MH00 | CZ07 | rWtd | 1.01 | 1.1 | 1.1 | -0.0157
SDGCFLDMoMH00CZ08 | CFL | SDG | DMo | MH00 | CZ08 | rWtd | 1.09 | 1.31 | 1.31 | -0.0155
SDGCFLDMoMH00CZ09 | CFL | SDG | DMo | MH00 | CZ09 | rWtd | 0 | 0 | 0 | 0
SDGCFLDMoMH00CZ10 | CFL | SDG | DMo | MH00 | CZ10 | rWtd | 1.14 | 1.5 | 1.5 | -0.0163
SDGCFLDMoMH00CZ11 | CFL | SDG | DMo | MH00 | CZ11 | rWtd | 0 | 0 | 0 | 0
SDGCFLDMoMH00CZ12 | CFL | SDG | DMo | MH00 | CZ12 | rWtd | 0 | 0 | 0 | 0
SDGCFLDMoMH00CZ13 | CFL | SDG | DMo | MH00 | CZ13 | rWtd | 0 | 0 | 0 | 0
SDGCFLDMoMH00CZ14 | CFL | SDG | DMo | MH00 | CZ14 | rWtd | 1 | 1.11 | 1.11 | -0.0198
SDGCFLDMoMH00CZ15 | CFL | SDG | DMo | MH00 | CZ15 | rWtd | 1.14 | 1.3 | 1.3 | -0.0128
SDGCFLDMoMH00CZ16 | CFL | SDG | DMo | MH00 | CZ16 | rWtd | 0 | 0 | 0 | 0
SDGCFLDMoMH06CZ01 | CFL | SDG | DMo | MH06 | CZ01 | rWtd | 0 | 0 | 0 | 0
SDGCFLDMoMH06CZ02 | CFL | SDG | DMo | MH06 | CZ02 | rWtd | 0 | 0 | 0 | 0
SDGCFLDMoMH06CZ03 | CFL | SDG | DMo | MH06 | CZ03 | rWtd | 0 | 0 | 0 | 0
SDGCFLDMoMH06CZ04 | CFL | SDG | DMo | MH06 | CZ04 | rWtd | 0 | 0 | 0 | 0
SDGCFLDMoMH06CZ05 | CFL | SDG | DMo | MH06 | CZ05 | rWtd | 0 | 0 | 0 | 0
SDGCFLDMoMH06CZ06 | CFL | SDG | DMo | MH06 | CZ06 | rWtd | 1.11 | 1.39 | 1.39 | -0.0148
SDGCFLDMoMH06CZ07 | CFL | SDG | DMo | MH06 | CZ07 | rWtd | 1.09 | 1.2 | 1.2 | -0.0126
SDGCFLDMoMH06CZ08 | CFL | SDG | DMo | MH06 | CZ08 | rWtd | 1.15 | 1.36 | 1.36 | -0.0133
SDGCFLDMoMH06CZ09 | CFL | SDG | DMo | MH06 | CZ09 | rWtd | 0 | 0 | 0 | 0
SDGCFLDMoMH06CZ10 | CFL | SDG | DMo | MH06 | CZ10 | rWtd | 1.16 | 1.51 | 1.51 | -0.0177
SDGCFLDMoMH06CZ11 | CFL | SDG | DMo | MH06 | CZ11 | rWtd | 0 | 0 | 0 | 0
SDGCFLDMoMH06CZ12 | CFL | SDG | DMo | MH06 | CZ12 | rWtd | 0 | 0 | 0 | 0
SDGCFLDMoMH06CZ13 | CFL | SDG | DMo | MH06 | CZ13 | rWtd | 0 | 0 | 0 | 0
SDGCFLDMoMH06CZ14 | CFL | SDG | DMo | MH06 | CZ14 | rWtd | 1.15 | 1.45 | 1.45 | -0.0196
SDGCFLDMoMH06CZ15 | CFL | SDG | DMo | MH06 | CZ15 | rWtd | 1.21 | 1.43 | 1.43 | -0.0126
SDGCFLDMoMH06CZ16 | CFL | SDG | DMo | MH06 | CZ16 | rWtd | 0 | 0 | 0 | 0
PGECFLSFmExCZ01 | CFL | PGE | SFm | Ex | CZ01 | rWtd | 0.97 | 1 | 1 | -0.0282
PGECFLSFmExCZ02 | CFL | PGE | SFm | Ex | CZ02 | rWtd | 0.99 | 1.03 | 1.03 | -0.0275
PGECFLSFmExCZ03 | CFL | PGE | SFm | Ex | CZ03 | rWtd | 0.97 | 1.01 | 1.01 | -0.0297
PGECFLSFmExCZ04 | CFL | PGE | SFm | Ex | CZ04 | rWtd | 1.02 | 1.45 | 1.45 | -0.0223
PGECFLSFmExCZ05 | CFL | PGE | SFm | Ex | CZ05 | rWtd | 0.97 | 1.01 | 1.01 | -0.03
PGECFLSFmExCZ11 | CFL | PGE | SFm | Ex | CZ11 | rWtd | 1.09 | 1.62 | 1.62 | -0.0225
PGECFLSFmExCZ12 | CFL | PGE | SFm | Ex | CZ12 | rWtd | 1.06 | 1.63 | 1.63 | -0.024
PGECFLSFmExCZ13 | CFL | PGE | SFm | Ex | CZ13 | rWtd | 1.11 | 1.67 | 1.67 | -0.0229
PGECFLSFmExCZ16 | CFL | PGE | SFm | Ex | CZ16 | rWtd | 1.01 | 1.29 | 1.29 | -0.0282
PGECFLSFmNewCZ01 | CFL | PGE | SFm | New | CZ01 | rWtd | 0.98 | 1 | 1 | -0.0231
PGECFLSFmNewCZ02 | CFL | PGE | SFm | New | CZ02 | rWtd | 1.03 | 1.19 | 1.19 | -0.03
PGECFLSFmNewCZ03 | CFL | PGE | SFm | New | CZ03 | rWtd | 0.99 | 1.01 | 1.01 | -0.022
PGECFLSFmNewCZ04 | CFL | PGE | SFm | New | CZ04 | rWtd | 1.05 | 1.47 | 1.47 | -0.0225
PGECFLSFmNewCZ05 | CFL | PGE | SFm | New | CZ05 | rWtd | 0.98 | 1.05 | 1.05 | -0.0244
PGECFLSFmNewCZ11 | CFL | PGE | SFm | New | CZ11 | rWtd | 1.11 | 1.56 | 1.56 | -0.0213
PGECFLSFmNewCZ12 | CFL | PGE | SFm | New | CZ12 | rWtd | 1.07 | 1.53 | 1.53 | -0.022
PGECFLSFmNewCZ13 | CFL | PGE | SFm | New | CZ13 | rWtd | 1.11 | 1.53 | 1.53 | -0.0227
PGECFLSFmNewCZ16 | CFL | PGE | SFm | New | CZ16 | rWtd | 0.99 | 1.26 | 1.26 | -0.0246
PGECFLMFmExCZ01 | CFL | PGE | MFm | Ex | CZ01 | rWtd | 0.91 | 1 | 1 | -0.0265
PGECFLMFmExCZ02 | CFL | PGE | MFm | Ex | CZ02 | rWtd | 0.97 | 1.03 | 1.03 | -0.0205
PGECFLMFmExCZ03 | CFL | PGE | MFm | Ex | CZ03 | rWtd | 0.94 | 1 | 1 | -0.0241
PGECFLMFmExCZ04 | CFL | PGE | MFm | Ex | CZ04 | rWtd | 0.99 | 1.14 | 1.14 | -0.0181
PGECFLMFmExCZ05 | CFL | PGE | MFm | Ex | CZ05 | rWtd | 0.94 | 1.01 | 1.01 | -0.0248
PGECFLMFmExCZ11 | CFL | PGE | MFm | Ex | CZ11 | rWtd | 1.08 | 1.52 | 1.52 | -0.0178
PGECFLMFmExCZ12 | CFL | PGE | MFm | Ex | CZ12 | rWtd | 1.05 | 1.46 | 1.46 | -0.0191
PGECFLMFmExCZ13 | CFL | PGE | MFm | Ex | CZ13 | rWtd | 1.11 | 1.5 | 1.5 | -0.0174
PGECFLMFmExCZ16 | CFL | PGE | MFm | Ex | CZ16 | rWtd | 1.02 | 1.29 | 1.29 | -0.0228
PGECFLMFmNewCZ01 | CFL | PGE | MFm | New | CZ01 | rWtd | 0.93 | 1 | 1 | -0.0253
PGECFLMFmNewCZ02 | CFL | PGE | MFm | New | CZ02 | rWtd | 0.98 | 1.02 | 1.02 | -0.0168
PGECFLMFmNewCZ03 | CFL | PGE | MFm | New | CZ03 | rWtd | 0.97 | 1.01 | 1.01 | -0.0173
PGECFLMFmNewCZ04 | CFL | PGE | MFm | New | CZ04 | rWtd | 1.08 | 1.29 | 1.29 | -0.0117
PGECFLMFmNewCZ05 | CFL | PGE | MFm | New | CZ05 | rWtd | 1 | 1.02 | 1.02 | -0.0134
PGECFLMFmNewCZ11 | CFL | PGE | MFm | New | CZ11 | rWtd | 1.13 | 1.36 | 1.36 | -0.0138
PGECFLMFmNewCZ12 | CFL | PGE | MFm | New | CZ12 | rWtd | 1.09 | 1.44 | 1.44 | -0.0145
PGECFLMFmNewCZ13 | CFL | PGE | MFm | New | CZ13 | rWtd | 1.13 | 1.41 | 1.41 | -0.0137
PGECFLMFmNewCZ16 | CFL | PGE | MFm | New | CZ16 | rWtd | 1 | 1.18 | 1.18 | -0.0214
SCECFLSFmExCZ05 | CFL | SCE | SFm | Ex | CZ05 | rWtd | 0.97 | 1.02 | 1.02 | -0.0299
SCECFLSFmExCZ06 | CFL | SCE | SFm | Ex | CZ06 | rWtd | 1.01 | 1.3 | 1.3 | -0.02
SCECFLSFmExCZ08 | CFL | SCE | SFm | Ex | CZ08 | rWtd | 1.05 | 1.34 | 1.34 | -0.0191
SCECFLSFmExCZ09 | CFL | SCE | SFm | Ex | CZ09 | rWtd | 1.09 | 1.49 | 1.49 | -0.0206
SCECFLSFmExCZ10 | CFL | SCE | SFm | Ex | CZ10 | rWtd | 1.09 | 1.64 | 1.64 | -0.0213
SCECFLSFmExCZ13 | CFL | SCE | SFm | Ex | CZ13 | rWtd | 1.11 | 1.68 | 1.68 | -0.0229
SCECFLSFmExCZ14 | CFL | SCE | SFm | Ex | CZ14 | rWtd | 1.13 | 1.54 | 1.54 | -0.0246
SCECFLSFmExCZ15 | CFL | SCE | SFm | Ex | CZ15 | rWtd | 1.21 | 1.6 | 1.6 | -0.0154
SCECFLSFmExCZ16 | CFL | SCE | SFm | Ex | CZ16 | rWtd | 1.02 | 1.32 | 1.32 | -0.0282
SCECFLSFmNewCZ05 | CFL | SCE | SFm | New | CZ05 | rWtd | 1.02 | 1.31 | 1.31 | -0.0237
SCECFLSFmNewCZ06 | CFL | SCE | SFm | New | CZ06 | rWtd | 1.02 | 1.26 | 1.26 | -0.0188
SCECFLSFmNewCZ08 | CFL | SCE | SFm | New | CZ08 | rWtd | 1.09 | 1.31 | 1.31 | -0.0161
SCECFLSFmNewCZ09 | CFL | SCE | SFm | New | CZ09 | rWtd | 1.1 | 1.49 | 1.49 | -0.0179
SCECFLSFmNewCZ10 | CFL | SCE | SFm | New | CZ10 | rWtd | 1.11 | 1.47 | 1.47 | -0.02
SCECFLSFmNewCZ13 | CFL | SCE | SFm | New | CZ13 | rWtd | 1.11 | 1.53 | 1.53 | -0.0227
SCECFLSFmNewCZ14 | CFL | SCE | SFm | New | CZ14 | rWtd | 1.13 | 1.49 | 1.49 | -0.0241
SCECFLSFmNewCZ15 | CFL | SCE | SFm | New | CZ15 | rWtd | 1.2 | 1.5 | 1.5 | -0.0132
SCECFLSFmNewCZ16 | CFL | SCE | SFm | New | CZ16 | rWtd | 0.98 | 1.08 | 1.08 | -0.0247
SCECFLMFmExCZ05 | CFL | SCE | MFm | Ex | CZ05 | rWtd | 0.99 | 1.01 | 1.01 | -0.0293
SCECFLMFmExCZ06 | CFL | SCE | MFm | Ex | CZ06 | rWtd | 1 | 1.16 | 1.16 | -0.0155
SCECFLMFmExCZ08 | CFL | SCE | MFm | Ex | CZ08 | rWtd | 1.05 | 1.27 | 1.27 | -0.0143
SCECFLMFmExCZ09 | CFL | SCE | MFm | Ex | CZ09 | rWtd | 1.1 | 1.39 | 1.39 | -0.015
SCECFLMFmExCZ10 | CFL | SCE | MFm | Ex | CZ10 | rWtd | 1.08 | 1.48 | 1.48 | -0.0152
SCECFLMFmExCZ13 | CFL | SCE | MFm | Ex | CZ13 | rWtd | 1.1 | 1.47 | 1.47 | -0.0173
SCECFLMFmExCZ14 | CFL | SCE | MFm | Ex | CZ14 | rWtd | 1.13 | 1.44 | 1.44 | -0.0166
SCECFLMFmExCZ15 | CFL | SCE | MFm | Ex | CZ15 | rWtd | 1.22 | 1.45 | 1.45 | -0.00812
SCECFLMFmExCZ16 | CFL | SCE | MFm | Ex | CZ16 | rWtd | 1.02 | 1.31 | 1.31 | -0.0228
SCECFLMFmNewCZ05 | CFL | SCE | MFm | New | CZ05 | rWtd | 1.02 | 1.02 | 1.02 | -0.0132
SCECFLMFmNewCZ06 | CFL | SCE | MFm | New | CZ06 | rWtd | 1.06 | 1.08 | 1.08 | -0.012
SCECFLMFmNewCZ08 | CFL | SCE | MFm | New | CZ08 | rWtd | 1.13 | 1.37 | 1.37 | -0.00888
SCECFLMFmNewCZ09 | CFL | SCE | MFm | New | CZ09 | rWtd | 1.13 | 1.46 | 1.46 | -0.00946
SCECFLMFmNewCZ10 | CFL | SCE | MFm | New | CZ10 | rWtd | 1.12 | 1.5 | 1.5 | -0.009
SCECFLMFmNewCZ13 | CFL | SCE | MFm | New | CZ13 | rWtd | 1.13 | 1.41 | 1.41 | -0.0137
SCECFLMFmNewCZ14 | CFL | SCE | MFm | New | CZ14 | rWtd | 1.12 | 1.38 | 1.38 | -0.0137
SCECFLMFmNewCZ15 | CFL | SCE | MFm | New | CZ15 | rWtd | 1.17 | 1.35 | 1.35 | -0.00421
SCECFLMFmNewCZ16 | CFL | SCE | MFm | New | CZ16 | rWtd | 1.05 | 1.3 | 1.3 | -0.0207
SDGCFLSFmExCZ06 | CFL | SDG | SFm | Ex | CZ06 | rWtd | 1.02 | 1.15 | 1.15 | -0.0204
SDGCFLSFmExCZ07 | CFL | SDG | SFm | Ex | CZ07 | rWtd | 1.01 | 1.21 | 1.21 | -0.0199
SDGCFLSFmExCZ08 | CFL | SDG | SFm | Ex | CZ08 | rWtd | 1.08 | 1.57 | 1.57 | -0.0192
SDGCFLSFmExCZ10 | CFL | SDG | SFm | Ex | CZ10 | rWtd | 1.07 | 1.5 | 1.5 | -0.0214
SDGCFLSFmExCZ14 | CFL | SDG | SFm | Ex | CZ14 | rWtd | 1.09 | 1.39 | 1.39 | -0.0228
SDGCFLSFmExCZ15 | CFL | SDG | SFm | Ex | CZ15 | rWtd | 1.22 | 1.62 | 1.62 | -0.0138
SDGCFLSFmNewCZ06 | CFL | SDG | SFm | New | CZ06 | rWtd | 1.01 | 1.2 | 1.2 | -0.0189
SDGCFLSFmNewCZ07 | CFL | SDG | SFm | New | CZ07 | rWtd | 1.03 | 1.17 | 1.17 | -0.017
SDGCFLSFmNewCZ08 | CFL | SDG | SFm | New | CZ08 | rWtd | 1.14 | 1.44 | 1.44 | -0.0158
SDGCFLSFmNewCZ10 | CFL | SDG | SFm | New | CZ10 | rWtd | 1.11 | 1.46 | 1.46 | -0.02
SDGCFLSFmNewCZ14 | CFL | SDG | SFm | New | CZ14 | rWtd | 1.02 | 1.17 | 1.17 | -0.0244
SDGCFLSFmNewCZ15 | CFL | SDG | SFm | New | CZ15 | rWtd | 1.12 | 1.31 | 1.31 | -0.0134
SDGCFLMFmExCZ06 | CFL | SDG | MFm | Ex | CZ06 | rWtd | 1.01 | 1.19 | 1.19 | -0.0156
SDGCFLMFmExCZ07 | CFL | SDG | MFm | Ex | CZ07 | rWtd | 1.02 | 1.12 | 1.12 | -0.0111
SDGCFLMFmExCZ08 | CFL | SDG | MFm | Ex | CZ08 | rWtd | 1.09 | 1.36 | 1.36 | -0.0125
SDGCFLMFmExCZ10 | CFL | SDG | MFm | Ex | CZ10 | rWtd | 1.07 | 1.42 | 1.42 | -0.015
SDGCFLMFmExCZ14 | CFL | SDG | MFm | Ex | CZ14 | rWtd | 1.13 | 1.43 | 1.43 | -0.0174
SDGCFLMFmExCZ15 | CFL | SDG | MFm | Ex | CZ15 | rWtd | 1.22 | 1.45 | 1.45 | -0.00831
SDGCFLMFmNewCZ06 | CFL | SDG | MFm | New | CZ06 | rWtd | 1.07 | 1.08 | 1.08 | -0.0118
SDGCFLMFmNewCZ07 | CFL | SDG | MFm | New | CZ07 | rWtd | 1.11 | 1.25 | 1.25 | -0.00361
SDGCFLMFmNewCZ08 | CFL | SDG | MFm | New | CZ08 | rWtd | 1.14 | 1.4 | 1.4 | -0.00881
SDGCFLMFmNewCZ10 | CFL | SDG | MFm | New | CZ10 | rWtd | 1.03 | 1.15 | 1.15 | -0.00961
SDGCFLMFmNewCZ14 | CFL | SDG | MFm | New | CZ14 | rWtd | 1.1 | 1.32 | 1.32 | -0.014
SDGCFLMFmNewCZ15 | CFL | SDG | MFm | New | CZ15 | rWtd | 1.15 | 1.3 | 1.3 | -0.0043
PGECFLDMOExCZ01 | CFL | PGE | DMO | Ex | CZ01 | rWtd | 0.96 | 1.04 | 1.04 | -0.0243
PGECFLDMOExCZ02 | CFL | PGE | DMO | Ex | CZ02 | rWtd | 1.08 | 1.46 | 1.46 | -0.022
PGECFLDMOExCZ03 | CFL | PGE | DMO | Ex | CZ03 | rWtd | 1.01 | 1 | 1 | -0.0226
PGECFLDMOExCZ04 | CFL | PGE | DMO | Ex | CZ04 | rWtd | 1.11 | 1.49 | 1.49 | -0.0179
PGECFLDMOExCZ05 | CFL | PGE | DMO | Ex | CZ05 | rWtd | 0.96 | 1.04 | 1.04 | -0.0246
PGECFLDMOExCZ11 | CFL | PGE | DMO | Ex | CZ11 | rWtd | 1.18 | 1.7 | 1.7 | -0.0195
PGECFLDMOExCZ12 | CFL | PGE | DMO | Ex | CZ12 | rWtd | 1.15 | 1.74 | 1.74 | -0.0205
PGECFLDMOExCZ13 | CFL | PGE | DMO | Ex | CZ13 | rWtd | 1.18 | 1.74 | 1.74 | -0.019
PGECFLDMOExCZ16 | CFL | PGE | DMO | Ex | CZ16 | rWtd | 1.03 | 1.35 | 1.35 | -0.0243
PGECFLDMONewCZ01 | CFL | PGE | DMO | New | CZ01 | rWtd | 0.98 | 1.04 | 1.04 | -0.0242
PGECFLDMONewCZ02 | CFL | PGE | DMO | New | CZ02 | rWtd | 1.09 | 1.96 | 1.96 | -0.0242
PGECFLDMONewCZ03 | CFL | PGE | DMO | New | CZ03 | rWtd | 0.96 | 1.02 | 1.02 | -0.0235
PGECFLDMONewCZ04 | CFL | PGE | DMO | New | CZ04 | rWtd | 1.07 | 1.3 | 1.3 | -0.018
PGECFLDMONewCZ05 | CFL | PGE | DMO | New | CZ05 | rWtd | 0.95 | 1 | 1 | -0.0246
PGECFLDMONewCZ11 | CFL | PGE | DMO | New | CZ11 | rWtd | 1.14 | 1.44 | 1.44 | -0.019
PGECFLDMONewCZ12 | CFL | PGE | DMO | New | CZ12 | rWtd | 1.11 | 1.46 | 1.46 | -0.0201
PGECFLDMONewCZ13 | CFL | PGE | DMO | New | CZ13 | rWtd | 0.96 | 1.01 | 1.01 | -0.0203
PGECFLDMONewCZ16 | CFL | PGE | DMO | New | CZ16 | rWtd | 1.02 | 1.28 | 1.28 | -0.0217
SCECFLDMOExCZ05 | CFL | SCE | DMO | Ex | CZ05 | rWtd | 1.01 | 1.37 | 1.37 | -0.0246
SCECFLDMOExCZ06 | CFL | SCE | DMO | Ex | CZ06 | rWtd | 1.03 | 1.17 | 1.17 | -0.0162
SCECFLDMOExCZ08 | CFL | SCE | DMO | Ex | CZ08 | rWtd | 1.17 | 1.56 | 1.56 | -0.0157
SCECFLDMOExCZ09 | CFL | SCE | DMO | Ex | CZ09 | rWtd | 1.18 | 1.63 | 1.63 | -0.0165
SCECFLDMOExCZ10 | CFL | SCE | DMO | Ex | CZ10 | rWtd | 1.19 | 1.75 | 1.75 | -0.0178
SCECFLDMOExCZ13 | CFL | SCE | DMO | Ex | CZ13 | rWtd | 1.2 | 1.8 | 1.8 | -0.019
SCECFLDMOExCZ14 | CFL | SCE | DMO | Ex | CZ14 | rWtd | 1.24 | 1.76 | 1.76 | -0.0182
SCECFLDMOExCZ15 | CFL | SCE | DMO | Ex | CZ15 | rWtd | 1.36 | 1.74 | 1.74 | -0.0116
SCECFLDMOExCZ16 | CFL | SCE | DMO | Ex | CZ16 | rWtd | 1.08 | 1.6 | 1.6 | -0.0242
SCECFLDMONewCZ05 | CFL | SCE | DMO | New | CZ05 | rWtd | 0.99 | 1.03 | 1.03 | -0.0246
SCECFLDMONewCZ06 | CFL | SCE | DMO | New | CZ06 | rWtd | 0.98 | 1.03 | 1.03 | -0.0153
SCECFLDMONewCZ08 | CFL | SCE | DMO | New | CZ08 | rWtd | 1.15 | 1.36 | 1.36 | -0.0133
SCECFLDMONewCZ09 | CFL | SCE | DMO | New | CZ09 | rWtd | 1.17 | 1.48 | 1.48 | -0.0155
SCECFLDMONewCZ10 | CFL | SCE | DMO | New | CZ10 | rWtd | 1.16 | 1.51 | 1.51 | -0.0177
SCECFLDMONewCZ13 | CFL | SCE | DMO | New | CZ13 | rWtd | 1.07 | 1.28 | 1.28 | -0.0201
SCECFLDMONewCZ14 | CFL | SCE | DMO | New | CZ14 | rWtd | 1.09 | 1.31 | 1.31 | -0.0197
SCECFLDMONewCZ15 | CFL | SCE | DMO | New | CZ15 | rWtd | 1.25 | 1.5 | 1.5 | -0.0126
SCECFLDMONewCZ16 | CFL | SCE | DMO | New | CZ16 | rWtd | 1.04 | 1.39 | 1.39 | -0.0216
SDGCFLDMOExCZ06 | CFL | SDG | DMO | Ex | CZ06 | rWtd | 0.28 | 0.35 | 0.35 | -0.00369
SDGCFLDMOExCZ07 | CFL | SDG | DMO | Ex | CZ07 | rWtd | 1.03 | 1.15 | 1.15 | -0.0148
SDGCFLDMOExCZ08 | CFL | SDG | DMO | Ex | CZ08 | rWtd | 1.12 | 1.43 | 1.43 | -0.0149
SDGCFLDMOExCZ10 | CFL | SDG | DMO | Ex | CZ10 | rWtd | 1.17 | 1.64 | 1.64 | -0.0173
SDGCFLDMOExCZ14 | CFL | SDG | DMO | Ex | CZ14 | rWtd | 1.02 | 1.14 | 1.14 | -0.018
SDGCFLDMOExCZ15 | CFL | SDG | DMO | Ex | CZ15 | rWtd | 1.18 | 1.39 | 1.39 | -0.0121
SDGCFLDMONewCZ06 | CFL | SDG | DMO | New | CZ06 | rWtd | 1.11 | 1.39 | 1.39 | -0.0148
SDGCFLDMONewCZ07 | CFL | SDG | DMO | New | CZ07 | rWtd | 1.09 | 1.2 | 1.2 | -0.0126
SDGCFLDMONewCZ08 | CFL | SDG | DMO | New | CZ08 | rWtd | 1.15 | 1.36 | 1.36 | -0.0133
SDGCFLDMONewCZ10 | CFL | SDG | DMO | New | CZ10 | rWtd | 1.16 | 1.51 | 1.51 | -0.0177
SDGCFLDMONewCZ14 | CFL | SDG | DMO | New | CZ14 | rWtd | 1.15 | 1.45 | 1.45 | -0.0196
SDGCFLDMONewCZ15 | CFL | SDG | DMO | New | CZ15 | rWtd | 1.21 | 1.43 | 1.43 | -0.0126
PGECFLDMoExIOU | CFL | PGE | DMo | Ex | IOU | cWtd | 1.12 | 1.55 | 1.55 | -0.0206
PGECFLMFmExIOU | CFL | PGE | MFm | Ex | IOU | cWtd | 0.99 | 1.18 | 1.18 | -0.0212
PGECFLSFmExIOU | CFL | PGE | SFm | Ex | IOU | cWtd | 1.03 | 1.38 | 1.38 | -0.0255
SCECFLDMoExIOU | CFL | SCE | DMo | Ex | IOU | cWtd | 1.16 | 1.6 | 1.6 | -0.0175
SCECFLMFmExIOU | CFL | SCE | MFm | Ex | IOU | cWtd | 1.06 | 1.29 | 1.29 | -0.0148
SCECFLSFmExIOU | CFL | SCE | SFm | Ex | IOU | cWtd | 1.07 | 1.46 | 1.46 | -0.021
SDGCFLDMoExIOU | CFL | SDG | DMo | Ex | IOU | cWtd | 1.09 | 1.38 | 1.38 | -0.016
SDGCFLMFmExIOU | CFL | SDG | MFm | Ex | IOU | cWtd | 1.03 | 1.19 | 1.19 | -0.0122
SDGCFLSFmExIOU | CFL | SDG | SFm | Ex | IOU | cWtd | 1.03 | 1.29 | 1.29 | -0.0204
PGECFLDMoNewIOU | CFL | PGE | DMo | New | IOU | cWtd | 1.07 | 1.38 | 1.38 | -0.0199
PGECFLMFmNewIOU | CFL | PGE | MFm | New | IOU | cWtd | 1.03 | 1.18 | 1.18 | -0.0158
PGECFLSFmNewIOU | CFL | PGE | SFm | New | IOU | cWtd | 1.06 | 1.42 | 1.42 | -0.0225
SCECFLDMoNewIOU | CFL | SCE | DMo | New | IOU | cWtd | 1.09 | 1.27 | 1.27 | -0.0152
SCECFLMFmNewIOU | CFL | SCE | MFm | New | IOU | cWtd | 1.11 | 1.31 | 1.31 | -0.0101
SCECFLSFmNewIOU | CFL | SCE | SFm | New | IOU | cWtd | 1.09 | 1.41 | 1.41 | -0.0195
SDGCFLDMoNewIOU | CFL | SDG | DMo | New | IOU | cWtd | 1.14 | 1.42 | 1.42 | -0.0162
SDGCFLMFmNewIOU | CFL | SDG | MFm | New | IOU | cWtd | 1.1 | 1.25 | 1.25 | -0.00612
SDGCFLSFmNewIOU | CFL | SDG | SFm | New | IOU | cWtd | 1.05 | 1.27 | 1.27 | -0.0184
PGECFLResExIOU | CFL | PGE | Res | Ex | IOU | cWtd | 1.02 | 1.32 | 1.32 | -0.024
PGECFLResNewIOU | CFL | PGE | Res | New | IOU | cWtd | 1.05 | 1.37 | 1.37 | -0.0209
SCECFLResExIOU | CFL | SCE | Res | Ex | IOU | cWtd | 1.07 | 1.42 | 1.42 | -0.0191
SCECFLResNewIOU | CFL | SCE | Res | New | IOU | cWtd | 1.09 | 1.39 | 1.39 | -0.0177
SDGCFLResExIOU | CFL | SDG | Res | Ex | IOU | cWtd | 1.03 | 1.27 | 1.27 | -0.0176
SDGCFLResNewIOU | CFL | SDG | Res | New | IOU | cWtd | 1.06 | 1.27 | 1.27 | -0.0159
PGECFLResExCZ01 | CFL | PGE | Res | Ex | CZ01 | rWtd | 0.96 | 1 | 1 | -0.0276
PGECFLResExCZ02 | CFL | PGE | Res | Ex | CZ02 | rWtd | 0.99 | 1.06 | 1.06 | -0.0256
PGECFLResExCZ03 | CFL | PGE | Res | Ex | CZ03 | rWtd | 0.96 | 1.01 | 1.01 | -0.0272
PGECFLResExCZ04 | CFL | PGE | Res | Ex | CZ04 | rWtd | 1.01 | 1.34 | 1.34 | -0.0207
PGECFLResExCZ05 | CFL | PGE | Res | Ex | CZ05 | rWtd | 0.96 | 1.01 | 1.01 | -0.0284
PGECFLResExCZ11 | CFL | PGE | Res | Ex | CZ11 | rWtd | 1.11 | 1.62 | 1.62 | -0.0213
PGECFLResExCZ12 | CFL | PGE | Res | Ex | CZ12 | rWtd | 1.06 | 1.6 | 1.6 | -0.0227
PGECFLResExCZ13 | CFL | PGE | Res | Ex | CZ13 | rWtd | 1.11 | 1.64 | 1.64 | -0.0214
PGECFLResExCZ16 | CFL | PGE | Res | Ex | CZ16 | rWtd | 1.01 | 1.3 | 1.3 | -0.0275
PGECFLResNewCZ01 | CFL | PGE | Res | New | CZ01 | rWtd | 0.96 | 1 | 1 | -0.0238
PGECFLResNewCZ02 | CFL | PGE | Res | New | CZ02 | rWtd | 1.01 | 1.15 | 1.15 | -0.0238
PGECFLResNewCZ03 | CFL | PGE | Res | New | CZ03 | rWtd | 0.98 | 1.01 | 1.01 | -0.0197
PGECFLResNewCZ04 | CFL | PGE | Res | New | CZ04 | rWtd | 1.06 | 1.4 | 1.4 | -0.0187
PGECFLResNewCZ05 | CFL | PGE | Res | New | CZ05 | rWtd | 0.98 | 1.05 | 1.05 | -0.0244
PGECFLResNewCZ11 | CFL | PGE | Res | New | CZ11 | rWtd | 1.11 | 1.55 | 1.55 | -0.0211
PGECFLResNewCZ12 | CFL | PGE | Res | New | CZ12 | rWtd | 1.07 | 1.51 | 1.51 | -0.0207
PGECFLResNewCZ13 | CFL | PGE | Res | New | CZ13 | rWtd | 1.11 | 1.51 | 1.51 | -0.0222
PGECFLResNewCZ16 | CFL | PGE | Res | New | CZ16 | rWtd | 0.99 | 1.26 | 1.26 | -0.0246
SCECFLResExCZ05 | CFL | SCE | Res | Ex | CZ05 | rWtd | 0.98 | 1.01 | 1.01 | -0.0298
SCECFLResExCZ06 | CFL | SCE | Res | Ex | CZ06 | rWtd | 1.01 | 1.23 | 1.23 | -0.0178
SCECFLResExCZ08 | CFL | SCE | Res | Ex | CZ08 | rWtd | 1.05 | 1.32 | 1.32 | -0.0174
SCECFLResExCZ09 | CFL | SCE | Res | Ex | CZ09 | rWtd | 1.09 | 1.47 | 1.47 | -0.0188
SCECFLResExCZ10 | CFL | SCE | Res | Ex | CZ10 | rWtd | 1.1 | 1.63 | 1.63 | -0.0203
SCECFLResExCZ13 | CFL | SCE | Res | Ex | CZ13 | rWtd | 1.12 | 1.67 | 1.67 | -0.0223
SCECFLResExCZ14 | CFL | SCE | Res | Ex | CZ14 | rWtd | 1.14 | 1.54 | 1.54 | -0.0235
SCECFLResExCZ15 | CFL | SCE | Res | Ex | CZ15 | rWtd | 1.22 | 1.54 | 1.54 | -0.0119
SCECFLResExCZ16 | CFL | SCE | Res | Ex | CZ16 | rWtd | 1.02 | 1.35 | 1.35 | -0.0271
SCECFLResNewCZ05 | CFL | SCE | Res | New | CZ05 | rWtd | 1.02 | 1.31 | 1.31 | -0.0237
SCECFLResNewCZ06 | CFL | SCE | Res | New | CZ06 | rWtd | 1.02 | 1.18 | 1.18 | -0.0166
SCECFLResNewCZ08 | CFL | SCE | Res | New | CZ08 | rWtd | 1.11 | 1.33 | 1.33 | -0.0132
SCECFLResNewCZ09 | CFL | SCE | Res | New | CZ09 | rWtd | 1.12 | 1.48 | 1.48 | -0.0149
SCECFLResNewCZ10 | CFL | SCE | Res | New | CZ10 | rWtd | 1.11 | 1.47 | 1.47 | -0.0199
SCECFLResNewCZ13 | CFL | SCE | Res | New | CZ13 | rWtd | 1.11 | 1.53 | 1.53 | -0.0225
SCECFLResNewCZ14 | CFL | SCE | Res | New | CZ14 | rWtd | 1.13 | 1.49 | 1.49 | -0.0241
SCECFLResNewCZ15 | CFL | SCE | Res | New | CZ15 | rWtd | 1.21 | 1.5 | 1.5 | -0.0131
SCECFLResNewCZ16 | CFL | SCE | Res | New | CZ16 | rWtd | 0.98 | 1.1 | 1.1 | -0.0245
SDGCFLResExCZ06 | CFL | SDG | Res | Ex | CZ06 | rWtd | 1.01 | 1.16 | 1.16 | -0.0195
SDGCFLResExCZ07 | CFL | SDG | Res | Ex | CZ07 | rWtd | 1.01 | 1.18 | 1.18 | -0.0167
SDGCFLResExCZ08 | CFL | SDG | Res | Ex | CZ08 | rWtd | 1.09 | 1.43 | 1.43 | -0.0149
SDGCFLResExCZ10 | CFL | SDG | Res | Ex | CZ10 | rWtd | 1.07 | 1.49 | 1.49 | -0.0195
SDGCFLResExCZ14 | CFL | SDG | Res | Ex | CZ14 | rWtd | 1.08 | 1.36 | 1.36 | -0.0221
SDGCFLResExCZ15 | CFL | SDG | Res | Ex | CZ15 | rWtd | 1.22 | 1.61 | 1.61 | -0.0135
SDGCFLResNewCZ06 | CFL | SDG | Res | New | CZ06 | rWtd | 1.01 | 1.19 | 1.19 | -0.0186
SDGCFLResNewCZ07 | CFL | SDG | Res | New | CZ07 | rWtd | 1.05 | 1.19 | 1.19 | -0.0139
SDGCFLResNewCZ08 | CFL | SDG | Res | New | CZ08 | rWtd | 1.14 | 1.41 | 1.41 | -0.0102
SDGCFLResNewCZ10 | CFL | SDG | Res | New | CZ10 | rWtd | 1.1 | 1.43 | 1.43 | -0.0185
SDGCFLResNewCZ14 | CFL | SDG | Res | New | CZ14 | rWtd | 1.02 | 1.17 | 1.17 | -0.0244
SDGCFLResNewCZ15 | CFL | SDG | Res | New | CZ15 | rWtd | 1.13 | 1.31 | 1.31 | -0.0116

## key
[12 empty] | Dom Elec | Dom Gas
HVAC | DEER Code | VintCode | Vintage | Bldg | Code |  | Vint | Code | wt Vint | CZ | Code | PA | PA | HVAC | Code | Elec Ht | Min kWh |  | Demand Filter
NSYS | cWtd | 03 | 2003 | Residential - Single Family | SFm | Single-family | Before 1978 | 1975 | Ex | Arcata Area (CZ01) | CZ01 | PGE | PGE | RER | rNCEH | TRUE | 0.25 |  | Bldg | CZ01 | CZ02 | CZ03 | CZ04 | CZ05 | CZ06 | CZ07 | CZ08 | CZ09 | CZ10 | CZ11 | CZ12 | CZ13 | CZ14 | CZ15 | CZ16 | Tech | Code |  | IOU | CZ01 | CZ02 | CZ03 | CZ04 | CZ05 | CZ06 | CZ07 | CZ08 | CZ09 | CZ10 | CZ11 | CZ12 | CZ13 | CZ14 | CZ15 | CZ16
DXGF | cDXGF | 07 | 2007 | Residential - Multifamily | MFm | Multi-family | 1978 - 1992 | 1985 | Ex | Santa Rosa Area (CZ02) | CZ02 | PGE | PGE | RGF | rNCGF | FALSE | 0.9 |  | Asm | FALSE | FALSE | FALSE | FALSE | FALSE | FALSE | FALSE | FALSE | FALSE | FALSE | FALSE | FALSE | FALSE | FALSE | FALSE | FALSE | FL; (1) 48in; T12 lamp; W/fixt=100 (reference) | LF |  | PGE | TRUE | TRUE | TRUE | TRUE | TRUE | FALSE | FALSE | FALSE | FALSE | FALSE | TRUE | TRUE | TRUE | FALSE | FALSE | TRUE
EHNC | cNCEH | 11 | 2011 | Residential - Double-Wide Mobile | DMo | Mobile home | 1993 - 2001 | 1996 | Ex | Oakland Area (CZ03) | CZ03 | PGE | PGE | RAC | rDXGF | FALSE | 1 |  | ECC | FALSE | FALSE | FALSE | FALSE | FALSE | FALSE | FALSE | FALSE | FALSE | FALSE | FALSE | FALSE | FALSE | FALSE | FALSE | FALSE | Incand.; (1) 100W lamp; W/fixt=100 (reference) | CFL |  | SCE | FALSE | FALSE | FALSE | FALSE | TRUE | TRUE | FALSE | TRUE | TRUE | TRUE | FALSE | FALSE | TRUE | TRUE | TRUE | TRUE
GFNC | cNCGF | 75 | 1975 |  |  |  | 2002 - 2005 | 2003 | Ex | Sunnyvale Area (CZ04) | CZ04 | PGE | PGE | RHP | rDXHP | TRUE | 0.5 |  | EPr | FALSE | TRUE | TRUE | FALSE | FALSE | FALSE | FALSE | FALSE | FALSE | FALSE | TRUE | TRUE | TRUE | FALSE | FALSE | TRUE | Customer-average lighting levels based on building type and vintage | Exit |  | SDG | FALSE | FALSE | FALSE | FALSE | FALSE | TRUE | TRUE | TRUE | FALSE | TRUE | FALSE | FALSE | FALSE | TRUE | TRUE | FALSE
PKHP | cDXHP | 85 | 1985 |  |  |  | 2006 - 2009 | 2007 | New | Santa Maria Area (CZ05) | CZ05 | PGE | PGE |  | rDXOH |  |  |  | ERC | FALSE | TRUE | TRUE | FALSE | FALSE | FALSE | FALSE | FALSE | FALSE | FALSE | TRUE | TRUE | TRUE | FALSE | FALSE | TRUE |  |  |  | SCG | FALSE | FALSE | FALSE | FALSE | TRUE | TRUE | FALSE | TRUE | TRUE | TRUE | FALSE | FALSE | TRUE | TRUE | TRUE | TRUE
PSZE | cDXEH | 96 | 1996 |  |  |  | 2010 - 2013 | 2011 | New | Los Angeles Area (CZ06) | CZ06 | SCE | SCG |  | rNCOH |  |  |  | Ese | FALSE | TRUE | TRUE | FALSE | FALSE | FALSE | FALSE | FALSE | FALSE | FALSE | TRUE | TRUE | TRUE | FALSE | FALSE | TRUE
n/a | cWtd | Ex | Ex |  |  |  | 2014 - 2016 | 2015 | New | San Diego Area (CZ07) | CZ07 | SDG | SDG | [5 empty] | Eun | FALSE | FALSE | FALSE | FALSE | FALSE | FALSE | FALSE | FALSE | FALSE | FALSE | FALSE | FALSE | FALSE | FALSE | FALSE | FALSE |  |  | 20.5912 |  | 7 | 0.0295 | 0.0392 | 0.75255
SVAV | cSVVG | N8 | New |  |  |  | 2017 | 2017 | New | El Toro Area (CZ08) | CZ08 | SCE | SCG | [5 empty] | Gro | FALSE | FALSE | FALSE | FALSE | FALSE | FALSE | FALSE | FALSE | FALSE | FALSE | FALSE | FALSE | FALSE | FALSE | FALSE | FALSE |  |  | 21.1588 |  | 8 | 0.0306 | 0.0406 | 0.75369
[7 empty] | MH Before 1976 | 2020 | New | Pasadena Area (CZ09) | CZ09 | SCE | SCG | [5 empty] | Hsp | FALSE | FALSE | FALSE | FALSE | FALSE | FALSE | FALSE | FALSE | FALSE | FALSE | FALSE | FALSE | FALSE | FALSE | FALSE | FALSE |  |  | 20.0035 |  | 9 | 0.0323 | 0.0413 | 0.78208
[7 empty] | MH 1976 - 1994 | MH72 | Ex | San Bernardino Area (CZ10) | CZ10 | SCE | SCG | [5 empty] | Nrs | FALSE | FALSE | FALSE | FALSE | FALSE | FALSE | FALSE | FALSE | FALSE | FALSE | FALSE | FALSE | FALSE | FALSE | FALSE | FALSE
[7 empty] | MH 1995 - 2005 | MH85 | Ex | Red Bluff Area (CZ11) | CZ11 | PGE | PGE | [5 empty] | Htl | FALSE | FALSE | FALSE | FALSE | FALSE | FALSE | FALSE | FALSE | FALSE | FALSE | FALSE | FALSE | FALSE | FALSE | FALSE | FALSE | [6 empty] | pk
[7 empty] | MH After 2005 | MH00 | Ex | Sacramento Area (CZ12) | CZ12 | PGE | PGE | [5 empty] | Mtl | FALSE | FALSE | FALSE | FALSE | FALSE | FALSE | FALSE | FALSE | FALSE | FALSE | FALSE | FALSE | FALSE | FALSE | FALSE | FALSE |  |  |  |  | CZ01 | 9 | 0.78208
[8 empty] | MH06 | New | Fresno Area (CZ13) | CZ13 | PGE | PGE | [5 empty] | MBT | FALSE | FALSE | FALSE | FALSE | FALSE | FALSE | FALSE | FALSE | FALSE | FALSE | FALSE | FALSE | FALSE | FALSE | FALSE | FALSE |  |  |  |  | CZ02 | 7 | 0.75255
[8 empty] | MH15 | New | China Lake Area (CZ14) | CZ14 | SCE | SCG | [5 empty] | MLI | FALSE | FALSE | FALSE | FALSE | FALSE | FALSE | FALSE | FALSE | FALSE | FALSE | FALSE | FALSE | FALSE | FALSE | FALSE | FALSE |  |  |  |  | CZ03 | 7 | 0.75255
[8 empty] | Ex | Ex | Blythe Area (CZ15) | CZ15 | SCE | SCG | [5 empty] | OfL | FALSE | FALSE | FALSE | FALSE | FALSE | FALSE | FALSE | FALSE | FALSE | FALSE | FALSE | FALSE | FALSE | FALSE | FALSE | FALSE |  |  |  |  | CZ04 | 9 | 0.78208
[8 empty] | New | New | Mount Shasta Area (CZ16) | CZ16 | SCE | SCG | [5 empty] | OfS | FALSE | FALSE | FALSE | FALSE | FALSE | FALSE | FALSE | FALSE | FALSE | FALSE | FALSE | FALSE | FALSE | FALSE | FALSE | FALSE |  |  |  |  | CZ05 | 9 | 0.78208
[8 empty] | Old | Old | [9 empty] | RSD | FALSE | FALSE | FALSE | FALSE | FALSE | FALSE | FALSE | FALSE | FALSE | FALSE | FALSE | FALSE | FALSE | FALSE | FALSE | FALSE |  |  |  |  | CZ06 | 9 | 0.78208
[8 empty] | Rec | Rec | [9 empty] | RFF | FALSE | FALSE | FALSE | FALSE | FALSE | FALSE | FALSE | FALSE | FALSE | FALSE | FALSE | FALSE | FALSE | FALSE | FALSE | FALSE |  |  |  |  | CZ07 | 9 | 0.78208
[19 empty] | Rt3 | FALSE | FALSE | FALSE | FALSE | FALSE | FALSE | FALSE | FALSE | FALSE | FALSE | FALSE | FALSE | FALSE | FALSE | FALSE | FALSE |  |  |  |  | CZ08 | 9 | 0.78208
[8 empty] | Bldg | New Vint | PAs: | Either | Elec | Gas | [5 empty] | RtL | FALSE | FALSE | FALSE | FALSE | FALSE | FALSE | FALSE | FALSE | FALSE | FALSE | FALSE | FALSE | FALSE | FALSE | FALSE | FALSE |  |  |  |  | CZ09 | 9 | 0.78208
[8 empty] | SFm | 2020 |  | PGE | PGE | PGE | [5 empty] | RtS | FALSE | FALSE | FALSE | FALSE | FALSE | FALSE | FALSE | FALSE | FALSE | FALSE | FALSE | FALSE | FALSE | FALSE | FALSE | FALSE |  |  |  |  | CZ10 | 9 | 0.78208
[8 empty] | MFm | 2020 |  | SCE | SCE | SCG | [5 empty] | SCn | FALSE | FALSE | FALSE | FALSE | FALSE | FALSE | FALSE | FALSE | FALSE | FALSE | FALSE | FALSE | FALSE | FALSE | FALSE | FALSE |  |  |  |  | CZ11 | 7 | 0.75255
[8 empty] | DMo | MH15 |  | SCG | SDG | SDG | [5 empty] | SUn | FALSE | FALSE | FALSE | FALSE | FALSE | FALSE | FALSE | FALSE | FALSE | FALSE | FALSE | FALSE | FALSE | FALSE | FALSE | FALSE |  |  |  |  | CZ12 | 7 | 0.75255
[11 empty] | SCG | Any | Any | [5 empty] | WRf | FALSE | FALSE | FALSE | FALSE | FALSE | FALSE | FALSE | FALSE | FALSE | FALSE | FALSE | FALSE | FALSE | FALSE | FALSE | FALSE |  |  |  |  | CZ13 | 7 | 0.75255
[11 empty] | Any | [8 empty] | CZ01: if false, then demand values are not altered |  |  |  |  | CZ14 | 8 | 0.75369
[20 empty] | CZ01: if true, then whole building demand is set to be the same as end-use demand (HVAC interaction = 1.0) |  |  |  |  | CZ15 | 8 | 0.75369
[20 empty] | CZ01: true if the building is "on break" (i.e. closed) during the demand period for that climate zone |  |  |  |  | CZ16 | 7 | 0.75255
[40 empty] | IOU |  | 0.76746
[18 empty] | 2013-08-19 | ECC
[19 empty] | EPr | CZ02: CZ02; CZ03: CZ03; CZ11: CZ11; CZ12: CZ12; CZ13: CZ13; CZ16: CZ16
[19 empty] | ERC | CZ02: CZ02; CZ03: CZ03; CZ11: CZ11; CZ12: CZ12; CZ13: CZ13; CZ16: CZ16
[18 empty] | 2013-08-19 | Ese | CZ02: CZ02; CZ03: CZ03; CZ11: CZ11; CZ12: CZ12; CZ13: CZ13; CZ16: CZ16
[18 empty] | 2013-08-19 | Eun

## HVAC wts
HVAC Weights by IOU, CZ, Vintage and Building Type
| formatted for upload to DEER inter-measure weights table | [16 empty] | 2304
Index | IOU | Bldg | Vint | CZ | HVAC | applic | lookup | WtGroup | WtSet | Fld Code | IOU in | IOU out | Bldg Type | Vint | Loc | HVAC | Weight
1 | 1 | 1 | 1 | 1 | 1 | TRUE | HV_PGESFmExCZ01rDXGF | ResHVAC | HV_PGESFmExCZ01 | rWtd | All | PGE | SFm | Ex | CZ01 | rDXGF | 345.7206 | HV_PGESFmExCZ01 | rDXGF | 345.7206
2 | 1 | 1 | 1 | 1 | 2 | TRUE | HV_PGESFmExCZ01rNCGF | ResHVAC | HV_PGESFmExCZ01 | rWtd | All | PGE | SFm | Ex | CZ01 | rNCGF | 27192.981 | HV_PGESFmExCZ01 | rNCGF | 27192.981
3 | 1 | 1 | 1 | 1 | 3 | TRUE | HV_PGESFmExCZ01rDXHP | ResHVAC | HV_PGESFmExCZ01 | rWtd | All | PGE | SFm | Ex | CZ01 | rDXHP | 19.869 | HV_PGESFmExCZ01 | rDXHP | 19.869
4 | 1 | 1 | 1 | 1 | 4 | TRUE | HV_PGESFmExCZ01rNCEH | ResHVAC | HV_PGESFmExCZ01 | rWtd | All | PGE | SFm | Ex | CZ01 | rNCEH | 1562.815 | HV_PGESFmExCZ01 | rNCEH | 1562.815
5 | 1 | 1 | 1 | 1 | 5 | TRUE | HV_PGESFmExCZ01rDXOH | ResHVAC | HV_PGESFmExCZ01 | rWtd | All | PGE | SFm | Ex | CZ01 | rDXOH | 27.8166 | HV_PGESFmExCZ01 | rDXOH | 27.8166
6 | 1 | 1 | 1 | 1 | 6 | TRUE | HV_PGESFmExCZ01rNCOH | ResHVAC | HV_PGESFmExCZ01 | rWtd | All | PGE | SFm | Ex | CZ01 | rNCOH | 2187.941 | HV_PGESFmExCZ01 | rNCOH | 2187.941
7 | 1 | 1 | 1 | 2 | 1 | TRUE | HV_PGESFmExCZ02rDXGF | ResHVAC | HV_PGESFmExCZ02 | rWtd | All | PGE | SFm | Ex | CZ02 | rDXGF | 58933.5129 | HV_PGESFmExCZ02 | rDXGF | 58933.5129
8 | 1 | 1 | 1 | 2 | 2 | TRUE | HV_PGESFmExCZ02rNCGF | ResHVAC | HV_PGESFmExCZ02 | rWtd | All | PGE | SFm | Ex | CZ02 | rNCGF | 95620.2993 | HV_PGESFmExCZ02 | rNCGF | 95620.2993
9 | 1 | 1 | 1 | 2 | 3 | TRUE | HV_PGESFmExCZ02rDXHP | ResHVAC | HV_PGESFmExCZ02 | rWtd | All | PGE | SFm | Ex | CZ02 | rDXHP | 3386.9835 | HV_PGESFmExCZ02 | rDXHP | 3386.9835
10 | 1 | 1 | 1 | 2 | 4 | TRUE | HV_PGESFmExCZ02rNCEH | ResHVAC | HV_PGESFmExCZ02 | rWtd | All | PGE | SFm | Ex | CZ02 | rNCEH | 5495.4195 | HV_PGESFmExCZ02 | rNCEH | 5495.4195
11 | 1 | 1 | 1 | 2 | 5 | TRUE | HV_PGESFmExCZ02rDXOH | ResHVAC | HV_PGESFmExCZ02 | rWtd | All | PGE | SFm | Ex | CZ02 | rDXOH | 4741.7769 | HV_PGESFmExCZ02 | rDXOH | 4741.7769
12 | 1 | 1 | 1 | 2 | 6 | TRUE | HV_PGESFmExCZ02rNCOH | ResHVAC | HV_PGESFmExCZ02 | rWtd | All | PGE | SFm | Ex | CZ02 | rNCOH | 7693.5873 | HV_PGESFmExCZ02 | rNCOH | 7693.5873
13 | 1 | 1 | 1 | 3 | 1 | TRUE | HV_PGESFmExCZ03rDXGF | ResHVAC | HV_PGESFmExCZ03 | rWtd | All | PGE | SFm | Ex | CZ03 | rDXGF | 65011.2546 | HV_PGESFmExCZ03 | rDXGF | 65011.2546
14 | 1 | 1 | 1 | 3 | 2 | TRUE | HV_PGESFmExCZ03rNCGF | ResHVAC | HV_PGESFmExCZ03 | rWtd | All | PGE | SFm | Ex | CZ03 | rNCGF | 457847.418 | HV_PGESFmExCZ03 | rNCGF | 457847.418
15 | 1 | 1 | 1 | 3 | 3 | TRUE | HV_PGESFmExCZ03rDXHP | ResHVAC | HV_PGESFmExCZ03 | rWtd | All | PGE | SFm | Ex | CZ03 | rDXHP | 3736.279 | HV_PGESFmExCZ03 | rDXHP | 3736.279
16 | 1 | 1 | 1 | 3 | 4 | TRUE | HV_PGESFmExCZ03rNCEH | ResHVAC | HV_PGESFmExCZ03 | rWtd | All | PGE | SFm | Ex | CZ03 | rNCEH | 26313.07 | HV_PGESFmExCZ03 | rNCEH | 26313.07
17 | 1 | 1 | 1 | 3 | 5 | TRUE | HV_PGESFmExCZ03rDXOH | ResHVAC | HV_PGESFmExCZ03 | rWtd | All | PGE | SFm | Ex | CZ03 | rDXOH | 5230.7906 | HV_PGESFmExCZ03 | rDXOH | 5230.7906
18 | 1 | 1 | 1 | 3 | 6 | TRUE | HV_PGESFmExCZ03rNCOH | ResHVAC | HV_PGESFmExCZ03 | rWtd | All | PGE | SFm | Ex | CZ03 | rNCOH | 36838.298 | HV_PGESFmExCZ03 | rNCOH | 36838.298
19 | 1 | 1 | 1 | 4 | 1 | TRUE | HV_PGESFmExCZ04rDXGF | ResHVAC | HV_PGESFmExCZ04 | rWtd | All | PGE | SFm | Ex | CZ04 | rDXGF | 145209.1509 | HV_PGESFmExCZ04 | rDXGF | 145209.1509
20 | 1 | 1 | 1 | 4 | 2 | TRUE | HV_PGESFmExCZ04rNCGF | ResHVAC | HV_PGESFmExCZ04 | rWtd | All | PGE | SFm | Ex | CZ04 | rNCGF | 146170.9968 | HV_PGESFmExCZ04 | rNCGF | 146170.9968
21 | 1 | 1 | 1 | 4 | 3 | TRUE | HV_PGESFmExCZ04rDXHP | ResHVAC | HV_PGESFmExCZ04 | rWtd | All | PGE | SFm | Ex | CZ04 | rDXHP | 8345.3535 | HV_PGESFmExCZ04 | rDXHP | 8345.3535
22 | 1 | 1 | 1 | 4 | 4 | TRUE | HV_PGESFmExCZ04rNCEH | ResHVAC | HV_PGESFmExCZ04 | rWtd | All | PGE | SFm | Ex | CZ04 | rNCEH | 8400.632 | HV_PGESFmExCZ04 | rNCEH | 8400.632
23 | 1 | 1 | 1 | 4 | 5 | TRUE | HV_PGESFmExCZ04rDXOH | ResHVAC | HV_PGESFmExCZ04 | rWtd | All | PGE | SFm | Ex | CZ04 | rDXOH | 11683.4949 | HV_PGESFmExCZ04 | rDXOH | 11683.4949
24 | 1 | 1 | 1 | 4 | 6 | TRUE | HV_PGESFmExCZ04rNCOH | ResHVAC | HV_PGESFmExCZ04 | rWtd | All | PGE | SFm | Ex | CZ04 | rNCOH | 11760.8848 | HV_PGESFmExCZ04 | rNCOH | 11760.8848
25 | 1 | 1 | 1 | 5 | 1 | TRUE | HV_PGESFmExCZ05rDXGF | ResHVAC | HV_PGESFmExCZ05 | rWtd | All | PGE | SFm | Ex | CZ05 | rDXGF | 12319.4697 | HV_PGESFmExCZ05 | rDXGF | 12319.4697
26 | 1 | 1 | 1 | 5 | 2 | TRUE | HV_PGESFmExCZ05rNCGF | ResHVAC | HV_PGESFmExCZ05 | rWtd | All | PGE | SFm | Ex | CZ05 | rNCGF | 49737.0039 | HV_PGESFmExCZ05 | rNCGF | 49737.0039
27 | 1 | 1 | 1 | 5 | 3 | TRUE | HV_PGESFmExCZ05rDXHP | ResHVAC | HV_PGESFmExCZ05 | rWtd | All | PGE | SFm | Ex | CZ05 | rDXHP | 708.0155 | HV_PGESFmExCZ05 | rDXHP | 708.0155
28 | 1 | 1 | 1 | 5 | 4 | TRUE | HV_PGESFmExCZ05rNCEH | ResHVAC | HV_PGESFmExCZ05 | rWtd | All | PGE | SFm | Ex | CZ05 | rNCEH | 2858.4485 | HV_PGESFmExCZ05 | rNCEH | 2858.4485
29 | 1 | 1 | 1 | 5 | 5 | TRUE | HV_PGESFmExCZ05rDXOH | ResHVAC | HV_PGESFmExCZ05 | rWtd | All | PGE | SFm | Ex | CZ05 | rDXOH | 991.2217 | HV_PGESFmExCZ05 | rDXOH | 991.2217
30 | 1 | 1 | 1 | 5 | 6 | TRUE | HV_PGESFmExCZ05rNCOH | ResHVAC | HV_PGESFmExCZ05 | rWtd | All | PGE | SFm | Ex | CZ05 | rNCOH | 4001.8279 | HV_PGESFmExCZ05 | rNCOH | 4001.8279
31 | 1 | 1 | 1 | 6 | 1 | FALSE | HV_PGESFmExCZ06rDXGF | ResHVAC | HV_PGESFmExCZ06 | rWtd | All | PGE | SFm | Ex | CZ06 | rDXGF | 0 | HV_PGESFmExCZ06 | rDXGF | 0
32 | 1 | 1 | 1 | 6 | 2 | FALSE | HV_PGESFmExCZ06rNCGF | ResHVAC | HV_PGESFmExCZ06 | rWtd | All | PGE | SFm | Ex | CZ06 | rNCGF | 0 | HV_PGESFmExCZ06 | rNCGF | 0
33 | 1 | 1 | 1 | 6 | 3 | FALSE | HV_PGESFmExCZ06rDXHP | ResHVAC | HV_PGESFmExCZ06 | rWtd | All | PGE | SFm | Ex | CZ06 | rDXHP | 0 | HV_PGESFmExCZ06 | rDXHP | 0
34 | 1 | 1 | 1 | 6 | 4 | FALSE | HV_PGESFmExCZ06rNCEH | ResHVAC | HV_PGESFmExCZ06 | rWtd | All | PGE | SFm | Ex | CZ06 | rNCEH | 0 | HV_PGESFmExCZ06 | rNCEH | 0
35 | 1 | 1 | 1 | 6 | 5 | FALSE | HV_PGESFmExCZ06rDXOH | ResHVAC | HV_PGESFmExCZ06 | rWtd | All | PGE | SFm | Ex | CZ06 | rDXOH | 0 | HV_PGESFmExCZ06 | rDXOH | 0
36 | 1 | 1 | 1 | 6 | 6 | FALSE | HV_PGESFmExCZ06rNCOH | ResHVAC | HV_PGESFmExCZ06 | rWtd | All | PGE | SFm | Ex | CZ06 | rNCOH | 0 | HV_PGESFmExCZ06 | rNCOH | 0
37 | 1 | 1 | 1 | 7 | 1 | FALSE | HV_PGESFmExCZ07rDXGF | ResHVAC | HV_PGESFmExCZ07 | rWtd | All | PGE | SFm | Ex | CZ07 | rDXGF | 0 | HV_PGESFmExCZ07 | rDXGF | 0
38 | 1 | 1 | 1 | 7 | 2 | FALSE | HV_PGESFmExCZ07rNCGF | ResHVAC | HV_PGESFmExCZ07 | rWtd | All | PGE | SFm | Ex | CZ07 | rNCGF | 0 | HV_PGESFmExCZ07 | rNCGF | 0
39 | 1 | 1 | 1 | 7 | 3 | FALSE | HV_PGESFmExCZ07rDXHP | ResHVAC | HV_PGESFmExCZ07 | rWtd | All | PGE | SFm | Ex | CZ07 | rDXHP | 0 | HV_PGESFmExCZ07 | rDXHP | 0
40 | 1 | 1 | 1 | 7 | 4 | FALSE | HV_PGESFmExCZ07rNCEH | ResHVAC | HV_PGESFmExCZ07 | rWtd | All | PGE | SFm | Ex | CZ07 | rNCEH | 0 | HV_PGESFmExCZ07 | rNCEH | 0
41 | 1 | 1 | 1 | 7 | 5 | FALSE | HV_PGESFmExCZ07rDXOH | ResHVAC | HV_PGESFmExCZ07 | rWtd | All | PGE | SFm | Ex | CZ07 | rDXOH | 0 | HV_PGESFmExCZ07 | rDXOH | 0
42 | 1 | 1 | 1 | 7 | 6 | FALSE | HV_PGESFmExCZ07rNCOH | ResHVAC | HV_PGESFmExCZ07 | rWtd | All | PGE | SFm | Ex | CZ07 | rNCOH | 0 | HV_PGESFmExCZ07 | rNCOH | 0
43 | 1 | 1 | 1 | 8 | 1 | FALSE | HV_PGESFmExCZ08rDXGF | ResHVAC | HV_PGESFmExCZ08 | rWtd | All | PGE | SFm | Ex | CZ08 | rDXGF | 0 | HV_PGESFmExCZ08 | rDXGF | 0
44 | 1 | 1 | 1 | 8 | 2 | FALSE | HV_PGESFmExCZ08rNCGF | ResHVAC | HV_PGESFmExCZ08 | rWtd | All | PGE | SFm | Ex | CZ08 | rNCGF | 0 | HV_PGESFmExCZ08 | rNCGF | 0
45 | 1 | 1 | 1 | 8 | 3 | FALSE | HV_PGESFmExCZ08rDXHP | ResHVAC | HV_PGESFmExCZ08 | rWtd | All | PGE | SFm | Ex | CZ08 | rDXHP | 0 | HV_PGESFmExCZ08 | rDXHP | 0
46 | 1 | 1 | 1 | 8 | 4 | FALSE | HV_PGESFmExCZ08rNCEH | ResHVAC | HV_PGESFmExCZ08 | rWtd | All | PGE | SFm | Ex | CZ08 | rNCEH | 0 | HV_PGESFmExCZ08 | rNCEH | 0
47 | 1 | 1 | 1 | 8 | 5 | FALSE | HV_PGESFmExCZ08rDXOH | ResHVAC | HV_PGESFmExCZ08 | rWtd | All | PGE | SFm | Ex | CZ08 | rDXOH | 0 | HV_PGESFmExCZ08 | rDXOH | 0
48 | 1 | 1 | 1 | 8 | 6 | FALSE | HV_PGESFmExCZ08rNCOH | ResHVAC | HV_PGESFmExCZ08 | rWtd | All | PGE | SFm | Ex | CZ08 | rNCOH | 0 | HV_PGESFmExCZ08 | rNCOH | 0
49 | 1 | 1 | 1 | 9 | 1 | FALSE | HV_PGESFmExCZ09rDXGF | ResHVAC | HV_PGESFmExCZ09 | rWtd | All | PGE | SFm | Ex | CZ09 | rDXGF | 0 | HV_PGESFmExCZ09 | rDXGF | 0
50 | 1 | 1 | 1 | 9 | 2 | FALSE | HV_PGESFmExCZ09rNCGF | ResHVAC | HV_PGESFmExCZ09 | rWtd | All | PGE | SFm | Ex | CZ09 | rNCGF | 0 | HV_PGESFmExCZ09 | rNCGF | 0
51 | 1 | 1 | 1 | 9 | 3 | FALSE | HV_PGESFmExCZ09rDXHP | ResHVAC | HV_PGESFmExCZ09 | rWtd | All | PGE | SFm | Ex | CZ09 | rDXHP | 0 | HV_PGESFmExCZ09 | rDXHP | 0
52 | 1 | 1 | 1 | 9 | 4 | FALSE | HV_PGESFmExCZ09rNCEH | ResHVAC | HV_PGESFmExCZ09 | rWtd | All | PGE | SFm | Ex | CZ09 | rNCEH | 0 | HV_PGESFmExCZ09 | rNCEH | 0
53 | 1 | 1 | 1 | 9 | 5 | FALSE | HV_PGESFmExCZ09rDXOH | ResHVAC | HV_PGESFmExCZ09 | rWtd | All | PGE | SFm | Ex | CZ09 | rDXOH | 0 | HV_PGESFmExCZ09 | rDXOH | 0
54 | 1 | 1 | 1 | 9 | 6 | FALSE | HV_PGESFmExCZ09rNCOH | ResHVAC | HV_PGESFmExCZ09 | rWtd | All | PGE | SFm | Ex | CZ09 | rNCOH | 0 | HV_PGESFmExCZ09 | rNCOH | 0
55 | 1 | 1 | 1 | 10 | 1 | FALSE | HV_PGESFmExCZ10rDXGF | ResHVAC | HV_PGESFmExCZ10 | rWtd | All | PGE | SFm | Ex | CZ10 | rDXGF | 0 | HV_PGESFmExCZ10 | rDXGF | 0
56 | 1 | 1 | 1 | 10 | 2 | FALSE | HV_PGESFmExCZ10rNCGF | ResHVAC | HV_PGESFmExCZ10 | rWtd | All | PGE | SFm | Ex | CZ10 | rNCGF | 0 | HV_PGESFmExCZ10 | rNCGF | 0
57 | 1 | 1 | 1 | 10 | 3 | FALSE | HV_PGESFmExCZ10rDXHP | ResHVAC | HV_PGESFmExCZ10 | rWtd | All | PGE | SFm | Ex | CZ10 | rDXHP | 0 | HV_PGESFmExCZ10 | rDXHP | 0
58 | 1 | 1 | 1 | 10 | 4 | FALSE | HV_PGESFmExCZ10rNCEH | ResHVAC | HV_PGESFmExCZ10 | rWtd | All | PGE | SFm | Ex | CZ10 | rNCEH | 0 | HV_PGESFmExCZ10 | rNCEH | 0
59 | 1 | 1 | 1 | 10 | 5 | FALSE | HV_PGESFmExCZ10rDXOH | ResHVAC | HV_PGESFmExCZ10 | rWtd | All | PGE | SFm | Ex | CZ10 | rDXOH | 0 | HV_PGESFmExCZ10 | rDXOH | 0
60 | 1 | 1 | 1 | 10 | 6 | FALSE | HV_PGESFmExCZ10rNCOH | ResHVAC | HV_PGESFmExCZ10 | rWtd | All | PGE | SFm | Ex | CZ10 | rNCOH | 0 | HV_PGESFmExCZ10 | rNCOH | 0
61 | 1 | 1 | 1 | 11 | 1 | TRUE | HV_PGESFmExCZ11rDXGF | ResHVAC | HV_PGESFmExCZ11 | rWtd | All | PGE | SFm | Ex | CZ11 | rDXGF | 166500.3303 | HV_PGESFmExCZ11 | rDXGF | 166500.3303
62 | 1 | 1 | 1 | 11 | 2 | TRUE | HV_PGESFmExCZ11rNCGF | ResHVAC | HV_PGESFmExCZ11 | rWtd | All | PGE | SFm | Ex | CZ11 | rNCGF | 12859.6962 | HV_PGESFmExCZ11 | rNCGF | 12859.6962
63 | 1 | 1 | 1 | 11 | 3 | TRUE | HV_PGESFmExCZ11rDXHP | ResHVAC | HV_PGESFmExCZ11 | rWtd | All | PGE | SFm | Ex | CZ11 | rDXHP | 9568.9845 | HV_PGESFmExCZ11 | rDXHP | 9568.9845
64 | 1 | 1 | 1 | 11 | 4 | TRUE | HV_PGESFmExCZ11rNCEH | ResHVAC | HV_PGESFmExCZ11 | rWtd | All | PGE | SFm | Ex | CZ11 | rNCEH | 739.063 | HV_PGESFmExCZ11 | rNCEH | 739.063
65 | 1 | 1 | 1 | 11 | 5 | TRUE | HV_PGESFmExCZ11rDXOH | ResHVAC | HV_PGESFmExCZ11 | rWtd | All | PGE | SFm | Ex | CZ11 | rDXOH | 13396.5783 | HV_PGESFmExCZ11 | rDXOH | 13396.5783
66 | 1 | 1 | 1 | 11 | 6 | TRUE | HV_PGESFmExCZ11rNCOH | ResHVAC | HV_PGESFmExCZ11 | rWtd | All | PGE | SFm | Ex | CZ11 | rNCOH | 1034.6882 | HV_PGESFmExCZ11 | rNCOH | 1034.6882
67 | 1 | 1 | 1 | 12 | 1 | TRUE | HV_PGESFmExCZ12rDXGF | ResHVAC | HV_PGESFmExCZ12 | rWtd | All | PGE | SFm | Ex | CZ12 | rDXGF | 479843.7411 | HV_PGESFmExCZ12 | rDXGF | 479843.7411
68 | 1 | 1 | 1 | 12 | 2 | TRUE | HV_PGESFmExCZ12rNCGF | ResHVAC | HV_PGESFmExCZ12 | rWtd | All | PGE | SFm | Ex | CZ12 | rNCGF | 70831.2327 | HV_PGESFmExCZ12 | rNCGF | 70831.2327
69 | 1 | 1 | 1 | 12 | 3 | TRUE | HV_PGESFmExCZ12rDXHP | ResHVAC | HV_PGESFmExCZ12 | rWtd | All | PGE | SFm | Ex | CZ12 | rDXHP | 27577.2265 | HV_PGESFmExCZ12 | rDXHP | 27577.2265
70 | 1 | 1 | 1 | 12 | 4 | TRUE | HV_PGESFmExCZ12rNCEH | ResHVAC | HV_PGESFmExCZ12 | rWtd | All | PGE | SFm | Ex | CZ12 | rNCEH | 4070.7605 | HV_PGESFmExCZ12 | rNCEH | 4070.7605
71 | 1 | 1 | 1 | 12 | 5 | TRUE | HV_PGESFmExCZ12rDXOH | ResHVAC | HV_PGESFmExCZ12 | rWtd | All | PGE | SFm | Ex | CZ12 | rDXOH | 38608.1171 | HV_PGESFmExCZ12 | rDXOH | 38608.1171
72 | 1 | 1 | 1 | 12 | 6 | TRUE | HV_PGESFmExCZ12rNCOH | ResHVAC | HV_PGESFmExCZ12 | rWtd | All | PGE | SFm | Ex | CZ12 | rNCOH | 5699.0647 | HV_PGESFmExCZ12 | rNCOH | 5699.0647
73 | 1 | 1 | 1 | 13 | 1 | TRUE | HV_PGESFmExCZ13rDXGF | ResHVAC | HV_PGESFmExCZ13 | rWtd | All | PGE | SFm | Ex | CZ13 | rDXGF | 235327.17 | HV_PGESFmExCZ13 | rDXGF | 235327.17
74 | 1 | 1 | 1 | 13 | 2 | TRUE | HV_PGESFmExCZ13rNCGF | ResHVAC | HV_PGESFmExCZ13 | rWtd | All | PGE | SFm | Ex | CZ13 | rNCGF | 10153.6482 | HV_PGESFmExCZ13 | rNCGF | 10153.6482
75 | 1 | 1 | 1 | 13 | 3 | TRUE | HV_PGESFmExCZ13rDXHP | ResHVAC | HV_PGESFmExCZ13 | rWtd | All | PGE | SFm | Ex | CZ13 | rDXHP | 13524.55 | HV_PGESFmExCZ13 | rDXHP | 13524.55
76 | 1 | 1 | 1 | 13 | 4 | TRUE | HV_PGESFmExCZ13rNCEH | ResHVAC | HV_PGESFmExCZ13 | rWtd | All | PGE | SFm | Ex | CZ13 | rNCEH | 583.543 | HV_PGESFmExCZ13 | rNCEH | 583.543
77 | 1 | 1 | 1 | 13 | 5 | TRUE | HV_PGESFmExCZ13rDXOH | ResHVAC | HV_PGESFmExCZ13 | rWtd | All | PGE | SFm | Ex | CZ13 | rDXOH | 18934.37 | HV_PGESFmExCZ13 | rDXOH | 18934.37
78 | 1 | 1 | 1 | 13 | 6 | TRUE | HV_PGESFmExCZ13rNCOH | ResHVAC | HV_PGESFmExCZ13 | rWtd | All | PGE | SFm | Ex | CZ13 | rNCOH | 816.9602 | HV_PGESFmExCZ13 | rNCOH | 816.9602
79 | 1 | 1 | 1 | 14 | 1 | FALSE | HV_PGESFmExCZ14rDXGF | ResHVAC | HV_PGESFmExCZ14 | rWtd | All | PGE | SFm | Ex | CZ14 | rDXGF | 0 | HV_PGESFmExCZ14 | rDXGF | 0
80 | 1 | 1 | 1 | 14 | 2 | FALSE | HV_PGESFmExCZ14rNCGF | ResHVAC | HV_PGESFmExCZ14 | rWtd | All | PGE | SFm | Ex | CZ14 | rNCGF | 0 | HV_PGESFmExCZ14 | rNCGF | 0
81 | 1 | 1 | 1 | 14 | 3 | FALSE | HV_PGESFmExCZ14rDXHP | ResHVAC | HV_PGESFmExCZ14 | rWtd | All | PGE | SFm | Ex | CZ14 | rDXHP | 0 | HV_PGESFmExCZ14 | rDXHP | 0
82 | 1 | 1 | 1 | 14 | 4 | FALSE | HV_PGESFmExCZ14rNCEH | ResHVAC | HV_PGESFmExCZ14 | rWtd | All | PGE | SFm | Ex | CZ14 | rNCEH | 0 | HV_PGESFmExCZ14 | rNCEH | 0
83 | 1 | 1 | 1 | 14 | 5 | FALSE | HV_PGESFmExCZ14rDXOH | ResHVAC | HV_PGESFmExCZ14 | rWtd | All | PGE | SFm | Ex | CZ14 | rDXOH | 0 | HV_PGESFmExCZ14 | rDXOH | 0
84 | 1 | 1 | 1 | 14 | 6 | FALSE | HV_PGESFmExCZ14rNCOH | ResHVAC | HV_PGESFmExCZ14 | rWtd | All | PGE | SFm | Ex | CZ14 | rNCOH | 0 | HV_PGESFmExCZ14 | rNCOH | 0
85 | 1 | 1 | 1 | 15 | 1 | FALSE | HV_PGESFmExCZ15rDXGF | ResHVAC | HV_PGESFmExCZ15 | rWtd | All | PGE | SFm | Ex | CZ15 | rDXGF | 0 | HV_PGESFmExCZ15 | rDXGF | 0
86 | 1 | 1 | 1 | 15 | 2 | FALSE | HV_PGESFmExCZ15rNCGF | ResHVAC | HV_PGESFmExCZ15 | rWtd | All | PGE | SFm | Ex | CZ15 | rNCGF | 0 | HV_PGESFmExCZ15 | rNCGF | 0
87 | 1 | 1 | 1 | 15 | 3 | FALSE | HV_PGESFmExCZ15rDXHP | ResHVAC | HV_PGESFmExCZ15 | rWtd | All | PGE | SFm | Ex | CZ15 | rDXHP | 0 | HV_PGESFmExCZ15 | rDXHP | 0
88 | 1 | 1 | 1 | 15 | 4 | FALSE | HV_PGESFmExCZ15rNCEH | ResHVAC | HV_PGESFmExCZ15 | rWtd | All | PGE | SFm | Ex | CZ15 | rNCEH | 0 | HV_PGESFmExCZ15 | rNCEH | 0
89 | 1 | 1 | 1 | 15 | 5 | FALSE | HV_PGESFmExCZ15rDXOH | ResHVAC | HV_PGESFmExCZ15 | rWtd | All | PGE | SFm | Ex | CZ15 | rDXOH | 0 | HV_PGESFmExCZ15 | rDXOH | 0
90 | 1 | 1 | 1 | 15 | 6 | FALSE | HV_PGESFmExCZ15rNCOH | ResHVAC | HV_PGESFmExCZ15 | rWtd | All | PGE | SFm | Ex | CZ15 | rNCOH | 0 | HV_PGESFmExCZ15 | rNCOH | 0
91 | 1 | 1 | 1 | 16 | 1 | TRUE | HV_PGESFmExCZ16rDXGF | ResHVAC | HV_PGESFmExCZ16 | rWtd | All | PGE | SFm | Ex | CZ16 | rDXGF | 25441.7667 | HV_PGESFmExCZ16 | rDXGF | 25441.7667
92 | 1 | 1 | 1 | 16 | 2 | TRUE | HV_PGESFmExCZ16rNCGF | ResHVAC | HV_PGESFmExCZ16 | rWtd | All | PGE | SFm | Ex | CZ16 | rNCGF | 21408.9513 | HV_PGESFmExCZ16 | rNCGF | 21408.9513
93 | 1 | 1 | 1 | 16 | 3 | TRUE | HV_PGESFmExCZ16rDXHP | ResHVAC | HV_PGESFmExCZ16 | rWtd | All | PGE | SFm | Ex | CZ16 | rDXHP | 1462.1705 | HV_PGESFmExCZ16 | rDXHP | 1462.1705
94 | 1 | 1 | 1 | 16 | 4 | TRUE | HV_PGESFmExCZ16rNCEH | ResHVAC | HV_PGESFmExCZ16 | rWtd | All | PGE | SFm | Ex | CZ16 | rNCEH | 1230.3995 | HV_PGESFmExCZ16 | rNCEH | 1230.3995
95 | 1 | 1 | 1 | 16 | 5 | TRUE | HV_PGESFmExCZ16rDXOH | ResHVAC | HV_PGESFmExCZ16 | rWtd | All | PGE | SFm | Ex | CZ16 | rDXOH | 2047.0387 | HV_PGESFmExCZ16 | rDXOH | 2047.0387
96 | 1 | 1 | 1 | 16 | 6 | TRUE | HV_PGESFmExCZ16rNCOH | ResHVAC | HV_PGESFmExCZ16 | rWtd | All | PGE | SFm | Ex | CZ16 | rNCOH | 1722.5593 | HV_PGESFmExCZ16 | rNCOH | 1722.5593
97 | 1 | 1 | 2 | 1 | 1 | TRUE | HV_PGESFmNewCZ01rDXGF | ResHVAC | HV_PGESFmNewCZ01 | rWtd | All | PGE | SFm | New | CZ01 | rDXGF | 0 | HV_PGESFmNewCZ01 | rDXGF | 0
98 | 1 | 1 | 2 | 1 | 2 | TRUE | HV_PGESFmNewCZ01rNCGF | ResHVAC | HV_PGESFmNewCZ01 | rWtd | All | PGE | SFm | New | CZ01 | rNCGF | 1946.7468 | HV_PGESFmNewCZ01 | rNCGF | 1946.7468
99 | 1 | 1 | 2 | 1 | 3 | TRUE | HV_PGESFmNewCZ01rDXHP | ResHVAC | HV_PGESFmNewCZ01 | rWtd | All | PGE | SFm | New | CZ01 | rDXHP | 0 | HV_PGESFmNewCZ01 | rDXHP | 0
100 | 1 | 1 | 2 | 1 | 4 | TRUE | HV_PGESFmNewCZ01rNCEH | ResHVAC | HV_PGESFmNewCZ01 | rWtd | All | PGE | SFm | New | CZ01 | rNCEH | 111.882 | HV_PGESFmNewCZ01 | rNCEH | 111.882
101 | 1 | 1 | 2 | 1 | 5 | TRUE | HV_PGESFmNewCZ01rDXOH | ResHVAC | HV_PGESFmNewCZ01 | rWtd | All | PGE | SFm | New | CZ01 | rDXOH | 0 | HV_PGESFmNewCZ01 | rDXOH | 0
102 | 1 | 1 | 2 | 1 | 6 | TRUE | HV_PGESFmNewCZ01rNCOH | ResHVAC | HV_PGESFmNewCZ01 | rWtd | All | PGE | SFm | New | CZ01 | rNCOH | 156.6348 | HV_PGESFmNewCZ01 | rNCOH | 156.6348
103 | 1 | 1 | 2 | 2 | 1 | TRUE | HV_PGESFmNewCZ02rDXGF | ResHVAC | HV_PGESFmNewCZ02 | rWtd | All | PGE | SFm | New | CZ02 | rDXGF | 1756.1472 | HV_PGESFmNewCZ02 | rDXGF | 1756.1472
104 | 1 | 1 | 2 | 2 | 2 | TRUE | HV_PGESFmNewCZ02rNCGF | ResHVAC | HV_PGESFmNewCZ02 | rWtd | All | PGE | SFm | New | CZ02 | rNCGF | 164.0646 | HV_PGESFmNewCZ02 | rNCGF | 164.0646
105 | 1 | 1 | 2 | 2 | 3 | TRUE | HV_PGESFmNewCZ02rDXHP | ResHVAC | HV_PGESFmNewCZ02 | rWtd | All | PGE | SFm | New | CZ02 | rDXHP | 100.928 | HV_PGESFmNewCZ02 | rDXHP | 100.928
106 | 1 | 1 | 2 | 2 | 4 | TRUE | HV_PGESFmNewCZ02rNCEH | ResHVAC | HV_PGESFmNewCZ02 | rWtd | All | PGE | SFm | New | CZ02 | rNCEH | 9.429 | HV_PGESFmNewCZ02 | rNCEH | 9.429
107 | 1 | 1 | 2 | 2 | 5 | TRUE | HV_PGESFmNewCZ02rDXOH | ResHVAC | HV_PGESFmNewCZ02 | rWtd | All | PGE | SFm | New | CZ02 | rDXOH | 141.2992 | HV_PGESFmNewCZ02 | rDXOH | 141.2992
108 | 1 | 1 | 2 | 2 | 6 | TRUE | HV_PGESFmNewCZ02rNCOH | ResHVAC | HV_PGESFmNewCZ02 | rWtd | All | PGE | SFm | New | CZ02 | rNCOH | 13.2006 | HV_PGESFmNewCZ02 | rNCOH | 13.2006
109 | 1 | 1 | 2 | 3 | 1 | TRUE | HV_PGESFmNewCZ03rDXGF | ResHVAC | HV_PGESFmNewCZ03 | rWtd | All | PGE | SFm | New | CZ03 | rDXGF | 1346.6382 | HV_PGESFmNewCZ03 | rDXGF | 1346.6382
110 | 1 | 1 | 2 | 3 | 2 | TRUE | HV_PGESFmNewCZ03rNCGF | ResHVAC | HV_PGESFmNewCZ03 | rWtd | All | PGE | SFm | New | CZ03 | rNCGF | 4471.9392 | HV_PGESFmNewCZ03 | rNCGF | 4471.9392
111 | 1 | 1 | 2 | 3 | 3 | TRUE | HV_PGESFmNewCZ03rDXHP | ResHVAC | HV_PGESFmNewCZ03 | rWtd | All | PGE | SFm | New | CZ03 | rDXHP | 77.393 | HV_PGESFmNewCZ03 | rDXHP | 77.393
112 | 1 | 1 | 2 | 3 | 4 | TRUE | HV_PGESFmNewCZ03rNCEH | ResHVAC | HV_PGESFmNewCZ03 | rWtd | All | PGE | SFm | New | CZ03 | rNCEH | 257.008 | HV_PGESFmNewCZ03 | rNCEH | 257.008
113 | 1 | 1 | 2 | 3 | 5 | TRUE | HV_PGESFmNewCZ03rDXOH | ResHVAC | HV_PGESFmNewCZ03 | rWtd | All | PGE | SFm | New | CZ03 | rDXOH | 108.3502 | HV_PGESFmNewCZ03 | rDXOH | 108.3502
114 | 1 | 1 | 2 | 3 | 6 | TRUE | HV_PGESFmNewCZ03rNCOH | ResHVAC | HV_PGESFmNewCZ03 | rWtd | All | PGE | SFm | New | CZ03 | rNCOH | 359.8112 | HV_PGESFmNewCZ03 | rNCOH | 359.8112
115 | 1 | 1 | 2 | 4 | 1 | TRUE | HV_PGESFmNewCZ04rDXGF | ResHVAC | HV_PGESFmNewCZ04 | rWtd | All | PGE | SFm | New | CZ04 | rDXGF | 5143.3704 | HV_PGESFmNewCZ04 | rDXGF | 5143.3704
116 | 1 | 1 | 2 | 4 | 2 | TRUE | HV_PGESFmNewCZ04rNCGF | ResHVAC | HV_PGESFmNewCZ04 | rWtd | All | PGE | SFm | New | CZ04 | rNCGF | 166.5702 | HV_PGESFmNewCZ04 | rNCGF | 166.5702
117 | 1 | 1 | 2 | 4 | 3 | TRUE | HV_PGESFmNewCZ04rDXHP | ResHVAC | HV_PGESFmNewCZ04 | rWtd | All | PGE | SFm | New | CZ04 | rDXHP | 295.596 | HV_PGESFmNewCZ04 | rDXHP | 295.596
118 | 1 | 1 | 2 | 4 | 4 | TRUE | HV_PGESFmNewCZ04rNCEH | ResHVAC | HV_PGESFmNewCZ04 | rWtd | All | PGE | SFm | New | CZ04 | rNCEH | 9.573 | HV_PGESFmNewCZ04 | rNCEH | 9.573
119 | 1 | 1 | 2 | 4 | 5 | TRUE | HV_PGESFmNewCZ04rDXOH | ResHVAC | HV_PGESFmNewCZ04 | rWtd | All | PGE | SFm | New | CZ04 | rDXOH | 413.8344 | HV_PGESFmNewCZ04 | rDXOH | 413.8344
120 | 1 | 1 | 2 | 4 | 6 | TRUE | HV_PGESFmNewCZ04rNCOH | ResHVAC | HV_PGESFmNewCZ04 | rWtd | All | PGE | SFm | New | CZ04 | rNCOH | 13.4022 | HV_PGESFmNewCZ04 | rNCOH | 13.4022
121 | 1 | 1 | 2 | 5 | 1 | TRUE | HV_PGESFmNewCZ05rDXGF | ResHVAC | HV_PGESFmNewCZ05 | rWtd | All | PGE | SFm | New | CZ05 | rDXGF | 126.5502 | HV_PGESFmNewCZ05 | rDXGF | 126.5502
122 | 1 | 1 | 2 | 5 | 2 | TRUE | HV_PGESFmNewCZ05rNCGF | ResHVAC | HV_PGESFmNewCZ05 | rWtd | All | PGE | SFm | New | CZ05 | rNCGF | 792.4482 | HV_PGESFmNewCZ05 | rNCGF | 792.4482
123 | 1 | 1 | 2 | 5 | 3 | TRUE | HV_PGESFmNewCZ05rDXHP | ResHVAC | HV_PGESFmNewCZ05 | rWtd | All | PGE | SFm | New | CZ05 | rDXHP | 7.273 | HV_PGESFmNewCZ05 | rDXHP | 7.273
124 | 1 | 1 | 2 | 5 | 4 | TRUE | HV_PGESFmNewCZ05rNCEH | ResHVAC | HV_PGESFmNewCZ05 | rWtd | All | PGE | SFm | New | CZ05 | rNCEH | 45.543 | HV_PGESFmNewCZ05 | rNCEH | 45.543
125 | 1 | 1 | 2 | 5 | 5 | TRUE | HV_PGESFmNewCZ05rDXOH | ResHVAC | HV_PGESFmNewCZ05 | rWtd | All | PGE | SFm | New | CZ05 | rDXOH | 10.1822 | HV_PGESFmNewCZ05 | rDXOH | 10.1822
126 | 1 | 1 | 2 | 5 | 6 | TRUE | HV_PGESFmNewCZ05rNCOH | ResHVAC | HV_PGESFmNewCZ05 | rWtd | All | PGE | SFm | New | CZ05 | rNCOH | 63.7602 | HV_PGESFmNewCZ05 | rNCOH | 63.7602
127 | 1 | 1 | 2 | 6 | 1 | FALSE | HV_PGESFmNewCZ06rDXGF | ResHVAC | HV_PGESFmNewCZ06 | rWtd | All | PGE | SFm | New | CZ06 | rDXGF | 0 | HV_PGESFmNewCZ06 | rDXGF | 0
128 | 1 | 1 | 2 | 6 | 2 | FALSE | HV_PGESFmNewCZ06rNCGF | ResHVAC | HV_PGESFmNewCZ06 | rWtd | All | PGE | SFm | New | CZ06 | rNCGF | 0 | HV_PGESFmNewCZ06 | rNCGF | 0
129 | 1 | 1 | 2 | 6 | 3 | FALSE | HV_PGESFmNewCZ06rDXHP | ResHVAC | HV_PGESFmNewCZ06 | rWtd | All | PGE | SFm | New | CZ06 | rDXHP | 0 | HV_PGESFmNewCZ06 | rDXHP | 0
130 | 1 | 1 | 2 | 6 | 4 | FALSE | HV_PGESFmNewCZ06rNCEH | ResHVAC | HV_PGESFmNewCZ06 | rWtd | All | PGE | SFm | New | CZ06 | rNCEH | 0 | HV_PGESFmNewCZ06 | rNCEH | 0
131 | 1 | 1 | 2 | 6 | 5 | FALSE | HV_PGESFmNewCZ06rDXOH | ResHVAC | HV_PGESFmNewCZ06 | rWtd | All | PGE | SFm | New | CZ06 | rDXOH | 0 | HV_PGESFmNewCZ06 | rDXOH | 0
132 | 1 | 1 | 2 | 6 | 6 | FALSE | HV_PGESFmNewCZ06rNCOH | ResHVAC | HV_PGESFmNewCZ06 | rWtd | All | PGE | SFm | New | CZ06 | rNCOH | 0 | HV_PGESFmNewCZ06 | rNCOH | 0
133 | 1 | 1 | 2 | 7 | 1 | FALSE | HV_PGESFmNewCZ07rDXGF | ResHVAC | HV_PGESFmNewCZ07 | rWtd | All | PGE | SFm | New | CZ07 | rDXGF | 0 | HV_PGESFmNewCZ07 | rDXGF | 0
134 | 1 | 1 | 2 | 7 | 2 | FALSE | HV_PGESFmNewCZ07rNCGF | ResHVAC | HV_PGESFmNewCZ07 | rWtd | All | PGE | SFm | New | CZ07 | rNCGF | 0 | HV_PGESFmNewCZ07 | rNCGF | 0
135 | 1 | 1 | 2 | 7 | 3 | FALSE | HV_PGESFmNewCZ07rDXHP | ResHVAC | HV_PGESFmNewCZ07 | rWtd | All | PGE | SFm | New | CZ07 | rDXHP | 0 | HV_PGESFmNewCZ07 | rDXHP | 0
136 | 1 | 1 | 2 | 7 | 4 | FALSE | HV_PGESFmNewCZ07rNCEH | ResHVAC | HV_PGESFmNewCZ07 | rWtd | All | PGE | SFm | New | CZ07 | rNCEH | 0 | HV_PGESFmNewCZ07 | rNCEH | 0
137 | 1 | 1 | 2 | 7 | 5 | FALSE | HV_PGESFmNewCZ07rDXOH | ResHVAC | HV_PGESFmNewCZ07 | rWtd | All | PGE | SFm | New | CZ07 | rDXOH | 0 | HV_PGESFmNewCZ07 | rDXOH | 0
138 | 1 | 1 | 2 | 7 | 6 | FALSE | HV_PGESFmNewCZ07rNCOH | ResHVAC | HV_PGESFmNewCZ07 | rWtd | All | PGE | SFm | New | CZ07 | rNCOH | 0 | HV_PGESFmNewCZ07 | rNCOH | 0
139 | 1 | 1 | 2 | 8 | 1 | FALSE | HV_PGESFmNewCZ08rDXGF | ResHVAC | HV_PGESFmNewCZ08 | rWtd | All | PGE | SFm | New | CZ08 | rDXGF | 0 | HV_PGESFmNewCZ08 | rDXGF | 0
140 | 1 | 1 | 2 | 8 | 2 | FALSE | HV_PGESFmNewCZ08rNCGF | ResHVAC | HV_PGESFmNewCZ08 | rWtd | All | PGE | SFm | New | CZ08 | rNCGF | 0 | HV_PGESFmNewCZ08 | rNCGF | 0
141 | 1 | 1 | 2 | 8 | 3 | FALSE | HV_PGESFmNewCZ08rDXHP | ResHVAC | HV_PGESFmNewCZ08 | rWtd | All | PGE | SFm | New | CZ08 | rDXHP | 0 | HV_PGESFmNewCZ08 | rDXHP | 0
142 | 1 | 1 | 2 | 8 | 4 | FALSE | HV_PGESFmNewCZ08rNCEH | ResHVAC | HV_PGESFmNewCZ08 | rWtd | All | PGE | SFm | New | CZ08 | rNCEH | 0 | HV_PGESFmNewCZ08 | rNCEH | 0
143 | 1 | 1 | 2 | 8 | 5 | FALSE | HV_PGESFmNewCZ08rDXOH | ResHVAC | HV_PGESFmNewCZ08 | rWtd | All | PGE | SFm | New | CZ08 | rDXOH | 0 | HV_PGESFmNewCZ08 | rDXOH | 0
144 | 1 | 1 | 2 | 8 | 6 | FALSE | HV_PGESFmNewCZ08rNCOH | ResHVAC | HV_PGESFmNewCZ08 | rWtd | All | PGE | SFm | New | CZ08 | rNCOH | 0 | HV_PGESFmNewCZ08 | rNCOH | 0
145 | 1 | 1 | 2 | 9 | 1 | FALSE | HV_PGESFmNewCZ09rDXGF | ResHVAC | HV_PGESFmNewCZ09 | rWtd | All | PGE | SFm | New | CZ09 | rDXGF | 0 | HV_PGESFmNewCZ09 | rDXGF | 0
146 | 1 | 1 | 2 | 9 | 2 | FALSE | HV_PGESFmNewCZ09rNCGF | ResHVAC | HV_PGESFmNewCZ09 | rWtd | All | PGE | SFm | New | CZ09 | rNCGF | 0 | HV_PGESFmNewCZ09 | rNCGF | 0
147 | 1 | 1 | 2 | 9 | 3 | FALSE | HV_PGESFmNewCZ09rDXHP | ResHVAC | HV_PGESFmNewCZ09 | rWtd | All | PGE | SFm | New | CZ09 | rDXHP | 0 | HV_PGESFmNewCZ09 | rDXHP | 0
148 | 1 | 1 | 2 | 9 | 4 | FALSE | HV_PGESFmNewCZ09rNCEH | ResHVAC | HV_PGESFmNewCZ09 | rWtd | All | PGE | SFm | New | CZ09 | rNCEH | 0 | HV_PGESFmNewCZ09 | rNCEH | 0
149 | 1 | 1 | 2 | 9 | 5 | FALSE | HV_PGESFmNewCZ09rDXOH | ResHVAC | HV_PGESFmNewCZ09 | rWtd | All | PGE | SFm | New | CZ09 | rDXOH | 0 | HV_PGESFmNewCZ09 | rDXOH | 0
150 | 1 | 1 | 2 | 9 | 6 | FALSE | HV_PGESFmNewCZ09rNCOH | ResHVAC | HV_PGESFmNewCZ09 | rWtd | All | PGE | SFm | New | CZ09 | rNCOH | 0 | HV_PGESFmNewCZ09 | rNCOH | 0
151 | 1 | 1 | 2 | 10 | 1 | FALSE | HV_PGESFmNewCZ10rDXGF | ResHVAC | HV_PGESFmNewCZ10 | rWtd | All | PGE | SFm | New | CZ10 | rDXGF | 0 | HV_PGESFmNewCZ10 | rDXGF | 0
152 | 1 | 1 | 2 | 10 | 2 | FALSE | HV_PGESFmNewCZ10rNCGF | ResHVAC | HV_PGESFmNewCZ10 | rWtd | All | PGE | SFm | New | CZ10 | rNCGF | 0 | HV_PGESFmNewCZ10 | rNCGF | 0
153 | 1 | 1 | 2 | 10 | 3 | FALSE | HV_PGESFmNewCZ10rDXHP | ResHVAC | HV_PGESFmNewCZ10 | rWtd | All | PGE | SFm | New | CZ10 | rDXHP | 0 | HV_PGESFmNewCZ10 | rDXHP | 0
154 | 1 | 1 | 2 | 10 | 4 | FALSE | HV_PGESFmNewCZ10rNCEH | ResHVAC | HV_PGESFmNewCZ10 | rWtd | All | PGE | SFm | New | CZ10 | rNCEH | 0 | HV_PGESFmNewCZ10 | rNCEH | 0
155 | 1 | 1 | 2 | 10 | 5 | FALSE | HV_PGESFmNewCZ10rDXOH | ResHVAC | HV_PGESFmNewCZ10 | rWtd | All | PGE | SFm | New | CZ10 | rDXOH | 0 | HV_PGESFmNewCZ10 | rDXOH | 0
156 | 1 | 1 | 2 | 10 | 6 | FALSE | HV_PGESFmNewCZ10rNCOH | ResHVAC | HV_PGESFmNewCZ10 | rWtd | All | PGE | SFm | New | CZ10 | rNCOH | 0 | HV_PGESFmNewCZ10 | rNCOH | 0
157 | 1 | 1 | 2 | 11 | 1 | TRUE | HV_PGESFmNewCZ11rDXGF | ResHVAC | HV_PGESFmNewCZ11 | rWtd | All | PGE | SFm | New | CZ11 | rDXGF | 7711.6278 | HV_PGESFmNewCZ11 | rDXGF | 7711.6278
158 | 1 | 1 | 2 | 11 | 2 | TRUE | HV_PGESFmNewCZ11rNCGF | ResHVAC | HV_PGESFmNewCZ11 | rWtd | All | PGE | SFm | New | CZ11 | rNCGF | 0 | HV_PGESFmNewCZ11 | rNCGF | 0
159 | 1 | 1 | 2 | 11 | 3 | TRUE | HV_PGESFmNewCZ11rDXHP | ResHVAC | HV_PGESFmNewCZ11 | rWtd | All | PGE | SFm | New | CZ11 | rDXHP | 443.197 | HV_PGESFmNewCZ11 | rDXHP | 443.197
160 | 1 | 1 | 2 | 11 | 4 | TRUE | HV_PGESFmNewCZ11rNCEH | ResHVAC | HV_PGESFmNewCZ11 | rWtd | All | PGE | SFm | New | CZ11 | rNCEH | 0 | HV_PGESFmNewCZ11 | rNCEH | 0
161 | 1 | 1 | 2 | 11 | 5 | TRUE | HV_PGESFmNewCZ11rDXOH | ResHVAC | HV_PGESFmNewCZ11 | rWtd | All | PGE | SFm | New | CZ11 | rDXOH | 620.4758 | HV_PGESFmNewCZ11 | rDXOH | 620.4758
162 | 1 | 1 | 2 | 11 | 6 | TRUE | HV_PGESFmNewCZ11rNCOH | ResHVAC | HV_PGESFmNewCZ11 | rWtd | All | PGE | SFm | New | CZ11 | rNCOH | 0 | HV_PGESFmNewCZ11 | rNCOH | 0
163 | 1 | 1 | 2 | 12 | 1 | TRUE | HV_PGESFmNewCZ12rDXGF | ResHVAC | HV_PGESFmNewCZ12 | rWtd | All | PGE | SFm | New | CZ12 | rDXGF | 17318.7942 | HV_PGESFmNewCZ12 | rDXGF | 17318.7942
164 | 1 | 1 | 2 | 12 | 2 | TRUE | HV_PGESFmNewCZ12rNCGF | ResHVAC | HV_PGESFmNewCZ12 | rWtd | All | PGE | SFm | New | CZ12 | rNCGF | 236.3268 | HV_PGESFmNewCZ12 | rNCGF | 236.3268
165 | 1 | 1 | 2 | 12 | 3 | TRUE | HV_PGESFmNewCZ12rDXHP | ResHVAC | HV_PGESFmNewCZ12 | rWtd | All | PGE | SFm | New | CZ12 | rDXHP | 995.333 | HV_PGESFmNewCZ12 | rDXHP | 995.333
166 | 1 | 1 | 2 | 12 | 4 | TRUE | HV_PGESFmNewCZ12rNCEH | ResHVAC | HV_PGESFmNewCZ12 | rWtd | All | PGE | SFm | New | CZ12 | rNCEH | 13.582 | HV_PGESFmNewCZ12 | rNCEH | 13.582
167 | 1 | 1 | 2 | 12 | 5 | TRUE | HV_PGESFmNewCZ12rDXOH | ResHVAC | HV_PGESFmNewCZ12 | rWtd | All | PGE | SFm | New | CZ12 | rDXOH | 1393.4662 | HV_PGESFmNewCZ12 | rDXOH | 1393.4662
168 | 1 | 1 | 2 | 12 | 6 | TRUE | HV_PGESFmNewCZ12rNCOH | ResHVAC | HV_PGESFmNewCZ12 | rWtd | All | PGE | SFm | New | CZ12 | rNCOH | 19.0148 | HV_PGESFmNewCZ12 | rNCOH | 19.0148
169 | 1 | 1 | 2 | 13 | 1 | TRUE | HV_PGESFmNewCZ13rDXGF | ResHVAC | HV_PGESFmNewCZ13 | rWtd | All | PGE | SFm | New | CZ13 | rDXGF | 7356.5808 | HV_PGESFmNewCZ13 | rDXGF | 7356.5808
170 | 1 | 1 | 2 | 13 | 2 | TRUE | HV_PGESFmNewCZ13rNCGF | ResHVAC | HV_PGESFmNewCZ13 | rWtd | All | PGE | SFm | New | CZ13 | rNCGF | 0 | HV_PGESFmNewCZ13 | rNCGF | 0
171 | 1 | 1 | 2 | 13 | 3 | TRUE | HV_PGESFmNewCZ13rDXHP | ResHVAC | HV_PGESFmNewCZ13 | rWtd | All | PGE | SFm | New | CZ13 | rDXHP | 422.792 | HV_PGESFmNewCZ13 | rDXHP | 422.792
172 | 1 | 1 | 2 | 13 | 4 | TRUE | HV_PGESFmNewCZ13rNCEH | ResHVAC | HV_PGESFmNewCZ13 | rWtd | All | PGE | SFm | New | CZ13 | rNCEH | 0 | HV_PGESFmNewCZ13 | rNCEH | 0
173 | 1 | 1 | 2 | 13 | 5 | TRUE | HV_PGESFmNewCZ13rDXOH | ResHVAC | HV_PGESFmNewCZ13 | rWtd | All | PGE | SFm | New | CZ13 | rDXOH | 591.9088 | HV_PGESFmNewCZ13 | rDXOH | 591.9088
174 | 1 | 1 | 2 | 13 | 6 | TRUE | HV_PGESFmNewCZ13rNCOH | ResHVAC | HV_PGESFmNewCZ13 | rWtd | All | PGE | SFm | New | CZ13 | rNCOH | 0 | HV_PGESFmNewCZ13 | rNCOH | 0
175 | 1 | 1 | 2 | 14 | 1 | FALSE | HV_PGESFmNewCZ14rDXGF | ResHVAC | HV_PGESFmNewCZ14 | rWtd | All | PGE | SFm | New | CZ14 | rDXGF | 0 | HV_PGESFmNewCZ14 | rDXGF | 0
176 | 1 | 1 | 2 | 14 | 2 | FALSE | HV_PGESFmNewCZ14rNCGF | ResHVAC | HV_PGESFmNewCZ14 | rWtd | All | PGE | SFm | New | CZ14 | rNCGF | 0 | HV_PGESFmNewCZ14 | rNCGF | 0
177 | 1 | 1 | 2 | 14 | 3 | FALSE | HV_PGESFmNewCZ14rDXHP | ResHVAC | HV_PGESFmNewCZ14 | rWtd | All | PGE | SFm | New | CZ14 | rDXHP | 0 | HV_PGESFmNewCZ14 | rDXHP | 0
178 | 1 | 1 | 2 | 14 | 4 | FALSE | HV_PGESFmNewCZ14rNCEH | ResHVAC | HV_PGESFmNewCZ14 | rWtd | All | PGE | SFm | New | CZ14 | rNCEH | 0 | HV_PGESFmNewCZ14 | rNCEH | 0
179 | 1 | 1 | 2 | 14 | 5 | FALSE | HV_PGESFmNewCZ14rDXOH | ResHVAC | HV_PGESFmNewCZ14 | rWtd | All | PGE | SFm | New | CZ14 | rDXOH | 0 | HV_PGESFmNewCZ14 | rDXOH | 0
180 | 1 | 1 | 2 | 14 | 6 | FALSE | HV_PGESFmNewCZ14rNCOH | ResHVAC | HV_PGESFmNewCZ14 | rWtd | All | PGE | SFm | New | CZ14 | rNCOH | 0 | HV_PGESFmNewCZ14 | rNCOH | 0
181 | 1 | 1 | 2 | 15 | 1 | FALSE | HV_PGESFmNewCZ15rDXGF | ResHVAC | HV_PGESFmNewCZ15 | rWtd | All | PGE | SFm | New | CZ15 | rDXGF | 0 | HV_PGESFmNewCZ15 | rDXGF | 0
182 | 1 | 1 | 2 | 15 | 2 | FALSE | HV_PGESFmNewCZ15rNCGF | ResHVAC | HV_PGESFmNewCZ15 | rWtd | All | PGE | SFm | New | CZ15 | rNCGF | 0 | HV_PGESFmNewCZ15 | rNCGF | 0
183 | 1 | 1 | 2 | 15 | 3 | FALSE | HV_PGESFmNewCZ15rDXHP | ResHVAC | HV_PGESFmNewCZ15 | rWtd | All | PGE | SFm | New | CZ15 | rDXHP | 0 | HV_PGESFmNewCZ15 | rDXHP | 0
184 | 1 | 1 | 2 | 15 | 4 | FALSE | HV_PGESFmNewCZ15rNCEH | ResHVAC | HV_PGESFmNewCZ15 | rWtd | All | PGE | SFm | New | CZ15 | rNCEH | 0 | HV_PGESFmNewCZ15 | rNCEH | 0
185 | 1 | 1 | 2 | 15 | 5 | FALSE | HV_PGESFmNewCZ15rDXOH | ResHVAC | HV_PGESFmNewCZ15 | rWtd | All | PGE | SFm | New | CZ15 | rDXOH | 0 | HV_PGESFmNewCZ15 | rDXOH | 0
186 | 1 | 1 | 2 | 15 | 6 | FALSE | HV_PGESFmNewCZ15rNCOH | ResHVAC | HV_PGESFmNewCZ15 | rWtd | All | PGE | SFm | New | CZ15 | rNCOH | 0 | HV_PGESFmNewCZ15 | rNCOH | 0
187 | 1 | 1 | 2 | 16 | 1 | TRUE | HV_PGESFmNewCZ16rDXGF | ResHVAC | HV_PGESFmNewCZ16 | rWtd | All | PGE | SFm | New | CZ16 | rDXGF | 108.3498 | HV_PGESFmNewCZ16 | rDXGF | 108.3498
188 | 1 | 1 | 2 | 16 | 2 | TRUE | HV_PGESFmNewCZ16rNCGF | ResHVAC | HV_PGESFmNewCZ16 | rWtd | All | PGE | SFm | New | CZ16 | rNCGF | 108.3498 | HV_PGESFmNewCZ16 | rNCGF | 108.3498
189 | 1 | 1 | 2 | 16 | 3 | TRUE | HV_PGESFmNewCZ16rDXHP | ResHVAC | HV_PGESFmNewCZ16 | rWtd | All | PGE | SFm | New | CZ16 | rDXHP | 6.227 | HV_PGESFmNewCZ16 | rDXHP | 6.227
190 | 1 | 1 | 2 | 16 | 4 | TRUE | HV_PGESFmNewCZ16rNCEH | ResHVAC | HV_PGESFmNewCZ16 | rWtd | All | PGE | SFm | New | CZ16 | rNCEH | 6.227 | HV_PGESFmNewCZ16 | rNCEH | 6.227
191 | 1 | 1 | 2 | 16 | 5 | TRUE | HV_PGESFmNewCZ16rDXOH | ResHVAC | HV_PGESFmNewCZ16 | rWtd | All | PGE | SFm | New | CZ16 | rDXOH | 8.7178 | HV_PGESFmNewCZ16 | rDXOH | 8.7178
192 | 1 | 1 | 2 | 16 | 6 | TRUE | HV_PGESFmNewCZ16rNCOH | ResHVAC | HV_PGESFmNewCZ16 | rWtd | All | PGE | SFm | New | CZ16 | rNCOH | 8.7178 | HV_PGESFmNewCZ16 | rNCOH | 8.7178
193 | 1 | 2 | 1 | 1 | 1 | TRUE | HV_PGEMFmExCZ01rDXGF | ResHVAC | HV_PGEMFmExCZ01 | rWtd | All | PGE | MFm | Ex | CZ01 | rDXGF | 240.6908 | HV_PGEMFmExCZ01 | rDXGF | 240.6908
194 | 1 | 2 | 1 | 1 | 2 | TRUE | HV_PGEMFmExCZ01rNCGF | ResHVAC | HV_PGEMFmExCZ01 | rWtd | All | PGE | MFm | Ex | CZ01 | rNCGF | 7734.7784 | HV_PGEMFmExCZ01 | rNCGF | 7734.7784
195 | 1 | 2 | 1 | 1 | 3 | TRUE | HV_PGEMFmExCZ01rDXHP | ResHVAC | HV_PGEMFmExCZ01 | rWtd | All | PGE | MFm | Ex | CZ01 | rDXHP | 34.61 | HV_PGEMFmExCZ01 | rDXHP | 34.61
196 | 1 | 2 | 1 | 1 | 4 | TRUE | HV_PGEMFmExCZ01rNCEH | ResHVAC | HV_PGEMFmExCZ01 | rWtd | All | PGE | MFm | Ex | CZ01 | rNCEH | 1112.2197 | HV_PGEMFmExCZ01 | rNCEH | 1112.2197
197 | 1 | 2 | 1 | 1 | 5 | TRUE | HV_PGEMFmExCZ01rDXOH | ResHVAC | HV_PGEMFmExCZ01 | rWtd | All | PGE | MFm | Ex | CZ01 | rDXOH | 30.0153 | HV_PGEMFmExCZ01 | rDXOH | 30.0153
198 | 1 | 2 | 1 | 1 | 6 | TRUE | HV_PGEMFmExCZ01rNCOH | ResHVAC | HV_PGEMFmExCZ01 | rWtd | All | PGE | MFm | Ex | CZ01 | rNCOH | 964.5636 | HV_PGEMFmExCZ01 | rNCOH | 964.5636
199 | 1 | 2 | 1 | 2 | 1 | TRUE | HV_PGEMFmExCZ02rDXGF | ResHVAC | HV_PGEMFmExCZ02 | rWtd | All | PGE | MFm | Ex | CZ02 | rDXGF | 15232.8827 | HV_PGEMFmExCZ02 | rDXGF | 15232.8827
200 | 1 | 2 | 1 | 2 | 2 | TRUE | HV_PGEMFmExCZ02rNCGF | ResHVAC | HV_PGEMFmExCZ02 | rWtd | All | PGE | MFm | Ex | CZ02 | rNCGF | 24643.6198 | HV_PGEMFmExCZ02 | rNCGF | 24643.6198
201 | 1 | 2 | 1 | 2 | 3 | TRUE | HV_PGEMFmExCZ02rDXHP | ResHVAC | HV_PGEMFmExCZ02 | rWtd | All | PGE | MFm | Ex | CZ02 | rDXHP | 2190.4068 | HV_PGEMFmExCZ02 | rDXHP | 2190.4068
202 | 1 | 2 | 1 | 2 | 4 | TRUE | HV_PGEMFmExCZ02rNCEH | ResHVAC | HV_PGEMFmExCZ02 | rWtd | All | PGE | MFm | Ex | CZ02 | rNCEH | 3543.6204 | HV_PGEMFmExCZ02 | rNCEH | 3543.6204
203 | 1 | 2 | 1 | 2 | 5 | TRUE | HV_PGEMFmExCZ02rDXOH | ResHVAC | HV_PGEMFmExCZ02 | rWtd | All | PGE | MFm | Ex | CZ02 | rDXOH | 1899.6128 | HV_PGEMFmExCZ02 | rDXOH | 1899.6128
204 | 1 | 2 | 1 | 2 | 6 | TRUE | HV_PGEMFmExCZ02rNCOH | ResHVAC | HV_PGEMFmExCZ02 | rWtd | All | PGE | MFm | Ex | CZ02 | rNCOH | 3073.1764 | HV_PGEMFmExCZ02 | rNCOH | 3073.1764
205 | 1 | 2 | 1 | 3 | 1 | TRUE | HV_PGEMFmExCZ03rDXGF | ResHVAC | HV_PGEMFmExCZ03 | rWtd | All | PGE | MFm | Ex | CZ03 | rDXGF | 28336.749 | HV_PGEMFmExCZ03 | rDXGF | 28336.749
206 | 1 | 2 | 1 | 3 | 2 | TRUE | HV_PGEMFmExCZ03rNCGF | ResHVAC | HV_PGEMFmExCZ03 | rWtd | All | PGE | MFm | Ex | CZ03 | rNCGF | 334557.9159 | HV_PGEMFmExCZ03 | rNCGF | 334557.9159
207 | 1 | 2 | 1 | 3 | 3 | TRUE | HV_PGEMFmExCZ03rDXHP | ResHVAC | HV_PGEMFmExCZ03 | rWtd | All | PGE | MFm | Ex | CZ03 | rDXHP | 4074.6725 | HV_PGEMFmExCZ03 | rDXHP | 4074.6725
208 | 1 | 2 | 1 | 3 | 4 | TRUE | HV_PGEMFmExCZ03rNCEH | ResHVAC | HV_PGEMFmExCZ03 | rWtd | All | PGE | MFm | Ex | CZ03 | rNCEH | 48107.6342 | HV_PGEMFmExCZ03 | rNCEH | 48107.6342
209 | 1 | 2 | 1 | 3 | 5 | TRUE | HV_PGEMFmExCZ03rDXOH | ResHVAC | HV_PGEMFmExCZ03 | rWtd | All | PGE | MFm | Ex | CZ03 | rDXOH | 3533.7272 | HV_PGEMFmExCZ03 | rDXOH | 3533.7272
210 | 1 | 2 | 1 | 3 | 6 | TRUE | HV_PGEMFmExCZ03rNCOH | ResHVAC | HV_PGEMFmExCZ03 | rWtd | All | PGE | MFm | Ex | CZ03 | rNCOH | 41720.961 | HV_PGEMFmExCZ03 | rNCOH | 41720.961
211 | 1 | 2 | 1 | 4 | 1 | TRUE | HV_PGEMFmExCZ04rDXGF | ResHVAC | HV_PGEMFmExCZ04 | rWtd | All | PGE | MFm | Ex | CZ04 | rDXGF | 59312.9004 | HV_PGEMFmExCZ04 | rDXGF | 59312.9004
212 | 1 | 2 | 1 | 4 | 2 | TRUE | HV_PGEMFmExCZ04rNCGF | ResHVAC | HV_PGEMFmExCZ04 | rWtd | All | PGE | MFm | Ex | CZ04 | rNCGF | 85907.7665 | HV_PGEMFmExCZ04 | rNCGF | 85907.7665
213 | 1 | 2 | 1 | 4 | 3 | TRUE | HV_PGEMFmExCZ04rDXHP | ResHVAC | HV_PGEMFmExCZ04 | rWtd | All | PGE | MFm | Ex | CZ04 | rDXHP | 8528.877 | HV_PGEMFmExCZ04 | rDXHP | 8528.877
214 | 1 | 2 | 1 | 4 | 4 | TRUE | HV_PGEMFmExCZ04rNCEH | ResHVAC | HV_PGEMFmExCZ04 | rWtd | All | PGE | MFm | Ex | CZ04 | rNCEH | 12353.0761 | HV_PGEMFmExCZ04 | rNCEH | 12353.0761
215 | 1 | 2 | 1 | 4 | 5 | TRUE | HV_PGEMFmExCZ04rDXOH | ResHVAC | HV_PGEMFmExCZ04 | rWtd | All | PGE | MFm | Ex | CZ04 | rDXOH | 7396.6004 | HV_PGEMFmExCZ04 | rDXOH | 7396.6004
216 | 1 | 2 | 1 | 4 | 6 | TRUE | HV_PGEMFmExCZ04rNCOH | ResHVAC | HV_PGEMFmExCZ04 | rWtd | All | PGE | MFm | Ex | CZ04 | rNCOH | 10713.1065 | HV_PGEMFmExCZ04 | rNCOH | 10713.1065
217 | 1 | 2 | 1 | 5 | 1 | TRUE | HV_PGEMFmExCZ05rDXGF | ResHVAC | HV_PGEMFmExCZ05 | rWtd | All | PGE | MFm | Ex | CZ05 | rDXGF | 4230.5077 | HV_PGEMFmExCZ05 | rDXGF | 4230.5077
218 | 1 | 2 | 1 | 5 | 2 | TRUE | HV_PGEMFmExCZ05rNCGF | ResHVAC | HV_PGEMFmExCZ05 | rWtd | All | PGE | MFm | Ex | CZ05 | rNCGF | 10978.6373 | HV_PGEMFmExCZ05 | rNCGF | 10978.6373
219 | 1 | 2 | 1 | 5 | 3 | TRUE | HV_PGEMFmExCZ05rDXHP | ResHVAC | HV_PGEMFmExCZ05 | rWtd | All | PGE | MFm | Ex | CZ05 | rDXHP | 608.3243 | HV_PGEMFmExCZ05 | rDXHP | 608.3243
220 | 1 | 2 | 1 | 5 | 4 | TRUE | HV_PGEMFmExCZ05rNCEH | ResHVAC | HV_PGEMFmExCZ05 | rWtd | All | PGE | MFm | Ex | CZ05 | rNCEH | 1578.6692 | HV_PGEMFmExCZ05 | rNCEH | 1578.6692
221 | 1 | 2 | 1 | 5 | 5 | TRUE | HV_PGEMFmExCZ05rDXOH | ResHVAC | HV_PGEMFmExCZ05 | rWtd | All | PGE | MFm | Ex | CZ05 | rDXOH | 527.5644 | HV_PGEMFmExCZ05 | rDXOH | 527.5644
222 | 1 | 2 | 1 | 5 | 6 | TRUE | HV_PGEMFmExCZ05rNCOH | ResHVAC | HV_PGEMFmExCZ05 | rWtd | All | PGE | MFm | Ex | CZ05 | rNCOH | 1369.0882 | HV_PGEMFmExCZ05 | rNCOH | 1369.0882
223 | 1 | 2 | 1 | 6 | 1 | FALSE | HV_PGEMFmExCZ06rDXGF | ResHVAC | HV_PGEMFmExCZ06 | rWtd | All | PGE | MFm | Ex | CZ06 | rDXGF | 0 | HV_PGEMFmExCZ06 | rDXGF | 0
224 | 1 | 2 | 1 | 6 | 2 | FALSE | HV_PGEMFmExCZ06rNCGF | ResHVAC | HV_PGEMFmExCZ06 | rWtd | All | PGE | MFm | Ex | CZ06 | rNCGF | 0 | HV_PGEMFmExCZ06 | rNCGF | 0
225 | 1 | 2 | 1 | 6 | 3 | FALSE | HV_PGEMFmExCZ06rDXHP | ResHVAC | HV_PGEMFmExCZ06 | rWtd | All | PGE | MFm | Ex | CZ06 | rDXHP | 0 | HV_PGEMFmExCZ06 | rDXHP | 0
226 | 1 | 2 | 1 | 6 | 4 | FALSE | HV_PGEMFmExCZ06rNCEH | ResHVAC | HV_PGEMFmExCZ06 | rWtd | All | PGE | MFm | Ex | CZ06 | rNCEH | 0 | HV_PGEMFmExCZ06 | rNCEH | 0
227 | 1 | 2 | 1 | 6 | 5 | FALSE | HV_PGEMFmExCZ06rDXOH | ResHVAC | HV_PGEMFmExCZ06 | rWtd | All | PGE | MFm | Ex | CZ06 | rDXOH | 0 | HV_PGEMFmExCZ06 | rDXOH | 0
228 | 1 | 2 | 1 | 6 | 6 | FALSE | HV_PGEMFmExCZ06rNCOH | ResHVAC | HV_PGEMFmExCZ06 | rWtd | All | PGE | MFm | Ex | CZ06 | rNCOH | 0 | HV_PGEMFmExCZ06 | rNCOH | 0
229 | 1 | 2 | 1 | 7 | 1 | FALSE | HV_PGEMFmExCZ07rDXGF | ResHVAC | HV_PGEMFmExCZ07 | rWtd | All | PGE | MFm | Ex | CZ07 | rDXGF | 0 | HV_PGEMFmExCZ07 | rDXGF | 0
230 | 1 | 2 | 1 | 7 | 2 | FALSE | HV_PGEMFmExCZ07rNCGF | ResHVAC | HV_PGEMFmExCZ07 | rWtd | All | PGE | MFm | Ex | CZ07 | rNCGF | 0 | HV_PGEMFmExCZ07 | rNCGF | 0
231 | 1 | 2 | 1 | 7 | 3 | FALSE | HV_PGEMFmExCZ07rDXHP | ResHVAC | HV_PGEMFmExCZ07 | rWtd | All | PGE | MFm | Ex | CZ07 | rDXHP | 0 | HV_PGEMFmExCZ07 | rDXHP | 0
232 | 1 | 2 | 1 | 7 | 4 | FALSE | HV_PGEMFmExCZ07rNCEH | ResHVAC | HV_PGEMFmExCZ07 | rWtd | All | PGE | MFm | Ex | CZ07 | rNCEH | 0 | HV_PGEMFmExCZ07 | rNCEH | 0
233 | 1 | 2 | 1 | 7 | 5 | FALSE | HV_PGEMFmExCZ07rDXOH | ResHVAC | HV_PGEMFmExCZ07 | rWtd | All | PGE | MFm | Ex | CZ07 | rDXOH | 0 | HV_PGEMFmExCZ07 | rDXOH | 0
234 | 1 | 2 | 1 | 7 | 6 | FALSE | HV_PGEMFmExCZ07rNCOH | ResHVAC | HV_PGEMFmExCZ07 | rWtd | All | PGE | MFm | Ex | CZ07 | rNCOH | 0 | HV_PGEMFmExCZ07 | rNCOH | 0
235 | 1 | 2 | 1 | 8 | 1 | FALSE | HV_PGEMFmExCZ08rDXGF | ResHVAC | HV_PGEMFmExCZ08 | rWtd | All | PGE | MFm | Ex | CZ08 | rDXGF | 0 | HV_PGEMFmExCZ08 | rDXGF | 0
236 | 1 | 2 | 1 | 8 | 2 | FALSE | HV_PGEMFmExCZ08rNCGF | ResHVAC | HV_PGEMFmExCZ08 | rWtd | All | PGE | MFm | Ex | CZ08 | rNCGF | 0 | HV_PGEMFmExCZ08 | rNCGF | 0
237 | 1 | 2 | 1 | 8 | 3 | FALSE | HV_PGEMFmExCZ08rDXHP | ResHVAC | HV_PGEMFmExCZ08 | rWtd | All | PGE | MFm | Ex | CZ08 | rDXHP | 0 | HV_PGEMFmExCZ08 | rDXHP | 0
238 | 1 | 2 | 1 | 8 | 4 | FALSE | HV_PGEMFmExCZ08rNCEH | ResHVAC | HV_PGEMFmExCZ08 | rWtd | All | PGE | MFm | Ex | CZ08 | rNCEH | 0 | HV_PGEMFmExCZ08 | rNCEH | 0
239 | 1 | 2 | 1 | 8 | 5 | FALSE | HV_PGEMFmExCZ08rDXOH | ResHVAC | HV_PGEMFmExCZ08 | rWtd | All | PGE | MFm | Ex | CZ08 | rDXOH | 0 | HV_PGEMFmExCZ08 | rDXOH | 0
240 | 1 | 2 | 1 | 8 | 6 | FALSE | HV_PGEMFmExCZ08rNCOH | ResHVAC | HV_PGEMFmExCZ08 | rWtd | All | PGE | MFm | Ex | CZ08 | rNCOH | 0 | HV_PGEMFmExCZ08 | rNCOH | 0
241 | 1 | 2 | 1 | 9 | 1 | FALSE | HV_PGEMFmExCZ09rDXGF | ResHVAC | HV_PGEMFmExCZ09 | rWtd | All | PGE | MFm | Ex | CZ09 | rDXGF | 0 | HV_PGEMFmExCZ09 | rDXGF | 0
242 | 1 | 2 | 1 | 9 | 2 | FALSE | HV_PGEMFmExCZ09rNCGF | ResHVAC | HV_PGEMFmExCZ09 | rWtd | All | PGE | MFm | Ex | CZ09 | rNCGF | 0 | HV_PGEMFmExCZ09 | rNCGF | 0
243 | 1 | 2 | 1 | 9 | 3 | FALSE | HV_PGEMFmExCZ09rDXHP | ResHVAC | HV_PGEMFmExCZ09 | rWtd | All | PGE | MFm | Ex | CZ09 | rDXHP | 0 | HV_PGEMFmExCZ09 | rDXHP | 0
244 | 1 | 2 | 1 | 9 | 4 | FALSE | HV_PGEMFmExCZ09rNCEH | ResHVAC | HV_PGEMFmExCZ09 | rWtd | All | PGE | MFm | Ex | CZ09 | rNCEH | 0 | HV_PGEMFmExCZ09 | rNCEH | 0
245 | 1 | 2 | 1 | 9 | 5 | FALSE | HV_PGEMFmExCZ09rDXOH | ResHVAC | HV_PGEMFmExCZ09 | rWtd | All | PGE | MFm | Ex | CZ09 | rDXOH | 0 | HV_PGEMFmExCZ09 | rDXOH | 0
246 | 1 | 2 | 1 | 9 | 6 | FALSE | HV_PGEMFmExCZ09rNCOH | ResHVAC | HV_PGEMFmExCZ09 | rWtd | All | PGE | MFm | Ex | CZ09 | rNCOH | 0 | HV_PGEMFmExCZ09 | rNCOH | 0
247 | 1 | 2 | 1 | 10 | 1 | FALSE | HV_PGEMFmExCZ10rDXGF | ResHVAC | HV_PGEMFmExCZ10 | rWtd | All | PGE | MFm | Ex | CZ10 | rDXGF | 0 | HV_PGEMFmExCZ10 | rDXGF | 0
248 | 1 | 2 | 1 | 10 | 2 | FALSE | HV_PGEMFmExCZ10rNCGF | ResHVAC | HV_PGEMFmExCZ10 | rWtd | All | PGE | MFm | Ex | CZ10 | rNCGF | 0 | HV_PGEMFmExCZ10 | rNCGF | 0
249 | 1 | 2 | 1 | 10 | 3 | FALSE | HV_PGEMFmExCZ10rDXHP | ResHVAC | HV_PGEMFmExCZ10 | rWtd | All | PGE | MFm | Ex | CZ10 | rDXHP | 0 | HV_PGEMFmExCZ10 | rDXHP | 0
250 | 1 | 2 | 1 | 10 | 4 | FALSE | HV_PGEMFmExCZ10rNCEH | ResHVAC | HV_PGEMFmExCZ10 | rWtd | All | PGE | MFm | Ex | CZ10 | rNCEH | 0 | HV_PGEMFmExCZ10 | rNCEH | 0
251 | 1 | 2 | 1 | 10 | 5 | FALSE | HV_PGEMFmExCZ10rDXOH | ResHVAC | HV_PGEMFmExCZ10 | rWtd | All | PGE | MFm | Ex | CZ10 | rDXOH | 0 | HV_PGEMFmExCZ10 | rDXOH | 0
252 | 1 | 2 | 1 | 10 | 6 | FALSE | HV_PGEMFmExCZ10rNCOH | ResHVAC | HV_PGEMFmExCZ10 | rWtd | All | PGE | MFm | Ex | CZ10 | rNCOH | 0 | HV_PGEMFmExCZ10 | rNCOH | 0
253 | 1 | 2 | 1 | 11 | 1 | TRUE | HV_PGEMFmExCZ11rDXGF | ResHVAC | HV_PGEMFmExCZ11 | rWtd | All | PGE | MFm | Ex | CZ11 | rDXGF | 29584.5566 | HV_PGEMFmExCZ11 | rDXGF | 29584.5566
254 | 1 | 2 | 1 | 11 | 2 | TRUE | HV_PGEMFmExCZ11rNCGF | ResHVAC | HV_PGEMFmExCZ11 | rWtd | All | PGE | MFm | Ex | CZ11 | rNCGF | 868.7296 | HV_PGEMFmExCZ11 | rNCGF | 868.7296
255 | 1 | 2 | 1 | 11 | 3 | TRUE | HV_PGEMFmExCZ11rDXHP | ResHVAC | HV_PGEMFmExCZ11 | rWtd | All | PGE | MFm | Ex | CZ11 | rDXHP | 4254.1006 | HV_PGEMFmExCZ11 | rDXHP | 4254.1006
256 | 1 | 2 | 1 | 11 | 4 | TRUE | HV_PGEMFmExCZ11rNCEH | ResHVAC | HV_PGEMFmExCZ11 | rWtd | All | PGE | MFm | Ex | CZ11 | rNCEH | 124.9187 | HV_PGEMFmExCZ11 | rNCEH | 124.9187
257 | 1 | 2 | 1 | 11 | 5 | TRUE | HV_PGEMFmExCZ11rDXOH | ResHVAC | HV_PGEMFmExCZ11 | rWtd | All | PGE | MFm | Ex | CZ11 | rDXOH | 3689.3347 | HV_PGEMFmExCZ11 | rDXOH | 3689.3347
258 | 1 | 2 | 1 | 11 | 6 | TRUE | HV_PGEMFmExCZ11rNCOH | ResHVAC | HV_PGEMFmExCZ11 | rWtd | All | PGE | MFm | Ex | CZ11 | rNCOH | 108.3347 | HV_PGEMFmExCZ11 | rNCOH | 108.3347
259 | 1 | 2 | 1 | 12 | 1 | TRUE | HV_PGEMFmExCZ12rDXGF | ResHVAC | HV_PGEMFmExCZ12 | rWtd | All | PGE | MFm | Ex | CZ12 | rDXGF | 137090.0484 | HV_PGEMFmExCZ12 | rDXGF | 137090.0484
260 | 1 | 2 | 1 | 12 | 2 | TRUE | HV_PGEMFmExCZ12rNCGF | ResHVAC | HV_PGEMFmExCZ12 | rWtd | All | PGE | MFm | Ex | CZ12 | rNCGF | 20822.822 | HV_PGEMFmExCZ12 | rNCGF | 20822.822
261 | 1 | 2 | 1 | 12 | 3 | TRUE | HV_PGEMFmExCZ12rDXHP | ResHVAC | HV_PGEMFmExCZ12 | rWtd | All | PGE | MFm | Ex | CZ12 | rDXHP | 19712.8138 | HV_PGEMFmExCZ12 | rDXHP | 19712.8138
262 | 1 | 2 | 1 | 12 | 4 | TRUE | HV_PGEMFmExCZ12rNCEH | ResHVAC | HV_PGEMFmExCZ12 | rWtd | All | PGE | MFm | Ex | CZ12 | rNCEH | 2994.2101 | HV_PGEMFmExCZ12 | rNCEH | 2994.2101
263 | 1 | 2 | 1 | 12 | 5 | TRUE | HV_PGEMFmExCZ12rDXOH | ResHVAC | HV_PGEMFmExCZ12 | rWtd | All | PGE | MFm | Ex | CZ12 | rDXOH | 17095.7801 | HV_PGEMFmExCZ12 | rDXOH | 17095.7801
264 | 1 | 2 | 1 | 12 | 6 | TRUE | HV_PGEMFmExCZ12rNCOH | ResHVAC | HV_PGEMFmExCZ12 | rWtd | All | PGE | MFm | Ex | CZ12 | rNCOH | 2596.7048 | HV_PGEMFmExCZ12 | rNCOH | 2596.7048
265 | 1 | 2 | 1 | 13 | 1 | TRUE | HV_PGEMFmExCZ13rDXGF | ResHVAC | HV_PGEMFmExCZ13 | rWtd | All | PGE | MFm | Ex | CZ13 | rDXGF | 64682.8907 | HV_PGEMFmExCZ13 | rDXGF | 64682.8907
266 | 1 | 2 | 1 | 13 | 2 | TRUE | HV_PGEMFmExCZ13rNCGF | ResHVAC | HV_PGEMFmExCZ13 | rWtd | All | PGE | MFm | Ex | CZ13 | rNCGF | 2224.7808 | HV_PGEMFmExCZ13 | rNCGF | 2224.7808
267 | 1 | 2 | 1 | 13 | 3 | TRUE | HV_PGEMFmExCZ13rDXHP | ResHVAC | HV_PGEMFmExCZ13 | rWtd | All | PGE | MFm | Ex | CZ13 | rDXHP | 9301.0528 | HV_PGEMFmExCZ13 | rDXHP | 9301.0528
268 | 1 | 2 | 1 | 13 | 4 | TRUE | HV_PGEMFmExCZ13rNCEH | ResHVAC | HV_PGEMFmExCZ13 | rWtd | All | PGE | MFm | Ex | CZ13 | rNCEH | 319.9115 | HV_PGEMFmExCZ13 | rNCEH | 319.9115
269 | 1 | 2 | 1 | 13 | 5 | TRUE | HV_PGEMFmExCZ13rDXOH | ResHVAC | HV_PGEMFmExCZ13 | rWtd | All | PGE | MFm | Ex | CZ13 | rDXOH | 8066.2637 | HV_PGEMFmExCZ13 | rDXOH | 8066.2637
270 | 1 | 2 | 1 | 13 | 6 | TRUE | HV_PGEMFmExCZ13rNCOH | ResHVAC | HV_PGEMFmExCZ13 | rWtd | All | PGE | MFm | Ex | CZ13 | rNCOH | 277.4407 | HV_PGEMFmExCZ13 | rNCOH | 277.4407
271 | 1 | 2 | 1 | 14 | 1 | FALSE | HV_PGEMFmExCZ14rDXGF | ResHVAC | HV_PGEMFmExCZ14 | rWtd | All | PGE | MFm | Ex | CZ14 | rDXGF | 0 | HV_PGEMFmExCZ14 | rDXGF | 0
272 | 1 | 2 | 1 | 14 | 2 | FALSE | HV_PGEMFmExCZ14rNCGF | ResHVAC | HV_PGEMFmExCZ14 | rWtd | All | PGE | MFm | Ex | CZ14 | rNCGF | 0 | HV_PGEMFmExCZ14 | rNCGF | 0
273 | 1 | 2 | 1 | 14 | 3 | FALSE | HV_PGEMFmExCZ14rDXHP | ResHVAC | HV_PGEMFmExCZ14 | rWtd | All | PGE | MFm | Ex | CZ14 | rDXHP | 0 | HV_PGEMFmExCZ14 | rDXHP | 0
274 | 1 | 2 | 1 | 14 | 4 | FALSE | HV_PGEMFmExCZ14rNCEH | ResHVAC | HV_PGEMFmExCZ14 | rWtd | All | PGE | MFm | Ex | CZ14 | rNCEH | 0 | HV_PGEMFmExCZ14 | rNCEH | 0
275 | 1 | 2 | 1 | 14 | 5 | FALSE | HV_PGEMFmExCZ14rDXOH | ResHVAC | HV_PGEMFmExCZ14 | rWtd | All | PGE | MFm | Ex | CZ14 | rDXOH | 0 | HV_PGEMFmExCZ14 | rDXOH | 0
276 | 1 | 2 | 1 | 14 | 6 | FALSE | HV_PGEMFmExCZ14rNCOH | ResHVAC | HV_PGEMFmExCZ14 | rWtd | All | PGE | MFm | Ex | CZ14 | rNCOH | 0 | HV_PGEMFmExCZ14 | rNCOH | 0
277 | 1 | 2 | 1 | 15 | 1 | FALSE | HV_PGEMFmExCZ15rDXGF | ResHVAC | HV_PGEMFmExCZ15 | rWtd | All | PGE | MFm | Ex | CZ15 | rDXGF | 0 | HV_PGEMFmExCZ15 | rDXGF | 0
278 | 1 | 2 | 1 | 15 | 2 | FALSE | HV_PGEMFmExCZ15rNCGF | ResHVAC | HV_PGEMFmExCZ15 | rWtd | All | PGE | MFm | Ex | CZ15 | rNCGF | 0 | HV_PGEMFmExCZ15 | rNCGF | 0
279 | 1 | 2 | 1 | 15 | 3 | FALSE | HV_PGEMFmExCZ15rDXHP | ResHVAC | HV_PGEMFmExCZ15 | rWtd | All | PGE | MFm | Ex | CZ15 | rDXHP | 0 | HV_PGEMFmExCZ15 | rDXHP | 0
280 | 1 | 2 | 1 | 15 | 4 | FALSE | HV_PGEMFmExCZ15rNCEH | ResHVAC | HV_PGEMFmExCZ15 | rWtd | All | PGE | MFm | Ex | CZ15 | rNCEH | 0 | HV_PGEMFmExCZ15 | rNCEH | 0
281 | 1 | 2 | 1 | 15 | 5 | FALSE | HV_PGEMFmExCZ15rDXOH | ResHVAC | HV_PGEMFmExCZ15 | rWtd | All | PGE | MFm | Ex | CZ15 | rDXOH | 0 | HV_PGEMFmExCZ15 | rDXOH | 0
282 | 1 | 2 | 1 | 15 | 6 | FALSE | HV_PGEMFmExCZ15rNCOH | ResHVAC | HV_PGEMFmExCZ15 | rWtd | All | PGE | MFm | Ex | CZ15 | rNCOH | 0 | HV_PGEMFmExCZ15 | rNCOH | 0
283 | 1 | 2 | 1 | 16 | 1 | TRUE | HV_PGEMFmExCZ16rDXGF | ResHVAC | HV_PGEMFmExCZ16 | rWtd | All | PGE | MFm | Ex | CZ16 | rDXGF | 216.2652 | HV_PGEMFmExCZ16 | rDXGF | 216.2652
284 | 1 | 2 | 1 | 16 | 2 | TRUE | HV_PGEMFmExCZ16rNCGF | ResHVAC | HV_PGEMFmExCZ16 | rWtd | All | PGE | MFm | Ex | CZ16 | rNCGF | 88.271 | HV_PGEMFmExCZ16 | rNCGF | 88.271
285 | 1 | 2 | 1 | 16 | 3 | TRUE | HV_PGEMFmExCZ16rDXHP | ResHVAC | HV_PGEMFmExCZ16 | rWtd | All | PGE | MFm | Ex | CZ16 | rDXHP | 31.0978 | HV_PGEMFmExCZ16 | rDXHP | 31.0978
286 | 1 | 2 | 1 | 16 | 4 | TRUE | HV_PGEMFmExCZ16rNCEH | ResHVAC | HV_PGEMFmExCZ16 | rWtd | All | PGE | MFm | Ex | CZ16 | rNCEH | 12.6929 | HV_PGEMFmExCZ16 | rNCEH | 12.6929
287 | 1 | 2 | 1 | 16 | 5 | TRUE | HV_PGEMFmExCZ16rDXOH | ResHVAC | HV_PGEMFmExCZ16 | rWtd | All | PGE | MFm | Ex | CZ16 | rDXOH | 26.9693 | HV_PGEMFmExCZ16 | rDXOH | 26.9693
288 | 1 | 2 | 1 | 16 | 6 | TRUE | HV_PGEMFmExCZ16rNCOH | ResHVAC | HV_PGEMFmExCZ16 | rWtd | All | PGE | MFm | Ex | CZ16 | rNCOH | 11.0078 | HV_PGEMFmExCZ16 | rNCOH | 11.0078
289 | 1 | 2 | 2 | 1 | 1 | TRUE | HV_PGEMFmNewCZ01rDXGF | ResHVAC | HV_PGEMFmNewCZ01 | rWtd | All | PGE | MFm | New | CZ01 | rDXGF | 0 | HV_PGEMFmNewCZ01 | rDXGF | 0
290 | 1 | 2 | 2 | 1 | 2 | TRUE | HV_PGEMFmNewCZ01rNCGF | ResHVAC | HV_PGEMFmNewCZ01 | rWtd | All | PGE | MFm | New | CZ01 | rNCGF | 721.9984 | HV_PGEMFmNewCZ01 | rNCGF | 721.9984
291 | 1 | 2 | 2 | 1 | 3 | TRUE | HV_PGEMFmNewCZ01rDXHP | ResHVAC | HV_PGEMFmNewCZ01 | rWtd | All | PGE | MFm | New | CZ01 | rDXHP | 0 | HV_PGEMFmNewCZ01 | rDXHP | 0
292 | 1 | 2 | 2 | 1 | 4 | TRUE | HV_PGEMFmNewCZ01rNCEH | ResHVAC | HV_PGEMFmNewCZ01 | rWtd | All | PGE | MFm | New | CZ01 | rNCEH | 103.8195 | HV_PGEMFmNewCZ01 | rNCEH | 103.8195
293 | 1 | 2 | 2 | 1 | 5 | TRUE | HV_PGEMFmNewCZ01rDXOH | ResHVAC | HV_PGEMFmNewCZ01 | rWtd | All | PGE | MFm | New | CZ01 | rDXOH | 0 | HV_PGEMFmNewCZ01 | rDXOH | 0
294 | 1 | 2 | 2 | 1 | 6 | TRUE | HV_PGEMFmNewCZ01rNCOH | ResHVAC | HV_PGEMFmNewCZ01 | rWtd | All | PGE | MFm | New | CZ01 | rNCOH | 90.0366 | HV_PGEMFmNewCZ01 | rNCOH | 90.0366
295 | 1 | 2 | 2 | 2 | 1 | TRUE | HV_PGEMFmNewCZ02rDXGF | ResHVAC | HV_PGEMFmNewCZ02 | rWtd | All | PGE | MFm | New | CZ02 | rDXGF | 351.6491 | HV_PGEMFmNewCZ02 | rDXGF | 351.6491
296 | 1 | 2 | 2 | 2 | 2 | TRUE | HV_PGEMFmNewCZ02rNCGF | ResHVAC | HV_PGEMFmNewCZ02 | rWtd | All | PGE | MFm | New | CZ02 | rNCGF | 1113.1634 | HV_PGEMFmNewCZ02 | rNCGF | 1113.1634
297 | 1 | 2 | 2 | 2 | 3 | TRUE | HV_PGEMFmNewCZ02rDXHP | ResHVAC | HV_PGEMFmNewCZ02 | rWtd | All | PGE | MFm | New | CZ02 | rDXHP | 50.5653 | HV_PGEMFmNewCZ02 | rDXHP | 50.5653
298 | 1 | 2 | 2 | 2 | 4 | TRUE | HV_PGEMFmNewCZ02rNCEH | ResHVAC | HV_PGEMFmNewCZ02 | rWtd | All | PGE | MFm | New | CZ02 | rNCEH | 160.0669 | HV_PGEMFmNewCZ02 | rNCEH | 160.0669
299 | 1 | 2 | 2 | 2 | 5 | TRUE | HV_PGEMFmNewCZ02rDXOH | ResHVAC | HV_PGEMFmNewCZ02 | rWtd | All | PGE | MFm | New | CZ02 | rDXOH | 43.8523 | HV_PGEMFmNewCZ02 | rDXOH | 43.8523
300 | 1 | 2 | 2 | 2 | 6 | TRUE | HV_PGEMFmNewCZ02rNCOH | ResHVAC | HV_PGEMFmNewCZ02 | rWtd | All | PGE | MFm | New | CZ02 | rNCOH | 138.8168 | HV_PGEMFmNewCZ02 | rNCOH | 138.8168
301 | 1 | 2 | 2 | 3 | 1 | TRUE | HV_PGEMFmNewCZ03rDXGF | ResHVAC | HV_PGEMFmNewCZ03 | rWtd | All | PGE | MFm | New | CZ03 | rDXGF | 905.3607 | HV_PGEMFmNewCZ03 | rDXGF | 905.3607
302 | 1 | 2 | 2 | 3 | 2 | TRUE | HV_PGEMFmNewCZ03rNCGF | ResHVAC | HV_PGEMFmNewCZ03 | rWtd | All | PGE | MFm | New | CZ03 | rNCGF | 3698.862 | HV_PGEMFmNewCZ03 | rNCGF | 3698.862
303 | 1 | 2 | 2 | 3 | 3 | TRUE | HV_PGEMFmNewCZ03rDXHP | ResHVAC | HV_PGEMFmNewCZ03 | rWtd | All | PGE | MFm | New | CZ03 | rDXHP | 130.186 | HV_PGEMFmNewCZ03 | rDXHP | 130.186
304 | 1 | 2 | 2 | 3 | 4 | TRUE | HV_PGEMFmNewCZ03rNCEH | ResHVAC | HV_PGEMFmNewCZ03 | rWtd | All | PGE | MFm | New | CZ03 | rNCEH | 531.8765 | HV_PGEMFmNewCZ03 | rNCEH | 531.8765
305 | 1 | 2 | 2 | 3 | 5 | TRUE | HV_PGEMFmNewCZ03rDXOH | ResHVAC | HV_PGEMFmNewCZ03 | rWtd | All | PGE | MFm | New | CZ03 | rDXOH | 112.9028 | HV_PGEMFmNewCZ03 | rDXOH | 112.9028
306 | 1 | 2 | 2 | 3 | 6 | TRUE | HV_PGEMFmNewCZ03rNCOH | ResHVAC | HV_PGEMFmNewCZ03 | rWtd | All | PGE | MFm | New | CZ03 | rNCOH | 461.2657 | HV_PGEMFmNewCZ03 | rNCOH | 461.2657
307 | 1 | 2 | 2 | 4 | 1 | TRUE | HV_PGEMFmNewCZ04rDXGF | ResHVAC | HV_PGEMFmNewCZ04 | rWtd | All | PGE | MFm | New | CZ04 | rDXGF | 2209.4463 | HV_PGEMFmNewCZ04 | rDXGF | 2209.4463
308 | 1 | 2 | 2 | 4 | 2 | TRUE | HV_PGEMFmNewCZ04rNCGF | ResHVAC | HV_PGEMFmNewCZ04 | rWtd | All | PGE | MFm | New | CZ04 | rNCGF | 258.8731 | HV_PGEMFmNewCZ04 | rNCGF | 258.8731
309 | 1 | 2 | 2 | 4 | 3 | TRUE | HV_PGEMFmNewCZ04rDXHP | ResHVAC | HV_PGEMFmNewCZ04 | rWtd | All | PGE | MFm | New | CZ04 | rDXHP | 317.7065 | HV_PGEMFmNewCZ04 | rDXHP | 317.7065
310 | 1 | 2 | 2 | 4 | 4 | TRUE | HV_PGEMFmNewCZ04rNCEH | ResHVAC | HV_PGEMFmNewCZ04 | rWtd | All | PGE | MFm | New | CZ04 | rNCEH | 37.2246 | HV_PGEMFmNewCZ04 | rNCEH | 37.2246
311 | 1 | 2 | 2 | 4 | 5 | TRUE | HV_PGEMFmNewCZ04rDXOH | ResHVAC | HV_PGEMFmNewCZ04 | rWtd | All | PGE | MFm | New | CZ04 | rDXOH | 275.5285 | HV_PGEMFmNewCZ04 | rDXOH | 275.5285
312 | 1 | 2 | 2 | 4 | 6 | TRUE | HV_PGEMFmNewCZ04rNCOH | ResHVAC | HV_PGEMFmNewCZ04 | rWtd | All | PGE | MFm | New | CZ04 | rNCOH | 32.2827 | HV_PGEMFmNewCZ04 | rNCOH | 32.2827
313 | 1 | 2 | 2 | 5 | 1 | TRUE | HV_PGEMFmNewCZ05rDXGF | ResHVAC | HV_PGEMFmNewCZ05 | rWtd | All | PGE | MFm | New | CZ05 | rDXGF | 0.42433 | HV_PGEMFmNewCZ05 | rDXGF | 0.42433
314 | 1 | 2 | 2 | 5 | 2 | TRUE | HV_PGEMFmNewCZ05rNCGF | ResHVAC | HV_PGEMFmNewCZ05 | rWtd | All | PGE | MFm | New | CZ05 | rNCGF | 0.364 | HV_PGEMFmNewCZ05 | rNCGF | 0.364
315 | 1 | 2 | 2 | 5 | 3 | TRUE | HV_PGEMFmNewCZ05rDXHP | ResHVAC | HV_PGEMFmNewCZ05 | rWtd | All | PGE | MFm | New | CZ05 | rDXHP | 0.061017 | HV_PGEMFmNewCZ05 | rDXHP | 0.061017
316 | 1 | 2 | 2 | 5 | 4 | TRUE | HV_PGEMFmNewCZ05rNCEH | ResHVAC | HV_PGEMFmNewCZ05 | rWtd | All | PGE | MFm | New | CZ05 | rNCEH | 0.052342 | HV_PGEMFmNewCZ05 | rNCEH | 0.052342
317 | 1 | 2 | 2 | 5 | 5 | TRUE | HV_PGEMFmNewCZ05rDXOH | ResHVAC | HV_PGEMFmNewCZ05 | rWtd | All | PGE | MFm | New | CZ05 | rDXOH | 0.052916 | HV_PGEMFmNewCZ05 | rDXOH | 0.052916
318 | 1 | 2 | 2 | 5 | 6 | TRUE | HV_PGEMFmNewCZ05rNCOH | ResHVAC | HV_PGEMFmNewCZ05 | rWtd | All | PGE | MFm | New | CZ05 | rNCOH | 0.045393 | HV_PGEMFmNewCZ05 | rNCOH | 0.045393
319 | 1 | 2 | 2 | 6 | 1 | FALSE | HV_PGEMFmNewCZ06rDXGF | ResHVAC | HV_PGEMFmNewCZ06 | rWtd | All | PGE | MFm | New | CZ06 | rDXGF | 0 | HV_PGEMFmNewCZ06 | rDXGF | 0
320 | 1 | 2 | 2 | 6 | 2 | FALSE | HV_PGEMFmNewCZ06rNCGF | ResHVAC | HV_PGEMFmNewCZ06 | rWtd | All | PGE | MFm | New | CZ06 | rNCGF | 0 | HV_PGEMFmNewCZ06 | rNCGF | 0
321 | 1 | 2 | 2 | 6 | 3 | FALSE | HV_PGEMFmNewCZ06rDXHP | ResHVAC | HV_PGEMFmNewCZ06 | rWtd | All | PGE | MFm | New | CZ06 | rDXHP | 0 | HV_PGEMFmNewCZ06 | rDXHP | 0
322 | 1 | 2 | 2 | 6 | 4 | FALSE | HV_PGEMFmNewCZ06rNCEH | ResHVAC | HV_PGEMFmNewCZ06 | rWtd | All | PGE | MFm | New | CZ06 | rNCEH | 0 | HV_PGEMFmNewCZ06 | rNCEH | 0
323 | 1 | 2 | 2 | 6 | 5 | FALSE | HV_PGEMFmNewCZ06rDXOH | ResHVAC | HV_PGEMFmNewCZ06 | rWtd | All | PGE | MFm | New | CZ06 | rDXOH | 0 | HV_PGEMFmNewCZ06 | rDXOH | 0
324 | 1 | 2 | 2 | 6 | 6 | FALSE | HV_PGEMFmNewCZ06rNCOH | ResHVAC | HV_PGEMFmNewCZ06 | rWtd | All | PGE | MFm | New | CZ06 | rNCOH | 0 | HV_PGEMFmNewCZ06 | rNCOH | 0
325 | 1 | 2 | 2 | 7 | 1 | FALSE | HV_PGEMFmNewCZ07rDXGF | ResHVAC | HV_PGEMFmNewCZ07 | rWtd | All | PGE | MFm | New | CZ07 | rDXGF | 0 | HV_PGEMFmNewCZ07 | rDXGF | 0
326 | 1 | 2 | 2 | 7 | 2 | FALSE | HV_PGEMFmNewCZ07rNCGF | ResHVAC | HV_PGEMFmNewCZ07 | rWtd | All | PGE | MFm | New | CZ07 | rNCGF | 0 | HV_PGEMFmNewCZ07 | rNCGF | 0
327 | 1 | 2 | 2 | 7 | 3 | FALSE | HV_PGEMFmNewCZ07rDXHP | ResHVAC | HV_PGEMFmNewCZ07 | rWtd | All | PGE | MFm | New | CZ07 | rDXHP | 0 | HV_PGEMFmNewCZ07 | rDXHP | 0
328 | 1 | 2 | 2 | 7 | 4 | FALSE | HV_PGEMFmNewCZ07rNCEH | ResHVAC | HV_PGEMFmNewCZ07 | rWtd | All | PGE | MFm | New | CZ07 | rNCEH | 0 | HV_PGEMFmNewCZ07 | rNCEH | 0
329 | 1 | 2 | 2 | 7 | 5 | FALSE | HV_PGEMFmNewCZ07rDXOH | ResHVAC | HV_PGEMFmNewCZ07 | rWtd | All | PGE | MFm | New | CZ07 | rDXOH | 0 | HV_PGEMFmNewCZ07 | rDXOH | 0
330 | 1 | 2 | 2 | 7 | 6 | FALSE | HV_PGEMFmNewCZ07rNCOH | ResHVAC | HV_PGEMFmNewCZ07 | rWtd | All | PGE | MFm | New | CZ07 | rNCOH | 0 | HV_PGEMFmNewCZ07 | rNCOH | 0
331 | 1 | 2 | 2 | 8 | 1 | FALSE | HV_PGEMFmNewCZ08rDXGF | ResHVAC | HV_PGEMFmNewCZ08 | rWtd | All | PGE | MFm | New | CZ08 | rDXGF | 0 | HV_PGEMFmNewCZ08 | rDXGF | 0
332 | 1 | 2 | 2 | 8 | 2 | FALSE | HV_PGEMFmNewCZ08rNCGF | ResHVAC | HV_PGEMFmNewCZ08 | rWtd | All | PGE | MFm | New | CZ08 | rNCGF | 0 | HV_PGEMFmNewCZ08 | rNCGF | 0
333 | 1 | 2 | 2 | 8 | 3 | FALSE | HV_PGEMFmNewCZ08rDXHP | ResHVAC | HV_PGEMFmNewCZ08 | rWtd | All | PGE | MFm | New | CZ08 | rDXHP | 0 | HV_PGEMFmNewCZ08 | rDXHP | 0
334 | 1 | 2 | 2 | 8 | 4 | FALSE | HV_PGEMFmNewCZ08rNCEH | ResHVAC | HV_PGEMFmNewCZ08 | rWtd | All | PGE | MFm | New | CZ08 | rNCEH | 0 | HV_PGEMFmNewCZ08 | rNCEH | 0
335 | 1 | 2 | 2 | 8 | 5 | FALSE | HV_PGEMFmNewCZ08rDXOH | ResHVAC | HV_PGEMFmNewCZ08 | rWtd | All | PGE | MFm | New | CZ08 | rDXOH | 0 | HV_PGEMFmNewCZ08 | rDXOH | 0
336 | 1 | 2 | 2 | 8 | 6 | FALSE | HV_PGEMFmNewCZ08rNCOH | ResHVAC | HV_PGEMFmNewCZ08 | rWtd | All | PGE | MFm | New | CZ08 | rNCOH | 0 | HV_PGEMFmNewCZ08 | rNCOH | 0
337 | 1 | 2 | 2 | 9 | 1 | FALSE | HV_PGEMFmNewCZ09rDXGF | ResHVAC | HV_PGEMFmNewCZ09 | rWtd | All | PGE | MFm | New | CZ09 | rDXGF | 0 | HV_PGEMFmNewCZ09 | rDXGF | 0
338 | 1 | 2 | 2 | 9 | 2 | FALSE | HV_PGEMFmNewCZ09rNCGF | ResHVAC | HV_PGEMFmNewCZ09 | rWtd | All | PGE | MFm | New | CZ09 | rNCGF | 0 | HV_PGEMFmNewCZ09 | rNCGF | 0
339 | 1 | 2 | 2 | 9 | 3 | FALSE | HV_PGEMFmNewCZ09rDXHP | ResHVAC | HV_PGEMFmNewCZ09 | rWtd | All | PGE | MFm | New | CZ09 | rDXHP | 0 | HV_PGEMFmNewCZ09 | rDXHP | 0
340 | 1 | 2 | 2 | 9 | 4 | FALSE | HV_PGEMFmNewCZ09rNCEH | ResHVAC | HV_PGEMFmNewCZ09 | rWtd | All | PGE | MFm | New | CZ09 | rNCEH | 0 | HV_PGEMFmNewCZ09 | rNCEH | 0
341 | 1 | 2 | 2 | 9 | 5 | FALSE | HV_PGEMFmNewCZ09rDXOH | ResHVAC | HV_PGEMFmNewCZ09 | rWtd | All | PGE | MFm | New | CZ09 | rDXOH | 0 | HV_PGEMFmNewCZ09 | rDXOH | 0
342 | 1 | 2 | 2 | 9 | 6 | FALSE | HV_PGEMFmNewCZ09rNCOH | ResHVAC | HV_PGEMFmNewCZ09 | rWtd | All | PGE | MFm | New | CZ09 | rNCOH | 0 | HV_PGEMFmNewCZ09 | rNCOH | 0
343 | 1 | 2 | 2 | 10 | 1 | FALSE | HV_PGEMFmNewCZ10rDXGF | ResHVAC | HV_PGEMFmNewCZ10 | rWtd | All | PGE | MFm | New | CZ10 | rDXGF | 0 | HV_PGEMFmNewCZ10 | rDXGF | 0
344 | 1 | 2 | 2 | 10 | 2 | FALSE | HV_PGEMFmNewCZ10rNCGF | ResHVAC | HV_PGEMFmNewCZ10 | rWtd | All | PGE | MFm | New | CZ10 | rNCGF | 0 | HV_PGEMFmNewCZ10 | rNCGF | 0
345 | 1 | 2 | 2 | 10 | 3 | FALSE | HV_PGEMFmNewCZ10rDXHP | ResHVAC | HV_PGEMFmNewCZ10 | rWtd | All | PGE | MFm | New | CZ10 | rDXHP | 0 | HV_PGEMFmNewCZ10 | rDXHP | 0
346 | 1 | 2 | 2 | 10 | 4 | FALSE | HV_PGEMFmNewCZ10rNCEH | ResHVAC | HV_PGEMFmNewCZ10 | rWtd | All | PGE | MFm | New | CZ10 | rNCEH | 0 | HV_PGEMFmNewCZ10 | rNCEH | 0
347 | 1 | 2 | 2 | 10 | 5 | FALSE | HV_PGEMFmNewCZ10rDXOH | ResHVAC | HV_PGEMFmNewCZ10 | rWtd | All | PGE | MFm | New | CZ10 | rDXOH | 0 | HV_PGEMFmNewCZ10 | rDXOH | 0
348 | 1 | 2 | 2 | 10 | 6 | FALSE | HV_PGEMFmNewCZ10rNCOH | ResHVAC | HV_PGEMFmNewCZ10 | rWtd | All | PGE | MFm | New | CZ10 | rNCOH | 0 | HV_PGEMFmNewCZ10 | rNCOH | 0
349 | 1 | 2 | 2 | 11 | 1 | TRUE | HV_PGEMFmNewCZ11rDXGF | ResHVAC | HV_PGEMFmNewCZ11 | rWtd | All | PGE | MFm | New | CZ11 | rDXGF | 128.3714 | HV_PGEMFmNewCZ11 | rDXGF | 128.3714
350 | 1 | 2 | 2 | 11 | 2 | TRUE | HV_PGEMFmNewCZ11rNCGF | ResHVAC | HV_PGEMFmNewCZ11 | rWtd | All | PGE | MFm | New | CZ11 | rNCGF | 0 | HV_PGEMFmNewCZ11 | rNCGF | 0
351 | 1 | 2 | 2 | 11 | 3 | TRUE | HV_PGEMFmNewCZ11rDXHP | ResHVAC | HV_PGEMFmNewCZ11 | rWtd | All | PGE | MFm | New | CZ11 | rDXHP | 18.4591 | HV_PGEMFmNewCZ11 | rDXHP | 18.4591
352 | 1 | 2 | 2 | 11 | 4 | TRUE | HV_PGEMFmNewCZ11rNCEH | ResHVAC | HV_PGEMFmNewCZ11 | rWtd | All | PGE | MFm | New | CZ11 | rNCEH | 0 | HV_PGEMFmNewCZ11 | rNCEH | 0
353 | 1 | 2 | 2 | 11 | 5 | TRUE | HV_PGEMFmNewCZ11rDXOH | ResHVAC | HV_PGEMFmNewCZ11 | rWtd | All | PGE | MFm | New | CZ11 | rDXOH | 16.0085 | HV_PGEMFmNewCZ11 | rDXOH | 16.0085
354 | 1 | 2 | 2 | 11 | 6 | TRUE | HV_PGEMFmNewCZ11rNCOH | ResHVAC | HV_PGEMFmNewCZ11 | rWtd | All | PGE | MFm | New | CZ11 | rNCOH | 0 | HV_PGEMFmNewCZ11 | rNCOH | 0
355 | 1 | 2 | 2 | 12 | 1 | TRUE | HV_PGEMFmNewCZ12rDXGF | ResHVAC | HV_PGEMFmNewCZ12 | rWtd | All | PGE | MFm | New | CZ12 | rDXGF | 2876.5425 | HV_PGEMFmNewCZ12 | rDXGF | 2876.5425
356 | 1 | 2 | 2 | 12 | 2 | TRUE | HV_PGEMFmNewCZ12rNCGF | ResHVAC | HV_PGEMFmNewCZ12 | rWtd | All | PGE | MFm | New | CZ12 | rNCGF | 82.6565 | HV_PGEMFmNewCZ12 | rNCGF | 82.6565
357 | 1 | 2 | 2 | 12 | 3 | TRUE | HV_PGEMFmNewCZ12rDXHP | ResHVAC | HV_PGEMFmNewCZ12 | rWtd | All | PGE | MFm | New | CZ12 | rDXHP | 413.6314 | HV_PGEMFmNewCZ12 | rDXHP | 413.6314
358 | 1 | 2 | 2 | 12 | 4 | TRUE | HV_PGEMFmNewCZ12rNCEH | ResHVAC | HV_PGEMFmNewCZ12 | rWtd | All | PGE | MFm | New | CZ12 | rNCEH | 11.8856 | HV_PGEMFmNewCZ12 | rNCEH | 11.8856
359 | 1 | 2 | 2 | 12 | 5 | TRUE | HV_PGEMFmNewCZ12rDXOH | ResHVAC | HV_PGEMFmNewCZ12 | rWtd | All | PGE | MFm | New | CZ12 | rDXOH | 358.7185 | HV_PGEMFmNewCZ12 | rDXOH | 358.7185
360 | 1 | 2 | 2 | 12 | 6 | TRUE | HV_PGEMFmNewCZ12rNCOH | ResHVAC | HV_PGEMFmNewCZ12 | rWtd | All | PGE | MFm | New | CZ12 | rNCOH | 10.3077 | HV_PGEMFmNewCZ12 | rNCOH | 10.3077
361 | 1 | 2 | 2 | 13 | 1 | TRUE | HV_PGEMFmNewCZ13rDXGF | ResHVAC | HV_PGEMFmNewCZ13 | rWtd | All | PGE | MFm | New | CZ13 | rDXGF | 377.9832 | HV_PGEMFmNewCZ13 | rDXGF | 377.9832
362 | 1 | 2 | 2 | 13 | 2 | TRUE | HV_PGEMFmNewCZ13rNCGF | ResHVAC | HV_PGEMFmNewCZ13 | rWtd | All | PGE | MFm | New | CZ13 | rNCGF | 0 | HV_PGEMFmNewCZ13 | rNCGF | 0
363 | 1 | 2 | 2 | 13 | 3 | TRUE | HV_PGEMFmNewCZ13rDXHP | ResHVAC | HV_PGEMFmNewCZ13 | rWtd | All | PGE | MFm | New | CZ13 | rDXHP | 54.352 | HV_PGEMFmNewCZ13 | rDXHP | 54.352
364 | 1 | 2 | 2 | 13 | 4 | TRUE | HV_PGEMFmNewCZ13rNCEH | ResHVAC | HV_PGEMFmNewCZ13 | rWtd | All | PGE | MFm | New | CZ13 | rNCEH | 0 | HV_PGEMFmNewCZ13 | rNCEH | 0
365 | 1 | 2 | 2 | 13 | 5 | TRUE | HV_PGEMFmNewCZ13rDXOH | ResHVAC | HV_PGEMFmNewCZ13 | rWtd | All | PGE | MFm | New | CZ13 | rDXOH | 47.1363 | HV_PGEMFmNewCZ13 | rDXOH | 47.1363
366 | 1 | 2 | 2 | 13 | 6 | TRUE | HV_PGEMFmNewCZ13rNCOH | ResHVAC | HV_PGEMFmNewCZ13 | rWtd | All | PGE | MFm | New | CZ13 | rNCOH | 0 | HV_PGEMFmNewCZ13 | rNCOH | 0
367 | 1 | 2 | 2 | 14 | 1 | FALSE | HV_PGEMFmNewCZ14rDXGF | ResHVAC | HV_PGEMFmNewCZ14 | rWtd | All | PGE | MFm | New | CZ14 | rDXGF | 0 | HV_PGEMFmNewCZ14 | rDXGF | 0
368 | 1 | 2 | 2 | 14 | 2 | FALSE | HV_PGEMFmNewCZ14rNCGF | ResHVAC | HV_PGEMFmNewCZ14 | rWtd | All | PGE | MFm | New | CZ14 | rNCGF | 0 | HV_PGEMFmNewCZ14 | rNCGF | 0
369 | 1 | 2 | 2 | 14 | 3 | FALSE | HV_PGEMFmNewCZ14rDXHP | ResHVAC | HV_PGEMFmNewCZ14 | rWtd | All | PGE | MFm | New | CZ14 | rDXHP | 0 | HV_PGEMFmNewCZ14 | rDXHP | 0
370 | 1 | 2 | 2 | 14 | 4 | FALSE | HV_PGEMFmNewCZ14rNCEH | ResHVAC | HV_PGEMFmNewCZ14 | rWtd | All | PGE | MFm | New | CZ14 | rNCEH | 0 | HV_PGEMFmNewCZ14 | rNCEH | 0
371 | 1 | 2 | 2 | 14 | 5 | FALSE | HV_PGEMFmNewCZ14rDXOH | ResHVAC | HV_PGEMFmNewCZ14 | rWtd | All | PGE | MFm | New | CZ14 | rDXOH | 0 | HV_PGEMFmNewCZ14 | rDXOH | 0
372 | 1 | 2 | 2 | 14 | 6 | FALSE | HV_PGEMFmNewCZ14rNCOH | ResHVAC | HV_PGEMFmNewCZ14 | rWtd | All | PGE | MFm | New | CZ14 | rNCOH | 0 | HV_PGEMFmNewCZ14 | rNCOH | 0
373 | 1 | 2 | 2 | 15 | 1 | FALSE | HV_PGEMFmNewCZ15rDXGF | ResHVAC | HV_PGEMFmNewCZ15 | rWtd | All | PGE | MFm | New | CZ15 | rDXGF | 0 | HV_PGEMFmNewCZ15 | rDXGF | 0
374 | 1 | 2 | 2 | 15 | 2 | FALSE | HV_PGEMFmNewCZ15rNCGF | ResHVAC | HV_PGEMFmNewCZ15 | rWtd | All | PGE | MFm | New | CZ15 | rNCGF | 0 | HV_PGEMFmNewCZ15 | rNCGF | 0
375 | 1 | 2 | 2 | 15 | 3 | FALSE | HV_PGEMFmNewCZ15rDXHP | ResHVAC | HV_PGEMFmNewCZ15 | rWtd | All | PGE | MFm | New | CZ15 | rDXHP | 0 | HV_PGEMFmNewCZ15 | rDXHP | 0
376 | 1 | 2 | 2 | 15 | 4 | FALSE | HV_PGEMFmNewCZ15rNCEH | ResHVAC | HV_PGEMFmNewCZ15 | rWtd | All | PGE | MFm | New | CZ15 | rNCEH | 0 | HV_PGEMFmNewCZ15 | rNCEH | 0
377 | 1 | 2 | 2 | 15 | 5 | FALSE | HV_PGEMFmNewCZ15rDXOH | ResHVAC | HV_PGEMFmNewCZ15 | rWtd | All | PGE | MFm | New | CZ15 | rDXOH | 0 | HV_PGEMFmNewCZ15 | rDXOH | 0
378 | 1 | 2 | 2 | 15 | 6 | FALSE | HV_PGEMFmNewCZ15rNCOH | ResHVAC | HV_PGEMFmNewCZ15 | rWtd | All | PGE | MFm | New | CZ15 | rNCOH | 0 | HV_PGEMFmNewCZ15 | rNCOH | 0
379 | 1 | 2 | 2 | 16 | 1 | TRUE | HV_PGEMFmNewCZ16rDXGF | ResHVAC | HV_PGEMFmNewCZ16 | rWtd | All | PGE | MFm | New | CZ16 | rDXGF | 0.42433 | HV_PGEMFmNewCZ16 | rDXGF | 0.42433
380 | 1 | 2 | 2 | 16 | 2 | TRUE | HV_PGEMFmNewCZ16rNCGF | ResHVAC | HV_PGEMFmNewCZ16 | rWtd | All | PGE | MFm | New | CZ16 | rNCGF | 0.364 | HV_PGEMFmNewCZ16 | rNCGF | 0.364
381 | 1 | 2 | 2 | 16 | 3 | TRUE | HV_PGEMFmNewCZ16rDXHP | ResHVAC | HV_PGEMFmNewCZ16 | rWtd | All | PGE | MFm | New | CZ16 | rDXHP | 0.061017 | HV_PGEMFmNewCZ16 | rDXHP | 0.061017
382 | 1 | 2 | 2 | 16 | 4 | TRUE | HV_PGEMFmNewCZ16rNCEH | ResHVAC | HV_PGEMFmNewCZ16 | rWtd | All | PGE | MFm | New | CZ16 | rNCEH | 0.052342 | HV_PGEMFmNewCZ16 | rNCEH | 0.052342
383 | 1 | 2 | 2 | 16 | 5 | TRUE | HV_PGEMFmNewCZ16rDXOH | ResHVAC | HV_PGEMFmNewCZ16 | rWtd | All | PGE | MFm | New | CZ16 | rDXOH | 0.052916 | HV_PGEMFmNewCZ16 | rDXOH | 0.052916
384 | 1 | 2 | 2 | 16 | 6 | TRUE | HV_PGEMFmNewCZ16rNCOH | ResHVAC | HV_PGEMFmNewCZ16 | rWtd | All | PGE | MFm | New | CZ16 | rNCOH | 0.045393 | HV_PGEMFmNewCZ16 | rNCOH | 0.045393
385 | 1 | 3 | 1 | 1 | 1 | TRUE | HV_PGEDMoExCZ01rDXGF | ResHVAC | HV_PGEDMoExCZ01 | rWtd | All | PGE | DMo | Ex | CZ01 | rDXGF | 115.458 | HV_PGEDMoExCZ01 | rDXGF | 115.458
386 | 1 | 3 | 1 | 1 | 2 | TRUE | HV_PGEDMoExCZ01rNCGF | ResHVAC | HV_PGEDMoExCZ01 | rWtd | All | PGE | DMo | Ex | CZ01 | rNCGF | 825.573 | HV_PGEDMoExCZ01 | rNCGF | 825.573
387 | 1 | 3 | 1 | 1 | 3 | TRUE | HV_PGEDMoExCZ01rDXHP | ResHVAC | HV_PGEDMoExCZ01 | rWtd | All | PGE | DMo | Ex | CZ01 | rDXHP | 16.494 | HV_PGEDMoExCZ01 | rDXHP | 16.494
388 | 1 | 3 | 1 | 1 | 4 | TRUE | HV_PGEDMoExCZ01rNCEH | ResHVAC | HV_PGEDMoExCZ01 | rWtd | All | PGE | DMo | Ex | CZ01 | rNCEH | 117.939 | HV_PGEDMoExCZ01 | rNCEH | 117.939
389 | 1 | 3 | 1 | 1 | 5 | TRUE | HV_PGEDMoExCZ01rDXOH | ResHVAC | HV_PGEDMoExCZ01 | rWtd | All | PGE | DMo | Ex | CZ01 | rDXOH | 28.0398 | HV_PGEDMoExCZ01 | rDXOH | 28.0398
390 | 1 | 3 | 1 | 1 | 6 | TRUE | HV_PGEDMoExCZ01rNCOH | ResHVAC | HV_PGEDMoExCZ01 | rWtd | All | PGE | DMo | Ex | CZ01 | rNCOH | 200.4963 | HV_PGEDMoExCZ01 | rNCOH | 200.4963
391 | 1 | 3 | 1 | 2 | 1 | TRUE | HV_PGEDMoExCZ02rDXGF | ResHVAC | HV_PGEDMoExCZ02 | rWtd | All | PGE | DMo | Ex | CZ02 | rDXGF | 10589.6546 | HV_PGEDMoExCZ02 | rDXGF | 10589.6546
392 | 1 | 3 | 1 | 2 | 2 | TRUE | HV_PGEDMoExCZ02rNCGF | ResHVAC | HV_PGEDMoExCZ02 | rWtd | All | PGE | DMo | Ex | CZ02 | rNCGF | 1012.046 | HV_PGEDMoExCZ02 | rNCGF | 1012.046
393 | 1 | 3 | 1 | 2 | 3 | TRUE | HV_PGEDMoExCZ02rDXHP | ResHVAC | HV_PGEDMoExCZ02 | rWtd | All | PGE | DMo | Ex | CZ02 | rDXHP | 1512.8078 | HV_PGEDMoExCZ02 | rDXHP | 1512.8078
394 | 1 | 3 | 1 | 2 | 4 | TRUE | HV_PGEDMoExCZ02rNCEH | ResHVAC | HV_PGEDMoExCZ02 | rWtd | All | PGE | DMo | Ex | CZ02 | rNCEH | 144.578 | HV_PGEDMoExCZ02 | rNCEH | 144.578
395 | 1 | 3 | 1 | 2 | 5 | TRUE | HV_PGEDMoExCZ02rDXOH | ResHVAC | HV_PGEDMoExCZ02 | rWtd | All | PGE | DMo | Ex | CZ02 | rDXOH | 2571.7733 | HV_PGEDMoExCZ02 | rDXOH | 2571.7733
396 | 1 | 3 | 1 | 2 | 6 | TRUE | HV_PGEDMoExCZ02rNCOH | ResHVAC | HV_PGEDMoExCZ02 | rWtd | All | PGE | DMo | Ex | CZ02 | rNCOH | 245.7826 | HV_PGEDMoExCZ02 | rNCOH | 245.7826
397 | 1 | 3 | 1 | 3 | 1 | TRUE | HV_PGEDMoExCZ03rDXGF | ResHVAC | HV_PGEDMoExCZ03 | rWtd | All | PGE | DMo | Ex | CZ03 | rDXGF | 5427.856 | HV_PGEDMoExCZ03 | rDXGF | 5427.856
398 | 1 | 3 | 1 | 3 | 2 | TRUE | HV_PGEDMoExCZ03rNCGF | ResHVAC | HV_PGEDMoExCZ03 | rWtd | All | PGE | DMo | Ex | CZ03 | rNCGF | 4295.5122 | HV_PGEDMoExCZ03 | rNCGF | 4295.5122
399 | 1 | 3 | 1 | 3 | 3 | TRUE | HV_PGEDMoExCZ03rDXHP | ResHVAC | HV_PGEDMoExCZ03 | rWtd | All | PGE | DMo | Ex | CZ03 | rDXHP | 775.408 | HV_PGEDMoExCZ03 | rDXHP | 775.408
400 | 1 | 3 | 1 | 3 | 4 | TRUE | HV_PGEDMoExCZ03rNCEH | ResHVAC | HV_PGEDMoExCZ03 | rWtd | All | PGE | DMo | Ex | CZ03 | rNCEH | 613.6446 | HV_PGEDMoExCZ03 | rNCEH | 613.6446
401 | 1 | 3 | 1 | 3 | 5 | TRUE | HV_PGEDMoExCZ03rDXOH | ResHVAC | HV_PGEDMoExCZ03 | rWtd | All | PGE | DMo | Ex | CZ03 | rDXOH | 1318.1936 | HV_PGEDMoExCZ03 | rDXOH | 1318.1936
402 | 1 | 3 | 1 | 3 | 6 | TRUE | HV_PGEDMoExCZ03rNCOH | ResHVAC | HV_PGEDMoExCZ03 | rWtd | All | PGE | DMo | Ex | CZ03 | rNCOH | 1043.1958 | HV_PGEDMoExCZ03 | rNCOH | 1043.1958
403 | 1 | 3 | 1 | 4 | 1 | TRUE | HV_PGEDMoExCZ04rDXGF | ResHVAC | HV_PGEDMoExCZ04 | rWtd | All | PGE | DMo | Ex | CZ04 | rDXGF | 5920.5622 | HV_PGEDMoExCZ04 | rDXGF | 5920.5622
404 | 1 | 3 | 1 | 4 | 2 | TRUE | HV_PGEDMoExCZ04rNCGF | ResHVAC | HV_PGEDMoExCZ04 | rWtd | All | PGE | DMo | Ex | CZ04 | rNCGF | 2059.1816 | HV_PGEDMoExCZ04 | rNCGF | 2059.1816
405 | 1 | 3 | 1 | 4 | 3 | TRUE | HV_PGEDMoExCZ04rDXHP | ResHVAC | HV_PGEDMoExCZ04 | rWtd | All | PGE | DMo | Ex | CZ04 | rDXHP | 845.7946 | HV_PGEDMoExCZ04 | rDXHP | 845.7946
406 | 1 | 3 | 1 | 4 | 4 | TRUE | HV_PGEDMoExCZ04rNCEH | ResHVAC | HV_PGEDMoExCZ04 | rWtd | All | PGE | DMo | Ex | CZ04 | rNCEH | 294.1688 | HV_PGEDMoExCZ04 | rNCEH | 294.1688
407 | 1 | 3 | 1 | 4 | 5 | TRUE | HV_PGEDMoExCZ04rDXOH | ResHVAC | HV_PGEDMoExCZ04 | rWtd | All | PGE | DMo | Ex | CZ04 | rDXOH | 1437.8508 | HV_PGEDMoExCZ04 | rDXOH | 1437.8508
408 | 1 | 3 | 1 | 4 | 6 | TRUE | HV_PGEDMoExCZ04rNCOH | ResHVAC | HV_PGEDMoExCZ04 | rWtd | All | PGE | DMo | Ex | CZ04 | rNCOH | 500.087 | HV_PGEDMoExCZ04 | rNCOH | 500.087
409 | 1 | 3 | 1 | 5 | 1 | TRUE | HV_PGEDMoExCZ05rDXGF | ResHVAC | HV_PGEDMoExCZ05 | rWtd | All | PGE | DMo | Ex | CZ05 | rDXGF | 1005.823 | HV_PGEDMoExCZ05 | rDXGF | 1005.823
410 | 1 | 3 | 1 | 5 | 2 | TRUE | HV_PGEDMoExCZ05rNCGF | ResHVAC | HV_PGEDMoExCZ05 | rWtd | All | PGE | DMo | Ex | CZ05 | rNCGF | 6544.6752 | HV_PGEDMoExCZ05 | rNCGF | 6544.6752
411 | 1 | 3 | 1 | 5 | 3 | TRUE | HV_PGEDMoExCZ05rDXHP | ResHVAC | HV_PGEDMoExCZ05 | rWtd | All | PGE | DMo | Ex | CZ05 | rDXHP | 143.689 | HV_PGEDMoExCZ05 | rDXHP | 143.689
412 | 1 | 3 | 1 | 5 | 4 | TRUE | HV_PGEDMoExCZ05rNCEH | ResHVAC | HV_PGEDMoExCZ05 | rWtd | All | PGE | DMo | Ex | CZ05 | rNCEH | 934.9536 | HV_PGEDMoExCZ05 | rNCEH | 934.9536
413 | 1 | 3 | 1 | 5 | 5 | TRUE | HV_PGEDMoExCZ05rDXOH | ResHVAC | HV_PGEDMoExCZ05 | rWtd | All | PGE | DMo | Ex | CZ05 | rDXOH | 244.2713 | HV_PGEDMoExCZ05 | rDXOH | 244.2713
414 | 1 | 3 | 1 | 5 | 6 | TRUE | HV_PGEDMoExCZ05rNCOH | ResHVAC | HV_PGEDMoExCZ05 | rWtd | All | PGE | DMo | Ex | CZ05 | rNCOH | 1589.4211 | HV_PGEDMoExCZ05 | rNCOH | 1589.4211
415 | 1 | 3 | 1 | 6 | 1 | FALSE | HV_PGEDMoExCZ06rDXGF | ResHVAC | HV_PGEDMoExCZ06 | rWtd | All | PGE | DMo | Ex | CZ06 | rDXGF | 0 | HV_PGEDMoExCZ06 | rDXGF | 0
416 | 1 | 3 | 1 | 6 | 2 | FALSE | HV_PGEDMoExCZ06rNCGF | ResHVAC | HV_PGEDMoExCZ06 | rWtd | All | PGE | DMo | Ex | CZ06 | rNCGF | 0 | HV_PGEDMoExCZ06 | rNCGF | 0
417 | 1 | 3 | 1 | 6 | 3 | FALSE | HV_PGEDMoExCZ06rDXHP | ResHVAC | HV_PGEDMoExCZ06 | rWtd | All | PGE | DMo | Ex | CZ06 | rDXHP | 0 | HV_PGEDMoExCZ06 | rDXHP | 0
418 | 1 | 3 | 1 | 6 | 4 | FALSE | HV_PGEDMoExCZ06rNCEH | ResHVAC | HV_PGEDMoExCZ06 | rWtd | All | PGE | DMo | Ex | CZ06 | rNCEH | 0 | HV_PGEDMoExCZ06 | rNCEH | 0
419 | 1 | 3 | 1 | 6 | 5 | FALSE | HV_PGEDMoExCZ06rDXOH | ResHVAC | HV_PGEDMoExCZ06 | rWtd | All | PGE | DMo | Ex | CZ06 | rDXOH | 0 | HV_PGEDMoExCZ06 | rDXOH | 0
420 | 1 | 3 | 1 | 6 | 6 | FALSE | HV_PGEDMoExCZ06rNCOH | ResHVAC | HV_PGEDMoExCZ06 | rWtd | All | PGE | DMo | Ex | CZ06 | rNCOH | 0 | HV_PGEDMoExCZ06 | rNCOH | 0
421 | 1 | 3 | 1 | 7 | 1 | FALSE | HV_PGEDMoExCZ07rDXGF | ResHVAC | HV_PGEDMoExCZ07 | rWtd | All | PGE | DMo | Ex | CZ07 | rDXGF | 0 | HV_PGEDMoExCZ07 | rDXGF | 0
422 | 1 | 3 | 1 | 7 | 2 | FALSE | HV_PGEDMoExCZ07rNCGF | ResHVAC | HV_PGEDMoExCZ07 | rWtd | All | PGE | DMo | Ex | CZ07 | rNCGF | 0 | HV_PGEDMoExCZ07 | rNCGF | 0
423 | 1 | 3 | 1 | 7 | 3 | FALSE | HV_PGEDMoExCZ07rDXHP | ResHVAC | HV_PGEDMoExCZ07 | rWtd | All | PGE | DMo | Ex | CZ07 | rDXHP | 0 | HV_PGEDMoExCZ07 | rDXHP | 0
424 | 1 | 3 | 1 | 7 | 4 | FALSE | HV_PGEDMoExCZ07rNCEH | ResHVAC | HV_PGEDMoExCZ07 | rWtd | All | PGE | DMo | Ex | CZ07 | rNCEH | 0 | HV_PGEDMoExCZ07 | rNCEH | 0
425 | 1 | 3 | 1 | 7 | 5 | FALSE | HV_PGEDMoExCZ07rDXOH | ResHVAC | HV_PGEDMoExCZ07 | rWtd | All | PGE | DMo | Ex | CZ07 | rDXOH | 0 | HV_PGEDMoExCZ07 | rDXOH | 0
426 | 1 | 3 | 1 | 7 | 6 | FALSE | HV_PGEDMoExCZ07rNCOH | ResHVAC | HV_PGEDMoExCZ07 | rWtd | All | PGE | DMo | Ex | CZ07 | rNCOH | 0 | HV_PGEDMoExCZ07 | rNCOH | 0
427 | 1 | 3 | 1 | 8 | 1 | FALSE | HV_PGEDMoExCZ08rDXGF | ResHVAC | HV_PGEDMoExCZ08 | rWtd | All | PGE | DMo | Ex | CZ08 | rDXGF | 0 | HV_PGEDMoExCZ08 | rDXGF | 0
428 | 1 | 3 | 1 | 8 | 2 | FALSE | HV_PGEDMoExCZ08rNCGF | ResHVAC | HV_PGEDMoExCZ08 | rWtd | All | PGE | DMo | Ex | CZ08 | rNCGF | 0 | HV_PGEDMoExCZ08 | rNCGF | 0
429 | 1 | 3 | 1 | 8 | 3 | FALSE | HV_PGEDMoExCZ08rDXHP | ResHVAC | HV_PGEDMoExCZ08 | rWtd | All | PGE | DMo | Ex | CZ08 | rDXHP | 0 | HV_PGEDMoExCZ08 | rDXHP | 0
430 | 1 | 3 | 1 | 8 | 4 | FALSE | HV_PGEDMoExCZ08rNCEH | ResHVAC | HV_PGEDMoExCZ08 | rWtd | All | PGE | DMo | Ex | CZ08 | rNCEH | 0 | HV_PGEDMoExCZ08 | rNCEH | 0
431 | 1 | 3 | 1 | 8 | 5 | FALSE | HV_PGEDMoExCZ08rDXOH | ResHVAC | HV_PGEDMoExCZ08 | rWtd | All | PGE | DMo | Ex | CZ08 | rDXOH | 0 | HV_PGEDMoExCZ08 | rDXOH | 0
432 | 1 | 3 | 1 | 8 | 6 | FALSE | HV_PGEDMoExCZ08rNCOH | ResHVAC | HV_PGEDMoExCZ08 | rWtd | All | PGE | DMo | Ex | CZ08 | rNCOH | 0 | HV_PGEDMoExCZ08 | rNCOH | 0
433 | 1 | 3 | 1 | 9 | 1 | FALSE | HV_PGEDMoExCZ09rDXGF | ResHVAC | HV_PGEDMoExCZ09 | rWtd | All | PGE | DMo | Ex | CZ09 | rDXGF | 0 | HV_PGEDMoExCZ09 | rDXGF | 0
434 | 1 | 3 | 1 | 9 | 2 | FALSE | HV_PGEDMoExCZ09rNCGF | ResHVAC | HV_PGEDMoExCZ09 | rWtd | All | PGE | DMo | Ex | CZ09 | rNCGF | 0 | HV_PGEDMoExCZ09 | rNCGF | 0
435 | 1 | 3 | 1 | 9 | 3 | FALSE | HV_PGEDMoExCZ09rDXHP | ResHVAC | HV_PGEDMoExCZ09 | rWtd | All | PGE | DMo | Ex | CZ09 | rDXHP | 0 | HV_PGEDMoExCZ09 | rDXHP | 0
436 | 1 | 3 | 1 | 9 | 4 | FALSE | HV_PGEDMoExCZ09rNCEH | ResHVAC | HV_PGEDMoExCZ09 | rWtd | All | PGE | DMo | Ex | CZ09 | rNCEH | 0 | HV_PGEDMoExCZ09 | rNCEH | 0
437 | 1 | 3 | 1 | 9 | 5 | FALSE | HV_PGEDMoExCZ09rDXOH | ResHVAC | HV_PGEDMoExCZ09 | rWtd | All | PGE | DMo | Ex | CZ09 | rDXOH | 0 | HV_PGEDMoExCZ09 | rDXOH | 0
438 | 1 | 3 | 1 | 9 | 6 | FALSE | HV_PGEDMoExCZ09rNCOH | ResHVAC | HV_PGEDMoExCZ09 | rWtd | All | PGE | DMo | Ex | CZ09 | rNCOH | 0 | HV_PGEDMoExCZ09 | rNCOH | 0
439 | 1 | 3 | 1 | 10 | 1 | FALSE | HV_PGEDMoExCZ10rDXGF | ResHVAC | HV_PGEDMoExCZ10 | rWtd | All | PGE | DMo | Ex | CZ10 | rDXGF | 0 | HV_PGEDMoExCZ10 | rDXGF | 0
440 | 1 | 3 | 1 | 10 | 2 | FALSE | HV_PGEDMoExCZ10rNCGF | ResHVAC | HV_PGEDMoExCZ10 | rWtd | All | PGE | DMo | Ex | CZ10 | rNCGF | 0 | HV_PGEDMoExCZ10 | rNCGF | 0
441 | 1 | 3 | 1 | 10 | 3 | FALSE | HV_PGEDMoExCZ10rDXHP | ResHVAC | HV_PGEDMoExCZ10 | rWtd | All | PGE | DMo | Ex | CZ10 | rDXHP | 0 | HV_PGEDMoExCZ10 | rDXHP | 0
442 | 1 | 3 | 1 | 10 | 4 | FALSE | HV_PGEDMoExCZ10rNCEH | ResHVAC | HV_PGEDMoExCZ10 | rWtd | All | PGE | DMo | Ex | CZ10 | rNCEH | 0 | HV_PGEDMoExCZ10 | rNCEH | 0
443 | 1 | 3 | 1 | 10 | 5 | FALSE | HV_PGEDMoExCZ10rDXOH | ResHVAC | HV_PGEDMoExCZ10 | rWtd | All | PGE | DMo | Ex | CZ10 | rDXOH | 0 | HV_PGEDMoExCZ10 | rDXOH | 0
444 | 1 | 3 | 1 | 10 | 6 | FALSE | HV_PGEDMoExCZ10rNCOH | ResHVAC | HV_PGEDMoExCZ10 | rWtd | All | PGE | DMo | Ex | CZ10 | rNCOH | 0 | HV_PGEDMoExCZ10 | rNCOH | 0
445 | 1 | 3 | 1 | 11 | 1 | TRUE | HV_PGEDMoExCZ11rDXGF | ResHVAC | HV_PGEDMoExCZ11 | rWtd | All | PGE | DMo | Ex | CZ11 | rDXGF | 31856.86 | HV_PGEDMoExCZ11 | rDXGF | 31856.86
446 | 1 | 3 | 1 | 11 | 2 | TRUE | HV_PGEDMoExCZ11rNCGF | ResHVAC | HV_PGEDMoExCZ11 | rWtd | All | PGE | DMo | Ex | CZ11 | rNCGF | 2501.415 | HV_PGEDMoExCZ11 | rNCGF | 2501.415
447 | 1 | 3 | 1 | 11 | 3 | TRUE | HV_PGEDMoExCZ11rDXHP | ResHVAC | HV_PGEDMoExCZ11 | rWtd | All | PGE | DMo | Ex | CZ11 | rDXHP | 4550.98 | HV_PGEDMoExCZ11 | rDXHP | 4550.98
448 | 1 | 3 | 1 | 11 | 4 | TRUE | HV_PGEDMoExCZ11rNCEH | ResHVAC | HV_PGEDMoExCZ11 | rWtd | All | PGE | DMo | Ex | CZ11 | rNCEH | 357.345 | HV_PGEDMoExCZ11 | rNCEH | 357.345
449 | 1 | 3 | 1 | 11 | 5 | TRUE | HV_PGEDMoExCZ11rDXOH | ResHVAC | HV_PGEDMoExCZ11 | rWtd | All | PGE | DMo | Ex | CZ11 | rDXOH | 7736.666 | HV_PGEDMoExCZ11 | rDXOH | 7736.666
450 | 1 | 3 | 1 | 11 | 6 | TRUE | HV_PGEDMoExCZ11rNCOH | ResHVAC | HV_PGEDMoExCZ11 | rWtd | All | PGE | DMo | Ex | CZ11 | rNCOH | 607.4865 | HV_PGEDMoExCZ11 | rNCOH | 607.4865
451 | 1 | 3 | 1 | 12 | 1 | TRUE | HV_PGEDMoExCZ12rDXGF | ResHVAC | HV_PGEDMoExCZ12 | rWtd | All | PGE | DMo | Ex | CZ12 | rDXGF | 20357.7584 | HV_PGEDMoExCZ12 | rDXGF | 20357.7584
452 | 1 | 3 | 1 | 12 | 2 | TRUE | HV_PGEDMoExCZ12rNCGF | ResHVAC | HV_PGEDMoExCZ12 | rWtd | All | PGE | DMo | Ex | CZ12 | rNCGF | 677.593 | HV_PGEDMoExCZ12 | rNCGF | 677.593
453 | 1 | 3 | 1 | 12 | 3 | TRUE | HV_PGEDMoExCZ12rDXHP | ResHVAC | HV_PGEDMoExCZ12 | rWtd | All | PGE | DMo | Ex | CZ12 | rDXHP | 2908.2512 | HV_PGEDMoExCZ12 | rDXHP | 2908.2512
454 | 1 | 3 | 1 | 12 | 4 | TRUE | HV_PGEDMoExCZ12rNCEH | ResHVAC | HV_PGEDMoExCZ12 | rWtd | All | PGE | DMo | Ex | CZ12 | rNCEH | 96.799 | HV_PGEDMoExCZ12 | rNCEH | 96.799
455 | 1 | 3 | 1 | 12 | 5 | TRUE | HV_PGEDMoExCZ12rDXOH | ResHVAC | HV_PGEDMoExCZ12 | rWtd | All | PGE | DMo | Ex | CZ12 | rDXOH | 4944.027 | HV_PGEDMoExCZ12 | rDXOH | 4944.027
456 | 1 | 3 | 1 | 12 | 6 | TRUE | HV_PGEDMoExCZ12rNCOH | ResHVAC | HV_PGEDMoExCZ12 | rWtd | All | PGE | DMo | Ex | CZ12 | rNCOH | 164.5583 | HV_PGEDMoExCZ12 | rNCOH | 164.5583
457 | 1 | 3 | 1 | 13 | 1 | TRUE | HV_PGEDMoExCZ13rDXGF | ResHVAC | HV_PGEDMoExCZ13 | rWtd | All | PGE | DMo | Ex | CZ13 | rDXGF | 18592.84 | HV_PGEDMoExCZ13 | rDXGF | 18592.84
458 | 1 | 3 | 1 | 13 | 2 | TRUE | HV_PGEDMoExCZ13rNCGF | ResHVAC | HV_PGEDMoExCZ13 | rWtd | All | PGE | DMo | Ex | CZ13 | rNCGF | 1293.3326 | HV_PGEDMoExCZ13 | rNCGF | 1293.3326
459 | 1 | 3 | 1 | 13 | 3 | TRUE | HV_PGEDMoExCZ13rDXHP | ResHVAC | HV_PGEDMoExCZ13 | rWtd | All | PGE | DMo | Ex | CZ13 | rDXHP | 2656.12 | HV_PGEDMoExCZ13 | rDXHP | 2656.12
460 | 1 | 3 | 1 | 13 | 4 | TRUE | HV_PGEDMoExCZ13rNCEH | ResHVAC | HV_PGEDMoExCZ13 | rWtd | All | PGE | DMo | Ex | CZ13 | rNCEH | 184.7618 | HV_PGEDMoExCZ13 | rNCEH | 184.7618
461 | 1 | 3 | 1 | 13 | 5 | TRUE | HV_PGEDMoExCZ13rDXOH | ResHVAC | HV_PGEDMoExCZ13 | rWtd | All | PGE | DMo | Ex | CZ13 | rDXOH | 4515.404 | HV_PGEDMoExCZ13 | rDXOH | 4515.404
462 | 1 | 3 | 1 | 13 | 6 | TRUE | HV_PGEDMoExCZ13rNCOH | ResHVAC | HV_PGEDMoExCZ13 | rWtd | All | PGE | DMo | Ex | CZ13 | rNCOH | 314.0951 | HV_PGEDMoExCZ13 | rNCOH | 314.0951
463 | 1 | 3 | 1 | 14 | 1 | FALSE | HV_PGEDMoExCZ14rDXGF | ResHVAC | HV_PGEDMoExCZ14 | rWtd | All | PGE | DMo | Ex | CZ14 | rDXGF | 0 | HV_PGEDMoExCZ14 | rDXGF | 0
464 | 1 | 3 | 1 | 14 | 2 | FALSE | HV_PGEDMoExCZ14rNCGF | ResHVAC | HV_PGEDMoExCZ14 | rWtd | All | PGE | DMo | Ex | CZ14 | rNCGF | 0 | HV_PGEDMoExCZ14 | rNCGF | 0
465 | 1 | 3 | 1 | 14 | 3 | FALSE | HV_PGEDMoExCZ14rDXHP | ResHVAC | HV_PGEDMoExCZ14 | rWtd | All | PGE | DMo | Ex | CZ14 | rDXHP | 0 | HV_PGEDMoExCZ14 | rDXHP | 0
466 | 1 | 3 | 1 | 14 | 4 | FALSE | HV_PGEDMoExCZ14rNCEH | ResHVAC | HV_PGEDMoExCZ14 | rWtd | All | PGE | DMo | Ex | CZ14 | rNCEH | 0 | HV_PGEDMoExCZ14 | rNCEH | 0
467 | 1 | 3 | 1 | 14 | 5 | FALSE | HV_PGEDMoExCZ14rDXOH | ResHVAC | HV_PGEDMoExCZ14 | rWtd | All | PGE | DMo | Ex | CZ14 | rDXOH | 0 | HV_PGEDMoExCZ14 | rDXOH | 0
468 | 1 | 3 | 1 | 14 | 6 | FALSE | HV_PGEDMoExCZ14rNCOH | ResHVAC | HV_PGEDMoExCZ14 | rWtd | All | PGE | DMo | Ex | CZ14 | rNCOH | 0 | HV_PGEDMoExCZ14 | rNCOH | 0
469 | 1 | 3 | 1 | 15 | 1 | FALSE | HV_PGEDMoExCZ15rDXGF | ResHVAC | HV_PGEDMoExCZ15 | rWtd | All | PGE | DMo | Ex | CZ15 | rDXGF | 0 | HV_PGEDMoExCZ15 | rDXGF | 0
470 | 1 | 3 | 1 | 15 | 2 | FALSE | HV_PGEDMoExCZ15rNCGF | ResHVAC | HV_PGEDMoExCZ15 | rWtd | All | PGE | DMo | Ex | CZ15 | rNCGF | 0 | HV_PGEDMoExCZ15 | rNCGF | 0
471 | 1 | 3 | 1 | 15 | 3 | FALSE | HV_PGEDMoExCZ15rDXHP | ResHVAC | HV_PGEDMoExCZ15 | rWtd | All | PGE | DMo | Ex | CZ15 | rDXHP | 0 | HV_PGEDMoExCZ15 | rDXHP | 0
472 | 1 | 3 | 1 | 15 | 4 | FALSE | HV_PGEDMoExCZ15rNCEH | ResHVAC | HV_PGEDMoExCZ15 | rWtd | All | PGE | DMo | Ex | CZ15 | rNCEH | 0 | HV_PGEDMoExCZ15 | rNCEH | 0
473 | 1 | 3 | 1 | 15 | 5 | FALSE | HV_PGEDMoExCZ15rDXOH | ResHVAC | HV_PGEDMoExCZ15 | rWtd | All | PGE | DMo | Ex | CZ15 | rDXOH | 0 | HV_PGEDMoExCZ15 | rDXOH | 0
474 | 1 | 3 | 1 | 15 | 6 | FALSE | HV_PGEDMoExCZ15rNCOH | ResHVAC | HV_PGEDMoExCZ15 | rWtd | All | PGE | DMo | Ex | CZ15 | rNCOH | 0 | HV_PGEDMoExCZ15 | rNCOH | 0
475 | 1 | 3 | 1 | 16 | 1 | TRUE | HV_PGEDMoExCZ16rDXGF | ResHVAC | HV_PGEDMoExCZ16 | rWtd | All | PGE | DMo | Ex | CZ16 | rDXGF | 4508.742 | HV_PGEDMoExCZ16 | rDXGF | 4508.742
476 | 1 | 3 | 1 | 16 | 2 | TRUE | HV_PGEDMoExCZ16rNCGF | ResHVAC | HV_PGEDMoExCZ16 | rWtd | All | PGE | DMo | Ex | CZ16 | rNCGF | 3189.711 | HV_PGEDMoExCZ16 | rNCGF | 3189.711
477 | 1 | 3 | 1 | 16 | 3 | TRUE | HV_PGEDMoExCZ16rDXHP | ResHVAC | HV_PGEDMoExCZ16 | rWtd | All | PGE | DMo | Ex | CZ16 | rDXHP | 644.106 | HV_PGEDMoExCZ16 | rDXHP | 644.106
478 | 1 | 3 | 1 | 16 | 4 | TRUE | HV_PGEDMoExCZ16rNCEH | ResHVAC | HV_PGEDMoExCZ16 | rWtd | All | PGE | DMo | Ex | CZ16 | rNCEH | 455.673 | HV_PGEDMoExCZ16 | rNCEH | 455.673
479 | 1 | 3 | 1 | 16 | 5 | TRUE | HV_PGEDMoExCZ16rDXOH | ResHVAC | HV_PGEDMoExCZ16 | rWtd | All | PGE | DMo | Ex | CZ16 | rDXOH | 1094.9802 | HV_PGEDMoExCZ16 | rDXOH | 1094.9802
480 | 1 | 3 | 1 | 16 | 6 | TRUE | HV_PGEDMoExCZ16rNCOH | ResHVAC | HV_PGEDMoExCZ16 | rWtd | All | PGE | DMo | Ex | CZ16 | rNCOH | 774.6441 | HV_PGEDMoExCZ16 | rNCOH | 774.6441
481 | 1 | 3 | 2 | 1 | 1 | TRUE | HV_PGEDMoNewCZ01rDXGF | ResHVAC | HV_PGEDMoNewCZ01 | rWtd | All | PGE | DMo | New | CZ01 | rDXGF | 0.51457 | HV_PGEDMoNewCZ01 | rDXGF | 0.51457
482 | 1 | 3 | 2 | 1 | 2 | TRUE | HV_PGEDMoNewCZ01rNCGF | ResHVAC | HV_PGEDMoNewCZ01 | rWtd | All | PGE | DMo | New | CZ01 | rNCGF | 0.20567 | HV_PGEDMoNewCZ01 | rNCGF | 0.20567
483 | 1 | 3 | 2 | 1 | 3 | TRUE | HV_PGEDMoNewCZ01rDXHP | ResHVAC | HV_PGEDMoNewCZ01 | rWtd | All | PGE | DMo | New | CZ01 | rDXHP | 0.074028 | HV_PGEDMoNewCZ01 | rDXHP | 0.074028
484 | 1 | 3 | 2 | 1 | 4 | TRUE | HV_PGEDMoNewCZ01rNCEH | ResHVAC | HV_PGEDMoNewCZ01 | rWtd | All | PGE | DMo | New | CZ01 | rNCEH | 0.029899 | HV_PGEDMoNewCZ01 | rNCEH | 0.029899
485 | 1 | 3 | 2 | 1 | 5 | TRUE | HV_PGEDMoNewCZ01rDXOH | ResHVAC | HV_PGEDMoNewCZ01 | rWtd | All | PGE | DMo | New | CZ01 | rDXOH | 0.12542 | HV_PGEDMoNewCZ01 | rDXOH | 0.12542
486 | 1 | 3 | 2 | 1 | 6 | TRUE | HV_PGEDMoNewCZ01rNCOH | ResHVAC | HV_PGEDMoNewCZ01 | rWtd | All | PGE | DMo | New | CZ01 | rNCOH | 0.050406 | HV_PGEDMoNewCZ01 | rNCOH | 0.050406
487 | 1 | 3 | 2 | 2 | 1 | TRUE | HV_PGEDMoNewCZ02rDXGF | ResHVAC | HV_PGEDMoNewCZ02 | rWtd | All | PGE | DMo | New | CZ02 | rDXGF | 130.7152 | HV_PGEDMoNewCZ02 | rDXGF | 130.7152
488 | 1 | 3 | 2 | 2 | 2 | TRUE | HV_PGEDMoNewCZ02rNCGF | ResHVAC | HV_PGEDMoNewCZ02 | rWtd | All | PGE | DMo | New | CZ02 | rNCGF | 0 | HV_PGEDMoNewCZ02 | rNCGF | 0
489 | 1 | 3 | 2 | 2 | 3 | TRUE | HV_PGEDMoNewCZ02rDXHP | ResHVAC | HV_PGEDMoNewCZ02 | rWtd | All | PGE | DMo | New | CZ02 | rDXHP | 18.6736 | HV_PGEDMoNewCZ02 | rDXHP | 18.6736
490 | 1 | 3 | 2 | 2 | 4 | TRUE | HV_PGEDMoNewCZ02rNCEH | ResHVAC | HV_PGEDMoNewCZ02 | rWtd | All | PGE | DMo | New | CZ02 | rNCEH | 0 | HV_PGEDMoNewCZ02 | rNCEH | 0
491 | 1 | 3 | 2 | 2 | 5 | TRUE | HV_PGEDMoNewCZ02rDXOH | ResHVAC | HV_PGEDMoNewCZ02 | rWtd | All | PGE | DMo | New | CZ02 | rDXOH | 31.7451 | HV_PGEDMoNewCZ02 | rDXOH | 31.7451
492 | 1 | 3 | 2 | 2 | 6 | TRUE | HV_PGEDMoNewCZ02rNCOH | ResHVAC | HV_PGEDMoNewCZ02 | rWtd | All | PGE | DMo | New | CZ02 | rNCOH | 0 | HV_PGEDMoNewCZ02 | rNCOH | 0
493 | 1 | 3 | 2 | 3 | 1 | TRUE | HV_PGEDMoNewCZ03rDXGF | ResHVAC | HV_PGEDMoNewCZ03 | rWtd | All | PGE | DMo | New | CZ03 | rDXGF | 0 | HV_PGEDMoNewCZ03 | rDXGF | 0
494 | 1 | 3 | 2 | 3 | 2 | TRUE | HV_PGEDMoNewCZ03rNCGF | ResHVAC | HV_PGEDMoNewCZ03 | rWtd | All | PGE | DMo | New | CZ03 | rNCGF | 44.1924 | HV_PGEDMoNewCZ03 | rNCGF | 44.1924
495 | 1 | 3 | 2 | 3 | 3 | TRUE | HV_PGEDMoNewCZ03rDXHP | ResHVAC | HV_PGEDMoNewCZ03 | rWtd | All | PGE | DMo | New | CZ03 | rDXHP | 0 | HV_PGEDMoNewCZ03 | rDXHP | 0
496 | 1 | 3 | 2 | 3 | 4 | TRUE | HV_PGEDMoNewCZ03rNCEH | ResHVAC | HV_PGEDMoNewCZ03 | rWtd | All | PGE | DMo | New | CZ03 | rNCEH | 6.3132 | HV_PGEDMoNewCZ03 | rNCEH | 6.3132
497 | 1 | 3 | 2 | 3 | 5 | TRUE | HV_PGEDMoNewCZ03rDXOH | ResHVAC | HV_PGEDMoNewCZ03 | rWtd | All | PGE | DMo | New | CZ03 | rDXOH | 0 | HV_PGEDMoNewCZ03 | rDXOH | 0
498 | 1 | 3 | 2 | 3 | 6 | TRUE | HV_PGEDMoNewCZ03rNCOH | ResHVAC | HV_PGEDMoNewCZ03 | rWtd | All | PGE | DMo | New | CZ03 | rNCOH | 10.7324 | HV_PGEDMoNewCZ03 | rNCOH | 10.7324
499 | 1 | 3 | 2 | 4 | 1 | TRUE | HV_PGEDMoNewCZ04rDXGF | ResHVAC | HV_PGEDMoNewCZ04 | rWtd | All | PGE | DMo | New | CZ04 | rDXGF | 261.4304 | HV_PGEDMoNewCZ04 | rDXGF | 261.4304
500 | 1 | 3 | 2 | 4 | 2 | TRUE | HV_PGEDMoNewCZ04rNCGF | ResHVAC | HV_PGEDMoNewCZ04 | rWtd | All | PGE | DMo | New | CZ04 | rNCGF | 130.7152 | HV_PGEDMoNewCZ04 | rNCGF | 130.7152
501 | 1 | 3 | 2 | 4 | 3 | TRUE | HV_PGEDMoNewCZ04rDXHP | ResHVAC | HV_PGEDMoNewCZ04 | rWtd | All | PGE | DMo | New | CZ04 | rDXHP | 37.3472 | HV_PGEDMoNewCZ04 | rDXHP | 37.3472
502 | 1 | 3 | 2 | 4 | 4 | TRUE | HV_PGEDMoNewCZ04rNCEH | ResHVAC | HV_PGEDMoNewCZ04 | rWtd | All | PGE | DMo | New | CZ04 | rNCEH | 18.6736 | HV_PGEDMoNewCZ04 | rNCEH | 18.6736
503 | 1 | 3 | 2 | 4 | 5 | TRUE | HV_PGEDMoNewCZ04rDXOH | ResHVAC | HV_PGEDMoNewCZ04 | rWtd | All | PGE | DMo | New | CZ04 | rDXOH | 63.4902 | HV_PGEDMoNewCZ04 | rDXOH | 63.4902
504 | 1 | 3 | 2 | 4 | 6 | TRUE | HV_PGEDMoNewCZ04rNCOH | ResHVAC | HV_PGEDMoNewCZ04 | rWtd | All | PGE | DMo | New | CZ04 | rNCOH | 31.7451 | HV_PGEDMoNewCZ04 | rNCOH | 31.7451
505 | 1 | 3 | 2 | 5 | 1 | TRUE | HV_PGEDMoNewCZ05rDXGF | ResHVAC | HV_PGEDMoNewCZ05 | rWtd | All | PGE | DMo | New | CZ05 | rDXGF | 0 | HV_PGEDMoNewCZ05 | rDXGF | 0
506 | 1 | 3 | 2 | 5 | 2 | TRUE | HV_PGEDMoNewCZ05rNCGF | ResHVAC | HV_PGEDMoNewCZ05 | rWtd | All | PGE | DMo | New | CZ05 | rNCGF | 34.0144 | HV_PGEDMoNewCZ05 | rNCGF | 34.0144
507 | 1 | 3 | 2 | 5 | 3 | TRUE | HV_PGEDMoNewCZ05rDXHP | ResHVAC | HV_PGEDMoNewCZ05 | rWtd | All | PGE | DMo | New | CZ05 | rDXHP | 0 | HV_PGEDMoNewCZ05 | rDXHP | 0
508 | 1 | 3 | 2 | 5 | 4 | TRUE | HV_PGEDMoNewCZ05rNCEH | ResHVAC | HV_PGEDMoNewCZ05 | rWtd | All | PGE | DMo | New | CZ05 | rNCEH | 4.8592 | HV_PGEDMoNewCZ05 | rNCEH | 4.8592
509 | 1 | 3 | 2 | 5 | 5 | TRUE | HV_PGEDMoNewCZ05rDXOH | ResHVAC | HV_PGEDMoNewCZ05 | rWtd | All | PGE | DMo | New | CZ05 | rDXOH | 0 | HV_PGEDMoNewCZ05 | rDXOH | 0
510 | 1 | 3 | 2 | 5 | 6 | TRUE | HV_PGEDMoNewCZ05rNCOH | ResHVAC | HV_PGEDMoNewCZ05 | rWtd | All | PGE | DMo | New | CZ05 | rNCOH | 8.2606 | HV_PGEDMoNewCZ05 | rNCOH | 8.2606
511 | 1 | 3 | 2 | 6 | 1 | FALSE | HV_PGEDMoNewCZ06rDXGF | ResHVAC | HV_PGEDMoNewCZ06 | rWtd | All | PGE | DMo | New | CZ06 | rDXGF | 0 | HV_PGEDMoNewCZ06 | rDXGF | 0
512 | 1 | 3 | 2 | 6 | 2 | FALSE | HV_PGEDMoNewCZ06rNCGF | ResHVAC | HV_PGEDMoNewCZ06 | rWtd | All | PGE | DMo | New | CZ06 | rNCGF | 0 | HV_PGEDMoNewCZ06 | rNCGF | 0
513 | 1 | 3 | 2 | 6 | 3 | FALSE | HV_PGEDMoNewCZ06rDXHP | ResHVAC | HV_PGEDMoNewCZ06 | rWtd | All | PGE | DMo | New | CZ06 | rDXHP | 0 | HV_PGEDMoNewCZ06 | rDXHP | 0
514 | 1 | 3 | 2 | 6 | 4 | FALSE | HV_PGEDMoNewCZ06rNCEH | ResHVAC | HV_PGEDMoNewCZ06 | rWtd | All | PGE | DMo | New | CZ06 | rNCEH | 0 | HV_PGEDMoNewCZ06 | rNCEH | 0
515 | 1 | 3 | 2 | 6 | 5 | FALSE | HV_PGEDMoNewCZ06rDXOH | ResHVAC | HV_PGEDMoNewCZ06 | rWtd | All | PGE | DMo | New | CZ06 | rDXOH | 0 | HV_PGEDMoNewCZ06 | rDXOH | 0
516 | 1 | 3 | 2 | 6 | 6 | FALSE | HV_PGEDMoNewCZ06rNCOH | ResHVAC | HV_PGEDMoNewCZ06 | rWtd | All | PGE | DMo | New | CZ06 | rNCOH | 0 | HV_PGEDMoNewCZ06 | rNCOH | 0
517 | 1 | 3 | 2 | 7 | 1 | FALSE | HV_PGEDMoNewCZ07rDXGF | ResHVAC | HV_PGEDMoNewCZ07 | rWtd | All | PGE | DMo | New | CZ07 | rDXGF | 0 | HV_PGEDMoNewCZ07 | rDXGF | 0
518 | 1 | 3 | 2 | 7 | 2 | FALSE | HV_PGEDMoNewCZ07rNCGF | ResHVAC | HV_PGEDMoNewCZ07 | rWtd | All | PGE | DMo | New | CZ07 | rNCGF | 0 | HV_PGEDMoNewCZ07 | rNCGF | 0
519 | 1 | 3 | 2 | 7 | 3 | FALSE | HV_PGEDMoNewCZ07rDXHP | ResHVAC | HV_PGEDMoNewCZ07 | rWtd | All | PGE | DMo | New | CZ07 | rDXHP | 0 | HV_PGEDMoNewCZ07 | rDXHP | 0
520 | 1 | 3 | 2 | 7 | 4 | FALSE | HV_PGEDMoNewCZ07rNCEH | ResHVAC | HV_PGEDMoNewCZ07 | rWtd | All | PGE | DMo | New | CZ07 | rNCEH | 0 | HV_PGEDMoNewCZ07 | rNCEH | 0
521 | 1 | 3 | 2 | 7 | 5 | FALSE | HV_PGEDMoNewCZ07rDXOH | ResHVAC | HV_PGEDMoNewCZ07 | rWtd | All | PGE | DMo | New | CZ07 | rDXOH | 0 | HV_PGEDMoNewCZ07 | rDXOH | 0
522 | 1 | 3 | 2 | 7 | 6 | FALSE | HV_PGEDMoNewCZ07rNCOH | ResHVAC | HV_PGEDMoNewCZ07 | rWtd | All | PGE | DMo | New | CZ07 | rNCOH | 0 | HV_PGEDMoNewCZ07 | rNCOH | 0
523 | 1 | 3 | 2 | 8 | 1 | FALSE | HV_PGEDMoNewCZ08rDXGF | ResHVAC | HV_PGEDMoNewCZ08 | rWtd | All | PGE | DMo | New | CZ08 | rDXGF | 0 | HV_PGEDMoNewCZ08 | rDXGF | 0
524 | 1 | 3 | 2 | 8 | 2 | FALSE | HV_PGEDMoNewCZ08rNCGF | ResHVAC | HV_PGEDMoNewCZ08 | rWtd | All | PGE | DMo | New | CZ08 | rNCGF | 0 | HV_PGEDMoNewCZ08 | rNCGF | 0
525 | 1 | 3 | 2 | 8 | 3 | FALSE | HV_PGEDMoNewCZ08rDXHP | ResHVAC | HV_PGEDMoNewCZ08 | rWtd | All | PGE | DMo | New | CZ08 | rDXHP | 0 | HV_PGEDMoNewCZ08 | rDXHP | 0
526 | 1 | 3 | 2 | 8 | 4 | FALSE | HV_PGEDMoNewCZ08rNCEH | ResHVAC | HV_PGEDMoNewCZ08 | rWtd | All | PGE | DMo | New | CZ08 | rNCEH | 0 | HV_PGEDMoNewCZ08 | rNCEH | 0
527 | 1 | 3 | 2 | 8 | 5 | FALSE | HV_PGEDMoNewCZ08rDXOH | ResHVAC | HV_PGEDMoNewCZ08 | rWtd | All | PGE | DMo | New | CZ08 | rDXOH | 0 | HV_PGEDMoNewCZ08 | rDXOH | 0
528 | 1 | 3 | 2 | 8 | 6 | FALSE | HV_PGEDMoNewCZ08rNCOH | ResHVAC | HV_PGEDMoNewCZ08 | rWtd | All | PGE | DMo | New | CZ08 | rNCOH | 0 | HV_PGEDMoNewCZ08 | rNCOH | 0
529 | 1 | 3 | 2 | 9 | 1 | FALSE | HV_PGEDMoNewCZ09rDXGF | ResHVAC | HV_PGEDMoNewCZ09 | rWtd | All | PGE | DMo | New | CZ09 | rDXGF | 0 | HV_PGEDMoNewCZ09 | rDXGF | 0
530 | 1 | 3 | 2 | 9 | 2 | FALSE | HV_PGEDMoNewCZ09rNCGF | ResHVAC | HV_PGEDMoNewCZ09 | rWtd | All | PGE | DMo | New | CZ09 | rNCGF | 0 | HV_PGEDMoNewCZ09 | rNCGF | 0
531 | 1 | 3 | 2 | 9 | 3 | FALSE | HV_PGEDMoNewCZ09rDXHP | ResHVAC | HV_PGEDMoNewCZ09 | rWtd | All | PGE | DMo | New | CZ09 | rDXHP | 0 | HV_PGEDMoNewCZ09 | rDXHP | 0
532 | 1 | 3 | 2 | 9 | 4 | FALSE | HV_PGEDMoNewCZ09rNCEH | ResHVAC | HV_PGEDMoNewCZ09 | rWtd | All | PGE | DMo | New | CZ09 | rNCEH | 0 | HV_PGEDMoNewCZ09 | rNCEH | 0
533 | 1 | 3 | 2 | 9 | 5 | FALSE | HV_PGEDMoNewCZ09rDXOH | ResHVAC | HV_PGEDMoNewCZ09 | rWtd | All | PGE | DMo | New | CZ09 | rDXOH | 0 | HV_PGEDMoNewCZ09 | rDXOH | 0
534 | 1 | 3 | 2 | 9 | 6 | FALSE | HV_PGEDMoNewCZ09rNCOH | ResHVAC | HV_PGEDMoNewCZ09 | rWtd | All | PGE | DMo | New | CZ09 | rNCOH | 0 | HV_PGEDMoNewCZ09 | rNCOH | 0
535 | 1 | 3 | 2 | 10 | 1 | FALSE | HV_PGEDMoNewCZ10rDXGF | ResHVAC | HV_PGEDMoNewCZ10 | rWtd | All | PGE | DMo | New | CZ10 | rDXGF | 0 | HV_PGEDMoNewCZ10 | rDXGF | 0
536 | 1 | 3 | 2 | 10 | 2 | FALSE | HV_PGEDMoNewCZ10rNCGF | ResHVAC | HV_PGEDMoNewCZ10 | rWtd | All | PGE | DMo | New | CZ10 | rNCGF | 0 | HV_PGEDMoNewCZ10 | rNCGF | 0
537 | 1 | 3 | 2 | 10 | 3 | FALSE | HV_PGEDMoNewCZ10rDXHP | ResHVAC | HV_PGEDMoNewCZ10 | rWtd | All | PGE | DMo | New | CZ10 | rDXHP | 0 | HV_PGEDMoNewCZ10 | rDXHP | 0
538 | 1 | 3 | 2 | 10 | 4 | FALSE | HV_PGEDMoNewCZ10rNCEH | ResHVAC | HV_PGEDMoNewCZ10 | rWtd | All | PGE | DMo | New | CZ10 | rNCEH | 0 | HV_PGEDMoNewCZ10 | rNCEH | 0
539 | 1 | 3 | 2 | 10 | 5 | FALSE | HV_PGEDMoNewCZ10rDXOH | ResHVAC | HV_PGEDMoNewCZ10 | rWtd | All | PGE | DMo | New | CZ10 | rDXOH | 0 | HV_PGEDMoNewCZ10 | rDXOH | 0
540 | 1 | 3 | 2 | 10 | 6 | FALSE | HV_PGEDMoNewCZ10rNCOH | ResHVAC | HV_PGEDMoNewCZ10 | rWtd | All | PGE | DMo | New | CZ10 | rNCOH | 0 | HV_PGEDMoNewCZ10 | rNCOH | 0
541 | 1 | 3 | 2 | 11 | 1 | TRUE | HV_PGEDMoNewCZ11rDXGF | ResHVAC | HV_PGEDMoNewCZ11 | rWtd | All | PGE | DMo | New | CZ11 | rDXGF | 230.496 | HV_PGEDMoNewCZ11 | rDXGF | 230.496
542 | 1 | 3 | 2 | 11 | 2 | TRUE | HV_PGEDMoNewCZ11rNCGF | ResHVAC | HV_PGEDMoNewCZ11 | rWtd | All | PGE | DMo | New | CZ11 | rNCGF | 0 | HV_PGEDMoNewCZ11 | rNCGF | 0
543 | 1 | 3 | 2 | 11 | 3 | TRUE | HV_PGEDMoNewCZ11rDXHP | ResHVAC | HV_PGEDMoNewCZ11 | rWtd | All | PGE | DMo | New | CZ11 | rDXHP | 32.928 | HV_PGEDMoNewCZ11 | rDXHP | 32.928
544 | 1 | 3 | 2 | 11 | 4 | TRUE | HV_PGEDMoNewCZ11rNCEH | ResHVAC | HV_PGEDMoNewCZ11 | rWtd | All | PGE | DMo | New | CZ11 | rNCEH | 0 | HV_PGEDMoNewCZ11 | rNCEH | 0
545 | 1 | 3 | 2 | 11 | 5 | TRUE | HV_PGEDMoNewCZ11rDXOH | ResHVAC | HV_PGEDMoNewCZ11 | rWtd | All | PGE | DMo | New | CZ11 | rDXOH | 55.9776 | HV_PGEDMoNewCZ11 | rDXOH | 55.9776
546 | 1 | 3 | 2 | 11 | 6 | TRUE | HV_PGEDMoNewCZ11rNCOH | ResHVAC | HV_PGEDMoNewCZ11 | rWtd | All | PGE | DMo | New | CZ11 | rNCOH | 0 | HV_PGEDMoNewCZ11 | rNCOH | 0
547 | 1 | 3 | 2 | 12 | 1 | TRUE | HV_PGEDMoNewCZ12rDXGF | ResHVAC | HV_PGEDMoNewCZ12 | rWtd | All | PGE | DMo | New | CZ12 | rDXGF | 228.6088 | HV_PGEDMoNewCZ12 | rDXGF | 228.6088
548 | 1 | 3 | 2 | 12 | 2 | TRUE | HV_PGEDMoNewCZ12rNCGF | ResHVAC | HV_PGEDMoNewCZ12 | rWtd | All | PGE | DMo | New | CZ12 | rNCGF | 0 | HV_PGEDMoNewCZ12 | rNCGF | 0
549 | 1 | 3 | 2 | 12 | 3 | TRUE | HV_PGEDMoNewCZ12rDXHP | ResHVAC | HV_PGEDMoNewCZ12 | rWtd | All | PGE | DMo | New | CZ12 | rDXHP | 32.6584 | HV_PGEDMoNewCZ12 | rDXHP | 32.6584
550 | 1 | 3 | 2 | 12 | 4 | TRUE | HV_PGEDMoNewCZ12rNCEH | ResHVAC | HV_PGEDMoNewCZ12 | rWtd | All | PGE | DMo | New | CZ12 | rNCEH | 0 | HV_PGEDMoNewCZ12 | rNCEH | 0
551 | 1 | 3 | 2 | 12 | 5 | TRUE | HV_PGEDMoNewCZ12rDXOH | ResHVAC | HV_PGEDMoNewCZ12 | rWtd | All | PGE | DMo | New | CZ12 | rDXOH | 55.5193 | HV_PGEDMoNewCZ12 | rDXOH | 55.5193
552 | 1 | 3 | 2 | 12 | 6 | TRUE | HV_PGEDMoNewCZ12rNCOH | ResHVAC | HV_PGEDMoNewCZ12 | rWtd | All | PGE | DMo | New | CZ12 | rNCOH | 0 | HV_PGEDMoNewCZ12 | rNCOH | 0
553 | 1 | 3 | 2 | 13 | 1 | TRUE | HV_PGEDMoNewCZ13rDXGF | ResHVAC | HV_PGEDMoNewCZ13 | rWtd | All | PGE | DMo | New | CZ13 | rDXGF | 0 | HV_PGEDMoNewCZ13 | rDXGF | 0
554 | 1 | 3 | 2 | 13 | 2 | TRUE | HV_PGEDMoNewCZ13rNCGF | ResHVAC | HV_PGEDMoNewCZ13 | rWtd | All | PGE | DMo | New | CZ13 | rNCGF | 130.7152 | HV_PGEDMoNewCZ13 | rNCGF | 130.7152
555 | 1 | 3 | 2 | 13 | 3 | TRUE | HV_PGEDMoNewCZ13rDXHP | ResHVAC | HV_PGEDMoNewCZ13 | rWtd | All | PGE | DMo | New | CZ13 | rDXHP | 0 | HV_PGEDMoNewCZ13 | rDXHP | 0
556 | 1 | 3 | 2 | 13 | 4 | TRUE | HV_PGEDMoNewCZ13rNCEH | ResHVAC | HV_PGEDMoNewCZ13 | rWtd | All | PGE | DMo | New | CZ13 | rNCEH | 18.6736 | HV_PGEDMoNewCZ13 | rNCEH | 18.6736
557 | 1 | 3 | 2 | 13 | 5 | TRUE | HV_PGEDMoNewCZ13rDXOH | ResHVAC | HV_PGEDMoNewCZ13 | rWtd | All | PGE | DMo | New | CZ13 | rDXOH | 0 | HV_PGEDMoNewCZ13 | rDXOH | 0
558 | 1 | 3 | 2 | 13 | 6 | TRUE | HV_PGEDMoNewCZ13rNCOH | ResHVAC | HV_PGEDMoNewCZ13 | rWtd | All | PGE | DMo | New | CZ13 | rNCOH | 31.7451 | HV_PGEDMoNewCZ13 | rNCOH | 31.7451
559 | 1 | 3 | 2 | 14 | 1 | FALSE | HV_PGEDMoNewCZ14rDXGF | ResHVAC | HV_PGEDMoNewCZ14 | rWtd | All | PGE | DMo | New | CZ14 | rDXGF | 0 | HV_PGEDMoNewCZ14 | rDXGF | 0
560 | 1 | 3 | 2 | 14 | 2 | FALSE | HV_PGEDMoNewCZ14rNCGF | ResHVAC | HV_PGEDMoNewCZ14 | rWtd | All | PGE | DMo | New | CZ14 | rNCGF | 0 | HV_PGEDMoNewCZ14 | rNCGF | 0
561 | 1 | 3 | 2 | 14 | 3 | FALSE | HV_PGEDMoNewCZ14rDXHP | ResHVAC | HV_PGEDMoNewCZ14 | rWtd | All | PGE | DMo | New | CZ14 | rDXHP | 0 | HV_PGEDMoNewCZ14 | rDXHP | 0
562 | 1 | 3 | 2 | 14 | 4 | FALSE | HV_PGEDMoNewCZ14rNCEH | ResHVAC | HV_PGEDMoNewCZ14 | rWtd | All | PGE | DMo | New | CZ14 | rNCEH | 0 | HV_PGEDMoNewCZ14 | rNCEH | 0
563 | 1 | 3 | 2 | 14 | 5 | FALSE | HV_PGEDMoNewCZ14rDXOH | ResHVAC | HV_PGEDMoNewCZ14 | rWtd | All | PGE | DMo | New | CZ14 | rDXOH | 0 | HV_PGEDMoNewCZ14 | rDXOH | 0
564 | 1 | 3 | 2 | 14 | 6 | FALSE | HV_PGEDMoNewCZ14rNCOH | ResHVAC | HV_PGEDMoNewCZ14 | rWtd | All | PGE | DMo | New | CZ14 | rNCOH | 0 | HV_PGEDMoNewCZ14 | rNCOH | 0
565 | 1 | 3 | 2 | 15 | 1 | FALSE | HV_PGEDMoNewCZ15rDXGF | ResHVAC | HV_PGEDMoNewCZ15 | rWtd | All | PGE | DMo | New | CZ15 | rDXGF | 0 | HV_PGEDMoNewCZ15 | rDXGF | 0
566 | 1 | 3 | 2 | 15 | 2 | FALSE | HV_PGEDMoNewCZ15rNCGF | ResHVAC | HV_PGEDMoNewCZ15 | rWtd | All | PGE | DMo | New | CZ15 | rNCGF | 0 | HV_PGEDMoNewCZ15 | rNCGF | 0
567 | 1 | 3 | 2 | 15 | 3 | FALSE | HV_PGEDMoNewCZ15rDXHP | ResHVAC | HV_PGEDMoNewCZ15 | rWtd | All | PGE | DMo | New | CZ15 | rDXHP | 0 | HV_PGEDMoNewCZ15 | rDXHP | 0
568 | 1 | 3 | 2 | 15 | 4 | FALSE | HV_PGEDMoNewCZ15rNCEH | ResHVAC | HV_PGEDMoNewCZ15 | rWtd | All | PGE | DMo | New | CZ15 | rNCEH | 0 | HV_PGEDMoNewCZ15 | rNCEH | 0
569 | 1 | 3 | 2 | 15 | 5 | FALSE | HV_PGEDMoNewCZ15rDXOH | ResHVAC | HV_PGEDMoNewCZ15 | rWtd | All | PGE | DMo | New | CZ15 | rDXOH | 0 | HV_PGEDMoNewCZ15 | rDXOH | 0
570 | 1 | 3 | 2 | 15 | 6 | FALSE | HV_PGEDMoNewCZ15rNCOH | ResHVAC | HV_PGEDMoNewCZ15 | rWtd | All | PGE | DMo | New | CZ15 | rNCOH | 0 | HV_PGEDMoNewCZ15 | rNCOH | 0
571 | 1 | 3 | 2 | 16 | 1 | TRUE | HV_PGEDMoNewCZ16rDXGF | ResHVAC | HV_PGEDMoNewCZ16 | rWtd | All | PGE | DMo | New | CZ16 | rDXGF | 0.51584 | HV_PGEDMoNewCZ16 | rDXGF | 0.51584
572 | 1 | 3 | 2 | 16 | 2 | TRUE | HV_PGEDMoNewCZ16rNCGF | ResHVAC | HV_PGEDMoNewCZ16 | rWtd | All | PGE | DMo | New | CZ16 | rNCGF | 0.20581 | HV_PGEDMoNewCZ16 | rNCGF | 0.20581
573 | 1 | 3 | 2 | 16 | 3 | TRUE | HV_PGEDMoNewCZ16rDXHP | ResHVAC | HV_PGEDMoNewCZ16 | rWtd | All | PGE | DMo | New | CZ16 | rDXHP | 0.073691 | HV_PGEDMoNewCZ16 | rDXHP | 0.073691
574 | 1 | 3 | 2 | 16 | 4 | TRUE | HV_PGEDMoNewCZ16rNCEH | ResHVAC | HV_PGEDMoNewCZ16 | rWtd | All | PGE | DMo | New | CZ16 | rNCEH | 0.029402 | HV_PGEDMoNewCZ16 | rNCEH | 0.029402
575 | 1 | 3 | 2 | 16 | 5 | TRUE | HV_PGEDMoNewCZ16rDXOH | ResHVAC | HV_PGEDMoNewCZ16 | rWtd | All | PGE | DMo | New | CZ16 | rDXOH | 0.12527 | HV_PGEDMoNewCZ16 | rDXOH | 0.12527
576 | 1 | 3 | 2 | 16 | 6 | TRUE | HV_PGEDMoNewCZ16rNCOH | ResHVAC | HV_PGEDMoNewCZ16 | rWtd | All | PGE | DMo | New | CZ16 | rNCOH | 0.049983 | HV_PGEDMoNewCZ16 | rNCOH | 0.049983
577 | 2 | 1 | 1 | 1 | 1 | FALSE | HV_SCESFmExCZ01rDXGF | ResHVAC | HV_SCESFmExCZ01 | rWtd | All | SCE | SFm | Ex | CZ01 | rDXGF | 0 | HV_SCESFmExCZ01 | rDXGF | 0
578 | 2 | 1 | 1 | 1 | 2 | FALSE | HV_SCESFmExCZ01rNCGF | ResHVAC | HV_SCESFmExCZ01 | rWtd | All | SCE | SFm | Ex | CZ01 | rNCGF | 0 | HV_SCESFmExCZ01 | rNCGF | 0
579 | 2 | 1 | 1 | 1 | 3 | FALSE | HV_SCESFmExCZ01rDXHP | ResHVAC | HV_SCESFmExCZ01 | rWtd | All | SCE | SFm | Ex | CZ01 | rDXHP | 0 | HV_SCESFmExCZ01 | rDXHP | 0
580 | 2 | 1 | 1 | 1 | 4 | FALSE | HV_SCESFmExCZ01rNCEH | ResHVAC | HV_SCESFmExCZ01 | rWtd | All | SCE | SFm | Ex | CZ01 | rNCEH | 0 | HV_SCESFmExCZ01 | rNCEH | 0
581 | 2 | 1 | 1 | 1 | 5 | FALSE | HV_SCESFmExCZ01rDXOH | ResHVAC | HV_SCESFmExCZ01 | rWtd | All | SCE | SFm | Ex | CZ01 | rDXOH | 0 | HV_SCESFmExCZ01 | rDXOH | 0
582 | 2 | 1 | 1 | 1 | 6 | FALSE | HV_SCESFmExCZ01rNCOH | ResHVAC | HV_SCESFmExCZ01 | rWtd | All | SCE | SFm | Ex | CZ01 | rNCOH | 0 | HV_SCESFmExCZ01 | rNCOH | 0
583 | 2 | 1 | 1 | 2 | 1 | FALSE | HV_SCESFmExCZ02rDXGF | ResHVAC | HV_SCESFmExCZ02 | rWtd | All | SCE | SFm | Ex | CZ02 | rDXGF | 0 | HV_SCESFmExCZ02 | rDXGF | 0
584 | 2 | 1 | 1 | 2 | 2 | FALSE | HV_SCESFmExCZ02rNCGF | ResHVAC | HV_SCESFmExCZ02 | rWtd | All | SCE | SFm | Ex | CZ02 | rNCGF | 0 | HV_SCESFmExCZ02 | rNCGF | 0
585 | 2 | 1 | 1 | 2 | 3 | FALSE | HV_SCESFmExCZ02rDXHP | ResHVAC | HV_SCESFmExCZ02 | rWtd | All | SCE | SFm | Ex | CZ02 | rDXHP | 0 | HV_SCESFmExCZ02 | rDXHP | 0
586 | 2 | 1 | 1 | 2 | 4 | FALSE | HV_SCESFmExCZ02rNCEH | ResHVAC | HV_SCESFmExCZ02 | rWtd | All | SCE | SFm | Ex | CZ02 | rNCEH | 0 | HV_SCESFmExCZ02 | rNCEH | 0
587 | 2 | 1 | 1 | 2 | 5 | FALSE | HV_SCESFmExCZ02rDXOH | ResHVAC | HV_SCESFmExCZ02 | rWtd | All | SCE | SFm | Ex | CZ02 | rDXOH | 0 | HV_SCESFmExCZ02 | rDXOH | 0
588 | 2 | 1 | 1 | 2 | 6 | FALSE | HV_SCESFmExCZ02rNCOH | ResHVAC | HV_SCESFmExCZ02 | rWtd | All | SCE | SFm | Ex | CZ02 | rNCOH | 0 | HV_SCESFmExCZ02 | rNCOH | 0
589 | 2 | 1 | 1 | 3 | 1 | FALSE | HV_SCESFmExCZ03rDXGF | ResHVAC | HV_SCESFmExCZ03 | rWtd | All | SCE | SFm | Ex | CZ03 | rDXGF | 0 | HV_SCESFmExCZ03 | rDXGF | 0
590 | 2 | 1 | 1 | 3 | 2 | FALSE | HV_SCESFmExCZ03rNCGF | ResHVAC | HV_SCESFmExCZ03 | rWtd | All | SCE | SFm | Ex | CZ03 | rNCGF | 0 | HV_SCESFmExCZ03 | rNCGF | 0
591 | 2 | 1 | 1 | 3 | 3 | FALSE | HV_SCESFmExCZ03rDXHP | ResHVAC | HV_SCESFmExCZ03 | rWtd | All | SCE | SFm | Ex | CZ03 | rDXHP | 0 | HV_SCESFmExCZ03 | rDXHP | 0
592 | 2 | 1 | 1 | 3 | 4 | FALSE | HV_SCESFmExCZ03rNCEH | ResHVAC | HV_SCESFmExCZ03 | rWtd | All | SCE | SFm | Ex | CZ03 | rNCEH | 0 | HV_SCESFmExCZ03 | rNCEH | 0
593 | 2 | 1 | 1 | 3 | 5 | FALSE | HV_SCESFmExCZ03rDXOH | ResHVAC | HV_SCESFmExCZ03 | rWtd | All | SCE | SFm | Ex | CZ03 | rDXOH | 0 | HV_SCESFmExCZ03 | rDXOH | 0
594 | 2 | 1 | 1 | 3 | 6 | FALSE | HV_SCESFmExCZ03rNCOH | ResHVAC | HV_SCESFmExCZ03 | rWtd | All | SCE | SFm | Ex | CZ03 | rNCOH | 0 | HV_SCESFmExCZ03 | rNCOH | 0
595 | 2 | 1 | 1 | 4 | 1 | FALSE | HV_SCESFmExCZ04rDXGF | ResHVAC | HV_SCESFmExCZ04 | rWtd | All | SCE | SFm | Ex | CZ04 | rDXGF | 0 | HV_SCESFmExCZ04 | rDXGF | 0
596 | 2 | 1 | 1 | 4 | 2 | FALSE | HV_SCESFmExCZ04rNCGF | ResHVAC | HV_SCESFmExCZ04 | rWtd | All | SCE | SFm | Ex | CZ04 | rNCGF | 0 | HV_SCESFmExCZ04 | rNCGF | 0
597 | 2 | 1 | 1 | 4 | 3 | FALSE | HV_SCESFmExCZ04rDXHP | ResHVAC | HV_SCESFmExCZ04 | rWtd | All | SCE | SFm | Ex | CZ04 | rDXHP | 0 | HV_SCESFmExCZ04 | rDXHP | 0
598 | 2 | 1 | 1 | 4 | 4 | FALSE | HV_SCESFmExCZ04rNCEH | ResHVAC | HV_SCESFmExCZ04 | rWtd | All | SCE | SFm | Ex | CZ04 | rNCEH | 0 | HV_SCESFmExCZ04 | rNCEH | 0
599 | 2 | 1 | 1 | 4 | 5 | FALSE | HV_SCESFmExCZ04rDXOH | ResHVAC | HV_SCESFmExCZ04 | rWtd | All | SCE | SFm | Ex | CZ04 | rDXOH | 0 | HV_SCESFmExCZ04 | rDXOH | 0
600 | 2 | 1 | 1 | 4 | 6 | FALSE | HV_SCESFmExCZ04rNCOH | ResHVAC | HV_SCESFmExCZ04 | rWtd | All | SCE | SFm | Ex | CZ04 | rNCOH | 0 | HV_SCESFmExCZ04 | rNCOH | 0
601 | 2 | 1 | 1 | 5 | 1 | TRUE | HV_SCESFmExCZ05rDXGF | ResHVAC | HV_SCESFmExCZ05 | rWtd | All | SCE | SFm | Ex | CZ05 | rDXGF | 1011.1604 | HV_SCESFmExCZ05 | rDXGF | 1011.1604
602 | 2 | 1 | 1 | 5 | 2 | TRUE | HV_SCESFmExCZ05rNCGF | ResHVAC | HV_SCESFmExCZ05 | rWtd | All | SCE | SFm | Ex | CZ05 | rNCGF | 1572.177 | HV_SCESFmExCZ05 | rNCGF | 1572.177
603 | 2 | 1 | 1 | 5 | 3 | TRUE | HV_SCESFmExCZ05rDXHP | ResHVAC | HV_SCESFmExCZ05 | rWtd | All | SCE | SFm | Ex | CZ05 | rDXHP | 58.1127 | HV_SCESFmExCZ05 | rDXHP | 58.1127
604 | 2 | 1 | 1 | 5 | 4 | TRUE | HV_SCESFmExCZ05rNCEH | ResHVAC | HV_SCESFmExCZ05 | rWtd | All | SCE | SFm | Ex | CZ05 | rNCEH | 90.355 | HV_SCESFmExCZ05 | rNCEH | 90.355
605 | 2 | 1 | 1 | 5 | 5 | TRUE | HV_SCESFmExCZ05rDXOH | ResHVAC | HV_SCESFmExCZ05 | rWtd | All | SCE | SFm | Ex | CZ05 | rDXOH | 81.3577 | HV_SCESFmExCZ05 | rDXOH | 81.3577
606 | 2 | 1 | 1 | 5 | 6 | TRUE | HV_SCESFmExCZ05rNCOH | ResHVAC | HV_SCESFmExCZ05 | rWtd | All | SCE | SFm | Ex | CZ05 | rNCOH | 126.497 | HV_SCESFmExCZ05 | rNCOH | 126.497
607 | 2 | 1 | 1 | 6 | 1 | TRUE | HV_SCESFmExCZ06rDXGF | ResHVAC | HV_SCESFmExCZ06 | rWtd | All | SCE | SFm | Ex | CZ06 | rDXGF | 116282.9037 | HV_SCESFmExCZ06 | rDXGF | 116282.9037
608 | 2 | 1 | 1 | 6 | 2 | TRUE | HV_SCESFmExCZ06rNCGF | ResHVAC | HV_SCESFmExCZ06 | rWtd | All | SCE | SFm | Ex | CZ06 | rNCGF | 196028.2434 | HV_SCESFmExCZ06 | rNCGF | 196028.2434
609 | 2 | 1 | 1 | 6 | 3 | TRUE | HV_SCESFmExCZ06rDXHP | ResHVAC | HV_SCESFmExCZ06 | rWtd | All | SCE | SFm | Ex | CZ06 | rDXHP | 6682.9255 | HV_SCESFmExCZ06 | rDXHP | 6682.9255
610 | 2 | 1 | 1 | 6 | 4 | TRUE | HV_SCESFmExCZ06rNCEH | ResHVAC | HV_SCESFmExCZ06 | rWtd | All | SCE | SFm | Ex | CZ06 | rNCEH | 11265.991 | HV_SCESFmExCZ06 | rNCEH | 11265.991
611 | 2 | 1 | 1 | 6 | 5 | TRUE | HV_SCESFmExCZ06rDXOH | ResHVAC | HV_SCESFmExCZ06 | rWtd | All | SCE | SFm | Ex | CZ06 | rDXOH | 9356.0957 | HV_SCESFmExCZ06 | rDXOH | 9356.0957
612 | 2 | 1 | 1 | 6 | 6 | TRUE | HV_SCESFmExCZ06rNCOH | ResHVAC | HV_SCESFmExCZ06 | rWtd | All | SCE | SFm | Ex | CZ06 | rNCOH | 15772.3874 | HV_SCESFmExCZ06 | rNCOH | 15772.3874
613 | 2 | 1 | 1 | 7 | 1 | FALSE | HV_SCESFmExCZ07rDXGF | ResHVAC | HV_SCESFmExCZ07 | rWtd | All | SCE | SFm | Ex | CZ07 | rDXGF | 0 | HV_SCESFmExCZ07 | rDXGF | 0
614 | 2 | 1 | 1 | 7 | 2 | FALSE | HV_SCESFmExCZ07rNCGF | ResHVAC | HV_SCESFmExCZ07 | rWtd | All | SCE | SFm | Ex | CZ07 | rNCGF | 0 | HV_SCESFmExCZ07 | rNCGF | 0
615 | 2 | 1 | 1 | 7 | 3 | FALSE | HV_SCESFmExCZ07rDXHP | ResHVAC | HV_SCESFmExCZ07 | rWtd | All | SCE | SFm | Ex | CZ07 | rDXHP | 0 | HV_SCESFmExCZ07 | rDXHP | 0
616 | 2 | 1 | 1 | 7 | 4 | FALSE | HV_SCESFmExCZ07rNCEH | ResHVAC | HV_SCESFmExCZ07 | rWtd | All | SCE | SFm | Ex | CZ07 | rNCEH | 0 | HV_SCESFmExCZ07 | rNCEH | 0
617 | 2 | 1 | 1 | 7 | 5 | FALSE | HV_SCESFmExCZ07rDXOH | ResHVAC | HV_SCESFmExCZ07 | rWtd | All | SCE | SFm | Ex | CZ07 | rDXOH | 0 | HV_SCESFmExCZ07 | rDXOH | 0
618 | 2 | 1 | 1 | 7 | 6 | FALSE | HV_SCESFmExCZ07rNCOH | ResHVAC | HV_SCESFmExCZ07 | rWtd | All | SCE | SFm | Ex | CZ07 | rNCOH | 0 | HV_SCESFmExCZ07 | rNCOH | 0
619 | 2 | 1 | 1 | 8 | 1 | TRUE | HV_SCESFmExCZ08rDXGF | ResHVAC | HV_SCESFmExCZ08 | rWtd | All | SCE | SFm | Ex | CZ08 | rDXGF | 210262.5135 | HV_SCESFmExCZ08 | rDXGF | 210262.5135
620 | 2 | 1 | 1 | 8 | 2 | TRUE | HV_SCESFmExCZ08rNCGF | ResHVAC | HV_SCESFmExCZ08 | rWtd | All | SCE | SFm | Ex | CZ08 | rNCGF | 187474.7862 | HV_SCESFmExCZ08 | rNCGF | 187474.7862
621 | 2 | 1 | 1 | 8 | 3 | TRUE | HV_SCESFmExCZ08rDXHP | ResHVAC | HV_SCESFmExCZ08 | rWtd | All | SCE | SFm | Ex | CZ08 | rDXHP | 12084.0525 | HV_SCESFmExCZ08 | rDXHP | 12084.0525
622 | 2 | 1 | 1 | 8 | 4 | TRUE | HV_SCESFmExCZ08rNCEH | ResHVAC | HV_SCESFmExCZ08 | rWtd | All | SCE | SFm | Ex | CZ08 | rNCEH | 10774.413 | HV_SCESFmExCZ08 | rNCEH | 10774.413
623 | 2 | 1 | 1 | 8 | 5 | TRUE | HV_SCESFmExCZ08rDXOH | ResHVAC | HV_SCESFmExCZ08 | rWtd | All | SCE | SFm | Ex | CZ08 | rDXOH | 16917.6735 | HV_SCESFmExCZ08 | rDXOH | 16917.6735
624 | 2 | 1 | 1 | 8 | 6 | TRUE | HV_SCESFmExCZ08rNCOH | ResHVAC | HV_SCESFmExCZ08 | rWtd | All | SCE | SFm | Ex | CZ08 | rNCOH | 15084.1782 | HV_SCESFmExCZ08 | rNCOH | 15084.1782
625 | 2 | 1 | 1 | 9 | 1 | TRUE | HV_SCESFmExCZ09rDXGF | ResHVAC | HV_SCESFmExCZ09 | rWtd | All | SCE | SFm | Ex | CZ09 | rDXGF | 363336.6732 | HV_SCESFmExCZ09 | rDXGF | 363336.6732
626 | 2 | 1 | 1 | 9 | 2 | TRUE | HV_SCESFmExCZ09rNCGF | ResHVAC | HV_SCESFmExCZ09 | rWtd | All | SCE | SFm | Ex | CZ09 | rNCGF | 86864.7411 | HV_SCESFmExCZ09 | rNCGF | 86864.7411
627 | 2 | 1 | 1 | 9 | 3 | TRUE | HV_SCESFmExCZ09rDXHP | ResHVAC | HV_SCESFmExCZ09 | rWtd | All | SCE | SFm | Ex | CZ09 | rDXHP | 20881.418 | HV_SCESFmExCZ09 | rDXHP | 20881.418
628 | 2 | 1 | 1 | 9 | 4 | TRUE | HV_SCESFmExCZ09rNCEH | ResHVAC | HV_SCESFmExCZ09 | rWtd | All | SCE | SFm | Ex | CZ09 | rNCEH | 4992.2265 | HV_SCESFmExCZ09 | rNCEH | 4992.2265
629 | 2 | 1 | 1 | 9 | 5 | TRUE | HV_SCESFmExCZ09rDXOH | ResHVAC | HV_SCESFmExCZ09 | rWtd | All | SCE | SFm | Ex | CZ09 | rDXOH | 29233.9852 | HV_SCESFmExCZ09 | rDXOH | 29233.9852
630 | 2 | 1 | 1 | 9 | 6 | TRUE | HV_SCESFmExCZ09rNCOH | ResHVAC | HV_SCESFmExCZ09 | rWtd | All | SCE | SFm | Ex | CZ09 | rNCOH | 6989.1171 | HV_SCESFmExCZ09 | rNCOH | 6989.1171
631 | 2 | 1 | 1 | 10 | 1 | TRUE | HV_SCESFmExCZ10rDXGF | ResHVAC | HV_SCESFmExCZ10 | rWtd | All | SCE | SFm | Ex | CZ10 | rDXGF | 411862.5675 | HV_SCESFmExCZ10 | rDXGF | 411862.5675
632 | 2 | 1 | 1 | 10 | 2 | TRUE | HV_SCESFmExCZ10rNCGF | ResHVAC | HV_SCESFmExCZ10 | rWtd | All | SCE | SFm | Ex | CZ10 | rNCGF | 22704.5292 | HV_SCESFmExCZ10 | rNCGF | 22704.5292
633 | 2 | 1 | 1 | 10 | 3 | TRUE | HV_SCESFmExCZ10rDXHP | ResHVAC | HV_SCESFmExCZ10 | rWtd | All | SCE | SFm | Ex | CZ10 | rDXHP | 23670.2625 | HV_SCESFmExCZ10 | rDXHP | 23670.2625
634 | 2 | 1 | 1 | 10 | 4 | TRUE | HV_SCESFmExCZ10rNCEH | ResHVAC | HV_SCESFmExCZ10 | rWtd | All | SCE | SFm | Ex | CZ10 | rNCEH | 1304.858 | HV_SCESFmExCZ10 | rNCEH | 1304.858
635 | 2 | 1 | 1 | 10 | 5 | TRUE | HV_SCESFmExCZ10rDXOH | ResHVAC | HV_SCESFmExCZ10 | rWtd | All | SCE | SFm | Ex | CZ10 | rDXOH | 33138.3675 | HV_SCESFmExCZ10 | rDXOH | 33138.3675
636 | 2 | 1 | 1 | 10 | 6 | TRUE | HV_SCESFmExCZ10rNCOH | ResHVAC | HV_SCESFmExCZ10 | rWtd | All | SCE | SFm | Ex | CZ10 | rNCOH | 1826.8012 | HV_SCESFmExCZ10 | rNCOH | 1826.8012
637 | 2 | 1 | 1 | 11 | 1 | FALSE | HV_SCESFmExCZ11rDXGF | ResHVAC | HV_SCESFmExCZ11 | rWtd | All | SCE | SFm | Ex | CZ11 | rDXGF | 0 | HV_SCESFmExCZ11 | rDXGF | 0
638 | 2 | 1 | 1 | 11 | 2 | FALSE | HV_SCESFmExCZ11rNCGF | ResHVAC | HV_SCESFmExCZ11 | rWtd | All | SCE | SFm | Ex | CZ11 | rNCGF | 0 | HV_SCESFmExCZ11 | rNCGF | 0
639 | 2 | 1 | 1 | 11 | 3 | FALSE | HV_SCESFmExCZ11rDXHP | ResHVAC | HV_SCESFmExCZ11 | rWtd | All | SCE | SFm | Ex | CZ11 | rDXHP | 0 | HV_SCESFmExCZ11 | rDXHP | 0
640 | 2 | 1 | 1 | 11 | 4 | FALSE | HV_SCESFmExCZ11rNCEH | ResHVAC | HV_SCESFmExCZ11 | rWtd | All | SCE | SFm | Ex | CZ11 | rNCEH | 0 | HV_SCESFmExCZ11 | rNCEH | 0
641 | 2 | 1 | 1 | 11 | 5 | FALSE | HV_SCESFmExCZ11rDXOH | ResHVAC | HV_SCESFmExCZ11 | rWtd | All | SCE | SFm | Ex | CZ11 | rDXOH | 0 | HV_SCESFmExCZ11 | rDXOH | 0
642 | 2 | 1 | 1 | 11 | 6 | FALSE | HV_SCESFmExCZ11rNCOH | ResHVAC | HV_SCESFmExCZ11 | rWtd | All | SCE | SFm | Ex | CZ11 | rNCOH | 0 | HV_SCESFmExCZ11 | rNCOH | 0
643 | 2 | 1 | 1 | 12 | 1 | FALSE | HV_SCESFmExCZ12rDXGF | ResHVAC | HV_SCESFmExCZ12 | rWtd | All | SCE | SFm | Ex | CZ12 | rDXGF | 0 | HV_SCESFmExCZ12 | rDXGF | 0
644 | 2 | 1 | 1 | 12 | 2 | FALSE | HV_SCESFmExCZ12rNCGF | ResHVAC | HV_SCESFmExCZ12 | rWtd | All | SCE | SFm | Ex | CZ12 | rNCGF | 0 | HV_SCESFmExCZ12 | rNCGF | 0
645 | 2 | 1 | 1 | 12 | 3 | FALSE | HV_SCESFmExCZ12rDXHP | ResHVAC | HV_SCESFmExCZ12 | rWtd | All | SCE | SFm | Ex | CZ12 | rDXHP | 0 | HV_SCESFmExCZ12 | rDXHP | 0
646 | 2 | 1 | 1 | 12 | 4 | FALSE | HV_SCESFmExCZ12rNCEH | ResHVAC | HV_SCESFmExCZ12 | rWtd | All | SCE | SFm | Ex | CZ12 | rNCEH | 0 | HV_SCESFmExCZ12 | rNCEH | 0
647 | 2 | 1 | 1 | 12 | 5 | FALSE | HV_SCESFmExCZ12rDXOH | ResHVAC | HV_SCESFmExCZ12 | rWtd | All | SCE | SFm | Ex | CZ12 | rDXOH | 0 | HV_SCESFmExCZ12 | rDXOH | 0
648 | 2 | 1 | 1 | 12 | 6 | FALSE | HV_SCESFmExCZ12rNCOH | ResHVAC | HV_SCESFmExCZ12 | rWtd | All | SCE | SFm | Ex | CZ12 | rNCOH | 0 | HV_SCESFmExCZ12 | rNCOH | 0
649 | 2 | 1 | 1 | 13 | 1 | TRUE | HV_SCESFmExCZ13rDXGF | ResHVAC | HV_SCESFmExCZ13 | rWtd | All | SCE | SFm | Ex | CZ13 | rDXGF | 62398.0356 | HV_SCESFmExCZ13 | rDXGF | 62398.0356
650 | 2 | 1 | 1 | 13 | 2 | TRUE | HV_SCESFmExCZ13rNCGF | ResHVAC | HV_SCESFmExCZ13 | rWtd | All | SCE | SFm | Ex | CZ13 | rNCGF | 1217.9826 | HV_SCESFmExCZ13 | rNCGF | 1217.9826
651 | 2 | 1 | 1 | 13 | 3 | TRUE | HV_SCESFmExCZ13rDXHP | ResHVAC | HV_SCESFmExCZ13 | rWtd | All | SCE | SFm | Ex | CZ13 | rDXHP | 3586.094 | HV_SCESFmExCZ13 | rDXHP | 3586.094
652 | 2 | 1 | 1 | 13 | 4 | TRUE | HV_SCESFmExCZ13rNCEH | ResHVAC | HV_SCESFmExCZ13 | rWtd | All | SCE | SFm | Ex | CZ13 | rNCEH | 69.999 | HV_SCESFmExCZ13 | rNCEH | 69.999
653 | 2 | 1 | 1 | 13 | 5 | TRUE | HV_SCESFmExCZ13rDXOH | ResHVAC | HV_SCESFmExCZ13 | rWtd | All | SCE | SFm | Ex | CZ13 | rDXOH | 5020.5316 | HV_SCESFmExCZ13 | rDXOH | 5020.5316
654 | 2 | 1 | 1 | 13 | 6 | TRUE | HV_SCESFmExCZ13rNCOH | ResHVAC | HV_SCESFmExCZ13 | rWtd | All | SCE | SFm | Ex | CZ13 | rNCOH | 97.9986 | HV_SCESFmExCZ13 | rNCOH | 97.9986
655 | 2 | 1 | 1 | 14 | 1 | TRUE | HV_SCESFmExCZ14rDXGF | ResHVAC | HV_SCESFmExCZ14 | rWtd | All | SCE | SFm | Ex | CZ14 | rDXGF | 162114.7212 | HV_SCESFmExCZ14 | rDXGF | 162114.7212
656 | 2 | 1 | 1 | 14 | 2 | TRUE | HV_SCESFmExCZ14rNCGF | ResHVAC | HV_SCESFmExCZ14 | rWtd | All | SCE | SFm | Ex | CZ14 | rNCGF | 7000.6029 | HV_SCESFmExCZ14 | rNCGF | 7000.6029
657 | 2 | 1 | 1 | 14 | 3 | TRUE | HV_SCESFmExCZ14rDXHP | ResHVAC | HV_SCESFmExCZ14 | rWtd | All | SCE | SFm | Ex | CZ14 | rDXHP | 9316.938 | HV_SCESFmExCZ14 | rDXHP | 9316.938
658 | 2 | 1 | 1 | 14 | 4 | TRUE | HV_SCESFmExCZ14rNCEH | ResHVAC | HV_SCESFmExCZ14 | rWtd | All | SCE | SFm | Ex | CZ14 | rNCEH | 402.3335 | HV_SCESFmExCZ14 | rNCEH | 402.3335
659 | 2 | 1 | 1 | 14 | 5 | TRUE | HV_SCESFmExCZ14rDXOH | ResHVAC | HV_SCESFmExCZ14 | rWtd | All | SCE | SFm | Ex | CZ14 | rDXOH | 13043.7132 | HV_SCESFmExCZ14 | rDXOH | 13043.7132
660 | 2 | 1 | 1 | 14 | 6 | TRUE | HV_SCESFmExCZ14rNCOH | ResHVAC | HV_SCESFmExCZ14 | rWtd | All | SCE | SFm | Ex | CZ14 | rNCOH | 563.2669 | HV_SCESFmExCZ14 | rNCOH | 563.2669
661 | 2 | 1 | 1 | 15 | 1 | TRUE | HV_SCESFmExCZ15rDXGF | ResHVAC | HV_SCESFmExCZ15 | rWtd | All | SCE | SFm | Ex | CZ15 | rDXGF | 42333.5301 | HV_SCESFmExCZ15 | rDXGF | 42333.5301
662 | 2 | 1 | 1 | 15 | 2 | TRUE | HV_SCESFmExCZ15rNCGF | ResHVAC | HV_SCESFmExCZ15 | rWtd | All | SCE | SFm | Ex | CZ15 | rNCGF | 282.576 | HV_SCESFmExCZ15 | rNCGF | 282.576
663 | 2 | 1 | 1 | 15 | 3 | TRUE | HV_SCESFmExCZ15rDXHP | ResHVAC | HV_SCESFmExCZ15 | rWtd | All | SCE | SFm | Ex | CZ15 | rDXHP | 2432.9615 | HV_SCESFmExCZ15 | rDXHP | 2432.9615
664 | 2 | 1 | 1 | 15 | 4 | TRUE | HV_SCESFmExCZ15rNCEH | ResHVAC | HV_SCESFmExCZ15 | rWtd | All | SCE | SFm | Ex | CZ15 | rNCEH | 16.24 | HV_SCESFmExCZ15 | rNCEH | 16.24
665 | 2 | 1 | 1 | 15 | 5 | TRUE | HV_SCESFmExCZ15rDXOH | ResHVAC | HV_SCESFmExCZ15 | rWtd | All | SCE | SFm | Ex | CZ15 | rDXOH | 3406.1461 | HV_SCESFmExCZ15 | rDXOH | 3406.1461
666 | 2 | 1 | 1 | 15 | 6 | TRUE | HV_SCESFmExCZ15rNCOH | ResHVAC | HV_SCESFmExCZ15 | rWtd | All | SCE | SFm | Ex | CZ15 | rNCOH | 22.736 | HV_SCESFmExCZ15 | rNCOH | 22.736
667 | 2 | 1 | 1 | 16 | 1 | TRUE | HV_SCESFmExCZ16rDXGF | ResHVAC | HV_SCESFmExCZ16 | rWtd | All | SCE | SFm | Ex | CZ16 | rDXGF | 58942.5696 | HV_SCESFmExCZ16 | rDXGF | 58942.5696
668 | 2 | 1 | 1 | 16 | 2 | TRUE | HV_SCESFmExCZ16rNCGF | ResHVAC | HV_SCESFmExCZ16 | rWtd | All | SCE | SFm | Ex | CZ16 | rNCGF | 30044.9976 | HV_SCESFmExCZ16 | rNCGF | 30044.9976
669 | 2 | 1 | 1 | 16 | 3 | TRUE | HV_SCESFmExCZ16rDXHP | ResHVAC | HV_SCESFmExCZ16 | rWtd | All | SCE | SFm | Ex | CZ16 | rDXHP | 3387.504 | HV_SCESFmExCZ16 | rDXHP | 3387.504
670 | 2 | 1 | 1 | 16 | 4 | TRUE | HV_SCESFmExCZ16rNCEH | ResHVAC | HV_SCESFmExCZ16 | rWtd | All | SCE | SFm | Ex | CZ16 | rNCEH | 1726.724 | HV_SCESFmExCZ16 | rNCEH | 1726.724
671 | 2 | 1 | 1 | 16 | 5 | TRUE | HV_SCESFmExCZ16rDXOH | ResHVAC | HV_SCESFmExCZ16 | rWtd | All | SCE | SFm | Ex | CZ16 | rDXOH | 4742.5056 | HV_SCESFmExCZ16 | rDXOH | 4742.5056
672 | 2 | 1 | 1 | 16 | 6 | TRUE | HV_SCESFmExCZ16rNCOH | ResHVAC | HV_SCESFmExCZ16 | rWtd | All | SCE | SFm | Ex | CZ16 | rNCOH | 2417.4136 | HV_SCESFmExCZ16 | rNCOH | 2417.4136
673 | 2 | 1 | 2 | 1 | 1 | FALSE | HV_SCESFmNewCZ01rDXGF | ResHVAC | HV_SCESFmNewCZ01 | rWtd | All | SCE | SFm | New | CZ01 | rDXGF | 0 | HV_SCESFmNewCZ01 | rDXGF | 0
674 | 2 | 1 | 2 | 1 | 2 | FALSE | HV_SCESFmNewCZ01rNCGF | ResHVAC | HV_SCESFmNewCZ01 | rWtd | All | SCE | SFm | New | CZ01 | rNCGF | 0 | HV_SCESFmNewCZ01 | rNCGF | 0
675 | 2 | 1 | 2 | 1 | 3 | FALSE | HV_SCESFmNewCZ01rDXHP | ResHVAC | HV_SCESFmNewCZ01 | rWtd | All | SCE | SFm | New | CZ01 | rDXHP | 0 | HV_SCESFmNewCZ01 | rDXHP | 0
676 | 2 | 1 | 2 | 1 | 4 | FALSE | HV_SCESFmNewCZ01rNCEH | ResHVAC | HV_SCESFmNewCZ01 | rWtd | All | SCE | SFm | New | CZ01 | rNCEH | 0 | HV_SCESFmNewCZ01 | rNCEH | 0
677 | 2 | 1 | 2 | 1 | 5 | FALSE | HV_SCESFmNewCZ01rDXOH | ResHVAC | HV_SCESFmNewCZ01 | rWtd | All | SCE | SFm | New | CZ01 | rDXOH | 0 | HV_SCESFmNewCZ01 | rDXOH | 0
678 | 2 | 1 | 2 | 1 | 6 | FALSE | HV_SCESFmNewCZ01rNCOH | ResHVAC | HV_SCESFmNewCZ01 | rWtd | All | SCE | SFm | New | CZ01 | rNCOH | 0 | HV_SCESFmNewCZ01 | rNCOH | 0
679 | 2 | 1 | 2 | 2 | 1 | FALSE | HV_SCESFmNewCZ02rDXGF | ResHVAC | HV_SCESFmNewCZ02 | rWtd | All | SCE | SFm | New | CZ02 | rDXGF | 0 | HV_SCESFmNewCZ02 | rDXGF | 0
680 | 2 | 1 | 2 | 2 | 2 | FALSE | HV_SCESFmNewCZ02rNCGF | ResHVAC | HV_SCESFmNewCZ02 | rWtd | All | SCE | SFm | New | CZ02 | rNCGF | 0 | HV_SCESFmNewCZ02 | rNCGF | 0
681 | 2 | 1 | 2 | 2 | 3 | FALSE | HV_SCESFmNewCZ02rDXHP | ResHVAC | HV_SCESFmNewCZ02 | rWtd | All | SCE | SFm | New | CZ02 | rDXHP | 0 | HV_SCESFmNewCZ02 | rDXHP | 0
682 | 2 | 1 | 2 | 2 | 4 | FALSE | HV_SCESFmNewCZ02rNCEH | ResHVAC | HV_SCESFmNewCZ02 | rWtd | All | SCE | SFm | New | CZ02 | rNCEH | 0 | HV_SCESFmNewCZ02 | rNCEH | 0
683 | 2 | 1 | 2 | 2 | 5 | FALSE | HV_SCESFmNewCZ02rDXOH | ResHVAC | HV_SCESFmNewCZ02 | rWtd | All | SCE | SFm | New | CZ02 | rDXOH | 0 | HV_SCESFmNewCZ02 | rDXOH | 0
684 | 2 | 1 | 2 | 2 | 6 | FALSE | HV_SCESFmNewCZ02rNCOH | ResHVAC | HV_SCESFmNewCZ02 | rWtd | All | SCE | SFm | New | CZ02 | rNCOH | 0 | HV_SCESFmNewCZ02 | rNCOH | 0
685 | 2 | 1 | 2 | 3 | 1 | FALSE | HV_SCESFmNewCZ03rDXGF | ResHVAC | HV_SCESFmNewCZ03 | rWtd | All | SCE | SFm | New | CZ03 | rDXGF | 0 | HV_SCESFmNewCZ03 | rDXGF | 0
686 | 2 | 1 | 2 | 3 | 2 | FALSE | HV_SCESFmNewCZ03rNCGF | ResHVAC | HV_SCESFmNewCZ03 | rWtd | All | SCE | SFm | New | CZ03 | rNCGF | 0 | HV_SCESFmNewCZ03 | rNCGF | 0
687 | 2 | 1 | 2 | 3 | 3 | FALSE | HV_SCESFmNewCZ03rDXHP | ResHVAC | HV_SCESFmNewCZ03 | rWtd | All | SCE | SFm | New | CZ03 | rDXHP | 0 | HV_SCESFmNewCZ03 | rDXHP | 0
688 | 2 | 1 | 2 | 3 | 4 | FALSE | HV_SCESFmNewCZ03rNCEH | ResHVAC | HV_SCESFmNewCZ03 | rWtd | All | SCE | SFm | New | CZ03 | rNCEH | 0 | HV_SCESFmNewCZ03 | rNCEH | 0
689 | 2 | 1 | 2 | 3 | 5 | FALSE | HV_SCESFmNewCZ03rDXOH | ResHVAC | HV_SCESFmNewCZ03 | rWtd | All | SCE | SFm | New | CZ03 | rDXOH | 0 | HV_SCESFmNewCZ03 | rDXOH | 0
690 | 2 | 1 | 2 | 3 | 6 | FALSE | HV_SCESFmNewCZ03rNCOH | ResHVAC | HV_SCESFmNewCZ03 | rWtd | All | SCE | SFm | New | CZ03 | rNCOH | 0 | HV_SCESFmNewCZ03 | rNCOH | 0
691 | 2 | 1 | 2 | 4 | 1 | FALSE | HV_SCESFmNewCZ04rDXGF | ResHVAC | HV_SCESFmNewCZ04 | rWtd | All | SCE | SFm | New | CZ04 | rDXGF | 0 | HV_SCESFmNewCZ04 | rDXGF | 0
692 | 2 | 1 | 2 | 4 | 2 | FALSE | HV_SCESFmNewCZ04rNCGF | ResHVAC | HV_SCESFmNewCZ04 | rWtd | All | SCE | SFm | New | CZ04 | rNCGF | 0 | HV_SCESFmNewCZ04 | rNCGF | 0
693 | 2 | 1 | 2 | 4 | 3 | FALSE | HV_SCESFmNewCZ04rDXHP | ResHVAC | HV_SCESFmNewCZ04 | rWtd | All | SCE | SFm | New | CZ04 | rDXHP | 0 | HV_SCESFmNewCZ04 | rDXHP | 0
694 | 2 | 1 | 2 | 4 | 4 | FALSE | HV_SCESFmNewCZ04rNCEH | ResHVAC | HV_SCESFmNewCZ04 | rWtd | All | SCE | SFm | New | CZ04 | rNCEH | 0 | HV_SCESFmNewCZ04 | rNCEH | 0
695 | 2 | 1 | 2 | 4 | 5 | FALSE | HV_SCESFmNewCZ04rDXOH | ResHVAC | HV_SCESFmNewCZ04 | rWtd | All | SCE | SFm | New | CZ04 | rDXOH | 0 | HV_SCESFmNewCZ04 | rDXOH | 0
696 | 2 | 1 | 2 | 4 | 6 | FALSE | HV_SCESFmNewCZ04rNCOH | ResHVAC | HV_SCESFmNewCZ04 | rWtd | All | SCE | SFm | New | CZ04 | rNCOH | 0 | HV_SCESFmNewCZ04 | rNCOH | 0
697 | 2 | 1 | 2 | 5 | 1 | TRUE | HV_SCESFmNewCZ05rDXGF | ResHVAC | HV_SCESFmNewCZ05 | rWtd | All | SCE | SFm | New | CZ05 | rDXGF | 42.456 | HV_SCESFmNewCZ05 | rDXGF | 42.456
698 | 2 | 1 | 2 | 5 | 2 | TRUE | HV_SCESFmNewCZ05rNCGF | ResHVAC | HV_SCESFmNewCZ05 | rWtd | All | SCE | SFm | New | CZ05 | rNCGF | 0 | HV_SCESFmNewCZ05 | rNCGF | 0
699 | 2 | 1 | 2 | 5 | 3 | TRUE | HV_SCESFmNewCZ05rDXHP | ResHVAC | HV_SCESFmNewCZ05 | rWtd | All | SCE | SFm | New | CZ05 | rDXHP | 2.44 | HV_SCESFmNewCZ05 | rDXHP | 2.44
700 | 2 | 1 | 2 | 5 | 4 | TRUE | HV_SCESFmNewCZ05rNCEH | ResHVAC | HV_SCESFmNewCZ05 | rWtd | All | SCE | SFm | New | CZ05 | rNCEH | 0 | HV_SCESFmNewCZ05 | rNCEH | 0
701 | 2 | 1 | 2 | 5 | 5 | TRUE | HV_SCESFmNewCZ05rDXOH | ResHVAC | HV_SCESFmNewCZ05 | rWtd | All | SCE | SFm | New | CZ05 | rDXOH | 3.416 | HV_SCESFmNewCZ05 | rDXOH | 3.416
702 | 2 | 1 | 2 | 5 | 6 | TRUE | HV_SCESFmNewCZ05rNCOH | ResHVAC | HV_SCESFmNewCZ05 | rWtd | All | SCE | SFm | New | CZ05 | rNCOH | 0 | HV_SCESFmNewCZ05 | rNCOH | 0
703 | 2 | 1 | 2 | 6 | 1 | TRUE | HV_SCESFmNewCZ06rDXGF | ResHVAC | HV_SCESFmNewCZ06 | rWtd | All | SCE | SFm | New | CZ06 | rDXGF | 5705.5818 | HV_SCESFmNewCZ06 | rDXGF | 5705.5818
704 | 2 | 1 | 2 | 6 | 2 | TRUE | HV_SCESFmNewCZ06rNCGF | ResHVAC | HV_SCESFmNewCZ06 | rWtd | All | SCE | SFm | New | CZ06 | rNCGF | 1813.7934 | HV_SCESFmNewCZ06 | rNCGF | 1813.7934
705 | 2 | 1 | 2 | 6 | 3 | TRUE | HV_SCESFmNewCZ06rDXHP | ResHVAC | HV_SCESFmNewCZ06 | rWtd | All | SCE | SFm | New | CZ06 | rDXHP | 327.907 | HV_SCESFmNewCZ06 | rDXHP | 327.907
706 | 2 | 1 | 2 | 6 | 4 | TRUE | HV_SCESFmNewCZ06rNCEH | ResHVAC | HV_SCESFmNewCZ06 | rWtd | All | SCE | SFm | New | CZ06 | rNCEH | 104.241 | HV_SCESFmNewCZ06 | rNCEH | 104.241
707 | 2 | 1 | 2 | 6 | 5 | TRUE | HV_SCESFmNewCZ06rDXOH | ResHVAC | HV_SCESFmNewCZ06 | rWtd | All | SCE | SFm | New | CZ06 | rDXOH | 459.0698 | HV_SCESFmNewCZ06 | rDXOH | 459.0698
708 | 2 | 1 | 2 | 6 | 6 | TRUE | HV_SCESFmNewCZ06rNCOH | ResHVAC | HV_SCESFmNewCZ06 | rWtd | All | SCE | SFm | New | CZ06 | rNCOH | 145.9374 | HV_SCESFmNewCZ06 | rNCOH | 145.9374
709 | 2 | 1 | 2 | 7 | 1 | FALSE | HV_SCESFmNewCZ07rDXGF | ResHVAC | HV_SCESFmNewCZ07 | rWtd | All | SCE | SFm | New | CZ07 | rDXGF | 0 | HV_SCESFmNewCZ07 | rDXGF | 0
710 | 2 | 1 | 2 | 7 | 2 | FALSE | HV_SCESFmNewCZ07rNCGF | ResHVAC | HV_SCESFmNewCZ07 | rWtd | All | SCE | SFm | New | CZ07 | rNCGF | 0 | HV_SCESFmNewCZ07 | rNCGF | 0
711 | 2 | 1 | 2 | 7 | 3 | FALSE | HV_SCESFmNewCZ07rDXHP | ResHVAC | HV_SCESFmNewCZ07 | rWtd | All | SCE | SFm | New | CZ07 | rDXHP | 0 | HV_SCESFmNewCZ07 | rDXHP | 0
712 | 2 | 1 | 2 | 7 | 4 | FALSE | HV_SCESFmNewCZ07rNCEH | ResHVAC | HV_SCESFmNewCZ07 | rWtd | All | SCE | SFm | New | CZ07 | rNCEH | 0 | HV_SCESFmNewCZ07 | rNCEH | 0
713 | 2 | 1 | 2 | 7 | 5 | FALSE | HV_SCESFmNewCZ07rDXOH | ResHVAC | HV_SCESFmNewCZ07 | rWtd | All | SCE | SFm | New | CZ07 | rDXOH | 0 | HV_SCESFmNewCZ07 | rDXOH | 0
714 | 2 | 1 | 2 | 7 | 6 | FALSE | HV_SCESFmNewCZ07rNCOH | ResHVAC | HV_SCESFmNewCZ07 | rWtd | All | SCE | SFm | New | CZ07 | rNCOH | 0 | HV_SCESFmNewCZ07 | rNCOH | 0
715 | 2 | 1 | 2 | 8 | 1 | TRUE | HV_SCESFmNewCZ08rDXGF | ResHVAC | HV_SCESFmNewCZ08 | rWtd | All | SCE | SFm | New | CZ08 | rDXGF | 3808.7208 | HV_SCESFmNewCZ08 | rDXGF | 3808.7208
716 | 2 | 1 | 2 | 8 | 2 | TRUE | HV_SCESFmNewCZ08rNCGF | ResHVAC | HV_SCESFmNewCZ08 | rWtd | All | SCE | SFm | New | CZ08 | rNCGF | 1655.5404 | HV_SCESFmNewCZ08 | rNCGF | 1655.5404
717 | 2 | 1 | 2 | 8 | 3 | TRUE | HV_SCESFmNewCZ08rDXHP | ResHVAC | HV_SCESFmNewCZ08 | rWtd | All | SCE | SFm | New | CZ08 | rDXHP | 218.892 | HV_SCESFmNewCZ08 | rDXHP | 218.892
718 | 2 | 1 | 2 | 8 | 4 | TRUE | HV_SCESFmNewCZ08rNCEH | ResHVAC | HV_SCESFmNewCZ08 | rWtd | All | SCE | SFm | New | CZ08 | rNCEH | 95.146 | HV_SCESFmNewCZ08 | rNCEH | 95.146
719 | 2 | 1 | 2 | 8 | 5 | TRUE | HV_SCESFmNewCZ08rDXOH | ResHVAC | HV_SCESFmNewCZ08 | rWtd | All | SCE | SFm | New | CZ08 | rDXOH | 306.4488 | HV_SCESFmNewCZ08 | rDXOH | 306.4488
720 | 2 | 1 | 2 | 8 | 6 | TRUE | HV_SCESFmNewCZ08rNCOH | ResHVAC | HV_SCESFmNewCZ08 | rWtd | All | SCE | SFm | New | CZ08 | rNCOH | 133.2044 | HV_SCESFmNewCZ08 | rNCOH | 133.2044
721 | 2 | 1 | 2 | 9 | 1 | TRUE | HV_SCESFmNewCZ09rDXGF | ResHVAC | HV_SCESFmNewCZ09 | rWtd | All | SCE | SFm | New | CZ09 | rDXGF | 5905.0032 | HV_SCESFmNewCZ09 | rDXGF | 5905.0032
722 | 2 | 1 | 2 | 9 | 2 | TRUE | HV_SCESFmNewCZ09rNCGF | ResHVAC | HV_SCESFmNewCZ09 | rWtd | All | SCE | SFm | New | CZ09 | rNCGF | 0 | HV_SCESFmNewCZ09 | rNCGF | 0
723 | 2 | 1 | 2 | 9 | 3 | TRUE | HV_SCESFmNewCZ09rDXHP | ResHVAC | HV_SCESFmNewCZ09 | rWtd | All | SCE | SFm | New | CZ09 | rDXHP | 339.368 | HV_SCESFmNewCZ09 | rDXHP | 339.368
724 | 2 | 1 | 2 | 9 | 4 | TRUE | HV_SCESFmNewCZ09rNCEH | ResHVAC | HV_SCESFmNewCZ09 | rWtd | All | SCE | SFm | New | CZ09 | rNCEH | 0 | HV_SCESFmNewCZ09 | rNCEH | 0
725 | 2 | 1 | 2 | 9 | 5 | TRUE | HV_SCESFmNewCZ09rDXOH | ResHVAC | HV_SCESFmNewCZ09 | rWtd | All | SCE | SFm | New | CZ09 | rDXOH | 475.1152 | HV_SCESFmNewCZ09 | rDXOH | 475.1152
726 | 2 | 1 | 2 | 9 | 6 | TRUE | HV_SCESFmNewCZ09rNCOH | ResHVAC | HV_SCESFmNewCZ09 | rWtd | All | SCE | SFm | New | CZ09 | rNCOH | 0 | HV_SCESFmNewCZ09 | rNCOH | 0
727 | 2 | 1 | 2 | 10 | 1 | TRUE | HV_SCESFmNewCZ10rDXGF | ResHVAC | HV_SCESFmNewCZ10 | rWtd | All | SCE | SFm | New | CZ10 | rDXGF | 20431.8282 | HV_SCESFmNewCZ10 | rDXGF | 20431.8282
728 | 2 | 1 | 2 | 10 | 2 | TRUE | HV_SCESFmNewCZ10rNCGF | ResHVAC | HV_SCESFmNewCZ10 | rWtd | All | SCE | SFm | New | CZ10 | rNCGF | 49.8858 | HV_SCESFmNewCZ10 | rNCGF | 49.8858
729 | 2 | 1 | 2 | 10 | 3 | TRUE | HV_SCESFmNewCZ10rDXHP | ResHVAC | HV_SCESFmNewCZ10 | rWtd | All | SCE | SFm | New | CZ10 | rDXHP | 1174.243 | HV_SCESFmNewCZ10 | rDXHP | 1174.243
730 | 2 | 1 | 2 | 10 | 4 | TRUE | HV_SCESFmNewCZ10rNCEH | ResHVAC | HV_SCESFmNewCZ10 | rWtd | All | SCE | SFm | New | CZ10 | rNCEH | 2.867 | HV_SCESFmNewCZ10 | rNCEH | 2.867
731 | 2 | 1 | 2 | 10 | 5 | TRUE | HV_SCESFmNewCZ10rDXOH | ResHVAC | HV_SCESFmNewCZ10 | rWtd | All | SCE | SFm | New | CZ10 | rDXOH | 1643.9402 | HV_SCESFmNewCZ10 | rDXOH | 1643.9402
732 | 2 | 1 | 2 | 10 | 6 | TRUE | HV_SCESFmNewCZ10rNCOH | ResHVAC | HV_SCESFmNewCZ10 | rWtd | All | SCE | SFm | New | CZ10 | rNCOH | 4.0138 | HV_SCESFmNewCZ10 | rNCOH | 4.0138
733 | 2 | 1 | 2 | 11 | 1 | FALSE | HV_SCESFmNewCZ11rDXGF | ResHVAC | HV_SCESFmNewCZ11 | rWtd | All | SCE | SFm | New | CZ11 | rDXGF | 0 | HV_SCESFmNewCZ11 | rDXGF | 0
734 | 2 | 1 | 2 | 11 | 2 | FALSE | HV_SCESFmNewCZ11rNCGF | ResHVAC | HV_SCESFmNewCZ11 | rWtd | All | SCE | SFm | New | CZ11 | rNCGF | 0 | HV_SCESFmNewCZ11 | rNCGF | 0
735 | 2 | 1 | 2 | 11 | 3 | FALSE | HV_SCESFmNewCZ11rDXHP | ResHVAC | HV_SCESFmNewCZ11 | rWtd | All | SCE | SFm | New | CZ11 | rDXHP | 0 | HV_SCESFmNewCZ11 | rDXHP | 0
736 | 2 | 1 | 2 | 11 | 4 | FALSE | HV_SCESFmNewCZ11rNCEH | ResHVAC | HV_SCESFmNewCZ11 | rWtd | All | SCE | SFm | New | CZ11 | rNCEH | 0 | HV_SCESFmNewCZ11 | rNCEH | 0
737 | 2 | 1 | 2 | 11 | 5 | FALSE | HV_SCESFmNewCZ11rDXOH | ResHVAC | HV_SCESFmNewCZ11 | rWtd | All | SCE | SFm | New | CZ11 | rDXOH | 0 | HV_SCESFmNewCZ11 | rDXOH | 0
738 | 2 | 1 | 2 | 11 | 6 | FALSE | HV_SCESFmNewCZ11rNCOH | ResHVAC | HV_SCESFmNewCZ11 | rWtd | All | SCE | SFm | New | CZ11 | rNCOH | 0 | HV_SCESFmNewCZ11 | rNCOH | 0
739 | 2 | 1 | 2 | 12 | 1 | FALSE | HV_SCESFmNewCZ12rDXGF | ResHVAC | HV_SCESFmNewCZ12 | rWtd | All | SCE | SFm | New | CZ12 | rDXGF | 0 | HV_SCESFmNewCZ12 | rDXGF | 0
740 | 2 | 1 | 2 | 12 | 2 | FALSE | HV_SCESFmNewCZ12rNCGF | ResHVAC | HV_SCESFmNewCZ12 | rWtd | All | SCE | SFm | New | CZ12 | rNCGF | 0 | HV_SCESFmNewCZ12 | rNCGF | 0
741 | 2 | 1 | 2 | 12 | 3 | FALSE | HV_SCESFmNewCZ12rDXHP | ResHVAC | HV_SCESFmNewCZ12 | rWtd | All | SCE | SFm | New | CZ12 | rDXHP | 0 | HV_SCESFmNewCZ12 | rDXHP | 0
742 | 2 | 1 | 2 | 12 | 4 | FALSE | HV_SCESFmNewCZ12rNCEH | ResHVAC | HV_SCESFmNewCZ12 | rWtd | All | SCE | SFm | New | CZ12 | rNCEH | 0 | HV_SCESFmNewCZ12 | rNCEH | 0
743 | 2 | 1 | 2 | 12 | 5 | FALSE | HV_SCESFmNewCZ12rDXOH | ResHVAC | HV_SCESFmNewCZ12 | rWtd | All | SCE | SFm | New | CZ12 | rDXOH | 0 | HV_SCESFmNewCZ12 | rDXOH | 0
744 | 2 | 1 | 2 | 12 | 6 | FALSE | HV_SCESFmNewCZ12rNCOH | ResHVAC | HV_SCESFmNewCZ12 | rWtd | All | SCE | SFm | New | CZ12 | rNCOH | 0 | HV_SCESFmNewCZ12 | rNCOH | 0
745 | 2 | 1 | 2 | 13 | 1 | TRUE | HV_SCESFmNewCZ13rDXGF | ResHVAC | HV_SCESFmNewCZ13 | rWtd | All | SCE | SFm | New | CZ13 | rDXGF | 2374.3866 | HV_SCESFmNewCZ13 | rDXGF | 2374.3866
746 | 2 | 1 | 2 | 13 | 2 | TRUE | HV_SCESFmNewCZ13rNCGF | ResHVAC | HV_SCESFmNewCZ13 | rWtd | All | SCE | SFm | New | CZ13 | rNCGF | 0 | HV_SCESFmNewCZ13 | rNCGF | 0
747 | 2 | 1 | 2 | 13 | 3 | TRUE | HV_SCESFmNewCZ13rDXHP | ResHVAC | HV_SCESFmNewCZ13 | rWtd | All | SCE | SFm | New | CZ13 | rDXHP | 136.459 | HV_SCESFmNewCZ13 | rDXHP | 136.459
748 | 2 | 1 | 2 | 13 | 4 | TRUE | HV_SCESFmNewCZ13rNCEH | ResHVAC | HV_SCESFmNewCZ13 | rWtd | All | SCE | SFm | New | CZ13 | rNCEH | 0 | HV_SCESFmNewCZ13 | rNCEH | 0
749 | 2 | 1 | 2 | 13 | 5 | TRUE | HV_SCESFmNewCZ13rDXOH | ResHVAC | HV_SCESFmNewCZ13 | rWtd | All | SCE | SFm | New | CZ13 | rDXOH | 191.0426 | HV_SCESFmNewCZ13 | rDXOH | 191.0426
750 | 2 | 1 | 2 | 13 | 6 | TRUE | HV_SCESFmNewCZ13rNCOH | ResHVAC | HV_SCESFmNewCZ13 | rWtd | All | SCE | SFm | New | CZ13 | rNCOH | 0 | HV_SCESFmNewCZ13 | rNCOH | 0
751 | 2 | 1 | 2 | 14 | 1 | TRUE | HV_SCESFmNewCZ14rDXGF | ResHVAC | HV_SCESFmNewCZ14 | rWtd | All | SCE | SFm | New | CZ14 | rDXGF | 3163.494 | HV_SCESFmNewCZ14 | rDXGF | 3163.494
752 | 2 | 1 | 2 | 14 | 2 | TRUE | HV_SCESFmNewCZ14rNCGF | ResHVAC | HV_SCESFmNewCZ14 | rWtd | All | SCE | SFm | New | CZ14 | rNCGF | 0 | HV_SCESFmNewCZ14 | rNCGF | 0
753 | 2 | 1 | 2 | 14 | 3 | TRUE | HV_SCESFmNewCZ14rDXHP | ResHVAC | HV_SCESFmNewCZ14 | rWtd | All | SCE | SFm | New | CZ14 | rDXHP | 181.81 | HV_SCESFmNewCZ14 | rDXHP | 181.81
754 | 2 | 1 | 2 | 14 | 4 | TRUE | HV_SCESFmNewCZ14rNCEH | ResHVAC | HV_SCESFmNewCZ14 | rWtd | All | SCE | SFm | New | CZ14 | rNCEH | 0 | HV_SCESFmNewCZ14 | rNCEH | 0
755 | 2 | 1 | 2 | 14 | 5 | TRUE | HV_SCESFmNewCZ14rDXOH | ResHVAC | HV_SCESFmNewCZ14 | rWtd | All | SCE | SFm | New | CZ14 | rDXOH | 254.534 | HV_SCESFmNewCZ14 | rDXOH | 254.534
756 | 2 | 1 | 2 | 14 | 6 | TRUE | HV_SCESFmNewCZ14rNCOH | ResHVAC | HV_SCESFmNewCZ14 | rWtd | All | SCE | SFm | New | CZ14 | rNCOH | 0 | HV_SCESFmNewCZ14 | rNCOH | 0
757 | 2 | 1 | 2 | 15 | 1 | TRUE | HV_SCESFmNewCZ15rDXGF | ResHVAC | HV_SCESFmNewCZ15 | rWtd | All | SCE | SFm | New | CZ15 | rDXGF | 619.5966 | HV_SCESFmNewCZ15 | rDXGF | 619.5966
758 | 2 | 1 | 2 | 15 | 2 | TRUE | HV_SCESFmNewCZ15rNCGF | ResHVAC | HV_SCESFmNewCZ15 | rWtd | All | SCE | SFm | New | CZ15 | rNCGF | 0 | HV_SCESFmNewCZ15 | rNCGF | 0
759 | 2 | 1 | 2 | 15 | 3 | TRUE | HV_SCESFmNewCZ15rDXHP | ResHVAC | HV_SCESFmNewCZ15 | rWtd | All | SCE | SFm | New | CZ15 | rDXHP | 35.609 | HV_SCESFmNewCZ15 | rDXHP | 35.609
760 | 2 | 1 | 2 | 15 | 4 | TRUE | HV_SCESFmNewCZ15rNCEH | ResHVAC | HV_SCESFmNewCZ15 | rWtd | All | SCE | SFm | New | CZ15 | rNCEH | 0 | HV_SCESFmNewCZ15 | rNCEH | 0
761 | 2 | 1 | 2 | 15 | 5 | TRUE | HV_SCESFmNewCZ15rDXOH | ResHVAC | HV_SCESFmNewCZ15 | rWtd | All | SCE | SFm | New | CZ15 | rDXOH | 49.8526 | HV_SCESFmNewCZ15 | rDXOH | 49.8526
762 | 2 | 1 | 2 | 15 | 6 | TRUE | HV_SCESFmNewCZ15rNCOH | ResHVAC | HV_SCESFmNewCZ15 | rWtd | All | SCE | SFm | New | CZ15 | rNCOH | 0 | HV_SCESFmNewCZ15 | rNCOH | 0
763 | 2 | 1 | 2 | 16 | 1 | TRUE | HV_SCESFmNewCZ16rDXGF | ResHVAC | HV_SCESFmNewCZ16 | rWtd | All | SCE | SFm | New | CZ16 | rDXGF | 159.9756 | HV_SCESFmNewCZ16 | rDXGF | 159.9756
764 | 2 | 1 | 2 | 16 | 2 | TRUE | HV_SCESFmNewCZ16rNCGF | ResHVAC | HV_SCESFmNewCZ16 | rWtd | All | SCE | SFm | New | CZ16 | rNCGF | 948.3522 | HV_SCESFmNewCZ16 | rNCGF | 948.3522
765 | 2 | 1 | 2 | 16 | 3 | TRUE | HV_SCESFmNewCZ16rDXHP | ResHVAC | HV_SCESFmNewCZ16 | rWtd | All | SCE | SFm | New | CZ16 | rDXHP | 9.194 | HV_SCESFmNewCZ16 | rDXHP | 9.194
766 | 2 | 1 | 2 | 16 | 4 | TRUE | HV_SCESFmNewCZ16rNCEH | ResHVAC | HV_SCESFmNewCZ16 | rWtd | All | SCE | SFm | New | CZ16 | rNCEH | 54.503 | HV_SCESFmNewCZ16 | rNCEH | 54.503
767 | 2 | 1 | 2 | 16 | 5 | TRUE | HV_SCESFmNewCZ16rDXOH | ResHVAC | HV_SCESFmNewCZ16 | rWtd | All | SCE | SFm | New | CZ16 | rDXOH | 12.8716 | HV_SCESFmNewCZ16 | rDXOH | 12.8716
768 | 2 | 1 | 2 | 16 | 6 | TRUE | HV_SCESFmNewCZ16rNCOH | ResHVAC | HV_SCESFmNewCZ16 | rWtd | All | SCE | SFm | New | CZ16 | rNCOH | 76.3042 | HV_SCESFmNewCZ16 | rNCOH | 76.3042
769 | 2 | 2 | 1 | 1 | 1 | FALSE | HV_SCEMFmExCZ01rDXGF | ResHVAC | HV_SCEMFmExCZ01 | rWtd | All | SCE | MFm | Ex | CZ01 | rDXGF | 0 | HV_SCEMFmExCZ01 | rDXGF | 0
770 | 2 | 2 | 1 | 1 | 2 | FALSE | HV_SCEMFmExCZ01rNCGF | ResHVAC | HV_SCEMFmExCZ01 | rWtd | All | SCE | MFm | Ex | CZ01 | rNCGF | 0 | HV_SCEMFmExCZ01 | rNCGF | 0
771 | 2 | 2 | 1 | 1 | 3 | FALSE | HV_SCEMFmExCZ01rDXHP | ResHVAC | HV_SCEMFmExCZ01 | rWtd | All | SCE | MFm | Ex | CZ01 | rDXHP | 0 | HV_SCEMFmExCZ01 | rDXHP | 0
772 | 2 | 2 | 1 | 1 | 4 | FALSE | HV_SCEMFmExCZ01rNCEH | ResHVAC | HV_SCEMFmExCZ01 | rWtd | All | SCE | MFm | Ex | CZ01 | rNCEH | 0 | HV_SCEMFmExCZ01 | rNCEH | 0
773 | 2 | 2 | 1 | 1 | 5 | FALSE | HV_SCEMFmExCZ01rDXOH | ResHVAC | HV_SCEMFmExCZ01 | rWtd | All | SCE | MFm | Ex | CZ01 | rDXOH | 0 | HV_SCEMFmExCZ01 | rDXOH | 0
774 | 2 | 2 | 1 | 1 | 6 | FALSE | HV_SCEMFmExCZ01rNCOH | ResHVAC | HV_SCEMFmExCZ01 | rWtd | All | SCE | MFm | Ex | CZ01 | rNCOH | 0 | HV_SCEMFmExCZ01 | rNCOH | 0
775 | 2 | 2 | 1 | 2 | 1 | FALSE | HV_SCEMFmExCZ02rDXGF | ResHVAC | HV_SCEMFmExCZ02 | rWtd | All | SCE | MFm | Ex | CZ02 | rDXGF | 0 | HV_SCEMFmExCZ02 | rDXGF | 0
776 | 2 | 2 | 1 | 2 | 2 | FALSE | HV_SCEMFmExCZ02rNCGF | ResHVAC | HV_SCEMFmExCZ02 | rWtd | All | SCE | MFm | Ex | CZ02 | rNCGF | 0 | HV_SCEMFmExCZ02 | rNCGF | 0
777 | 2 | 2 | 1 | 2 | 3 | FALSE | HV_SCEMFmExCZ02rDXHP | ResHVAC | HV_SCEMFmExCZ02 | rWtd | All | SCE | MFm | Ex | CZ02 | rDXHP | 0 | HV_SCEMFmExCZ02 | rDXHP | 0
778 | 2 | 2 | 1 | 2 | 4 | FALSE | HV_SCEMFmExCZ02rNCEH | ResHVAC | HV_SCEMFmExCZ02 | rWtd | All | SCE | MFm | Ex | CZ02 | rNCEH | 0 | HV_SCEMFmExCZ02 | rNCEH | 0
779 | 2 | 2 | 1 | 2 | 5 | FALSE | HV_SCEMFmExCZ02rDXOH | ResHVAC | HV_SCEMFmExCZ02 | rWtd | All | SCE | MFm | Ex | CZ02 | rDXOH | 0 | HV_SCEMFmExCZ02 | rDXOH | 0
780 | 2 | 2 | 1 | 2 | 6 | FALSE | HV_SCEMFmExCZ02rNCOH | ResHVAC | HV_SCEMFmExCZ02 | rWtd | All | SCE | MFm | Ex | CZ02 | rNCOH | 0 | HV_SCEMFmExCZ02 | rNCOH | 0
781 | 2 | 2 | 1 | 3 | 1 | FALSE | HV_SCEMFmExCZ03rDXGF | ResHVAC | HV_SCEMFmExCZ03 | rWtd | All | SCE | MFm | Ex | CZ03 | rDXGF | 0 | HV_SCEMFmExCZ03 | rDXGF | 0
782 | 2 | 2 | 1 | 3 | 2 | FALSE | HV_SCEMFmExCZ03rNCGF | ResHVAC | HV_SCEMFmExCZ03 | rWtd | All | SCE | MFm | Ex | CZ03 | rNCGF | 0 | HV_SCEMFmExCZ03 | rNCGF | 0
783 | 2 | 2 | 1 | 3 | 3 | FALSE | HV_SCEMFmExCZ03rDXHP | ResHVAC | HV_SCEMFmExCZ03 | rWtd | All | SCE | MFm | Ex | CZ03 | rDXHP | 0 | HV_SCEMFmExCZ03 | rDXHP | 0
784 | 2 | 2 | 1 | 3 | 4 | FALSE | HV_SCEMFmExCZ03rNCEH | ResHVAC | HV_SCEMFmExCZ03 | rWtd | All | SCE | MFm | Ex | CZ03 | rNCEH | 0 | HV_SCEMFmExCZ03 | rNCEH | 0
785 | 2 | 2 | 1 | 3 | 5 | FALSE | HV_SCEMFmExCZ03rDXOH | ResHVAC | HV_SCEMFmExCZ03 | rWtd | All | SCE | MFm | Ex | CZ03 | rDXOH | 0 | HV_SCEMFmExCZ03 | rDXOH | 0
786 | 2 | 2 | 1 | 3 | 6 | FALSE | HV_SCEMFmExCZ03rNCOH | ResHVAC | HV_SCEMFmExCZ03 | rWtd | All | SCE | MFm | Ex | CZ03 | rNCOH | 0 | HV_SCEMFmExCZ03 | rNCOH | 0
787 | 2 | 2 | 1 | 4 | 1 | FALSE | HV_SCEMFmExCZ04rDXGF | ResHVAC | HV_SCEMFmExCZ04 | rWtd | All | SCE | MFm | Ex | CZ04 | rDXGF | 0 | HV_SCEMFmExCZ04 | rDXGF | 0
788 | 2 | 2 | 1 | 4 | 2 | FALSE | HV_SCEMFmExCZ04rNCGF | ResHVAC | HV_SCEMFmExCZ04 | rWtd | All | SCE | MFm | Ex | CZ04 | rNCGF | 0 | HV_SCEMFmExCZ04 | rNCGF | 0
789 | 2 | 2 | 1 | 4 | 3 | FALSE | HV_SCEMFmExCZ04rDXHP | ResHVAC | HV_SCEMFmExCZ04 | rWtd | All | SCE | MFm | Ex | CZ04 | rDXHP | 0 | HV_SCEMFmExCZ04 | rDXHP | 0
790 | 2 | 2 | 1 | 4 | 4 | FALSE | HV_SCEMFmExCZ04rNCEH | ResHVAC | HV_SCEMFmExCZ04 | rWtd | All | SCE | MFm | Ex | CZ04 | rNCEH | 0 | HV_SCEMFmExCZ04 | rNCEH | 0
791 | 2 | 2 | 1 | 4 | 5 | FALSE | HV_SCEMFmExCZ04rDXOH | ResHVAC | HV_SCEMFmExCZ04 | rWtd | All | SCE | MFm | Ex | CZ04 | rDXOH | 0 | HV_SCEMFmExCZ04 | rDXOH | 0
792 | 2 | 2 | 1 | 4 | 6 | FALSE | HV_SCEMFmExCZ04rNCOH | ResHVAC | HV_SCEMFmExCZ04 | rWtd | All | SCE | MFm | Ex | CZ04 | rNCOH | 0 | HV_SCEMFmExCZ04 | rNCOH | 0
793 | 2 | 2 | 1 | 5 | 1 | TRUE | HV_SCEMFmExCZ05rDXGF | ResHVAC | HV_SCEMFmExCZ05 | rWtd | All | SCE | MFm | Ex | CZ05 | rDXGF | 0 | HV_SCEMFmExCZ05 | rDXGF | 0
794 | 2 | 2 | 1 | 5 | 2 | TRUE | HV_SCEMFmExCZ05rNCGF | ResHVAC | HV_SCEMFmExCZ05 | rWtd | All | SCE | MFm | Ex | CZ05 | rNCGF | 760.1384 | HV_SCEMFmExCZ05 | rNCGF | 760.1384
795 | 2 | 2 | 1 | 5 | 3 | TRUE | HV_SCEMFmExCZ05rDXHP | ResHVAC | HV_SCEMFmExCZ05 | rWtd | All | SCE | MFm | Ex | CZ05 | rDXHP | 0 | HV_SCEMFmExCZ05 | rDXHP | 0
796 | 2 | 2 | 1 | 5 | 4 | TRUE | HV_SCEMFmExCZ05rNCEH | ResHVAC | HV_SCEMFmExCZ05 | rWtd | All | SCE | MFm | Ex | CZ05 | rNCEH | 0 | HV_SCEMFmExCZ05 | rNCEH | 0
797 | 2 | 2 | 1 | 5 | 5 | TRUE | HV_SCEMFmExCZ05rDXOH | ResHVAC | HV_SCEMFmExCZ05 | rWtd | All | SCE | MFm | Ex | CZ05 | rDXOH | 0 | HV_SCEMFmExCZ05 | rDXOH | 0
798 | 2 | 2 | 1 | 5 | 6 | TRUE | HV_SCEMFmExCZ05rNCOH | ResHVAC | HV_SCEMFmExCZ05 | rWtd | All | SCE | MFm | Ex | CZ05 | rNCOH | 94.7929 | HV_SCEMFmExCZ05 | rNCOH | 94.7929
799 | 2 | 2 | 1 | 6 | 1 | TRUE | HV_SCEMFmExCZ06rDXGF | ResHVAC | HV_SCEMFmExCZ06 | rWtd | All | SCE | MFm | Ex | CZ06 | rDXGF | 81276.8917 | HV_SCEMFmExCZ06 | rDXGF | 81276.8917
800 | 2 | 2 | 1 | 6 | 2 | TRUE | HV_SCEMFmExCZ06rNCGF | ResHVAC | HV_SCEMFmExCZ06 | rWtd | All | SCE | MFm | Ex | CZ06 | rNCGF | 157329.3407 | HV_SCEMFmExCZ06 | rNCGF | 157329.3407
801 | 2 | 2 | 1 | 6 | 3 | TRUE | HV_SCEMFmExCZ06rDXHP | ResHVAC | HV_SCEMFmExCZ06 | rWtd | All | SCE | MFm | Ex | CZ06 | rDXHP | 11687.1812 | HV_SCEMFmExCZ06 | rDXHP | 11687.1812
802 | 2 | 2 | 1 | 6 | 4 | TRUE | HV_SCEMFmExCZ06rNCEH | ResHVAC | HV_SCEMFmExCZ06 | rWtd | All | SCE | MFm | Ex | CZ06 | rNCEH | 22623.1155 | HV_SCEMFmExCZ06 | rNCEH | 22623.1155
803 | 2 | 2 | 1 | 6 | 5 | TRUE | HV_SCEMFmExCZ06rDXOH | ResHVAC | HV_SCEMFmExCZ06 | rWtd | All | SCE | MFm | Ex | CZ06 | rDXOH | 10135.6144 | HV_SCEMFmExCZ06 | rDXOH | 10135.6144
804 | 2 | 2 | 1 | 6 | 6 | TRUE | HV_SCEMFmExCZ06rNCOH | ResHVAC | HV_SCEMFmExCZ06 | rWtd | All | SCE | MFm | Ex | CZ06 | rNCOH | 19619.716 | HV_SCEMFmExCZ06 | rNCOH | 19619.716
805 | 2 | 2 | 1 | 7 | 1 | FALSE | HV_SCEMFmExCZ07rDXGF | ResHVAC | HV_SCEMFmExCZ07 | rWtd | All | SCE | MFm | Ex | CZ07 | rDXGF | 0 | HV_SCEMFmExCZ07 | rDXGF | 0
806 | 2 | 2 | 1 | 7 | 2 | FALSE | HV_SCEMFmExCZ07rNCGF | ResHVAC | HV_SCEMFmExCZ07 | rWtd | All | SCE | MFm | Ex | CZ07 | rNCGF | 0 | HV_SCEMFmExCZ07 | rNCGF | 0
807 | 2 | 2 | 1 | 7 | 3 | FALSE | HV_SCEMFmExCZ07rDXHP | ResHVAC | HV_SCEMFmExCZ07 | rWtd | All | SCE | MFm | Ex | CZ07 | rDXHP | 0 | HV_SCEMFmExCZ07 | rDXHP | 0
808 | 2 | 2 | 1 | 7 | 4 | FALSE | HV_SCEMFmExCZ07rNCEH | ResHVAC | HV_SCEMFmExCZ07 | rWtd | All | SCE | MFm | Ex | CZ07 | rNCEH | 0 | HV_SCEMFmExCZ07 | rNCEH | 0
809 | 2 | 2 | 1 | 7 | 5 | FALSE | HV_SCEMFmExCZ07rDXOH | ResHVAC | HV_SCEMFmExCZ07 | rWtd | All | SCE | MFm | Ex | CZ07 | rDXOH | 0 | HV_SCEMFmExCZ07 | rDXOH | 0
810 | 2 | 2 | 1 | 7 | 6 | FALSE | HV_SCEMFmExCZ07rNCOH | ResHVAC | HV_SCEMFmExCZ07 | rWtd | All | SCE | MFm | Ex | CZ07 | rNCOH | 0 | HV_SCEMFmExCZ07 | rNCOH | 0
811 | 2 | 2 | 1 | 8 | 1 | TRUE | HV_SCEMFmExCZ08rDXGF | ResHVAC | HV_SCEMFmExCZ08 | rWtd | All | SCE | MFm | Ex | CZ08 | rDXGF | 86904.0612 | HV_SCEMFmExCZ08 | rDXGF | 86904.0612
812 | 2 | 2 | 1 | 8 | 2 | TRUE | HV_SCEMFmExCZ08rNCGF | ResHVAC | HV_SCEMFmExCZ08 | rWtd | All | SCE | MFm | Ex | CZ08 | rNCGF | 80763.3618 | HV_SCEMFmExCZ08 | rNCGF | 80763.3618
813 | 2 | 2 | 1 | 8 | 3 | TRUE | HV_SCEMFmExCZ08rDXHP | ResHVAC | HV_SCEMFmExCZ08 | rWtd | All | SCE | MFm | Ex | CZ08 | rDXHP | 12496.338 | HV_SCEMFmExCZ08 | rDXHP | 12496.338
814 | 2 | 2 | 1 | 8 | 4 | TRUE | HV_SCEMFmExCZ08rNCEH | ResHVAC | HV_SCEMFmExCZ08 | rWtd | All | SCE | MFm | Ex | CZ08 | rNCEH | 11613.3383 | HV_SCEMFmExCZ08 | rNCEH | 11613.3383
815 | 2 | 2 | 1 | 8 | 5 | TRUE | HV_SCEMFmExCZ08rDXOH | ResHVAC | HV_SCEMFmExCZ08 | rWtd | All | SCE | MFm | Ex | CZ08 | rDXOH | 10837.3492 | HV_SCEMFmExCZ08 | rDXOH | 10837.3492
816 | 2 | 2 | 1 | 8 | 6 | TRUE | HV_SCEMFmExCZ08rNCOH | ResHVAC | HV_SCEMFmExCZ08 | rWtd | All | SCE | MFm | Ex | CZ08 | rNCOH | 10071.5748 | HV_SCEMFmExCZ08 | rNCOH | 10071.5748
817 | 2 | 2 | 1 | 9 | 1 | TRUE | HV_SCEMFmExCZ09rDXGF | ResHVAC | HV_SCEMFmExCZ09 | rWtd | All | SCE | MFm | Ex | CZ09 | rDXGF | 121876.4725 | HV_SCEMFmExCZ09 | rDXGF | 121876.4725
818 | 2 | 2 | 1 | 9 | 2 | TRUE | HV_SCEMFmExCZ09rNCGF | ResHVAC | HV_SCEMFmExCZ09 | rWtd | All | SCE | MFm | Ex | CZ09 | rNCGF | 35059.2398 | HV_SCEMFmExCZ09 | rNCGF | 35059.2398
819 | 2 | 2 | 1 | 9 | 3 | TRUE | HV_SCEMFmExCZ09rDXHP | ResHVAC | HV_SCEMFmExCZ09 | rWtd | All | SCE | MFm | Ex | CZ09 | rDXHP | 17525.1832 | HV_SCEMFmExCZ09 | rDXHP | 17525.1832
820 | 2 | 2 | 1 | 9 | 4 | TRUE | HV_SCEMFmExCZ09rNCEH | ResHVAC | HV_SCEMFmExCZ09 | rWtd | All | SCE | MFm | Ex | CZ09 | rNCEH | 5041.3307 | HV_SCEMFmExCZ09 | rNCEH | 5041.3307
821 | 2 | 2 | 1 | 9 | 5 | TRUE | HV_SCEMFmExCZ09rDXOH | ResHVAC | HV_SCEMFmExCZ09 | rWtd | All | SCE | MFm | Ex | CZ09 | rDXOH | 15198.5749 | HV_SCEMFmExCZ09 | rDXOH | 15198.5749
822 | 2 | 2 | 1 | 9 | 6 | TRUE | HV_SCEMFmExCZ09rNCOH | ResHVAC | HV_SCEMFmExCZ09 | rWtd | All | SCE | MFm | Ex | CZ09 | rNCOH | 4372.0537 | HV_SCEMFmExCZ09 | rNCOH | 4372.0537
823 | 2 | 2 | 1 | 10 | 1 | TRUE | HV_SCEMFmExCZ10rDXGF | ResHVAC | HV_SCEMFmExCZ10 | rWtd | All | SCE | MFm | Ex | CZ10 | rDXGF | 43636.0143 | HV_SCEMFmExCZ10 | rDXGF | 43636.0143
824 | 2 | 2 | 1 | 10 | 2 | TRUE | HV_SCEMFmExCZ10rNCGF | ResHVAC | HV_SCEMFmExCZ10 | rWtd | All | SCE | MFm | Ex | CZ10 | rNCGF | 4763.6106 | HV_SCEMFmExCZ10 | rNCGF | 4763.6106
825 | 2 | 2 | 1 | 10 | 3 | TRUE | HV_SCEMFmExCZ10rDXHP | ResHVAC | HV_SCEMFmExCZ10 | rWtd | All | SCE | MFm | Ex | CZ10 | rDXHP | 6274.6248 | HV_SCEMFmExCZ10 | rDXHP | 6274.6248
826 | 2 | 2 | 1 | 10 | 4 | TRUE | HV_SCEMFmExCZ10rNCEH | ResHVAC | HV_SCEMFmExCZ10 | rWtd | All | SCE | MFm | Ex | CZ10 | rNCEH | 684.9817 | HV_SCEMFmExCZ10 | rNCEH | 684.9817
827 | 2 | 2 | 1 | 10 | 5 | TRUE | HV_SCEMFmExCZ10rDXOH | ResHVAC | HV_SCEMFmExCZ10 | rWtd | All | SCE | MFm | Ex | CZ10 | rDXOH | 5441.6182 | HV_SCEMFmExCZ10 | rDXOH | 5441.6182
828 | 2 | 2 | 1 | 10 | 6 | TRUE | HV_SCEMFmExCZ10rNCOH | ResHVAC | HV_SCEMFmExCZ10 | rWtd | All | SCE | MFm | Ex | CZ10 | rNCOH | 594.0449 | HV_SCEMFmExCZ10 | rNCOH | 594.0449
829 | 2 | 2 | 1 | 11 | 1 | FALSE | HV_SCEMFmExCZ11rDXGF | ResHVAC | HV_SCEMFmExCZ11 | rWtd | All | SCE | MFm | Ex | CZ11 | rDXGF | 0 | HV_SCEMFmExCZ11 | rDXGF | 0
830 | 2 | 2 | 1 | 11 | 2 | FALSE | HV_SCEMFmExCZ11rNCGF | ResHVAC | HV_SCEMFmExCZ11 | rWtd | All | SCE | MFm | Ex | CZ11 | rNCGF | 0 | HV_SCEMFmExCZ11 | rNCGF | 0
831 | 2 | 2 | 1 | 11 | 3 | FALSE | HV_SCEMFmExCZ11rDXHP | ResHVAC | HV_SCEMFmExCZ11 | rWtd | All | SCE | MFm | Ex | CZ11 | rDXHP | 0 | HV_SCEMFmExCZ11 | rDXHP | 0
832 | 2 | 2 | 1 | 11 | 4 | FALSE | HV_SCEMFmExCZ11rNCEH | ResHVAC | HV_SCEMFmExCZ11 | rWtd | All | SCE | MFm | Ex | CZ11 | rNCEH | 0 | HV_SCEMFmExCZ11 | rNCEH | 0
833 | 2 | 2 | 1 | 11 | 5 | FALSE | HV_SCEMFmExCZ11rDXOH | ResHVAC | HV_SCEMFmExCZ11 | rWtd | All | SCE | MFm | Ex | CZ11 | rDXOH | 0 | HV_SCEMFmExCZ11 | rDXOH | 0
834 | 2 | 2 | 1 | 11 | 6 | FALSE | HV_SCEMFmExCZ11rNCOH | ResHVAC | HV_SCEMFmExCZ11 | rWtd | All | SCE | MFm | Ex | CZ11 | rNCOH | 0 | HV_SCEMFmExCZ11 | rNCOH | 0
835 | 2 | 2 | 1 | 12 | 1 | FALSE | HV_SCEMFmExCZ12rDXGF | ResHVAC | HV_SCEMFmExCZ12 | rWtd | All | SCE | MFm | Ex | CZ12 | rDXGF | 0 | HV_SCEMFmExCZ12 | rDXGF | 0
836 | 2 | 2 | 1 | 12 | 2 | FALSE | HV_SCEMFmExCZ12rNCGF | ResHVAC | HV_SCEMFmExCZ12 | rWtd | All | SCE | MFm | Ex | CZ12 | rNCGF | 0 | HV_SCEMFmExCZ12 | rNCGF | 0
837 | 2 | 2 | 1 | 12 | 3 | FALSE | HV_SCEMFmExCZ12rDXHP | ResHVAC | HV_SCEMFmExCZ12 | rWtd | All | SCE | MFm | Ex | CZ12 | rDXHP | 0 | HV_SCEMFmExCZ12 | rDXHP | 0
838 | 2 | 2 | 1 | 12 | 4 | FALSE | HV_SCEMFmExCZ12rNCEH | ResHVAC | HV_SCEMFmExCZ12 | rWtd | All | SCE | MFm | Ex | CZ12 | rNCEH | 0 | HV_SCEMFmExCZ12 | rNCEH | 0
839 | 2 | 2 | 1 | 12 | 5 | FALSE | HV_SCEMFmExCZ12rDXOH | ResHVAC | HV_SCEMFmExCZ12 | rWtd | All | SCE | MFm | Ex | CZ12 | rDXOH | 0 | HV_SCEMFmExCZ12 | rDXOH | 0
840 | 2 | 2 | 1 | 12 | 6 | FALSE | HV_SCEMFmExCZ12rNCOH | ResHVAC | HV_SCEMFmExCZ12 | rWtd | All | SCE | MFm | Ex | CZ12 | rNCOH | 0 | HV_SCEMFmExCZ12 | rNCOH | 0
841 | 2 | 2 | 1 | 13 | 1 | TRUE | HV_SCEMFmExCZ13rDXGF | ResHVAC | HV_SCEMFmExCZ13 | rWtd | All | SCE | MFm | Ex | CZ13 | rDXGF | 3444.6343 | HV_SCEMFmExCZ13 | rDXGF | 3444.6343
842 | 2 | 2 | 1 | 13 | 2 | TRUE | HV_SCEMFmExCZ13rNCGF | ResHVAC | HV_SCEMFmExCZ13 | rWtd | All | SCE | MFm | Ex | CZ13 | rNCGF | 364.1134 | HV_SCEMFmExCZ13 | rNCGF | 364.1134
843 | 2 | 2 | 1 | 13 | 3 | TRUE | HV_SCEMFmExCZ13rDXHP | ResHVAC | HV_SCEMFmExCZ13 | rWtd | All | SCE | MFm | Ex | CZ13 | rDXHP | 495.3199 | HV_SCEMFmExCZ13 | rDXHP | 495.3199
844 | 2 | 2 | 1 | 13 | 4 | TRUE | HV_SCEMFmExCZ13rNCEH | ResHVAC | HV_SCEMFmExCZ13 | rWtd | All | SCE | MFm | Ex | CZ13 | rNCEH | 52.3576 | HV_SCEMFmExCZ13 | rNCEH | 52.3576
845 | 2 | 2 | 1 | 13 | 5 | TRUE | HV_SCEMFmExCZ13rDXOH | ResHVAC | HV_SCEMFmExCZ13 | rWtd | All | SCE | MFm | Ex | CZ13 | rDXOH | 429.5623 | HV_SCEMFmExCZ13 | rDXOH | 429.5623
846 | 2 | 2 | 1 | 13 | 6 | TRUE | HV_SCEMFmExCZ13rNCOH | ResHVAC | HV_SCEMFmExCZ13 | rWtd | All | SCE | MFm | Ex | CZ13 | rNCOH | 45.4067 | HV_SCEMFmExCZ13 | rNCOH | 45.4067
847 | 2 | 2 | 1 | 14 | 1 | TRUE | HV_SCEMFmExCZ14rDXGF | ResHVAC | HV_SCEMFmExCZ14 | rWtd | All | SCE | MFm | Ex | CZ14 | rDXGF | 14423.1829 | HV_SCEMFmExCZ14 | rDXGF | 14423.1829
848 | 2 | 2 | 1 | 14 | 2 | TRUE | HV_SCEMFmExCZ14rNCGF | ResHVAC | HV_SCEMFmExCZ14 | rWtd | All | SCE | MFm | Ex | CZ14 | rNCGF | 0 | HV_SCEMFmExCZ14 | rNCGF | 0
849 | 2 | 2 | 1 | 14 | 3 | TRUE | HV_SCEMFmExCZ14rDXHP | ResHVAC | HV_SCEMFmExCZ14 | rWtd | All | SCE | MFm | Ex | CZ14 | rDXHP | 2073.9763 | HV_SCEMFmExCZ14 | rDXHP | 2073.9763
850 | 2 | 2 | 1 | 14 | 4 | TRUE | HV_SCEMFmExCZ14rNCEH | ResHVAC | HV_SCEMFmExCZ14 | rWtd | All | SCE | MFm | Ex | CZ14 | rNCEH | 0 | HV_SCEMFmExCZ14 | rNCEH | 0
851 | 2 | 2 | 1 | 14 | 5 | TRUE | HV_SCEMFmExCZ14rDXOH | ResHVAC | HV_SCEMFmExCZ14 | rWtd | All | SCE | MFm | Ex | CZ14 | rDXOH | 1798.6394 | HV_SCEMFmExCZ14 | rDXOH | 1798.6394
852 | 2 | 2 | 1 | 14 | 6 | TRUE | HV_SCEMFmExCZ14rNCOH | ResHVAC | HV_SCEMFmExCZ14 | rWtd | All | SCE | MFm | Ex | CZ14 | rNCOH | 0 | HV_SCEMFmExCZ14 | rNCOH | 0
853 | 2 | 2 | 1 | 15 | 1 | TRUE | HV_SCEMFmExCZ15rDXGF | ResHVAC | HV_SCEMFmExCZ15 | rWtd | All | SCE | MFm | Ex | CZ15 | rDXGF | 33148.619 | HV_SCEMFmExCZ15 | rDXGF | 33148.619
854 | 2 | 2 | 1 | 15 | 2 | TRUE | HV_SCEMFmExCZ15rNCGF | ResHVAC | HV_SCEMFmExCZ15 | rWtd | All | SCE | MFm | Ex | CZ15 | rNCGF | 383.9675 | HV_SCEMFmExCZ15 | rNCGF | 383.9675
855 | 2 | 2 | 1 | 15 | 3 | TRUE | HV_SCEMFmExCZ15rDXHP | ResHVAC | HV_SCEMFmExCZ15 | rWtd | All | SCE | MFm | Ex | CZ15 | rDXHP | 4766.5937 | HV_SCEMFmExCZ15 | rDXHP | 4766.5937
856 | 2 | 2 | 1 | 15 | 4 | TRUE | HV_SCEMFmExCZ15rNCEH | ResHVAC | HV_SCEMFmExCZ15 | rWtd | All | SCE | MFm | Ex | CZ15 | rNCEH | 55.2125 | HV_SCEMFmExCZ15 | rNCEH | 55.2125
857 | 2 | 2 | 1 | 15 | 5 | TRUE | HV_SCEMFmExCZ15rDXOH | ResHVAC | HV_SCEMFmExCZ15 | rWtd | All | SCE | MFm | Ex | CZ15 | rDXOH | 4133.7902 | HV_SCEMFmExCZ15 | rDXOH | 4133.7902
858 | 2 | 2 | 1 | 15 | 6 | TRUE | HV_SCEMFmExCZ15rNCOH | ResHVAC | HV_SCEMFmExCZ15 | rWtd | All | SCE | MFm | Ex | CZ15 | rNCOH | 47.8826 | HV_SCEMFmExCZ15 | rNCOH | 47.8826
859 | 2 | 2 | 1 | 16 | 1 | TRUE | HV_SCEMFmExCZ16rDXGF | ResHVAC | HV_SCEMFmExCZ16 | rWtd | All | SCE | MFm | Ex | CZ16 | rDXGF | 8030.5267 | HV_SCEMFmExCZ16 | rDXGF | 8030.5267
860 | 2 | 2 | 1 | 16 | 2 | TRUE | HV_SCEMFmExCZ16rNCGF | ResHVAC | HV_SCEMFmExCZ16 | rWtd | All | SCE | MFm | Ex | CZ16 | rNCGF | 2684.3627 | HV_SCEMFmExCZ16 | rNCGF | 2684.3627
861 | 2 | 2 | 1 | 16 | 3 | TRUE | HV_SCEMFmExCZ16rDXHP | ResHVAC | HV_SCEMFmExCZ16 | rWtd | All | SCE | MFm | Ex | CZ16 | rDXHP | 1154.7467 | HV_SCEMFmExCZ16 | rDXHP | 1154.7467
862 | 2 | 2 | 1 | 16 | 4 | TRUE | HV_SCEMFmExCZ16rNCEH | ResHVAC | HV_SCEMFmExCZ16 | rWtd | All | SCE | MFm | Ex | CZ16 | rNCEH | 385.997 | HV_SCEMFmExCZ16 | rNCEH | 385.997
863 | 2 | 2 | 1 | 16 | 5 | TRUE | HV_SCEMFmExCZ16rDXOH | ResHVAC | HV_SCEMFmExCZ16 | rWtd | All | SCE | MFm | Ex | CZ16 | rDXOH | 1001.4448 | HV_SCEMFmExCZ16 | rDXOH | 1001.4448
864 | 2 | 2 | 1 | 16 | 6 | TRUE | HV_SCEMFmExCZ16rNCOH | ResHVAC | HV_SCEMFmExCZ16 | rWtd | All | SCE | MFm | Ex | CZ16 | rNCOH | 334.7528 | HV_SCEMFmExCZ16 | rNCOH | 334.7528
865 | 2 | 2 | 2 | 1 | 1 | FALSE | HV_SCEMFmNewCZ01rDXGF | ResHVAC | HV_SCEMFmNewCZ01 | rWtd | All | SCE | MFm | New | CZ01 | rDXGF | 0 | HV_SCEMFmNewCZ01 | rDXGF | 0
866 | 2 | 2 | 2 | 1 | 2 | FALSE | HV_SCEMFmNewCZ01rNCGF | ResHVAC | HV_SCEMFmNewCZ01 | rWtd | All | SCE | MFm | New | CZ01 | rNCGF | 0 | HV_SCEMFmNewCZ01 | rNCGF | 0
867 | 2 | 2 | 2 | 1 | 3 | FALSE | HV_SCEMFmNewCZ01rDXHP | ResHVAC | HV_SCEMFmNewCZ01 | rWtd | All | SCE | MFm | New | CZ01 | rDXHP | 0 | HV_SCEMFmNewCZ01 | rDXHP | 0
868 | 2 | 2 | 2 | 1 | 4 | FALSE | HV_SCEMFmNewCZ01rNCEH | ResHVAC | HV_SCEMFmNewCZ01 | rWtd | All | SCE | MFm | New | CZ01 | rNCEH | 0 | HV_SCEMFmNewCZ01 | rNCEH | 0
869 | 2 | 2 | 2 | 1 | 5 | FALSE | HV_SCEMFmNewCZ01rDXOH | ResHVAC | HV_SCEMFmNewCZ01 | rWtd | All | SCE | MFm | New | CZ01 | rDXOH | 0 | HV_SCEMFmNewCZ01 | rDXOH | 0
870 | 2 | 2 | 2 | 1 | 6 | FALSE | HV_SCEMFmNewCZ01rNCOH | ResHVAC | HV_SCEMFmNewCZ01 | rWtd | All | SCE | MFm | New | CZ01 | rNCOH | 0 | HV_SCEMFmNewCZ01 | rNCOH | 0
871 | 2 | 2 | 2 | 2 | 1 | FALSE | HV_SCEMFmNewCZ02rDXGF | ResHVAC | HV_SCEMFmNewCZ02 | rWtd | All | SCE | MFm | New | CZ02 | rDXGF | 0 | HV_SCEMFmNewCZ02 | rDXGF | 0
872 | 2 | 2 | 2 | 2 | 2 | FALSE | HV_SCEMFmNewCZ02rNCGF | ResHVAC | HV_SCEMFmNewCZ02 | rWtd | All | SCE | MFm | New | CZ02 | rNCGF | 0 | HV_SCEMFmNewCZ02 | rNCGF | 0
873 | 2 | 2 | 2 | 2 | 3 | FALSE | HV_SCEMFmNewCZ02rDXHP | ResHVAC | HV_SCEMFmNewCZ02 | rWtd | All | SCE | MFm | New | CZ02 | rDXHP | 0 | HV_SCEMFmNewCZ02 | rDXHP | 0
874 | 2 | 2 | 2 | 2 | 4 | FALSE | HV_SCEMFmNewCZ02rNCEH | ResHVAC | HV_SCEMFmNewCZ02 | rWtd | All | SCE | MFm | New | CZ02 | rNCEH | 0 | HV_SCEMFmNewCZ02 | rNCEH | 0
875 | 2 | 2 | 2 | 2 | 5 | FALSE | HV_SCEMFmNewCZ02rDXOH | ResHVAC | HV_SCEMFmNewCZ02 | rWtd | All | SCE | MFm | New | CZ02 | rDXOH | 0 | HV_SCEMFmNewCZ02 | rDXOH | 0
876 | 2 | 2 | 2 | 2 | 6 | FALSE | HV_SCEMFmNewCZ02rNCOH | ResHVAC | HV_SCEMFmNewCZ02 | rWtd | All | SCE | MFm | New | CZ02 | rNCOH | 0 | HV_SCEMFmNewCZ02 | rNCOH | 0
877 | 2 | 2 | 2 | 3 | 1 | FALSE | HV_SCEMFmNewCZ03rDXGF | ResHVAC | HV_SCEMFmNewCZ03 | rWtd | All | SCE | MFm | New | CZ03 | rDXGF | 0 | HV_SCEMFmNewCZ03 | rDXGF | 0
878 | 2 | 2 | 2 | 3 | 2 | FALSE | HV_SCEMFmNewCZ03rNCGF | ResHVAC | HV_SCEMFmNewCZ03 | rWtd | All | SCE | MFm | New | CZ03 | rNCGF | 0 | HV_SCEMFmNewCZ03 | rNCGF | 0
879 | 2 | 2 | 2 | 3 | 3 | FALSE | HV_SCEMFmNewCZ03rDXHP | ResHVAC | HV_SCEMFmNewCZ03 | rWtd | All | SCE | MFm | New | CZ03 | rDXHP | 0 | HV_SCEMFmNewCZ03 | rDXHP | 0
880 | 2 | 2 | 2 | 3 | 4 | FALSE | HV_SCEMFmNewCZ03rNCEH | ResHVAC | HV_SCEMFmNewCZ03 | rWtd | All | SCE | MFm | New | CZ03 | rNCEH | 0 | HV_SCEMFmNewCZ03 | rNCEH | 0
881 | 2 | 2 | 2 | 3 | 5 | FALSE | HV_SCEMFmNewCZ03rDXOH | ResHVAC | HV_SCEMFmNewCZ03 | rWtd | All | SCE | MFm | New | CZ03 | rDXOH | 0 | HV_SCEMFmNewCZ03 | rDXOH | 0
882 | 2 | 2 | 2 | 3 | 6 | FALSE | HV_SCEMFmNewCZ03rNCOH | ResHVAC | HV_SCEMFmNewCZ03 | rWtd | All | SCE | MFm | New | CZ03 | rNCOH | 0 | HV_SCEMFmNewCZ03 | rNCOH | 0
883 | 2 | 2 | 2 | 4 | 1 | FALSE | HV_SCEMFmNewCZ04rDXGF | ResHVAC | HV_SCEMFmNewCZ04 | rWtd | All | SCE | MFm | New | CZ04 | rDXGF | 0 | HV_SCEMFmNewCZ04 | rDXGF | 0
884 | 2 | 2 | 2 | 4 | 2 | FALSE | HV_SCEMFmNewCZ04rNCGF | ResHVAC | HV_SCEMFmNewCZ04 | rWtd | All | SCE | MFm | New | CZ04 | rNCGF | 0 | HV_SCEMFmNewCZ04 | rNCGF | 0
885 | 2 | 2 | 2 | 4 | 3 | FALSE | HV_SCEMFmNewCZ04rDXHP | ResHVAC | HV_SCEMFmNewCZ04 | rWtd | All | SCE | MFm | New | CZ04 | rDXHP | 0 | HV_SCEMFmNewCZ04 | rDXHP | 0
886 | 2 | 2 | 2 | 4 | 4 | FALSE | HV_SCEMFmNewCZ04rNCEH | ResHVAC | HV_SCEMFmNewCZ04 | rWtd | All | SCE | MFm | New | CZ04 | rNCEH | 0 | HV_SCEMFmNewCZ04 | rNCEH | 0
887 | 2 | 2 | 2 | 4 | 5 | FALSE | HV_SCEMFmNewCZ04rDXOH | ResHVAC | HV_SCEMFmNewCZ04 | rWtd | All | SCE | MFm | New | CZ04 | rDXOH | 0 | HV_SCEMFmNewCZ04 | rDXOH | 0
888 | 2 | 2 | 2 | 4 | 6 | FALSE | HV_SCEMFmNewCZ04rNCOH | ResHVAC | HV_SCEMFmNewCZ04 | rWtd | All | SCE | MFm | New | CZ04 | rNCOH | 0 | HV_SCEMFmNewCZ04 | rNCOH | 0
889 | 2 | 2 | 2 | 5 | 1 | TRUE | HV_SCEMFmNewCZ05rDXGF | ResHVAC | HV_SCEMFmNewCZ05 | rWtd | All | SCE | MFm | New | CZ05 | rDXGF | 0.73809 | HV_SCEMFmNewCZ05 | rDXGF | 0.73809
890 | 2 | 2 | 2 | 5 | 2 | TRUE | HV_SCEMFmNewCZ05rNCGF | ResHVAC | HV_SCEMFmNewCZ05 | rWtd | All | SCE | MFm | New | CZ05 | rNCGF | 0.050239 | HV_SCEMFmNewCZ05 | rNCGF | 0.050239
891 | 2 | 2 | 2 | 5 | 3 | TRUE | HV_SCEMFmNewCZ05rDXHP | ResHVAC | HV_SCEMFmNewCZ05 | rWtd | All | SCE | MFm | New | CZ05 | rDXHP | 0.10613 | HV_SCEMFmNewCZ05 | rDXHP | 0.10613
892 | 2 | 2 | 2 | 5 | 4 | TRUE | HV_SCEMFmNewCZ05rNCEH | ResHVAC | HV_SCEMFmNewCZ05 | rWtd | All | SCE | MFm | New | CZ05 | rNCEH | 0.0072241 | HV_SCEMFmNewCZ05 | rNCEH | 0.0072241
893 | 2 | 2 | 2 | 5 | 5 | TRUE | HV_SCEMFmNewCZ05rDXOH | ResHVAC | HV_SCEMFmNewCZ05 | rWtd | All | SCE | MFm | New | CZ05 | rDXOH | 0.092044 | HV_SCEMFmNewCZ05 | rDXOH | 0.092044
894 | 2 | 2 | 2 | 5 | 6 | TRUE | HV_SCEMFmNewCZ05rNCOH | ResHVAC | HV_SCEMFmNewCZ05 | rWtd | All | SCE | MFm | New | CZ05 | rNCOH | 0.006265 | HV_SCEMFmNewCZ05 | rNCOH | 0.006265
895 | 2 | 2 | 2 | 6 | 1 | TRUE | HV_SCEMFmNewCZ06rDXGF | ResHVAC | HV_SCEMFmNewCZ06 | rWtd | All | SCE | MFm | New | CZ06 | rDXGF | 2446.838 | HV_SCEMFmNewCZ06 | rDXGF | 2446.838
896 | 2 | 2 | 2 | 6 | 2 | TRUE | HV_SCEMFmNewCZ06rNCGF | ResHVAC | HV_SCEMFmNewCZ06 | rWtd | All | SCE | MFm | New | CZ06 | rNCGF | 292.1902 | HV_SCEMFmNewCZ06 | rNCGF | 292.1902
897 | 2 | 2 | 2 | 6 | 3 | TRUE | HV_SCEMFmNewCZ06rDXHP | ResHVAC | HV_SCEMFmNewCZ06 | rWtd | All | SCE | MFm | New | CZ06 | rDXHP | 351.8422 | HV_SCEMFmNewCZ06 | rDXHP | 351.8422
898 | 2 | 2 | 2 | 6 | 4 | TRUE | HV_SCEMFmNewCZ06rNCEH | ResHVAC | HV_SCEMFmNewCZ06 | rWtd | All | SCE | MFm | New | CZ06 | rNCEH | 42.0154 | HV_SCEMFmNewCZ06 | rNCEH | 42.0154
899 | 2 | 2 | 2 | 6 | 5 | TRUE | HV_SCEMFmNewCZ06rDXOH | ResHVAC | HV_SCEMFmNewCZ06 | rWtd | All | SCE | MFm | New | CZ06 | rDXOH | 305.1323 | HV_SCEMFmNewCZ06 | rDXOH | 305.1323
900 | 2 | 2 | 2 | 6 | 6 | TRUE | HV_SCEMFmNewCZ06rNCOH | ResHVAC | HV_SCEMFmNewCZ06 | rWtd | All | SCE | MFm | New | CZ06 | rNCOH | 36.4375 | HV_SCEMFmNewCZ06 | rNCOH | 36.4375
901 | 2 | 2 | 2 | 7 | 1 | FALSE | HV_SCEMFmNewCZ07rDXGF | ResHVAC | HV_SCEMFmNewCZ07 | rWtd | All | SCE | MFm | New | CZ07 | rDXGF | 0 | HV_SCEMFmNewCZ07 | rDXGF | 0
902 | 2 | 2 | 2 | 7 | 2 | FALSE | HV_SCEMFmNewCZ07rNCGF | ResHVAC | HV_SCEMFmNewCZ07 | rWtd | All | SCE | MFm | New | CZ07 | rNCGF | 0 | HV_SCEMFmNewCZ07 | rNCGF | 0
903 | 2 | 2 | 2 | 7 | 3 | FALSE | HV_SCEMFmNewCZ07rDXHP | ResHVAC | HV_SCEMFmNewCZ07 | rWtd | All | SCE | MFm | New | CZ07 | rDXHP | 0 | HV_SCEMFmNewCZ07 | rDXHP | 0
904 | 2 | 2 | 2 | 7 | 4 | FALSE | HV_SCEMFmNewCZ07rNCEH | ResHVAC | HV_SCEMFmNewCZ07 | rWtd | All | SCE | MFm | New | CZ07 | rNCEH | 0 | HV_SCEMFmNewCZ07 | rNCEH | 0
905 | 2 | 2 | 2 | 7 | 5 | FALSE | HV_SCEMFmNewCZ07rDXOH | ResHVAC | HV_SCEMFmNewCZ07 | rWtd | All | SCE | MFm | New | CZ07 | rDXOH | 0 | HV_SCEMFmNewCZ07 | rDXOH | 0
906 | 2 | 2 | 2 | 7 | 6 | FALSE | HV_SCEMFmNewCZ07rNCOH | ResHVAC | HV_SCEMFmNewCZ07 | rWtd | All | SCE | MFm | New | CZ07 | rNCOH | 0 | HV_SCEMFmNewCZ07 | rNCOH | 0
907 | 2 | 2 | 2 | 8 | 1 | TRUE | HV_SCEMFmNewCZ08rDXGF | ResHVAC | HV_SCEMFmNewCZ08 | rWtd | All | SCE | MFm | New | CZ08 | rDXGF | 2915.1856 | HV_SCEMFmNewCZ08 | rDXGF | 2915.1856
908 | 2 | 2 | 2 | 8 | 2 | TRUE | HV_SCEMFmNewCZ08rNCGF | ResHVAC | HV_SCEMFmNewCZ08 | rWtd | All | SCE | MFm | New | CZ08 | rNCGF | 272.4692 | HV_SCEMFmNewCZ08 | rNCGF | 272.4692
909 | 2 | 2 | 2 | 8 | 3 | TRUE | HV_SCEMFmNewCZ08rDXHP | ResHVAC | HV_SCEMFmNewCZ08 | rWtd | All | SCE | MFm | New | CZ08 | rDXHP | 419.1881 | HV_SCEMFmNewCZ08 | rDXHP | 419.1881
910 | 2 | 2 | 2 | 8 | 4 | TRUE | HV_SCEMFmNewCZ08rNCEH | ResHVAC | HV_SCEMFmNewCZ08 | rWtd | All | SCE | MFm | New | CZ08 | rNCEH | 39.1796 | HV_SCEMFmNewCZ08 | rNCEH | 39.1796
911 | 2 | 2 | 2 | 8 | 5 | TRUE | HV_SCEMFmNewCZ08rDXOH | ResHVAC | HV_SCEMFmNewCZ08 | rWtd | All | SCE | MFm | New | CZ08 | rDXOH | 363.5375 | HV_SCEMFmNewCZ08 | rDXOH | 363.5375
912 | 2 | 2 | 2 | 8 | 6 | TRUE | HV_SCEMFmNewCZ08rNCOH | ResHVAC | HV_SCEMFmNewCZ08 | rWtd | All | SCE | MFm | New | CZ08 | rNCOH | 33.9782 | HV_SCEMFmNewCZ08 | rNCOH | 33.9782
913 | 2 | 2 | 2 | 9 | 1 | TRUE | HV_SCEMFmNewCZ09rDXGF | ResHVAC | HV_SCEMFmNewCZ09 | rWtd | All | SCE | MFm | New | CZ09 | rDXGF | 2791.3118 | HV_SCEMFmNewCZ09 | rDXGF | 2791.3118
914 | 2 | 2 | 2 | 9 | 2 | TRUE | HV_SCEMFmNewCZ09rNCGF | ResHVAC | HV_SCEMFmNewCZ09 | rWtd | All | SCE | MFm | New | CZ09 | rNCGF | 0 | HV_SCEMFmNewCZ09 | rNCGF | 0
915 | 2 | 2 | 2 | 9 | 3 | TRUE | HV_SCEMFmNewCZ09rDXHP | ResHVAC | HV_SCEMFmNewCZ09 | rWtd | All | SCE | MFm | New | CZ09 | rDXHP | 401.3757 | HV_SCEMFmNewCZ09 | rDXHP | 401.3757
916 | 2 | 2 | 2 | 9 | 4 | TRUE | HV_SCEMFmNewCZ09rNCEH | ResHVAC | HV_SCEMFmNewCZ09 | rWtd | All | SCE | MFm | New | CZ09 | rNCEH | 0 | HV_SCEMFmNewCZ09 | rNCEH | 0
917 | 2 | 2 | 2 | 9 | 5 | TRUE | HV_SCEMFmNewCZ09rDXOH | ResHVAC | HV_SCEMFmNewCZ09 | rWtd | All | SCE | MFm | New | CZ09 | rDXOH | 348.0898 | HV_SCEMFmNewCZ09 | rDXOH | 348.0898
918 | 2 | 2 | 2 | 9 | 6 | TRUE | HV_SCEMFmNewCZ09rNCOH | ResHVAC | HV_SCEMFmNewCZ09 | rWtd | All | SCE | MFm | New | CZ09 | rNCOH | 0 | HV_SCEMFmNewCZ09 | rNCOH | 0
919 | 2 | 2 | 2 | 10 | 1 | TRUE | HV_SCEMFmNewCZ10rDXGF | ResHVAC | HV_SCEMFmNewCZ10 | rWtd | All | SCE | MFm | New | CZ10 | rDXGF | 94.9803 | HV_SCEMFmNewCZ10 | rDXGF | 94.9803
920 | 2 | 2 | 2 | 10 | 2 | TRUE | HV_SCEMFmNewCZ10rNCGF | ResHVAC | HV_SCEMFmNewCZ10 | rWtd | All | SCE | MFm | New | CZ10 | rNCGF | 0 | HV_SCEMFmNewCZ10 | rNCGF | 0
921 | 2 | 2 | 2 | 10 | 3 | TRUE | HV_SCEMFmNewCZ10rDXHP | ResHVAC | HV_SCEMFmNewCZ10 | rWtd | All | SCE | MFm | New | CZ10 | rDXHP | 13.6577 | HV_SCEMFmNewCZ10 | rDXHP | 13.6577
922 | 2 | 2 | 2 | 10 | 4 | TRUE | HV_SCEMFmNewCZ10rNCEH | ResHVAC | HV_SCEMFmNewCZ10 | rWtd | All | SCE | MFm | New | CZ10 | rNCEH | 0 | HV_SCEMFmNewCZ10 | rNCEH | 0
923 | 2 | 2 | 2 | 10 | 5 | TRUE | HV_SCEMFmNewCZ10rDXOH | ResHVAC | HV_SCEMFmNewCZ10 | rWtd | All | SCE | MFm | New | CZ10 | rDXOH | 11.8445 | HV_SCEMFmNewCZ10 | rDXOH | 11.8445
924 | 2 | 2 | 2 | 10 | 6 | TRUE | HV_SCEMFmNewCZ10rNCOH | ResHVAC | HV_SCEMFmNewCZ10 | rWtd | All | SCE | MFm | New | CZ10 | rNCOH | 0 | HV_SCEMFmNewCZ10 | rNCOH | 0
925 | 2 | 2 | 2 | 11 | 1 | FALSE | HV_SCEMFmNewCZ11rDXGF | ResHVAC | HV_SCEMFmNewCZ11 | rWtd | All | SCE | MFm | New | CZ11 | rDXGF | 0 | HV_SCEMFmNewCZ11 | rDXGF | 0
926 | 2 | 2 | 2 | 11 | 2 | FALSE | HV_SCEMFmNewCZ11rNCGF | ResHVAC | HV_SCEMFmNewCZ11 | rWtd | All | SCE | MFm | New | CZ11 | rNCGF | 0 | HV_SCEMFmNewCZ11 | rNCGF | 0
927 | 2 | 2 | 2 | 11 | 3 | FALSE | HV_SCEMFmNewCZ11rDXHP | ResHVAC | HV_SCEMFmNewCZ11 | rWtd | All | SCE | MFm | New | CZ11 | rDXHP | 0 | HV_SCEMFmNewCZ11 | rDXHP | 0
928 | 2 | 2 | 2 | 11 | 4 | FALSE | HV_SCEMFmNewCZ11rNCEH | ResHVAC | HV_SCEMFmNewCZ11 | rWtd | All | SCE | MFm | New | CZ11 | rNCEH | 0 | HV_SCEMFmNewCZ11 | rNCEH | 0
929 | 2 | 2 | 2 | 11 | 5 | FALSE | HV_SCEMFmNewCZ11rDXOH | ResHVAC | HV_SCEMFmNewCZ11 | rWtd | All | SCE | MFm | New | CZ11 | rDXOH | 0 | HV_SCEMFmNewCZ11 | rDXOH | 0
930 | 2 | 2 | 2 | 11 | 6 | FALSE | HV_SCEMFmNewCZ11rNCOH | ResHVAC | HV_SCEMFmNewCZ11 | rWtd | All | SCE | MFm | New | CZ11 | rNCOH | 0 | HV_SCEMFmNewCZ11 | rNCOH | 0
931 | 2 | 2 | 2 | 12 | 1 | FALSE | HV_SCEMFmNewCZ12rDXGF | ResHVAC | HV_SCEMFmNewCZ12 | rWtd | All | SCE | MFm | New | CZ12 | rDXGF | 0 | HV_SCEMFmNewCZ12 | rDXGF | 0
932 | 2 | 2 | 2 | 12 | 2 | FALSE | HV_SCEMFmNewCZ12rNCGF | ResHVAC | HV_SCEMFmNewCZ12 | rWtd | All | SCE | MFm | New | CZ12 | rNCGF | 0 | HV_SCEMFmNewCZ12 | rNCGF | 0
933 | 2 | 2 | 2 | 12 | 3 | FALSE | HV_SCEMFmNewCZ12rDXHP | ResHVAC | HV_SCEMFmNewCZ12 | rWtd | All | SCE | MFm | New | CZ12 | rDXHP | 0 | HV_SCEMFmNewCZ12 | rDXHP | 0
934 | 2 | 2 | 2 | 12 | 4 | FALSE | HV_SCEMFmNewCZ12rNCEH | ResHVAC | HV_SCEMFmNewCZ12 | rWtd | All | SCE | MFm | New | CZ12 | rNCEH | 0 | HV_SCEMFmNewCZ12 | rNCEH | 0
935 | 2 | 2 | 2 | 12 | 5 | FALSE | HV_SCEMFmNewCZ12rDXOH | ResHVAC | HV_SCEMFmNewCZ12 | rWtd | All | SCE | MFm | New | CZ12 | rDXOH | 0 | HV_SCEMFmNewCZ12 | rDXOH | 0
936 | 2 | 2 | 2 | 12 | 6 | FALSE | HV_SCEMFmNewCZ12rNCOH | ResHVAC | HV_SCEMFmNewCZ12 | rWtd | All | SCE | MFm | New | CZ12 | rNCOH | 0 | HV_SCEMFmNewCZ12 | rNCOH | 0
937 | 2 | 2 | 2 | 13 | 1 | TRUE | HV_SCEMFmNewCZ13rDXGF | ResHVAC | HV_SCEMFmNewCZ13 | rWtd | All | SCE | MFm | New | CZ13 | rDXGF | 47.4902 | HV_SCEMFmNewCZ13 | rDXGF | 47.4902
938 | 2 | 2 | 2 | 13 | 2 | TRUE | HV_SCEMFmNewCZ13rNCGF | ResHVAC | HV_SCEMFmNewCZ13 | rWtd | All | SCE | MFm | New | CZ13 | rNCGF | 0 | HV_SCEMFmNewCZ13 | rNCGF | 0
939 | 2 | 2 | 2 | 13 | 3 | TRUE | HV_SCEMFmNewCZ13rDXHP | ResHVAC | HV_SCEMFmNewCZ13 | rWtd | All | SCE | MFm | New | CZ13 | rDXHP | 6.8288 | HV_SCEMFmNewCZ13 | rDXHP | 6.8288
940 | 2 | 2 | 2 | 13 | 4 | TRUE | HV_SCEMFmNewCZ13rNCEH | ResHVAC | HV_SCEMFmNewCZ13 | rWtd | All | SCE | MFm | New | CZ13 | rNCEH | 0 | HV_SCEMFmNewCZ13 | rNCEH | 0
941 | 2 | 2 | 2 | 13 | 5 | TRUE | HV_SCEMFmNewCZ13rDXOH | ResHVAC | HV_SCEMFmNewCZ13 | rWtd | All | SCE | MFm | New | CZ13 | rDXOH | 5.9222 | HV_SCEMFmNewCZ13 | rDXOH | 5.9222
942 | 2 | 2 | 2 | 13 | 6 | TRUE | HV_SCEMFmNewCZ13rNCOH | ResHVAC | HV_SCEMFmNewCZ13 | rWtd | All | SCE | MFm | New | CZ13 | rNCOH | 0 | HV_SCEMFmNewCZ13 | rNCOH | 0
943 | 2 | 2 | 2 | 14 | 1 | TRUE | HV_SCEMFmNewCZ14rDXGF | ResHVAC | HV_SCEMFmNewCZ14 | rWtd | All | SCE | MFm | New | CZ14 | rDXGF | 0.73809 | HV_SCEMFmNewCZ14 | rDXGF | 0.73809
944 | 2 | 2 | 2 | 14 | 2 | TRUE | HV_SCEMFmNewCZ14rNCGF | ResHVAC | HV_SCEMFmNewCZ14 | rWtd | All | SCE | MFm | New | CZ14 | rNCGF | 0.050239 | HV_SCEMFmNewCZ14 | rNCGF | 0.050239
945 | 2 | 2 | 2 | 14 | 3 | TRUE | HV_SCEMFmNewCZ14rDXHP | ResHVAC | HV_SCEMFmNewCZ14 | rWtd | All | SCE | MFm | New | CZ14 | rDXHP | 0.10613 | HV_SCEMFmNewCZ14 | rDXHP | 0.10613
946 | 2 | 2 | 2 | 14 | 4 | TRUE | HV_SCEMFmNewCZ14rNCEH | ResHVAC | HV_SCEMFmNewCZ14 | rWtd | All | SCE | MFm | New | CZ14 | rNCEH | 0.0072241 | HV_SCEMFmNewCZ14 | rNCEH | 0.0072241
947 | 2 | 2 | 2 | 14 | 5 | TRUE | HV_SCEMFmNewCZ14rDXOH | ResHVAC | HV_SCEMFmNewCZ14 | rWtd | All | SCE | MFm | New | CZ14 | rDXOH | 0.092044 | HV_SCEMFmNewCZ14 | rDXOH | 0.092044
948 | 2 | 2 | 2 | 14 | 6 | TRUE | HV_SCEMFmNewCZ14rNCOH | ResHVAC | HV_SCEMFmNewCZ14 | rWtd | All | SCE | MFm | New | CZ14 | rNCOH | 0.006265 | HV_SCEMFmNewCZ14 | rNCOH | 0.006265
949 | 2 | 2 | 2 | 15 | 1 | TRUE | HV_SCEMFmNewCZ15rDXGF | ResHVAC | HV_SCEMFmNewCZ15 | rWtd | All | SCE | MFm | New | CZ15 | rDXGF | 0.73809 | HV_SCEMFmNewCZ15 | rDXGF | 0.73809
950 | 2 | 2 | 2 | 15 | 2 | TRUE | HV_SCEMFmNewCZ15rNCGF | ResHVAC | HV_SCEMFmNewCZ15 | rWtd | All | SCE | MFm | New | CZ15 | rNCGF | 0.050239 | HV_SCEMFmNewCZ15 | rNCGF | 0.050239
951 | 2 | 2 | 2 | 15 | 3 | TRUE | HV_SCEMFmNewCZ15rDXHP | ResHVAC | HV_SCEMFmNewCZ15 | rWtd | All | SCE | MFm | New | CZ15 | rDXHP | 0.10613 | HV_SCEMFmNewCZ15 | rDXHP | 0.10613
952 | 2 | 2 | 2 | 15 | 4 | TRUE | HV_SCEMFmNewCZ15rNCEH | ResHVAC | HV_SCEMFmNewCZ15 | rWtd | All | SCE | MFm | New | CZ15 | rNCEH | 0.0072241 | HV_SCEMFmNewCZ15 | rNCEH | 0.0072241
953 | 2 | 2 | 2 | 15 | 5 | TRUE | HV_SCEMFmNewCZ15rDXOH | ResHVAC | HV_SCEMFmNewCZ15 | rWtd | All | SCE | MFm | New | CZ15 | rDXOH | 0.092044 | HV_SCEMFmNewCZ15 | rDXOH | 0.092044
954 | 2 | 2 | 2 | 15 | 6 | TRUE | HV_SCEMFmNewCZ15rNCOH | ResHVAC | HV_SCEMFmNewCZ15 | rWtd | All | SCE | MFm | New | CZ15 | rNCOH | 0.006265 | HV_SCEMFmNewCZ15 | rNCOH | 0.006265
955 | 2 | 2 | 2 | 16 | 1 | TRUE | HV_SCEMFmNewCZ16rDXGF | ResHVAC | HV_SCEMFmNewCZ16 | rWtd | All | SCE | MFm | New | CZ16 | rDXGF | 0.73809 | HV_SCEMFmNewCZ16 | rDXGF | 0.73809
956 | 2 | 2 | 2 | 16 | 2 | TRUE | HV_SCEMFmNewCZ16rNCGF | ResHVAC | HV_SCEMFmNewCZ16 | rWtd | All | SCE | MFm | New | CZ16 | rNCGF | 0.050239 | HV_SCEMFmNewCZ16 | rNCGF | 0.050239
957 | 2 | 2 | 2 | 16 | 3 | TRUE | HV_SCEMFmNewCZ16rDXHP | ResHVAC | HV_SCEMFmNewCZ16 | rWtd | All | SCE | MFm | New | CZ16 | rDXHP | 0.10613 | HV_SCEMFmNewCZ16 | rDXHP | 0.10613
958 | 2 | 2 | 2 | 16 | 4 | TRUE | HV_SCEMFmNewCZ16rNCEH | ResHVAC | HV_SCEMFmNewCZ16 | rWtd | All | SCE | MFm | New | CZ16 | rNCEH | 0.0072241 | HV_SCEMFmNewCZ16 | rNCEH | 0.0072241
959 | 2 | 2 | 2 | 16 | 5 | TRUE | HV_SCEMFmNewCZ16rDXOH | ResHVAC | HV_SCEMFmNewCZ16 | rWtd | All | SCE | MFm | New | CZ16 | rDXOH | 0.092044 | HV_SCEMFmNewCZ16 | rDXOH | 0.092044
960 | 2 | 2 | 2 | 16 | 6 | TRUE | HV_SCEMFmNewCZ16rNCOH | ResHVAC | HV_SCEMFmNewCZ16 | rWtd | All | SCE | MFm | New | CZ16 | rNCOH | 0.006265 | HV_SCEMFmNewCZ16 | rNCOH | 0.006265
961 | 2 | 3 | 1 | 1 | 1 | FALSE | HV_SCEDMoExCZ01rDXGF | ResHVAC | HV_SCEDMoExCZ01 | rWtd | All | SCE | DMo | Ex | CZ01 | rDXGF | 0 | HV_SCEDMoExCZ01 | rDXGF | 0
962 | 2 | 3 | 1 | 1 | 2 | FALSE | HV_SCEDMoExCZ01rNCGF | ResHVAC | HV_SCEDMoExCZ01 | rWtd | All | SCE | DMo | Ex | CZ01 | rNCGF | 0 | HV_SCEDMoExCZ01 | rNCGF | 0
963 | 2 | 3 | 1 | 1 | 3 | FALSE | HV_SCEDMoExCZ01rDXHP | ResHVAC | HV_SCEDMoExCZ01 | rWtd | All | SCE | DMo | Ex | CZ01 | rDXHP | 0 | HV_SCEDMoExCZ01 | rDXHP | 0
964 | 2 | 3 | 1 | 1 | 4 | FALSE | HV_SCEDMoExCZ01rNCEH | ResHVAC | HV_SCEDMoExCZ01 | rWtd | All | SCE | DMo | Ex | CZ01 | rNCEH | 0 | HV_SCEDMoExCZ01 | rNCEH | 0
965 | 2 | 3 | 1 | 1 | 5 | FALSE | HV_SCEDMoExCZ01rDXOH | ResHVAC | HV_SCEDMoExCZ01 | rWtd | All | SCE | DMo | Ex | CZ01 | rDXOH | 0 | HV_SCEDMoExCZ01 | rDXOH | 0
966 | 2 | 3 | 1 | 1 | 6 | FALSE | HV_SCEDMoExCZ01rNCOH | ResHVAC | HV_SCEDMoExCZ01 | rWtd | All | SCE | DMo | Ex | CZ01 | rNCOH | 0 | HV_SCEDMoExCZ01 | rNCOH | 0
967 | 2 | 3 | 1 | 2 | 1 | FALSE | HV_SCEDMoExCZ02rDXGF | ResHVAC | HV_SCEDMoExCZ02 | rWtd | All | SCE | DMo | Ex | CZ02 | rDXGF | 0 | HV_SCEDMoExCZ02 | rDXGF | 0
968 | 2 | 3 | 1 | 2 | 2 | FALSE | HV_SCEDMoExCZ02rNCGF | ResHVAC | HV_SCEDMoExCZ02 | rWtd | All | SCE | DMo | Ex | CZ02 | rNCGF | 0 | HV_SCEDMoExCZ02 | rNCGF | 0
969 | 2 | 3 | 1 | 2 | 3 | FALSE | HV_SCEDMoExCZ02rDXHP | ResHVAC | HV_SCEDMoExCZ02 | rWtd | All | SCE | DMo | Ex | CZ02 | rDXHP | 0 | HV_SCEDMoExCZ02 | rDXHP | 0
970 | 2 | 3 | 1 | 2 | 4 | FALSE | HV_SCEDMoExCZ02rNCEH | ResHVAC | HV_SCEDMoExCZ02 | rWtd | All | SCE | DMo | Ex | CZ02 | rNCEH | 0 | HV_SCEDMoExCZ02 | rNCEH | 0
971 | 2 | 3 | 1 | 2 | 5 | FALSE | HV_SCEDMoExCZ02rDXOH | ResHVAC | HV_SCEDMoExCZ02 | rWtd | All | SCE | DMo | Ex | CZ02 | rDXOH | 0 | HV_SCEDMoExCZ02 | rDXOH | 0
972 | 2 | 3 | 1 | 2 | 6 | FALSE | HV_SCEDMoExCZ02rNCOH | ResHVAC | HV_SCEDMoExCZ02 | rWtd | All | SCE | DMo | Ex | CZ02 | rNCOH | 0 | HV_SCEDMoExCZ02 | rNCOH | 0
973 | 2 | 3 | 1 | 3 | 1 | FALSE | HV_SCEDMoExCZ03rDXGF | ResHVAC | HV_SCEDMoExCZ03 | rWtd | All | SCE | DMo | Ex | CZ03 | rDXGF | 0 | HV_SCEDMoExCZ03 | rDXGF | 0
974 | 2 | 3 | 1 | 3 | 2 | FALSE | HV_SCEDMoExCZ03rNCGF | ResHVAC | HV_SCEDMoExCZ03 | rWtd | All | SCE | DMo | Ex | CZ03 | rNCGF | 0 | HV_SCEDMoExCZ03 | rNCGF | 0
975 | 2 | 3 | 1 | 3 | 3 | FALSE | HV_SCEDMoExCZ03rDXHP | ResHVAC | HV_SCEDMoExCZ03 | rWtd | All | SCE | DMo | Ex | CZ03 | rDXHP | 0 | HV_SCEDMoExCZ03 | rDXHP | 0
976 | 2 | 3 | 1 | 3 | 4 | FALSE | HV_SCEDMoExCZ03rNCEH | ResHVAC | HV_SCEDMoExCZ03 | rWtd | All | SCE | DMo | Ex | CZ03 | rNCEH | 0 | HV_SCEDMoExCZ03 | rNCEH | 0
977 | 2 | 3 | 1 | 3 | 5 | FALSE | HV_SCEDMoExCZ03rDXOH | ResHVAC | HV_SCEDMoExCZ03 | rWtd | All | SCE | DMo | Ex | CZ03 | rDXOH | 0 | HV_SCEDMoExCZ03 | rDXOH | 0
978 | 2 | 3 | 1 | 3 | 6 | FALSE | HV_SCEDMoExCZ03rNCOH | ResHVAC | HV_SCEDMoExCZ03 | rWtd | All | SCE | DMo | Ex | CZ03 | rNCOH | 0 | HV_SCEDMoExCZ03 | rNCOH | 0
979 | 2 | 3 | 1 | 4 | 1 | FALSE | HV_SCEDMoExCZ04rDXGF | ResHVAC | HV_SCEDMoExCZ04 | rWtd | All | SCE | DMo | Ex | CZ04 | rDXGF | 0 | HV_SCEDMoExCZ04 | rDXGF | 0
980 | 2 | 3 | 1 | 4 | 2 | FALSE | HV_SCEDMoExCZ04rNCGF | ResHVAC | HV_SCEDMoExCZ04 | rWtd | All | SCE | DMo | Ex | CZ04 | rNCGF | 0 | HV_SCEDMoExCZ04 | rNCGF | 0
981 | 2 | 3 | 1 | 4 | 3 | FALSE | HV_SCEDMoExCZ04rDXHP | ResHVAC | HV_SCEDMoExCZ04 | rWtd | All | SCE | DMo | Ex | CZ04 | rDXHP | 0 | HV_SCEDMoExCZ04 | rDXHP | 0
982 | 2 | 3 | 1 | 4 | 4 | FALSE | HV_SCEDMoExCZ04rNCEH | ResHVAC | HV_SCEDMoExCZ04 | rWtd | All | SCE | DMo | Ex | CZ04 | rNCEH | 0 | HV_SCEDMoExCZ04 | rNCEH | 0
983 | 2 | 3 | 1 | 4 | 5 | FALSE | HV_SCEDMoExCZ04rDXOH | ResHVAC | HV_SCEDMoExCZ04 | rWtd | All | SCE | DMo | Ex | CZ04 | rDXOH | 0 | HV_SCEDMoExCZ04 | rDXOH | 0
984 | 2 | 3 | 1 | 4 | 6 | FALSE | HV_SCEDMoExCZ04rNCOH | ResHVAC | HV_SCEDMoExCZ04 | rWtd | All | SCE | DMo | Ex | CZ04 | rNCOH | 0 | HV_SCEDMoExCZ04 | rNCOH | 0
985 | 2 | 3 | 1 | 5 | 1 | TRUE | HV_SCEDMoExCZ05rDXGF | ResHVAC | HV_SCEDMoExCZ05 | rWtd | All | SCE | DMo | Ex | CZ05 | rDXGF | 0.58316 | HV_SCEDMoExCZ05 | rDXGF | 0.58316
986 | 2 | 3 | 1 | 5 | 2 | TRUE | HV_SCEDMoExCZ05rNCGF | ResHVAC | HV_SCEDMoExCZ05 | rWtd | All | SCE | DMo | Ex | CZ05 | rNCGF | 0.13849 | HV_SCEDMoExCZ05 | rNCGF | 0.13849
987 | 2 | 3 | 1 | 5 | 3 | TRUE | HV_SCEDMoExCZ05rDXHP | ResHVAC | HV_SCEDMoExCZ05 | rWtd | All | SCE | DMo | Ex | CZ05 | rDXHP | 0.083308 | HV_SCEDMoExCZ05 | rDXHP | 0.083308
988 | 2 | 3 | 1 | 5 | 4 | TRUE | HV_SCEDMoExCZ05rNCEH | ResHVAC | HV_SCEDMoExCZ05 | rWtd | All | SCE | DMo | Ex | CZ05 | rNCEH | 0.019784 | HV_SCEDMoExCZ05 | rNCEH | 0.019784
989 | 2 | 3 | 1 | 5 | 5 | TRUE | HV_SCEDMoExCZ05rDXOH | ResHVAC | HV_SCEDMoExCZ05 | rWtd | All | SCE | DMo | Ex | CZ05 | rDXOH | 0.14162 | HV_SCEDMoExCZ05 | rDXOH | 0.14162
990 | 2 | 3 | 1 | 5 | 6 | TRUE | HV_SCEDMoExCZ05rNCOH | ResHVAC | HV_SCEDMoExCZ05 | rWtd | All | SCE | DMo | Ex | CZ05 | rNCOH | 0.033633 | HV_SCEDMoExCZ05 | rNCOH | 0.033633
991 | 2 | 3 | 1 | 6 | 1 | TRUE | HV_SCEDMoExCZ06rDXGF | ResHVAC | HV_SCEDMoExCZ06 | rWtd | All | SCE | DMo | Ex | CZ06 | rDXGF | 4674.852 | HV_SCEDMoExCZ06 | rDXGF | 4674.852
992 | 2 | 3 | 1 | 6 | 2 | TRUE | HV_SCEDMoExCZ06rNCGF | ResHVAC | HV_SCEDMoExCZ06 | rWtd | All | SCE | DMo | Ex | CZ06 | rNCGF | 13779.143 | HV_SCEDMoExCZ06 | rNCGF | 13779.143
993 | 2 | 3 | 1 | 6 | 3 | TRUE | HV_SCEDMoExCZ06rDXHP | ResHVAC | HV_SCEDMoExCZ06 | rWtd | All | SCE | DMo | Ex | CZ06 | rDXHP | 667.836 | HV_SCEDMoExCZ06 | rDXHP | 667.836
994 | 2 | 3 | 1 | 6 | 4 | TRUE | HV_SCEDMoExCZ06rNCEH | ResHVAC | HV_SCEDMoExCZ06 | rWtd | All | SCE | DMo | Ex | CZ06 | rNCEH | 1968.449 | HV_SCEDMoExCZ06 | rNCEH | 1968.449
995 | 2 | 3 | 1 | 6 | 5 | TRUE | HV_SCEDMoExCZ06rDXOH | ResHVAC | HV_SCEDMoExCZ06 | rWtd | All | SCE | DMo | Ex | CZ06 | rDXOH | 1135.3212 | HV_SCEDMoExCZ06 | rDXOH | 1135.3212
996 | 2 | 3 | 1 | 6 | 6 | TRUE | HV_SCEDMoExCZ06rNCOH | ResHVAC | HV_SCEDMoExCZ06 | rWtd | All | SCE | DMo | Ex | CZ06 | rNCOH | 3346.3633 | HV_SCEDMoExCZ06 | rNCOH | 3346.3633
997 | 2 | 3 | 1 | 7 | 1 | FALSE | HV_SCEDMoExCZ07rDXGF | ResHVAC | HV_SCEDMoExCZ07 | rWtd | All | SCE | DMo | Ex | CZ07 | rDXGF | 0 | HV_SCEDMoExCZ07 | rDXGF | 0
998 | 2 | 3 | 1 | 7 | 2 | FALSE | HV_SCEDMoExCZ07rNCGF | ResHVAC | HV_SCEDMoExCZ07 | rWtd | All | SCE | DMo | Ex | CZ07 | rNCGF | 0 | HV_SCEDMoExCZ07 | rNCGF | 0
999 | 2 | 3 | 1 | 7 | 3 | FALSE | HV_SCEDMoExCZ07rDXHP | ResHVAC | HV_SCEDMoExCZ07 | rWtd | All | SCE | DMo | Ex | CZ07 | rDXHP | 0 | HV_SCEDMoExCZ07 | rDXHP | 0
1000 | 2 | 3 | 1 | 7 | 4 | FALSE | HV_SCEDMoExCZ07rNCEH | ResHVAC | HV_SCEDMoExCZ07 | rWtd | All | SCE | DMo | Ex | CZ07 | rNCEH | 0 | HV_SCEDMoExCZ07 | rNCEH | 0
1001 | 2 | 3 | 1 | 7 | 5 | FALSE | HV_SCEDMoExCZ07rDXOH | ResHVAC | HV_SCEDMoExCZ07 | rWtd | All | SCE | DMo | Ex | CZ07 | rDXOH | 0 | HV_SCEDMoExCZ07 | rDXOH | 0
1002 | 2 | 3 | 1 | 7 | 6 | FALSE | HV_SCEDMoExCZ07rNCOH | ResHVAC | HV_SCEDMoExCZ07 | rWtd | All | SCE | DMo | Ex | CZ07 | rNCOH | 0 | HV_SCEDMoExCZ07 | rNCOH | 0
1003 | 2 | 3 | 1 | 8 | 1 | TRUE | HV_SCEDMoExCZ08rDXGF | ResHVAC | HV_SCEDMoExCZ08 | rWtd | All | SCE | DMo | Ex | CZ08 | rDXGF | 13719.0452 | HV_SCEDMoExCZ08 | rDXGF | 13719.0452
1004 | 2 | 3 | 1 | 8 | 2 | TRUE | HV_SCEDMoExCZ08rNCGF | ResHVAC | HV_SCEDMoExCZ08 | rWtd | All | SCE | DMo | Ex | CZ08 | rNCGF | 3573.003 | HV_SCEDMoExCZ08 | rNCGF | 3573.003
1005 | 2 | 3 | 1 | 8 | 3 | TRUE | HV_SCEDMoExCZ08rDXHP | ResHVAC | HV_SCEDMoExCZ08 | rWtd | All | SCE | DMo | Ex | CZ08 | rDXHP | 1959.8636 | HV_SCEDMoExCZ08 | rDXHP | 1959.8636
1006 | 2 | 3 | 1 | 8 | 4 | TRUE | HV_SCEDMoExCZ08rNCEH | ResHVAC | HV_SCEDMoExCZ08 | rWtd | All | SCE | DMo | Ex | CZ08 | rNCEH | 510.429 | HV_SCEDMoExCZ08 | rNCEH | 510.429
1007 | 2 | 3 | 1 | 8 | 5 | TRUE | HV_SCEDMoExCZ08rDXOH | ResHVAC | HV_SCEDMoExCZ08 | rWtd | All | SCE | DMo | Ex | CZ08 | rDXOH | 3331.7681 | HV_SCEDMoExCZ08 | rDXOH | 3331.7681
1008 | 2 | 3 | 1 | 8 | 6 | TRUE | HV_SCEDMoExCZ08rNCOH | ResHVAC | HV_SCEDMoExCZ08 | rWtd | All | SCE | DMo | Ex | CZ08 | rNCOH | 867.7293 | HV_SCEDMoExCZ08 | rNCOH | 867.7293
1009 | 2 | 3 | 1 | 9 | 1 | TRUE | HV_SCEDMoExCZ09rDXGF | ResHVAC | HV_SCEDMoExCZ09 | rWtd | All | SCE | DMo | Ex | CZ09 | rDXGF | 17609.949 | HV_SCEDMoExCZ09 | rDXGF | 17609.949
1010 | 2 | 3 | 1 | 9 | 2 | TRUE | HV_SCEDMoExCZ09rNCGF | ResHVAC | HV_SCEDMoExCZ09 | rWtd | All | SCE | DMo | Ex | CZ09 | rNCGF | 3873.926 | HV_SCEDMoExCZ09 | rNCGF | 3873.926
1011 | 2 | 3 | 1 | 9 | 3 | TRUE | HV_SCEDMoExCZ09rDXHP | ResHVAC | HV_SCEDMoExCZ09 | rWtd | All | SCE | DMo | Ex | CZ09 | rDXHP | 2515.707 | HV_SCEDMoExCZ09 | rDXHP | 2515.707
1012 | 2 | 3 | 1 | 9 | 4 | TRUE | HV_SCEDMoExCZ09rNCEH | ResHVAC | HV_SCEDMoExCZ09 | rWtd | All | SCE | DMo | Ex | CZ09 | rNCEH | 553.418 | HV_SCEDMoExCZ09 | rNCEH | 553.418
1013 | 2 | 3 | 1 | 9 | 5 | TRUE | HV_SCEDMoExCZ09rDXOH | ResHVAC | HV_SCEDMoExCZ09 | rWtd | All | SCE | DMo | Ex | CZ09 | rDXOH | 4276.7019 | HV_SCEDMoExCZ09 | rDXOH | 4276.7019
1014 | 2 | 3 | 1 | 9 | 6 | TRUE | HV_SCEDMoExCZ09rNCOH | ResHVAC | HV_SCEDMoExCZ09 | rWtd | All | SCE | DMo | Ex | CZ09 | rNCOH | 940.8106 | HV_SCEDMoExCZ09 | rNCOH | 940.8106
1015 | 2 | 3 | 1 | 10 | 1 | TRUE | HV_SCEDMoExCZ10rDXGF | ResHVAC | HV_SCEDMoExCZ10 | rWtd | All | SCE | DMo | Ex | CZ10 | rDXGF | 33518.8112 | HV_SCEDMoExCZ10 | rDXGF | 33518.8112
1016 | 2 | 3 | 1 | 10 | 2 | TRUE | HV_SCEDMoExCZ10rNCGF | ResHVAC | HV_SCEDMoExCZ10 | rWtd | All | SCE | DMo | Ex | CZ10 | rNCGF | 1474.914 | HV_SCEDMoExCZ10 | rNCGF | 1474.914
1017 | 2 | 3 | 1 | 10 | 3 | TRUE | HV_SCEDMoExCZ10rDXHP | ResHVAC | HV_SCEDMoExCZ10 | rWtd | All | SCE | DMo | Ex | CZ10 | rDXHP | 4788.4016 | HV_SCEDMoExCZ10 | rDXHP | 4788.4016
1018 | 2 | 3 | 1 | 10 | 4 | TRUE | HV_SCEDMoExCZ10rNCEH | ResHVAC | HV_SCEDMoExCZ10 | rWtd | All | SCE | DMo | Ex | CZ10 | rNCEH | 210.702 | HV_SCEDMoExCZ10 | rNCEH | 210.702
1019 | 2 | 3 | 1 | 10 | 5 | TRUE | HV_SCEDMoExCZ10rDXOH | ResHVAC | HV_SCEDMoExCZ10 | rWtd | All | SCE | DMo | Ex | CZ10 | rDXOH | 8140.2827 | HV_SCEDMoExCZ10 | rDXOH | 8140.2827
1020 | 2 | 3 | 1 | 10 | 6 | TRUE | HV_SCEDMoExCZ10rNCOH | ResHVAC | HV_SCEDMoExCZ10 | rWtd | All | SCE | DMo | Ex | CZ10 | rNCOH | 358.1934 | HV_SCEDMoExCZ10 | rNCOH | 358.1934
1021 | 2 | 3 | 1 | 11 | 1 | FALSE | HV_SCEDMoExCZ11rDXGF | ResHVAC | HV_SCEDMoExCZ11 | rWtd | All | SCE | DMo | Ex | CZ11 | rDXGF | 0 | HV_SCEDMoExCZ11 | rDXGF | 0
1022 | 2 | 3 | 1 | 11 | 2 | FALSE | HV_SCEDMoExCZ11rNCGF | ResHVAC | HV_SCEDMoExCZ11 | rWtd | All | SCE | DMo | Ex | CZ11 | rNCGF | 0 | HV_SCEDMoExCZ11 | rNCGF | 0
1023 | 2 | 3 | 1 | 11 | 3 | FALSE | HV_SCEDMoExCZ11rDXHP | ResHVAC | HV_SCEDMoExCZ11 | rWtd | All | SCE | DMo | Ex | CZ11 | rDXHP | 0 | HV_SCEDMoExCZ11 | rDXHP | 0
1024 | 2 | 3 | 1 | 11 | 4 | FALSE | HV_SCEDMoExCZ11rNCEH | ResHVAC | HV_SCEDMoExCZ11 | rWtd | All | SCE | DMo | Ex | CZ11 | rNCEH | 0 | HV_SCEDMoExCZ11 | rNCEH | 0
1025 | 2 | 3 | 1 | 11 | 5 | FALSE | HV_SCEDMoExCZ11rDXOH | ResHVAC | HV_SCEDMoExCZ11 | rWtd | All | SCE | DMo | Ex | CZ11 | rDXOH | 0 | HV_SCEDMoExCZ11 | rDXOH | 0
1026 | 2 | 3 | 1 | 11 | 6 | FALSE | HV_SCEDMoExCZ11rNCOH | ResHVAC | HV_SCEDMoExCZ11 | rWtd | All | SCE | DMo | Ex | CZ11 | rNCOH | 0 | HV_SCEDMoExCZ11 | rNCOH | 0
1027 | 2 | 3 | 1 | 12 | 1 | FALSE | HV_SCEDMoExCZ12rDXGF | ResHVAC | HV_SCEDMoExCZ12 | rWtd | All | SCE | DMo | Ex | CZ12 | rDXGF | 0 | HV_SCEDMoExCZ12 | rDXGF | 0
1028 | 2 | 3 | 1 | 12 | 2 | FALSE | HV_SCEDMoExCZ12rNCGF | ResHVAC | HV_SCEDMoExCZ12 | rWtd | All | SCE | DMo | Ex | CZ12 | rNCGF | 0 | HV_SCEDMoExCZ12 | rNCGF | 0
1029 | 2 | 3 | 1 | 12 | 3 | FALSE | HV_SCEDMoExCZ12rDXHP | ResHVAC | HV_SCEDMoExCZ12 | rWtd | All | SCE | DMo | Ex | CZ12 | rDXHP | 0 | HV_SCEDMoExCZ12 | rDXHP | 0
1030 | 2 | 3 | 1 | 12 | 4 | FALSE | HV_SCEDMoExCZ12rNCEH | ResHVAC | HV_SCEDMoExCZ12 | rWtd | All | SCE | DMo | Ex | CZ12 | rNCEH | 0 | HV_SCEDMoExCZ12 | rNCEH | 0
1031 | 2 | 3 | 1 | 12 | 5 | FALSE | HV_SCEDMoExCZ12rDXOH | ResHVAC | HV_SCEDMoExCZ12 | rWtd | All | SCE | DMo | Ex | CZ12 | rDXOH | 0 | HV_SCEDMoExCZ12 | rDXOH | 0
1032 | 2 | 3 | 1 | 12 | 6 | FALSE | HV_SCEDMoExCZ12rNCOH | ResHVAC | HV_SCEDMoExCZ12 | rWtd | All | SCE | DMo | Ex | CZ12 | rNCOH | 0 | HV_SCEDMoExCZ12 | rNCOH | 0
1033 | 2 | 3 | 1 | 13 | 1 | TRUE | HV_SCEDMoExCZ13rDXGF | ResHVAC | HV_SCEDMoExCZ13 | rWtd | All | SCE | DMo | Ex | CZ13 | rDXGF | 4228.525 | HV_SCEDMoExCZ13 | rDXGF | 4228.525
1034 | 2 | 3 | 1 | 13 | 2 | TRUE | HV_SCEDMoExCZ13rNCGF | ResHVAC | HV_SCEDMoExCZ13 | rWtd | All | SCE | DMo | Ex | CZ13 | rNCGF | 0 | HV_SCEDMoExCZ13 | rNCGF | 0
1035 | 2 | 3 | 1 | 13 | 3 | TRUE | HV_SCEDMoExCZ13rDXHP | ResHVAC | HV_SCEDMoExCZ13 | rWtd | All | SCE | DMo | Ex | CZ13 | rDXHP | 604.075 | HV_SCEDMoExCZ13 | rDXHP | 604.075
1036 | 2 | 3 | 1 | 13 | 4 | TRUE | HV_SCEDMoExCZ13rNCEH | ResHVAC | HV_SCEDMoExCZ13 | rWtd | All | SCE | DMo | Ex | CZ13 | rNCEH | 0 | HV_SCEDMoExCZ13 | rNCEH | 0
1037 | 2 | 3 | 1 | 13 | 5 | TRUE | HV_SCEDMoExCZ13rDXOH | ResHVAC | HV_SCEDMoExCZ13 | rWtd | All | SCE | DMo | Ex | CZ13 | rDXOH | 1026.9275 | HV_SCEDMoExCZ13 | rDXOH | 1026.9275
1038 | 2 | 3 | 1 | 13 | 6 | TRUE | HV_SCEDMoExCZ13rNCOH | ResHVAC | HV_SCEDMoExCZ13 | rWtd | All | SCE | DMo | Ex | CZ13 | rNCOH | 0 | HV_SCEDMoExCZ13 | rNCOH | 0
1039 | 2 | 3 | 1 | 14 | 1 | TRUE | HV_SCEDMoExCZ14rDXGF | ResHVAC | HV_SCEDMoExCZ14 | rWtd | All | SCE | DMo | Ex | CZ14 | rDXGF | 10005.093 | HV_SCEDMoExCZ14 | rDXGF | 10005.093
1040 | 2 | 3 | 1 | 14 | 2 | TRUE | HV_SCEDMoExCZ14rNCGF | ResHVAC | HV_SCEDMoExCZ14 | rWtd | All | SCE | DMo | Ex | CZ14 | rNCGF | 672.868 | HV_SCEDMoExCZ14 | rNCGF | 672.868
1041 | 2 | 3 | 1 | 14 | 3 | TRUE | HV_SCEDMoExCZ14rDXHP | ResHVAC | HV_SCEDMoExCZ14 | rWtd | All | SCE | DMo | Ex | CZ14 | rDXHP | 1429.299 | HV_SCEDMoExCZ14 | rDXHP | 1429.299
1042 | 2 | 3 | 1 | 14 | 4 | TRUE | HV_SCEDMoExCZ14rNCEH | ResHVAC | HV_SCEDMoExCZ14 | rWtd | All | SCE | DMo | Ex | CZ14 | rNCEH | 96.124 | HV_SCEDMoExCZ14 | rNCEH | 96.124
1043 | 2 | 3 | 1 | 14 | 5 | TRUE | HV_SCEDMoExCZ14rDXOH | ResHVAC | HV_SCEDMoExCZ14 | rWtd | All | SCE | DMo | Ex | CZ14 | rDXOH | 2429.8083 | HV_SCEDMoExCZ14 | rDXOH | 2429.8083
1044 | 2 | 3 | 1 | 14 | 6 | TRUE | HV_SCEDMoExCZ14rNCOH | ResHVAC | HV_SCEDMoExCZ14 | rWtd | All | SCE | DMo | Ex | CZ14 | rNCOH | 163.4108 | HV_SCEDMoExCZ14 | rNCOH | 163.4108
1045 | 2 | 3 | 1 | 15 | 1 | TRUE | HV_SCEDMoExCZ15rDXGF | ResHVAC | HV_SCEDMoExCZ15 | rWtd | All | SCE | DMo | Ex | CZ15 | rDXGF | 3817.4178 | HV_SCEDMoExCZ15 | rDXGF | 3817.4178
1046 | 2 | 3 | 1 | 15 | 2 | TRUE | HV_SCEDMoExCZ15rNCGF | ResHVAC | HV_SCEDMoExCZ15 | rWtd | All | SCE | DMo | Ex | CZ15 | rNCGF | 0 | HV_SCEDMoExCZ15 | rNCGF | 0
1047 | 2 | 3 | 1 | 15 | 3 | TRUE | HV_SCEDMoExCZ15rDXHP | ResHVAC | HV_SCEDMoExCZ15 | rWtd | All | SCE | DMo | Ex | CZ15 | rDXHP | 545.3454 | HV_SCEDMoExCZ15 | rDXHP | 545.3454
1048 | 2 | 3 | 1 | 15 | 4 | TRUE | HV_SCEDMoExCZ15rNCEH | ResHVAC | HV_SCEDMoExCZ15 | rWtd | All | SCE | DMo | Ex | CZ15 | rNCEH | 0 | HV_SCEDMoExCZ15 | rNCEH | 0
1049 | 2 | 3 | 1 | 15 | 5 | TRUE | HV_SCEDMoExCZ15rDXOH | ResHVAC | HV_SCEDMoExCZ15 | rWtd | All | SCE | DMo | Ex | CZ15 | rDXOH | 927.0872 | HV_SCEDMoExCZ15 | rDXOH | 927.0872
1050 | 2 | 3 | 1 | 15 | 6 | TRUE | HV_SCEDMoExCZ15rNCOH | ResHVAC | HV_SCEDMoExCZ15 | rWtd | All | SCE | DMo | Ex | CZ15 | rNCOH | 0 | HV_SCEDMoExCZ15 | rNCOH | 0
1051 | 2 | 3 | 1 | 16 | 1 | TRUE | HV_SCEDMoExCZ16rDXGF | ResHVAC | HV_SCEDMoExCZ16 | rWtd | All | SCE | DMo | Ex | CZ16 | rDXGF | 10849.531 | HV_SCEDMoExCZ16 | rDXGF | 10849.531
1052 | 2 | 3 | 1 | 16 | 2 | TRUE | HV_SCEDMoExCZ16rNCGF | ResHVAC | HV_SCEDMoExCZ16 | rWtd | All | SCE | DMo | Ex | CZ16 | rNCGF | 0 | HV_SCEDMoExCZ16 | rNCGF | 0
1053 | 2 | 3 | 1 | 16 | 3 | TRUE | HV_SCEDMoExCZ16rDXHP | ResHVAC | HV_SCEDMoExCZ16 | rWtd | All | SCE | DMo | Ex | CZ16 | rDXHP | 1549.933 | HV_SCEDMoExCZ16 | rDXHP | 1549.933
1054 | 2 | 3 | 1 | 16 | 4 | TRUE | HV_SCEDMoExCZ16rNCEH | ResHVAC | HV_SCEDMoExCZ16 | rWtd | All | SCE | DMo | Ex | CZ16 | rNCEH | 0 | HV_SCEDMoExCZ16 | rNCEH | 0
1055 | 2 | 3 | 1 | 16 | 5 | TRUE | HV_SCEDMoExCZ16rDXOH | ResHVAC | HV_SCEDMoExCZ16 | rWtd | All | SCE | DMo | Ex | CZ16 | rDXOH | 2634.8861 | HV_SCEDMoExCZ16 | rDXOH | 2634.8861
1056 | 2 | 3 | 1 | 16 | 6 | TRUE | HV_SCEDMoExCZ16rNCOH | ResHVAC | HV_SCEDMoExCZ16 | rWtd | All | SCE | DMo | Ex | CZ16 | rNCOH | 0 | HV_SCEDMoExCZ16 | rNCOH | 0
1057 | 2 | 3 | 2 | 1 | 1 | FALSE | HV_SCEDMoNewCZ01rDXGF | ResHVAC | HV_SCEDMoNewCZ01 | rWtd | All | SCE | DMo | New | CZ01 | rDXGF | 0 | HV_SCEDMoNewCZ01 | rDXGF | 0
1058 | 2 | 3 | 2 | 1 | 2 | FALSE | HV_SCEDMoNewCZ01rNCGF | ResHVAC | HV_SCEDMoNewCZ01 | rWtd | All | SCE | DMo | New | CZ01 | rNCGF | 0 | HV_SCEDMoNewCZ01 | rNCGF | 0
1059 | 2 | 3 | 2 | 1 | 3 | FALSE | HV_SCEDMoNewCZ01rDXHP | ResHVAC | HV_SCEDMoNewCZ01 | rWtd | All | SCE | DMo | New | CZ01 | rDXHP | 0 | HV_SCEDMoNewCZ01 | rDXHP | 0
1060 | 2 | 3 | 2 | 1 | 4 | FALSE | HV_SCEDMoNewCZ01rNCEH | ResHVAC | HV_SCEDMoNewCZ01 | rWtd | All | SCE | DMo | New | CZ01 | rNCEH | 0 | HV_SCEDMoNewCZ01 | rNCEH | 0
1061 | 2 | 3 | 2 | 1 | 5 | FALSE | HV_SCEDMoNewCZ01rDXOH | ResHVAC | HV_SCEDMoNewCZ01 | rWtd | All | SCE | DMo | New | CZ01 | rDXOH | 0 | HV_SCEDMoNewCZ01 | rDXOH | 0
1062 | 2 | 3 | 2 | 1 | 6 | FALSE | HV_SCEDMoNewCZ01rNCOH | ResHVAC | HV_SCEDMoNewCZ01 | rWtd | All | SCE | DMo | New | CZ01 | rNCOH | 0 | HV_SCEDMoNewCZ01 | rNCOH | 0
1063 | 2 | 3 | 2 | 2 | 1 | FALSE | HV_SCEDMoNewCZ02rDXGF | ResHVAC | HV_SCEDMoNewCZ02 | rWtd | All | SCE | DMo | New | CZ02 | rDXGF | 0 | HV_SCEDMoNewCZ02 | rDXGF | 0
1064 | 2 | 3 | 2 | 2 | 2 | FALSE | HV_SCEDMoNewCZ02rNCGF | ResHVAC | HV_SCEDMoNewCZ02 | rWtd | All | SCE | DMo | New | CZ02 | rNCGF | 0 | HV_SCEDMoNewCZ02 | rNCGF | 0
1065 | 2 | 3 | 2 | 2 | 3 | FALSE | HV_SCEDMoNewCZ02rDXHP | ResHVAC | HV_SCEDMoNewCZ02 | rWtd | All | SCE | DMo | New | CZ02 | rDXHP | 0 | HV_SCEDMoNewCZ02 | rDXHP | 0
1066 | 2 | 3 | 2 | 2 | 4 | FALSE | HV_SCEDMoNewCZ02rNCEH | ResHVAC | HV_SCEDMoNewCZ02 | rWtd | All | SCE | DMo | New | CZ02 | rNCEH | 0 | HV_SCEDMoNewCZ02 | rNCEH | 0
1067 | 2 | 3 | 2 | 2 | 5 | FALSE | HV_SCEDMoNewCZ02rDXOH | ResHVAC | HV_SCEDMoNewCZ02 | rWtd | All | SCE | DMo | New | CZ02 | rDXOH | 0 | HV_SCEDMoNewCZ02 | rDXOH | 0
1068 | 2 | 3 | 2 | 2 | 6 | FALSE | HV_SCEDMoNewCZ02rNCOH | ResHVAC | HV_SCEDMoNewCZ02 | rWtd | All | SCE | DMo | New | CZ02 | rNCOH | 0 | HV_SCEDMoNewCZ02 | rNCOH | 0
1069 | 2 | 3 | 2 | 3 | 1 | FALSE | HV_SCEDMoNewCZ03rDXGF | ResHVAC | HV_SCEDMoNewCZ03 | rWtd | All | SCE | DMo | New | CZ03 | rDXGF | 0 | HV_SCEDMoNewCZ03 | rDXGF | 0
1070 | 2 | 3 | 2 | 3 | 2 | FALSE | HV_SCEDMoNewCZ03rNCGF | ResHVAC | HV_SCEDMoNewCZ03 | rWtd | All | SCE | DMo | New | CZ03 | rNCGF | 0 | HV_SCEDMoNewCZ03 | rNCGF | 0
1071 | 2 | 3 | 2 | 3 | 3 | FALSE | HV_SCEDMoNewCZ03rDXHP | ResHVAC | HV_SCEDMoNewCZ03 | rWtd | All | SCE | DMo | New | CZ03 | rDXHP | 0 | HV_SCEDMoNewCZ03 | rDXHP | 0
1072 | 2 | 3 | 2 | 3 | 4 | FALSE | HV_SCEDMoNewCZ03rNCEH | ResHVAC | HV_SCEDMoNewCZ03 | rWtd | All | SCE | DMo | New | CZ03 | rNCEH | 0 | HV_SCEDMoNewCZ03 | rNCEH | 0
1073 | 2 | 3 | 2 | 3 | 5 | FALSE | HV_SCEDMoNewCZ03rDXOH | ResHVAC | HV_SCEDMoNewCZ03 | rWtd | All | SCE | DMo | New | CZ03 | rDXOH | 0 | HV_SCEDMoNewCZ03 | rDXOH | 0
1074 | 2 | 3 | 2 | 3 | 6 | FALSE | HV_SCEDMoNewCZ03rNCOH | ResHVAC | HV_SCEDMoNewCZ03 | rWtd | All | SCE | DMo | New | CZ03 | rNCOH | 0 | HV_SCEDMoNewCZ03 | rNCOH | 0
1075 | 2 | 3 | 2 | 4 | 1 | FALSE | HV_SCEDMoNewCZ04rDXGF | ResHVAC | HV_SCEDMoNewCZ04 | rWtd | All | SCE | DMo | New | CZ04 | rDXGF | 0 | HV_SCEDMoNewCZ04 | rDXGF | 0
1076 | 2 | 3 | 2 | 4 | 2 | FALSE | HV_SCEDMoNewCZ04rNCGF | ResHVAC | HV_SCEDMoNewCZ04 | rWtd | All | SCE | DMo | New | CZ04 | rNCGF | 0 | HV_SCEDMoNewCZ04 | rNCGF | 0
1077 | 2 | 3 | 2 | 4 | 3 | FALSE | HV_SCEDMoNewCZ04rDXHP | ResHVAC | HV_SCEDMoNewCZ04 | rWtd | All | SCE | DMo | New | CZ04 | rDXHP | 0 | HV_SCEDMoNewCZ04 | rDXHP | 0
1078 | 2 | 3 | 2 | 4 | 4 | FALSE | HV_SCEDMoNewCZ04rNCEH | ResHVAC | HV_SCEDMoNewCZ04 | rWtd | All | SCE | DMo | New | CZ04 | rNCEH | 0 | HV_SCEDMoNewCZ04 | rNCEH | 0
1079 | 2 | 3 | 2 | 4 | 5 | FALSE | HV_SCEDMoNewCZ04rDXOH | ResHVAC | HV_SCEDMoNewCZ04 | rWtd | All | SCE | DMo | New | CZ04 | rDXOH | 0 | HV_SCEDMoNewCZ04 | rDXOH | 0
1080 | 2 | 3 | 2 | 4 | 6 | FALSE | HV_SCEDMoNewCZ04rNCOH | ResHVAC | HV_SCEDMoNewCZ04 | rWtd | All | SCE | DMo | New | CZ04 | rNCOH | 0 | HV_SCEDMoNewCZ04 | rNCOH | 0
1081 | 2 | 3 | 2 | 5 | 1 | TRUE | HV_SCEDMoNewCZ05rDXGF | ResHVAC | HV_SCEDMoNewCZ05 | rWtd | All | SCE | DMo | New | CZ05 | rDXGF | 0.41404 | HV_SCEDMoNewCZ05 | rDXGF | 0.41404
1082 | 2 | 3 | 2 | 5 | 2 | TRUE | HV_SCEDMoNewCZ05rNCGF | ResHVAC | HV_SCEDMoNewCZ05 | rWtd | All | SCE | DMo | New | CZ05 | rNCGF | 0.30761 | HV_SCEDMoNewCZ05 | rNCGF | 0.30761
1083 | 2 | 3 | 2 | 5 | 3 | TRUE | HV_SCEDMoNewCZ05rDXHP | ResHVAC | HV_SCEDMoNewCZ05 | rWtd | All | SCE | DMo | New | CZ05 | rDXHP | 0.059149 | HV_SCEDMoNewCZ05 | rDXHP | 0.059149
1084 | 2 | 3 | 2 | 5 | 4 | TRUE | HV_SCEDMoNewCZ05rNCEH | ResHVAC | HV_SCEDMoNewCZ05 | rWtd | All | SCE | DMo | New | CZ05 | rNCEH | 0.043944 | HV_SCEDMoNewCZ05 | rNCEH | 0.043944
1085 | 2 | 3 | 2 | 5 | 5 | TRUE | HV_SCEDMoNewCZ05rDXOH | ResHVAC | HV_SCEDMoNewCZ05 | rWtd | All | SCE | DMo | New | CZ05 | rDXOH | 0.10055 | HV_SCEDMoNewCZ05 | rDXOH | 0.10055
1086 | 2 | 3 | 2 | 5 | 6 | TRUE | HV_SCEDMoNewCZ05rNCOH | ResHVAC | HV_SCEDMoNewCZ05 | rWtd | All | SCE | DMo | New | CZ05 | rNCOH | 0.074705 | HV_SCEDMoNewCZ05 | rNCOH | 0.074705
1087 | 2 | 3 | 2 | 6 | 1 | TRUE | HV_SCEDMoNewCZ06rDXGF | ResHVAC | HV_SCEDMoNewCZ06 | rWtd | All | SCE | DMo | New | CZ06 | rDXGF | 49.784 | HV_SCEDMoNewCZ06 | rDXGF | 49.784
1088 | 2 | 3 | 2 | 6 | 2 | TRUE | HV_SCEDMoNewCZ06rNCGF | ResHVAC | HV_SCEDMoNewCZ06 | rWtd | All | SCE | DMo | New | CZ06 | rNCGF | 1064.168 | HV_SCEDMoNewCZ06 | rNCGF | 1064.168
1089 | 2 | 3 | 2 | 6 | 3 | TRUE | HV_SCEDMoNewCZ06rDXHP | ResHVAC | HV_SCEDMoNewCZ06 | rWtd | All | SCE | DMo | New | CZ06 | rDXHP | 7.112 | HV_SCEDMoNewCZ06 | rDXHP | 7.112
1090 | 2 | 3 | 2 | 6 | 4 | TRUE | HV_SCEDMoNewCZ06rNCEH | ResHVAC | HV_SCEDMoNewCZ06 | rWtd | All | SCE | DMo | New | CZ06 | rNCEH | 152.024 | HV_SCEDMoNewCZ06 | rNCEH | 152.024
1091 | 2 | 3 | 2 | 6 | 5 | TRUE | HV_SCEDMoNewCZ06rDXOH | ResHVAC | HV_SCEDMoNewCZ06 | rWtd | All | SCE | DMo | New | CZ06 | rDXOH | 12.0904 | HV_SCEDMoNewCZ06 | rDXOH | 12.0904
1092 | 2 | 3 | 2 | 6 | 6 | TRUE | HV_SCEDMoNewCZ06rNCOH | ResHVAC | HV_SCEDMoNewCZ06 | rWtd | All | SCE | DMo | New | CZ06 | rNCOH | 258.4408 | HV_SCEDMoNewCZ06 | rNCOH | 258.4408
1093 | 2 | 3 | 2 | 7 | 1 | FALSE | HV_SCEDMoNewCZ07rDXGF | ResHVAC | HV_SCEDMoNewCZ07 | rWtd | All | SCE | DMo | New | CZ07 | rDXGF | 0 | HV_SCEDMoNewCZ07 | rDXGF | 0
1094 | 2 | 3 | 2 | 7 | 2 | FALSE | HV_SCEDMoNewCZ07rNCGF | ResHVAC | HV_SCEDMoNewCZ07 | rWtd | All | SCE | DMo | New | CZ07 | rNCGF | 0 | HV_SCEDMoNewCZ07 | rNCGF | 0
1095 | 2 | 3 | 2 | 7 | 3 | FALSE | HV_SCEDMoNewCZ07rDXHP | ResHVAC | HV_SCEDMoNewCZ07 | rWtd | All | SCE | DMo | New | CZ07 | rDXHP | 0 | HV_SCEDMoNewCZ07 | rDXHP | 0
1096 | 2 | 3 | 2 | 7 | 4 | FALSE | HV_SCEDMoNewCZ07rNCEH | ResHVAC | HV_SCEDMoNewCZ07 | rWtd | All | SCE | DMo | New | CZ07 | rNCEH | 0 | HV_SCEDMoNewCZ07 | rNCEH | 0
1097 | 2 | 3 | 2 | 7 | 5 | FALSE | HV_SCEDMoNewCZ07rDXOH | ResHVAC | HV_SCEDMoNewCZ07 | rWtd | All | SCE | DMo | New | CZ07 | rDXOH | 0 | HV_SCEDMoNewCZ07 | rDXOH | 0
1098 | 2 | 3 | 2 | 7 | 6 | FALSE | HV_SCEDMoNewCZ07rNCOH | ResHVAC | HV_SCEDMoNewCZ07 | rWtd | All | SCE | DMo | New | CZ07 | rNCOH | 0 | HV_SCEDMoNewCZ07 | rNCOH | 0
1099 | 2 | 3 | 2 | 8 | 1 | TRUE | HV_SCEDMoNewCZ08rDXGF | ResHVAC | HV_SCEDMoNewCZ08 | rWtd | All | SCE | DMo | New | CZ08 | rDXGF | 293.8264 | HV_SCEDMoNewCZ08 | rDXGF | 293.8264
1100 | 2 | 3 | 2 | 8 | 2 | TRUE | HV_SCEDMoNewCZ08rNCGF | ResHVAC | HV_SCEDMoNewCZ08 | rWtd | All | SCE | DMo | New | CZ08 | rNCGF | 49.784 | HV_SCEDMoNewCZ08 | rNCGF | 49.784
1101 | 2 | 3 | 2 | 8 | 3 | TRUE | HV_SCEDMoNewCZ08rDXHP | ResHVAC | HV_SCEDMoNewCZ08 | rWtd | All | SCE | DMo | New | CZ08 | rDXHP | 41.9752 | HV_SCEDMoNewCZ08 | rDXHP | 41.9752
1102 | 2 | 3 | 2 | 8 | 4 | TRUE | HV_SCEDMoNewCZ08rNCEH | ResHVAC | HV_SCEDMoNewCZ08 | rWtd | All | SCE | DMo | New | CZ08 | rNCEH | 7.112 | HV_SCEDMoNewCZ08 | rNCEH | 7.112
1103 | 2 | 3 | 2 | 8 | 5 | TRUE | HV_SCEDMoNewCZ08rDXOH | ResHVAC | HV_SCEDMoNewCZ08 | rWtd | All | SCE | DMo | New | CZ08 | rDXOH | 71.3578 | HV_SCEDMoNewCZ08 | rDXOH | 71.3578
1104 | 2 | 3 | 2 | 8 | 6 | TRUE | HV_SCEDMoNewCZ08rNCOH | ResHVAC | HV_SCEDMoNewCZ08 | rWtd | All | SCE | DMo | New | CZ08 | rNCOH | 12.0904 | HV_SCEDMoNewCZ08 | rNCOH | 12.0904
1105 | 2 | 3 | 2 | 9 | 1 | TRUE | HV_SCEDMoNewCZ09rDXGF | ResHVAC | HV_SCEDMoNewCZ09 | rWtd | All | SCE | DMo | New | CZ09 | rDXGF | 741.454 | HV_SCEDMoNewCZ09 | rDXGF | 741.454
1106 | 2 | 3 | 2 | 9 | 2 | TRUE | HV_SCEDMoNewCZ09rNCGF | ResHVAC | HV_SCEDMoNewCZ09 | rWtd | All | SCE | DMo | New | CZ09 | rNCGF | 0 | HV_SCEDMoNewCZ09 | rNCGF | 0
1107 | 2 | 3 | 2 | 9 | 3 | TRUE | HV_SCEDMoNewCZ09rDXHP | ResHVAC | HV_SCEDMoNewCZ09 | rWtd | All | SCE | DMo | New | CZ09 | rDXHP | 105.922 | HV_SCEDMoNewCZ09 | rDXHP | 105.922
1108 | 2 | 3 | 2 | 9 | 4 | TRUE | HV_SCEDMoNewCZ09rNCEH | ResHVAC | HV_SCEDMoNewCZ09 | rWtd | All | SCE | DMo | New | CZ09 | rNCEH | 0 | HV_SCEDMoNewCZ09 | rNCEH | 0
1109 | 2 | 3 | 2 | 9 | 5 | TRUE | HV_SCEDMoNewCZ09rDXOH | ResHVAC | HV_SCEDMoNewCZ09 | rWtd | All | SCE | DMo | New | CZ09 | rDXOH | 180.0674 | HV_SCEDMoNewCZ09 | rDXOH | 180.0674
1110 | 2 | 3 | 2 | 9 | 6 | TRUE | HV_SCEDMoNewCZ09rNCOH | ResHVAC | HV_SCEDMoNewCZ09 | rWtd | All | SCE | DMo | New | CZ09 | rNCOH | 0 | HV_SCEDMoNewCZ09 | rNCOH | 0
1111 | 2 | 3 | 2 | 10 | 1 | TRUE | HV_SCEDMoNewCZ10rDXGF | ResHVAC | HV_SCEDMoNewCZ10 | rWtd | All | SCE | DMo | New | CZ10 | rDXGF | 191.8504 | HV_SCEDMoNewCZ10 | rDXGF | 191.8504
1112 | 2 | 3 | 2 | 10 | 2 | TRUE | HV_SCEDMoNewCZ10rNCGF | ResHVAC | HV_SCEDMoNewCZ10 | rWtd | All | SCE | DMo | New | CZ10 | rNCGF | 0 | HV_SCEDMoNewCZ10 | rNCGF | 0
1113 | 2 | 3 | 2 | 10 | 3 | TRUE | HV_SCEDMoNewCZ10rDXHP | ResHVAC | HV_SCEDMoNewCZ10 | rWtd | All | SCE | DMo | New | CZ10 | rDXHP | 27.4072 | HV_SCEDMoNewCZ10 | rDXHP | 27.4072
1114 | 2 | 3 | 2 | 10 | 4 | TRUE | HV_SCEDMoNewCZ10rNCEH | ResHVAC | HV_SCEDMoNewCZ10 | rWtd | All | SCE | DMo | New | CZ10 | rNCEH | 0 | HV_SCEDMoNewCZ10 | rNCEH | 0
1115 | 2 | 3 | 2 | 10 | 5 | TRUE | HV_SCEDMoNewCZ10rDXOH | ResHVAC | HV_SCEDMoNewCZ10 | rWtd | All | SCE | DMo | New | CZ10 | rDXOH | 46.5922 | HV_SCEDMoNewCZ10 | rDXOH | 46.5922
1116 | 2 | 3 | 2 | 10 | 6 | TRUE | HV_SCEDMoNewCZ10rNCOH | ResHVAC | HV_SCEDMoNewCZ10 | rWtd | All | SCE | DMo | New | CZ10 | rNCOH | 0 | HV_SCEDMoNewCZ10 | rNCOH | 0
1117 | 2 | 3 | 2 | 11 | 1 | FALSE | HV_SCEDMoNewCZ11rDXGF | ResHVAC | HV_SCEDMoNewCZ11 | rWtd | All | SCE | DMo | New | CZ11 | rDXGF | 0 | HV_SCEDMoNewCZ11 | rDXGF | 0
1118 | 2 | 3 | 2 | 11 | 2 | FALSE | HV_SCEDMoNewCZ11rNCGF | ResHVAC | HV_SCEDMoNewCZ11 | rWtd | All | SCE | DMo | New | CZ11 | rNCGF | 0 | HV_SCEDMoNewCZ11 | rNCGF | 0
1119 | 2 | 3 | 2 | 11 | 3 | FALSE | HV_SCEDMoNewCZ11rDXHP | ResHVAC | HV_SCEDMoNewCZ11 | rWtd | All | SCE | DMo | New | CZ11 | rDXHP | 0 | HV_SCEDMoNewCZ11 | rDXHP | 0
1120 | 2 | 3 | 2 | 11 | 4 | FALSE | HV_SCEDMoNewCZ11rNCEH | ResHVAC | HV_SCEDMoNewCZ11 | rWtd | All | SCE | DMo | New | CZ11 | rNCEH | 0 | HV_SCEDMoNewCZ11 | rNCEH | 0
1121 | 2 | 3 | 2 | 11 | 5 | FALSE | HV_SCEDMoNewCZ11rDXOH | ResHVAC | HV_SCEDMoNewCZ11 | rWtd | All | SCE | DMo | New | CZ11 | rDXOH | 0 | HV_SCEDMoNewCZ11 | rDXOH | 0
1122 | 2 | 3 | 2 | 11 | 6 | FALSE | HV_SCEDMoNewCZ11rNCOH | ResHVAC | HV_SCEDMoNewCZ11 | rWtd | All | SCE | DMo | New | CZ11 | rNCOH | 0 | HV_SCEDMoNewCZ11 | rNCOH | 0
1123 | 2 | 3 | 2 | 12 | 1 | FALSE | HV_SCEDMoNewCZ12rDXGF | ResHVAC | HV_SCEDMoNewCZ12 | rWtd | All | SCE | DMo | New | CZ12 | rDXGF | 0 | HV_SCEDMoNewCZ12 | rDXGF | 0
1124 | 2 | 3 | 2 | 12 | 2 | FALSE | HV_SCEDMoNewCZ12rNCGF | ResHVAC | HV_SCEDMoNewCZ12 | rWtd | All | SCE | DMo | New | CZ12 | rNCGF | 0 | HV_SCEDMoNewCZ12 | rNCGF | 0
1125 | 2 | 3 | 2 | 12 | 3 | FALSE | HV_SCEDMoNewCZ12rDXHP | ResHVAC | HV_SCEDMoNewCZ12 | rWtd | All | SCE | DMo | New | CZ12 | rDXHP | 0 | HV_SCEDMoNewCZ12 | rDXHP | 0
1126 | 2 | 3 | 2 | 12 | 4 | FALSE | HV_SCEDMoNewCZ12rNCEH | ResHVAC | HV_SCEDMoNewCZ12 | rWtd | All | SCE | DMo | New | CZ12 | rNCEH | 0 | HV_SCEDMoNewCZ12 | rNCEH | 0
1127 | 2 | 3 | 2 | 12 | 5 | FALSE | HV_SCEDMoNewCZ12rDXOH | ResHVAC | HV_SCEDMoNewCZ12 | rWtd | All | SCE | DMo | New | CZ12 | rDXOH | 0 | HV_SCEDMoNewCZ12 | rDXOH | 0
1128 | 2 | 3 | 2 | 12 | 6 | FALSE | HV_SCEDMoNewCZ12rNCOH | ResHVAC | HV_SCEDMoNewCZ12 | rWtd | All | SCE | DMo | New | CZ12 | rNCOH | 0 | HV_SCEDMoNewCZ12 | rNCOH | 0
1129 | 2 | 3 | 2 | 13 | 1 | TRUE | HV_SCEDMoNewCZ13rDXGF | ResHVAC | HV_SCEDMoNewCZ13 | rWtd | All | SCE | DMo | New | CZ13 | rDXGF | 0.41404 | HV_SCEDMoNewCZ13 | rDXGF | 0.41404
1130 | 2 | 3 | 2 | 13 | 2 | TRUE | HV_SCEDMoNewCZ13rNCGF | ResHVAC | HV_SCEDMoNewCZ13 | rWtd | All | SCE | DMo | New | CZ13 | rNCGF | 0.30761 | HV_SCEDMoNewCZ13 | rNCGF | 0.30761
1131 | 2 | 3 | 2 | 13 | 3 | TRUE | HV_SCEDMoNewCZ13rDXHP | ResHVAC | HV_SCEDMoNewCZ13 | rWtd | All | SCE | DMo | New | CZ13 | rDXHP | 0.059149 | HV_SCEDMoNewCZ13 | rDXHP | 0.059149
1132 | 2 | 3 | 2 | 13 | 4 | TRUE | HV_SCEDMoNewCZ13rNCEH | ResHVAC | HV_SCEDMoNewCZ13 | rWtd | All | SCE | DMo | New | CZ13 | rNCEH | 0.043944 | HV_SCEDMoNewCZ13 | rNCEH | 0.043944
1133 | 2 | 3 | 2 | 13 | 5 | TRUE | HV_SCEDMoNewCZ13rDXOH | ResHVAC | HV_SCEDMoNewCZ13 | rWtd | All | SCE | DMo | New | CZ13 | rDXOH | 0.10055 | HV_SCEDMoNewCZ13 | rDXOH | 0.10055
1134 | 2 | 3 | 2 | 13 | 6 | TRUE | HV_SCEDMoNewCZ13rNCOH | ResHVAC | HV_SCEDMoNewCZ13 | rWtd | All | SCE | DMo | New | CZ13 | rNCOH | 0.074705 | HV_SCEDMoNewCZ13 | rNCOH | 0.074705
1135 | 2 | 3 | 2 | 14 | 1 | TRUE | HV_SCEDMoNewCZ14rDXGF | ResHVAC | HV_SCEDMoNewCZ14 | rWtd | All | SCE | DMo | New | CZ14 | rDXGF | 0.41404 | HV_SCEDMoNewCZ14 | rDXGF | 0.41404
1136 | 2 | 3 | 2 | 14 | 2 | TRUE | HV_SCEDMoNewCZ14rNCGF | ResHVAC | HV_SCEDMoNewCZ14 | rWtd | All | SCE | DMo | New | CZ14 | rNCGF | 0.30761 | HV_SCEDMoNewCZ14 | rNCGF | 0.30761
1137 | 2 | 3 | 2 | 14 | 3 | TRUE | HV_SCEDMoNewCZ14rDXHP | ResHVAC | HV_SCEDMoNewCZ14 | rWtd | All | SCE | DMo | New | CZ14 | rDXHP | 0.059149 | HV_SCEDMoNewCZ14 | rDXHP | 0.059149
1138 | 2 | 3 | 2 | 14 | 4 | TRUE | HV_SCEDMoNewCZ14rNCEH | ResHVAC | HV_SCEDMoNewCZ14 | rWtd | All | SCE | DMo | New | CZ14 | rNCEH | 0.043944 | HV_SCEDMoNewCZ14 | rNCEH | 0.043944
1139 | 2 | 3 | 2 | 14 | 5 | TRUE | HV_SCEDMoNewCZ14rDXOH | ResHVAC | HV_SCEDMoNewCZ14 | rWtd | All | SCE | DMo | New | CZ14 | rDXOH | 0.10055 | HV_SCEDMoNewCZ14 | rDXOH | 0.10055
1140 | 2 | 3 | 2 | 14 | 6 | TRUE | HV_SCEDMoNewCZ14rNCOH | ResHVAC | HV_SCEDMoNewCZ14 | rWtd | All | SCE | DMo | New | CZ14 | rNCOH | 0.074705 | HV_SCEDMoNewCZ14 | rNCOH | 0.074705
1141 | 2 | 3 | 2 | 15 | 1 | TRUE | HV_SCEDMoNewCZ15rDXGF | ResHVAC | HV_SCEDMoNewCZ15 | rWtd | All | SCE | DMo | New | CZ15 | rDXGF | 172.7236 | HV_SCEDMoNewCZ15 | rDXGF | 172.7236
1142 | 2 | 3 | 2 | 15 | 2 | TRUE | HV_SCEDMoNewCZ15rNCGF | ResHVAC | HV_SCEDMoNewCZ15 | rWtd | All | SCE | DMo | New | CZ15 | rNCGF | 0 | HV_SCEDMoNewCZ15 | rNCGF | 0
1143 | 2 | 3 | 2 | 15 | 3 | TRUE | HV_SCEDMoNewCZ15rDXHP | ResHVAC | HV_SCEDMoNewCZ15 | rWtd | All | SCE | DMo | New | CZ15 | rDXHP | 24.6748 | HV_SCEDMoNewCZ15 | rDXHP | 24.6748
1144 | 2 | 3 | 2 | 15 | 4 | TRUE | HV_SCEDMoNewCZ15rNCEH | ResHVAC | HV_SCEDMoNewCZ15 | rWtd | All | SCE | DMo | New | CZ15 | rNCEH | 0 | HV_SCEDMoNewCZ15 | rNCEH | 0
1145 | 2 | 3 | 2 | 15 | 5 | TRUE | HV_SCEDMoNewCZ15rDXOH | ResHVAC | HV_SCEDMoNewCZ15 | rWtd | All | SCE | DMo | New | CZ15 | rDXOH | 41.9472 | HV_SCEDMoNewCZ15 | rDXOH | 41.9472
1146 | 2 | 3 | 2 | 15 | 6 | TRUE | HV_SCEDMoNewCZ15rNCOH | ResHVAC | HV_SCEDMoNewCZ15 | rWtd | All | SCE | DMo | New | CZ15 | rNCOH | 0 | HV_SCEDMoNewCZ15 | rNCOH | 0
1147 | 2 | 3 | 2 | 16 | 1 | TRUE | HV_SCEDMoNewCZ16rDXGF | ResHVAC | HV_SCEDMoNewCZ16 | rWtd | All | SCE | DMo | New | CZ16 | rDXGF | 49.742 | HV_SCEDMoNewCZ16 | rDXGF | 49.742
1148 | 2 | 3 | 2 | 16 | 2 | TRUE | HV_SCEDMoNewCZ16rNCGF | ResHVAC | HV_SCEDMoNewCZ16 | rWtd | All | SCE | DMo | New | CZ16 | rNCGF | 0 | HV_SCEDMoNewCZ16 | rNCGF | 0
1149 | 2 | 3 | 2 | 16 | 3 | TRUE | HV_SCEDMoNewCZ16rDXHP | ResHVAC | HV_SCEDMoNewCZ16 | rWtd | All | SCE | DMo | New | CZ16 | rDXHP | 7.106 | HV_SCEDMoNewCZ16 | rDXHP | 7.106
1150 | 2 | 3 | 2 | 16 | 4 | TRUE | HV_SCEDMoNewCZ16rNCEH | ResHVAC | HV_SCEDMoNewCZ16 | rWtd | All | SCE | DMo | New | CZ16 | rNCEH | 0 | HV_SCEDMoNewCZ16 | rNCEH | 0
1151 | 2 | 3 | 2 | 16 | 5 | TRUE | HV_SCEDMoNewCZ16rDXOH | ResHVAC | HV_SCEDMoNewCZ16 | rWtd | All | SCE | DMo | New | CZ16 | rDXOH | 12.0802 | HV_SCEDMoNewCZ16 | rDXOH | 12.0802
1152 | 2 | 3 | 2 | 16 | 6 | TRUE | HV_SCEDMoNewCZ16rNCOH | ResHVAC | HV_SCEDMoNewCZ16 | rWtd | All | SCE | DMo | New | CZ16 | rNCOH | 0 | HV_SCEDMoNewCZ16 | rNCOH | 0
1153 | 3 | 1 | 1 | 1 | 1 | FALSE | HV_SDGSFmExCZ01rDXGF | ResHVAC | HV_SDGSFmExCZ01 | rWtd | All | SDG | SFm | Ex | CZ01 | rDXGF | 0 | HV_SDGSFmExCZ01 | rDXGF | 0
1154 | 3 | 1 | 1 | 1 | 2 | FALSE | HV_SDGSFmExCZ01rNCGF | ResHVAC | HV_SDGSFmExCZ01 | rWtd | All | SDG | SFm | Ex | CZ01 | rNCGF | 0 | HV_SDGSFmExCZ01 | rNCGF | 0
1155 | 3 | 1 | 1 | 1 | 3 | FALSE | HV_SDGSFmExCZ01rDXHP | ResHVAC | HV_SDGSFmExCZ01 | rWtd | All | SDG | SFm | Ex | CZ01 | rDXHP | 0 | HV_SDGSFmExCZ01 | rDXHP | 0
1156 | 3 | 1 | 1 | 1 | 4 | FALSE | HV_SDGSFmExCZ01rNCEH | ResHVAC | HV_SDGSFmExCZ01 | rWtd | All | SDG | SFm | Ex | CZ01 | rNCEH | 0 | HV_SDGSFmExCZ01 | rNCEH | 0
1157 | 3 | 1 | 1 | 1 | 5 | FALSE | HV_SDGSFmExCZ01rDXOH | ResHVAC | HV_SDGSFmExCZ01 | rWtd | All | SDG | SFm | Ex | CZ01 | rDXOH | 0 | HV_SDGSFmExCZ01 | rDXOH | 0
1158 | 3 | 1 | 1 | 1 | 6 | FALSE | HV_SDGSFmExCZ01rNCOH | ResHVAC | HV_SDGSFmExCZ01 | rWtd | All | SDG | SFm | Ex | CZ01 | rNCOH | 0 | HV_SDGSFmExCZ01 | rNCOH | 0
1159 | 3 | 1 | 1 | 2 | 1 | FALSE | HV_SDGSFmExCZ02rDXGF | ResHVAC | HV_SDGSFmExCZ02 | rWtd | All | SDG | SFm | Ex | CZ02 | rDXGF | 0 | HV_SDGSFmExCZ02 | rDXGF | 0
1160 | 3 | 1 | 1 | 2 | 2 | FALSE | HV_SDGSFmExCZ02rNCGF | ResHVAC | HV_SDGSFmExCZ02 | rWtd | All | SDG | SFm | Ex | CZ02 | rNCGF | 0 | HV_SDGSFmExCZ02 | rNCGF | 0
1161 | 3 | 1 | 1 | 2 | 3 | FALSE | HV_SDGSFmExCZ02rDXHP | ResHVAC | HV_SDGSFmExCZ02 | rWtd | All | SDG | SFm | Ex | CZ02 | rDXHP | 0 | HV_SDGSFmExCZ02 | rDXHP | 0
1162 | 3 | 1 | 1 | 2 | 4 | FALSE | HV_SDGSFmExCZ02rNCEH | ResHVAC | HV_SDGSFmExCZ02 | rWtd | All | SDG | SFm | Ex | CZ02 | rNCEH | 0 | HV_SDGSFmExCZ02 | rNCEH | 0
1163 | 3 | 1 | 1 | 2 | 5 | FALSE | HV_SDGSFmExCZ02rDXOH | ResHVAC | HV_SDGSFmExCZ02 | rWtd | All | SDG | SFm | Ex | CZ02 | rDXOH | 0 | HV_SDGSFmExCZ02 | rDXOH | 0
1164 | 3 | 1 | 1 | 2 | 6 | FALSE | HV_SDGSFmExCZ02rNCOH | ResHVAC | HV_SDGSFmExCZ02 | rWtd | All | SDG | SFm | Ex | CZ02 | rNCOH | 0 | HV_SDGSFmExCZ02 | rNCOH | 0
1165 | 3 | 1 | 1 | 3 | 1 | FALSE | HV_SDGSFmExCZ03rDXGF | ResHVAC | HV_SDGSFmExCZ03 | rWtd | All | SDG | SFm | Ex | CZ03 | rDXGF | 0 | HV_SDGSFmExCZ03 | rDXGF | 0
1166 | 3 | 1 | 1 | 3 | 2 | FALSE | HV_SDGSFmExCZ03rNCGF | ResHVAC | HV_SDGSFmExCZ03 | rWtd | All | SDG | SFm | Ex | CZ03 | rNCGF | 0 | HV_SDGSFmExCZ03 | rNCGF | 0
1167 | 3 | 1 | 1 | 3 | 3 | FALSE | HV_SDGSFmExCZ03rDXHP | ResHVAC | HV_SDGSFmExCZ03 | rWtd | All | SDG | SFm | Ex | CZ03 | rDXHP | 0 | HV_SDGSFmExCZ03 | rDXHP | 0
1168 | 3 | 1 | 1 | 3 | 4 | FALSE | HV_SDGSFmExCZ03rNCEH | ResHVAC | HV_SDGSFmExCZ03 | rWtd | All | SDG | SFm | Ex | CZ03 | rNCEH | 0 | HV_SDGSFmExCZ03 | rNCEH | 0
1169 | 3 | 1 | 1 | 3 | 5 | FALSE | HV_SDGSFmExCZ03rDXOH | ResHVAC | HV_SDGSFmExCZ03 | rWtd | All | SDG | SFm | Ex | CZ03 | rDXOH | 0 | HV_SDGSFmExCZ03 | rDXOH | 0
1170 | 3 | 1 | 1 | 3 | 6 | FALSE | HV_SDGSFmExCZ03rNCOH | ResHVAC | HV_SDGSFmExCZ03 | rWtd | All | SDG | SFm | Ex | CZ03 | rNCOH | 0 | HV_SDGSFmExCZ03 | rNCOH | 0
1171 | 3 | 1 | 1 | 4 | 1 | FALSE | HV_SDGSFmExCZ04rDXGF | ResHVAC | HV_SDGSFmExCZ04 | rWtd | All | SDG | SFm | Ex | CZ04 | rDXGF | 0 | HV_SDGSFmExCZ04 | rDXGF | 0
1172 | 3 | 1 | 1 | 4 | 2 | FALSE | HV_SDGSFmExCZ04rNCGF | ResHVAC | HV_SDGSFmExCZ04 | rWtd | All | SDG | SFm | Ex | CZ04 | rNCGF | 0 | HV_SDGSFmExCZ04 | rNCGF | 0
1173 | 3 | 1 | 1 | 4 | 3 | FALSE | HV_SDGSFmExCZ04rDXHP | ResHVAC | HV_SDGSFmExCZ04 | rWtd | All | SDG | SFm | Ex | CZ04 | rDXHP | 0 | HV_SDGSFmExCZ04 | rDXHP | 0
1174 | 3 | 1 | 1 | 4 | 4 | FALSE | HV_SDGSFmExCZ04rNCEH | ResHVAC | HV_SDGSFmExCZ04 | rWtd | All | SDG | SFm | Ex | CZ04 | rNCEH | 0 | HV_SDGSFmExCZ04 | rNCEH | 0
1175 | 3 | 1 | 1 | 4 | 5 | FALSE | HV_SDGSFmExCZ04rDXOH | ResHVAC | HV_SDGSFmExCZ04 | rWtd | All | SDG | SFm | Ex | CZ04 | rDXOH | 0 | HV_SDGSFmExCZ04 | rDXOH | 0
1176 | 3 | 1 | 1 | 4 | 6 | FALSE | HV_SDGSFmExCZ04rNCOH | ResHVAC | HV_SDGSFmExCZ04 | rWtd | All | SDG | SFm | Ex | CZ04 | rNCOH | 0 | HV_SDGSFmExCZ04 | rNCOH | 0
1177 | 3 | 1 | 1 | 5 | 1 | FALSE | HV_SDGSFmExCZ05rDXGF | ResHVAC | HV_SDGSFmExCZ05 | rWtd | All | SDG | SFm | Ex | CZ05 | rDXGF | 0 | HV_SDGSFmExCZ05 | rDXGF | 0
1178 | 3 | 1 | 1 | 5 | 2 | FALSE | HV_SDGSFmExCZ05rNCGF | ResHVAC | HV_SDGSFmExCZ05 | rWtd | All | SDG | SFm | Ex | CZ05 | rNCGF | 0 | HV_SDGSFmExCZ05 | rNCGF | 0
1179 | 3 | 1 | 1 | 5 | 3 | FALSE | HV_SDGSFmExCZ05rDXHP | ResHVAC | HV_SDGSFmExCZ05 | rWtd | All | SDG | SFm | Ex | CZ05 | rDXHP | 0 | HV_SDGSFmExCZ05 | rDXHP | 0
1180 | 3 | 1 | 1 | 5 | 4 | FALSE | HV_SDGSFmExCZ05rNCEH | ResHVAC | HV_SDGSFmExCZ05 | rWtd | All | SDG | SFm | Ex | CZ05 | rNCEH | 0 | HV_SDGSFmExCZ05 | rNCEH | 0
1181 | 3 | 1 | 1 | 5 | 5 | FALSE | HV_SDGSFmExCZ05rDXOH | ResHVAC | HV_SDGSFmExCZ05 | rWtd | All | SDG | SFm | Ex | CZ05 | rDXOH | 0 | HV_SDGSFmExCZ05 | rDXOH | 0
1182 | 3 | 1 | 1 | 5 | 6 | FALSE | HV_SDGSFmExCZ05rNCOH | ResHVAC | HV_SDGSFmExCZ05 | rWtd | All | SDG | SFm | Ex | CZ05 | rNCOH | 0 | HV_SDGSFmExCZ05 | rNCOH | 0
1183 | 3 | 1 | 1 | 6 | 1 | TRUE | HV_SDGSFmExCZ06rDXGF | ResHVAC | HV_SDGSFmExCZ06 | rWtd | All | SDG | SFm | Ex | CZ06 | rDXGF | 28753.7088 | HV_SDGSFmExCZ06 | rDXGF | 28753.7088
1184 | 3 | 1 | 1 | 6 | 2 | TRUE | HV_SDGSFmExCZ06rNCGF | ResHVAC | HV_SDGSFmExCZ06 | rWtd | All | SDG | SFm | Ex | CZ06 | rNCGF | 28213.2213 | HV_SDGSFmExCZ06 | rNCGF | 28213.2213
1185 | 3 | 1 | 1 | 6 | 3 | TRUE | HV_SDGSFmExCZ06rDXHP | ResHVAC | HV_SDGSFmExCZ06 | rWtd | All | SDG | SFm | Ex | CZ06 | rDXHP | 1652.512 | HV_SDGSFmExCZ06 | rDXHP | 1652.512
1186 | 3 | 1 | 1 | 6 | 4 | TRUE | HV_SDGSFmExCZ06rNCEH | ResHVAC | HV_SDGSFmExCZ06 | rWtd | All | SDG | SFm | Ex | CZ06 | rNCEH | 1621.4495 | HV_SDGSFmExCZ06 | rNCEH | 1621.4495
1187 | 3 | 1 | 1 | 6 | 5 | TRUE | HV_SDGSFmExCZ06rDXOH | ResHVAC | HV_SDGSFmExCZ06 | rWtd | All | SDG | SFm | Ex | CZ06 | rDXOH | 2313.5168 | HV_SDGSFmExCZ06 | rDXOH | 2313.5168
1188 | 3 | 1 | 1 | 6 | 6 | TRUE | HV_SDGSFmExCZ06rNCOH | ResHVAC | HV_SDGSFmExCZ06 | rWtd | All | SDG | SFm | Ex | CZ06 | rNCOH | 2270.0293 | HV_SDGSFmExCZ06 | rNCOH | 2270.0293
1189 | 3 | 1 | 1 | 7 | 1 | TRUE | HV_SDGSFmExCZ07rDXGF | ResHVAC | HV_SDGSFmExCZ07 | rWtd | All | SDG | SFm | Ex | CZ07 | rDXGF | 111659.8803 | HV_SDGSFmExCZ07 | rDXGF | 111659.8803
1190 | 3 | 1 | 1 | 7 | 2 | TRUE | HV_SDGSFmExCZ07rNCGF | ResHVAC | HV_SDGSFmExCZ07 | rWtd | All | SDG | SFm | Ex | CZ07 | rNCGF | 240240.06 | HV_SDGSFmExCZ07 | rNCGF | 240240.06
1191 | 3 | 1 | 1 | 7 | 3 | TRUE | HV_SDGSFmExCZ07rDXHP | ResHVAC | HV_SDGSFmExCZ07 | rWtd | All | SDG | SFm | Ex | CZ07 | rDXHP | 6417.2345 | HV_SDGSFmExCZ07 | rDXHP | 6417.2345
1192 | 3 | 1 | 1 | 7 | 4 | TRUE | HV_SDGSFmExCZ07rNCEH | ResHVAC | HV_SDGSFmExCZ07 | rWtd | All | SDG | SFm | Ex | CZ07 | rNCEH | 13806.9 | HV_SDGSFmExCZ07 | rNCEH | 13806.9
1193 | 3 | 1 | 1 | 7 | 5 | TRUE | HV_SDGSFmExCZ07rDXOH | ResHVAC | HV_SDGSFmExCZ07 | rWtd | All | SDG | SFm | Ex | CZ07 | rDXOH | 8984.1283 | HV_SDGSFmExCZ07 | rDXOH | 8984.1283
1194 | 3 | 1 | 1 | 7 | 6 | TRUE | HV_SDGSFmExCZ07rNCOH | ResHVAC | HV_SDGSFmExCZ07 | rWtd | All | SDG | SFm | Ex | CZ07 | rNCOH | 19329.66 | HV_SDGSFmExCZ07 | rNCOH | 19329.66
1195 | 3 | 1 | 1 | 8 | 1 | TRUE | HV_SDGSFmExCZ08rDXGF | ResHVAC | HV_SDGSFmExCZ08 | rWtd | All | SDG | SFm | Ex | CZ08 | rDXGF | 6395.7963 | HV_SDGSFmExCZ08 | rDXGF | 6395.7963
1196 | 3 | 1 | 1 | 8 | 2 | TRUE | HV_SDGSFmExCZ08rNCGF | ResHVAC | HV_SDGSFmExCZ08 | rWtd | All | SDG | SFm | Ex | CZ08 | rNCGF | 1017.9087 | HV_SDGSFmExCZ08 | rNCGF | 1017.9087
1197 | 3 | 1 | 1 | 8 | 3 | TRUE | HV_SDGSFmExCZ08rDXHP | ResHVAC | HV_SDGSFmExCZ08 | rWtd | All | SDG | SFm | Ex | CZ08 | rDXHP | 367.5745 | HV_SDGSFmExCZ08 | rDXHP | 367.5745
1198 | 3 | 1 | 1 | 8 | 4 | TRUE | HV_SDGSFmExCZ08rNCEH | ResHVAC | HV_SDGSFmExCZ08 | rWtd | All | SDG | SFm | Ex | CZ08 | rNCEH | 58.5005 | HV_SDGSFmExCZ08 | rNCEH | 58.5005
1199 | 3 | 1 | 1 | 8 | 5 | TRUE | HV_SDGSFmExCZ08rDXOH | ResHVAC | HV_SDGSFmExCZ08 | rWtd | All | SDG | SFm | Ex | CZ08 | rDXOH | 514.6043 | HV_SDGSFmExCZ08 | rDXOH | 514.6043
1200 | 3 | 1 | 1 | 8 | 6 | TRUE | HV_SDGSFmExCZ08rNCOH | ResHVAC | HV_SDGSFmExCZ08 | rWtd | All | SDG | SFm | Ex | CZ08 | rNCOH | 81.9007 | HV_SDGSFmExCZ08 | rNCOH | 81.9007
1201 | 3 | 1 | 1 | 9 | 1 | FALSE | HV_SDGSFmExCZ09rDXGF | ResHVAC | HV_SDGSFmExCZ09 | rWtd | All | SDG | SFm | Ex | CZ09 | rDXGF | 0 | HV_SDGSFmExCZ09 | rDXGF | 0
1202 | 3 | 1 | 1 | 9 | 2 | FALSE | HV_SDGSFmExCZ09rNCGF | ResHVAC | HV_SDGSFmExCZ09 | rWtd | All | SDG | SFm | Ex | CZ09 | rNCGF | 0 | HV_SDGSFmExCZ09 | rNCGF | 0
1203 | 3 | 1 | 1 | 9 | 3 | FALSE | HV_SDGSFmExCZ09rDXHP | ResHVAC | HV_SDGSFmExCZ09 | rWtd | All | SDG | SFm | Ex | CZ09 | rDXHP | 0 | HV_SDGSFmExCZ09 | rDXHP | 0
1204 | 3 | 1 | 1 | 9 | 4 | FALSE | HV_SDGSFmExCZ09rNCEH | ResHVAC | HV_SDGSFmExCZ09 | rWtd | All | SDG | SFm | Ex | CZ09 | rNCEH | 0 | HV_SDGSFmExCZ09 | rNCEH | 0
1205 | 3 | 1 | 1 | 9 | 5 | FALSE | HV_SDGSFmExCZ09rDXOH | ResHVAC | HV_SDGSFmExCZ09 | rWtd | All | SDG | SFm | Ex | CZ09 | rDXOH | 0 | HV_SDGSFmExCZ09 | rDXOH | 0
1206 | 3 | 1 | 1 | 9 | 6 | FALSE | HV_SDGSFmExCZ09rNCOH | ResHVAC | HV_SDGSFmExCZ09 | rWtd | All | SDG | SFm | Ex | CZ09 | rNCOH | 0 | HV_SDGSFmExCZ09 | rNCOH | 0
1207 | 3 | 1 | 1 | 10 | 1 | TRUE | HV_SDGSFmExCZ10rDXGF | ResHVAC | HV_SDGSFmExCZ10 | rWtd | All | SDG | SFm | Ex | CZ10 | rDXGF | 119059.0563 | HV_SDGSFmExCZ10 | rDXGF | 119059.0563
1208 | 3 | 1 | 1 | 10 | 2 | TRUE | HV_SDGSFmExCZ10rNCGF | ResHVAC | HV_SDGSFmExCZ10 | rWtd | All | SDG | SFm | Ex | CZ10 | rNCGF | 44165.4543 | HV_SDGSFmExCZ10 | rNCGF | 44165.4543
1209 | 3 | 1 | 1 | 10 | 3 | TRUE | HV_SDGSFmExCZ10rDXHP | ResHVAC | HV_SDGSFmExCZ10 | rWtd | All | SDG | SFm | Ex | CZ10 | rDXHP | 6842.4745 | HV_SDGSFmExCZ10 | rDXHP | 6842.4745
1210 | 3 | 1 | 1 | 10 | 4 | TRUE | HV_SDGSFmExCZ10rNCEH | ResHVAC | HV_SDGSFmExCZ10 | rWtd | All | SDG | SFm | Ex | CZ10 | rNCEH | 2538.2445 | HV_SDGSFmExCZ10 | rNCEH | 2538.2445
1211 | 3 | 1 | 1 | 10 | 5 | TRUE | HV_SDGSFmExCZ10rDXOH | ResHVAC | HV_SDGSFmExCZ10 | rWtd | All | SDG | SFm | Ex | CZ10 | rDXOH | 9579.4643 | HV_SDGSFmExCZ10 | rDXOH | 9579.4643
1212 | 3 | 1 | 1 | 10 | 6 | TRUE | HV_SDGSFmExCZ10rNCOH | ResHVAC | HV_SDGSFmExCZ10 | rWtd | All | SDG | SFm | Ex | CZ10 | rNCOH | 3553.5423 | HV_SDGSFmExCZ10 | rNCOH | 3553.5423
1213 | 3 | 1 | 1 | 11 | 1 | FALSE | HV_SDGSFmExCZ11rDXGF | ResHVAC | HV_SDGSFmExCZ11 | rWtd | All | SDG | SFm | Ex | CZ11 | rDXGF | 0 | HV_SDGSFmExCZ11 | rDXGF | 0
1214 | 3 | 1 | 1 | 11 | 2 | FALSE | HV_SDGSFmExCZ11rNCGF | ResHVAC | HV_SDGSFmExCZ11 | rWtd | All | SDG | SFm | Ex | CZ11 | rNCGF | 0 | HV_SDGSFmExCZ11 | rNCGF | 0
1215 | 3 | 1 | 1 | 11 | 3 | FALSE | HV_SDGSFmExCZ11rDXHP | ResHVAC | HV_SDGSFmExCZ11 | rWtd | All | SDG | SFm | Ex | CZ11 | rDXHP | 0 | HV_SDGSFmExCZ11 | rDXHP | 0
1216 | 3 | 1 | 1 | 11 | 4 | FALSE | HV_SDGSFmExCZ11rNCEH | ResHVAC | HV_SDGSFmExCZ11 | rWtd | All | SDG | SFm | Ex | CZ11 | rNCEH | 0 | HV_SDGSFmExCZ11 | rNCEH | 0
1217 | 3 | 1 | 1 | 11 | 5 | FALSE | HV_SDGSFmExCZ11rDXOH | ResHVAC | HV_SDGSFmExCZ11 | rWtd | All | SDG | SFm | Ex | CZ11 | rDXOH | 0 | HV_SDGSFmExCZ11 | rDXOH | 0
1218 | 3 | 1 | 1 | 11 | 6 | FALSE | HV_SDGSFmExCZ11rNCOH | ResHVAC | HV_SDGSFmExCZ11 | rWtd | All | SDG | SFm | Ex | CZ11 | rNCOH | 0 | HV_SDGSFmExCZ11 | rNCOH | 0
1219 | 3 | 1 | 1 | 12 | 1 | FALSE | HV_SDGSFmExCZ12rDXGF | ResHVAC | HV_SDGSFmExCZ12 | rWtd | All | SDG | SFm | Ex | CZ12 | rDXGF | 0 | HV_SDGSFmExCZ12 | rDXGF | 0
1220 | 3 | 1 | 1 | 12 | 2 | FALSE | HV_SDGSFmExCZ12rNCGF | ResHVAC | HV_SDGSFmExCZ12 | rWtd | All | SDG | SFm | Ex | CZ12 | rNCGF | 0 | HV_SDGSFmExCZ12 | rNCGF | 0
1221 | 3 | 1 | 1 | 12 | 3 | FALSE | HV_SDGSFmExCZ12rDXHP | ResHVAC | HV_SDGSFmExCZ12 | rWtd | All | SDG | SFm | Ex | CZ12 | rDXHP | 0 | HV_SDGSFmExCZ12 | rDXHP | 0
1222 | 3 | 1 | 1 | 12 | 4 | FALSE | HV_SDGSFmExCZ12rNCEH | ResHVAC | HV_SDGSFmExCZ12 | rWtd | All | SDG | SFm | Ex | CZ12 | rNCEH | 0 | HV_SDGSFmExCZ12 | rNCEH | 0
1223 | 3 | 1 | 1 | 12 | 5 | FALSE | HV_SDGSFmExCZ12rDXOH | ResHVAC | HV_SDGSFmExCZ12 | rWtd | All | SDG | SFm | Ex | CZ12 | rDXOH | 0 | HV_SDGSFmExCZ12 | rDXOH | 0
1224 | 3 | 1 | 1 | 12 | 6 | FALSE | HV_SDGSFmExCZ12rNCOH | ResHVAC | HV_SDGSFmExCZ12 | rWtd | All | SDG | SFm | Ex | CZ12 | rNCOH | 0 | HV_SDGSFmExCZ12 | rNCOH | 0
1225 | 3 | 1 | 1 | 13 | 1 | FALSE | HV_SDGSFmExCZ13rDXGF | ResHVAC | HV_SDGSFmExCZ13 | rWtd | All | SDG | SFm | Ex | CZ13 | rDXGF | 0 | HV_SDGSFmExCZ13 | rDXGF | 0
1226 | 3 | 1 | 1 | 13 | 2 | FALSE | HV_SDGSFmExCZ13rNCGF | ResHVAC | HV_SDGSFmExCZ13 | rWtd | All | SDG | SFm | Ex | CZ13 | rNCGF | 0 | HV_SDGSFmExCZ13 | rNCGF | 0
1227 | 3 | 1 | 1 | 13 | 3 | FALSE | HV_SDGSFmExCZ13rDXHP | ResHVAC | HV_SDGSFmExCZ13 | rWtd | All | SDG | SFm | Ex | CZ13 | rDXHP | 0 | HV_SDGSFmExCZ13 | rDXHP | 0
1228 | 3 | 1 | 1 | 13 | 4 | FALSE | HV_SDGSFmExCZ13rNCEH | ResHVAC | HV_SDGSFmExCZ13 | rWtd | All | SDG | SFm | Ex | CZ13 | rNCEH | 0 | HV_SDGSFmExCZ13 | rNCEH | 0
1229 | 3 | 1 | 1 | 13 | 5 | FALSE | HV_SDGSFmExCZ13rDXOH | ResHVAC | HV_SDGSFmExCZ13 | rWtd | All | SDG | SFm | Ex | CZ13 | rDXOH | 0 | HV_SDGSFmExCZ13 | rDXOH | 0
1230 | 3 | 1 | 1 | 13 | 6 | FALSE | HV_SDGSFmExCZ13rNCOH | ResHVAC | HV_SDGSFmExCZ13 | rWtd | All | SDG | SFm | Ex | CZ13 | rNCOH | 0 | HV_SDGSFmExCZ13 | rNCOH | 0
1231 | 3 | 1 | 1 | 14 | 1 | TRUE | HV_SDGSFmExCZ14rDXGF | ResHVAC | HV_SDGSFmExCZ14 | rWtd | All | SDG | SFm | Ex | CZ14 | rDXGF | 4297.9566 | HV_SDGSFmExCZ14 | rDXGF | 4297.9566
1232 | 3 | 1 | 1 | 14 | 2 | TRUE | HV_SDGSFmExCZ14rNCGF | ResHVAC | HV_SDGSFmExCZ14 | rWtd | All | SDG | SFm | Ex | CZ14 | rNCGF | 1849.4808 | HV_SDGSFmExCZ14 | rNCGF | 1849.4808
1233 | 3 | 1 | 1 | 14 | 3 | TRUE | HV_SDGSFmExCZ14rDXHP | ResHVAC | HV_SDGSFmExCZ14 | rWtd | All | SDG | SFm | Ex | CZ14 | rDXHP | 247.009 | HV_SDGSFmExCZ14 | rDXHP | 247.009
1234 | 3 | 1 | 1 | 14 | 4 | TRUE | HV_SDGSFmExCZ14rNCEH | ResHVAC | HV_SDGSFmExCZ14 | rWtd | All | SDG | SFm | Ex | CZ14 | rNCEH | 106.292 | HV_SDGSFmExCZ14 | rNCEH | 106.292
1235 | 3 | 1 | 1 | 14 | 5 | TRUE | HV_SDGSFmExCZ14rDXOH | ResHVAC | HV_SDGSFmExCZ14 | rWtd | All | SDG | SFm | Ex | CZ14 | rDXOH | 345.8126 | HV_SDGSFmExCZ14 | rDXOH | 345.8126
1236 | 3 | 1 | 1 | 14 | 6 | TRUE | HV_SDGSFmExCZ14rNCOH | ResHVAC | HV_SDGSFmExCZ14 | rWtd | All | SDG | SFm | Ex | CZ14 | rNCOH | 148.8088 | HV_SDGSFmExCZ14 | rNCOH | 148.8088
1237 | 3 | 1 | 1 | 15 | 1 | TRUE | HV_SDGSFmExCZ15rDXGF | ResHVAC | HV_SDGSFmExCZ15 | rWtd | All | SDG | SFm | Ex | CZ15 | rDXGF | 2230.2189 | HV_SDGSFmExCZ15 | rDXGF | 2230.2189
1238 | 3 | 1 | 1 | 15 | 2 | TRUE | HV_SDGSFmExCZ15rNCGF | ResHVAC | HV_SDGSFmExCZ15 | rWtd | All | SDG | SFm | Ex | CZ15 | rNCGF | 0 | HV_SDGSFmExCZ15 | rNCGF | 0
1239 | 3 | 1 | 1 | 15 | 3 | TRUE | HV_SDGSFmExCZ15rDXHP | ResHVAC | HV_SDGSFmExCZ15 | rWtd | All | SDG | SFm | Ex | CZ15 | rDXHP | 128.1735 | HV_SDGSFmExCZ15 | rDXHP | 128.1735
1240 | 3 | 1 | 1 | 15 | 4 | TRUE | HV_SDGSFmExCZ15rNCEH | ResHVAC | HV_SDGSFmExCZ15 | rWtd | All | SDG | SFm | Ex | CZ15 | rNCEH | 0 | HV_SDGSFmExCZ15 | rNCEH | 0
1241 | 3 | 1 | 1 | 15 | 5 | TRUE | HV_SDGSFmExCZ15rDXOH | ResHVAC | HV_SDGSFmExCZ15 | rWtd | All | SDG | SFm | Ex | CZ15 | rDXOH | 179.4429 | HV_SDGSFmExCZ15 | rDXOH | 179.4429
1242 | 3 | 1 | 1 | 15 | 6 | TRUE | HV_SDGSFmExCZ15rNCOH | ResHVAC | HV_SDGSFmExCZ15 | rWtd | All | SDG | SFm | Ex | CZ15 | rNCOH | 0 | HV_SDGSFmExCZ15 | rNCOH | 0
1243 | 3 | 1 | 1 | 16 | 1 | FALSE | HV_SDGSFmExCZ16rDXGF | ResHVAC | HV_SDGSFmExCZ16 | rWtd | All | SDG | SFm | Ex | CZ16 | rDXGF | 0 | HV_SDGSFmExCZ16 | rDXGF | 0
1244 | 3 | 1 | 1 | 16 | 2 | FALSE | HV_SDGSFmExCZ16rNCGF | ResHVAC | HV_SDGSFmExCZ16 | rWtd | All | SDG | SFm | Ex | CZ16 | rNCGF | 0 | HV_SDGSFmExCZ16 | rNCGF | 0
1245 | 3 | 1 | 1 | 16 | 3 | FALSE | HV_SDGSFmExCZ16rDXHP | ResHVAC | HV_SDGSFmExCZ16 | rWtd | All | SDG | SFm | Ex | CZ16 | rDXHP | 0 | HV_SDGSFmExCZ16 | rDXHP | 0
1246 | 3 | 1 | 1 | 16 | 4 | FALSE | HV_SDGSFmExCZ16rNCEH | ResHVAC | HV_SDGSFmExCZ16 | rWtd | All | SDG | SFm | Ex | CZ16 | rNCEH | 0 | HV_SDGSFmExCZ16 | rNCEH | 0
1247 | 3 | 1 | 1 | 16 | 5 | FALSE | HV_SDGSFmExCZ16rDXOH | ResHVAC | HV_SDGSFmExCZ16 | rWtd | All | SDG | SFm | Ex | CZ16 | rDXOH | 0 | HV_SDGSFmExCZ16 | rDXOH | 0
1248 | 3 | 1 | 1 | 16 | 6 | FALSE | HV_SDGSFmExCZ16rNCOH | ResHVAC | HV_SDGSFmExCZ16 | rWtd | All | SDG | SFm | Ex | CZ16 | rNCOH | 0 | HV_SDGSFmExCZ16 | rNCOH | 0
1249 | 3 | 1 | 2 | 1 | 1 | FALSE | HV_SDGSFmNewCZ01rDXGF | ResHVAC | HV_SDGSFmNewCZ01 | rWtd | All | SDG | SFm | New | CZ01 | rDXGF | 0 | HV_SDGSFmNewCZ01 | rDXGF | 0
1250 | 3 | 1 | 2 | 1 | 2 | FALSE | HV_SDGSFmNewCZ01rNCGF | ResHVAC | HV_SDGSFmNewCZ01 | rWtd | All | SDG | SFm | New | CZ01 | rNCGF | 0 | HV_SDGSFmNewCZ01 | rNCGF | 0
1251 | 3 | 1 | 2 | 1 | 3 | FALSE | HV_SDGSFmNewCZ01rDXHP | ResHVAC | HV_SDGSFmNewCZ01 | rWtd | All | SDG | SFm | New | CZ01 | rDXHP | 0 | HV_SDGSFmNewCZ01 | rDXHP | 0
1252 | 3 | 1 | 2 | 1 | 4 | FALSE | HV_SDGSFmNewCZ01rNCEH | ResHVAC | HV_SDGSFmNewCZ01 | rWtd | All | SDG | SFm | New | CZ01 | rNCEH | 0 | HV_SDGSFmNewCZ01 | rNCEH | 0
1253 | 3 | 1 | 2 | 1 | 5 | FALSE | HV_SDGSFmNewCZ01rDXOH | ResHVAC | HV_SDGSFmNewCZ01 | rWtd | All | SDG | SFm | New | CZ01 | rDXOH | 0 | HV_SDGSFmNewCZ01 | rDXOH | 0
1254 | 3 | 1 | 2 | 1 | 6 | FALSE | HV_SDGSFmNewCZ01rNCOH | ResHVAC | HV_SDGSFmNewCZ01 | rWtd | All | SDG | SFm | New | CZ01 | rNCOH | 0 | HV_SDGSFmNewCZ01 | rNCOH | 0
1255 | 3 | 1 | 2 | 2 | 1 | FALSE | HV_SDGSFmNewCZ02rDXGF | ResHVAC | HV_SDGSFmNewCZ02 | rWtd | All | SDG | SFm | New | CZ02 | rDXGF | 0 | HV_SDGSFmNewCZ02 | rDXGF | 0
1256 | 3 | 1 | 2 | 2 | 2 | FALSE | HV_SDGSFmNewCZ02rNCGF | ResHVAC | HV_SDGSFmNewCZ02 | rWtd | All | SDG | SFm | New | CZ02 | rNCGF | 0 | HV_SDGSFmNewCZ02 | rNCGF | 0
1257 | 3 | 1 | 2 | 2 | 3 | FALSE | HV_SDGSFmNewCZ02rDXHP | ResHVAC | HV_SDGSFmNewCZ02 | rWtd | All | SDG | SFm | New | CZ02 | rDXHP | 0 | HV_SDGSFmNewCZ02 | rDXHP | 0
1258 | 3 | 1 | 2 | 2 | 4 | FALSE | HV_SDGSFmNewCZ02rNCEH | ResHVAC | HV_SDGSFmNewCZ02 | rWtd | All | SDG | SFm | New | CZ02 | rNCEH | 0 | HV_SDGSFmNewCZ02 | rNCEH | 0
1259 | 3 | 1 | 2 | 2 | 5 | FALSE | HV_SDGSFmNewCZ02rDXOH | ResHVAC | HV_SDGSFmNewCZ02 | rWtd | All | SDG | SFm | New | CZ02 | rDXOH | 0 | HV_SDGSFmNewCZ02 | rDXOH | 0
1260 | 3 | 1 | 2 | 2 | 6 | FALSE | HV_SDGSFmNewCZ02rNCOH | ResHVAC | HV_SDGSFmNewCZ02 | rWtd | All | SDG | SFm | New | CZ02 | rNCOH | 0 | HV_SDGSFmNewCZ02 | rNCOH | 0
1261 | 3 | 1 | 2 | 3 | 1 | FALSE | HV_SDGSFmNewCZ03rDXGF | ResHVAC | HV_SDGSFmNewCZ03 | rWtd | All | SDG | SFm | New | CZ03 | rDXGF | 0 | HV_SDGSFmNewCZ03 | rDXGF | 0
1262 | 3 | 1 | 2 | 3 | 2 | FALSE | HV_SDGSFmNewCZ03rNCGF | ResHVAC | HV_SDGSFmNewCZ03 | rWtd | All | SDG | SFm | New | CZ03 | rNCGF | 0 | HV_SDGSFmNewCZ03 | rNCGF | 0
1263 | 3 | 1 | 2 | 3 | 3 | FALSE | HV_SDGSFmNewCZ03rDXHP | ResHVAC | HV_SDGSFmNewCZ03 | rWtd | All | SDG | SFm | New | CZ03 | rDXHP | 0 | HV_SDGSFmNewCZ03 | rDXHP | 0
1264 | 3 | 1 | 2 | 3 | 4 | FALSE | HV_SDGSFmNewCZ03rNCEH | ResHVAC | HV_SDGSFmNewCZ03 | rWtd | All | SDG | SFm | New | CZ03 | rNCEH | 0 | HV_SDGSFmNewCZ03 | rNCEH | 0
1265 | 3 | 1 | 2 | 3 | 5 | FALSE | HV_SDGSFmNewCZ03rDXOH | ResHVAC | HV_SDGSFmNewCZ03 | rWtd | All | SDG | SFm | New | CZ03 | rDXOH | 0 | HV_SDGSFmNewCZ03 | rDXOH | 0
1266 | 3 | 1 | 2 | 3 | 6 | FALSE | HV_SDGSFmNewCZ03rNCOH | ResHVAC | HV_SDGSFmNewCZ03 | rWtd | All | SDG | SFm | New | CZ03 | rNCOH | 0 | HV_SDGSFmNewCZ03 | rNCOH | 0
1267 | 3 | 1 | 2 | 4 | 1 | FALSE | HV_SDGSFmNewCZ04rDXGF | ResHVAC | HV_SDGSFmNewCZ04 | rWtd | All | SDG | SFm | New | CZ04 | rDXGF | 0 | HV_SDGSFmNewCZ04 | rDXGF | 0
1268 | 3 | 1 | 2 | 4 | 2 | FALSE | HV_SDGSFmNewCZ04rNCGF | ResHVAC | HV_SDGSFmNewCZ04 | rWtd | All | SDG | SFm | New | CZ04 | rNCGF | 0 | HV_SDGSFmNewCZ04 | rNCGF | 0
1269 | 3 | 1 | 2 | 4 | 3 | FALSE | HV_SDGSFmNewCZ04rDXHP | ResHVAC | HV_SDGSFmNewCZ04 | rWtd | All | SDG | SFm | New | CZ04 | rDXHP | 0 | HV_SDGSFmNewCZ04 | rDXHP | 0
1270 | 3 | 1 | 2 | 4 | 4 | FALSE | HV_SDGSFmNewCZ04rNCEH | ResHVAC | HV_SDGSFmNewCZ04 | rWtd | All | SDG | SFm | New | CZ04 | rNCEH | 0 | HV_SDGSFmNewCZ04 | rNCEH | 0
1271 | 3 | 1 | 2 | 4 | 5 | FALSE | HV_SDGSFmNewCZ04rDXOH | ResHVAC | HV_SDGSFmNewCZ04 | rWtd | All | SDG | SFm | New | CZ04 | rDXOH | 0 | HV_SDGSFmNewCZ04 | rDXOH | 0
1272 | 3 | 1 | 2 | 4 | 6 | FALSE | HV_SDGSFmNewCZ04rNCOH | ResHVAC | HV_SDGSFmNewCZ04 | rWtd | All | SDG | SFm | New | CZ04 | rNCOH | 0 | HV_SDGSFmNewCZ04 | rNCOH | 0
1273 | 3 | 1 | 2 | 5 | 1 | FALSE | HV_SDGSFmNewCZ05rDXGF | ResHVAC | HV_SDGSFmNewCZ05 | rWtd | All | SDG | SFm | New | CZ05 | rDXGF | 0 | HV_SDGSFmNewCZ05 | rDXGF | 0
1274 | 3 | 1 | 2 | 5 | 2 | FALSE | HV_SDGSFmNewCZ05rNCGF | ResHVAC | HV_SDGSFmNewCZ05 | rWtd | All | SDG | SFm | New | CZ05 | rNCGF | 0 | HV_SDGSFmNewCZ05 | rNCGF | 0
1275 | 3 | 1 | 2 | 5 | 3 | FALSE | HV_SDGSFmNewCZ05rDXHP | ResHVAC | HV_SDGSFmNewCZ05 | rWtd | All | SDG | SFm | New | CZ05 | rDXHP | 0 | HV_SDGSFmNewCZ05 | rDXHP | 0
1276 | 3 | 1 | 2 | 5 | 4 | FALSE | HV_SDGSFmNewCZ05rNCEH | ResHVAC | HV_SDGSFmNewCZ05 | rWtd | All | SDG | SFm | New | CZ05 | rNCEH | 0 | HV_SDGSFmNewCZ05 | rNCEH | 0
1277 | 3 | 1 | 2 | 5 | 5 | FALSE | HV_SDGSFmNewCZ05rDXOH | ResHVAC | HV_SDGSFmNewCZ05 | rWtd | All | SDG | SFm | New | CZ05 | rDXOH | 0 | HV_SDGSFmNewCZ05 | rDXOH | 0
1278 | 3 | 1 | 2 | 5 | 6 | FALSE | HV_SDGSFmNewCZ05rNCOH | ResHVAC | HV_SDGSFmNewCZ05 | rWtd | All | SDG | SFm | New | CZ05 | rNCOH | 0 | HV_SDGSFmNewCZ05 | rNCOH | 0
1279 | 3 | 1 | 2 | 6 | 1 | TRUE | HV_SDGSFmNewCZ06rDXGF | ResHVAC | HV_SDGSFmNewCZ06 | rWtd | All | SDG | SFm | New | CZ06 | rDXGF | 2681.8968 | HV_SDGSFmNewCZ06 | rDXGF | 2681.8968
1280 | 3 | 1 | 2 | 6 | 2 | TRUE | HV_SDGSFmNewCZ06rNCGF | ResHVAC | HV_SDGSFmNewCZ06 | rWtd | All | SDG | SFm | New | CZ06 | rNCGF | 1993.4658 | HV_SDGSFmNewCZ06 | rNCGF | 1993.4658
1281 | 3 | 1 | 2 | 6 | 3 | TRUE | HV_SDGSFmNewCZ06rDXHP | ResHVAC | HV_SDGSFmNewCZ06 | rWtd | All | SDG | SFm | New | CZ06 | rDXHP | 154.132 | HV_SDGSFmNewCZ06 | rDXHP | 154.132
1282 | 3 | 1 | 2 | 6 | 4 | TRUE | HV_SDGSFmNewCZ06rNCEH | ResHVAC | HV_SDGSFmNewCZ06 | rWtd | All | SDG | SFm | New | CZ06 | rNCEH | 114.567 | HV_SDGSFmNewCZ06 | rNCEH | 114.567
1283 | 3 | 1 | 2 | 6 | 5 | TRUE | HV_SDGSFmNewCZ06rDXOH | ResHVAC | HV_SDGSFmNewCZ06 | rWtd | All | SDG | SFm | New | CZ06 | rDXOH | 215.7848 | HV_SDGSFmNewCZ06 | rDXOH | 215.7848
1284 | 3 | 1 | 2 | 6 | 6 | TRUE | HV_SDGSFmNewCZ06rNCOH | ResHVAC | HV_SDGSFmNewCZ06 | rWtd | All | SDG | SFm | New | CZ06 | rNCOH | 160.3938 | HV_SDGSFmNewCZ06 | rNCOH | 160.3938
1285 | 3 | 1 | 2 | 7 | 1 | TRUE | HV_SDGSFmNewCZ07rDXGF | ResHVAC | HV_SDGSFmNewCZ07 | rWtd | All | SDG | SFm | New | CZ07 | rDXGF | 4352.958 | HV_SDGSFmNewCZ07 | rDXGF | 4352.958
1286 | 3 | 1 | 2 | 7 | 2 | TRUE | HV_SDGSFmNewCZ07rNCGF | ResHVAC | HV_SDGSFmNewCZ07 | rWtd | All | SDG | SFm | New | CZ07 | rNCGF | 6531.6816 | HV_SDGSFmNewCZ07 | rNCGF | 6531.6816
1287 | 3 | 1 | 2 | 7 | 3 | TRUE | HV_SDGSFmNewCZ07rDXHP | ResHVAC | HV_SDGSFmNewCZ07 | rWtd | All | SDG | SFm | New | CZ07 | rDXHP | 250.17 | HV_SDGSFmNewCZ07 | rDXHP | 250.17
1288 | 3 | 1 | 2 | 7 | 4 | TRUE | HV_SDGSFmNewCZ07rNCEH | ResHVAC | HV_SDGSFmNewCZ07 | rWtd | All | SDG | SFm | New | CZ07 | rNCEH | 375.384 | HV_SDGSFmNewCZ07 | rNCEH | 375.384
1289 | 3 | 1 | 2 | 7 | 5 | TRUE | HV_SDGSFmNewCZ07rDXOH | ResHVAC | HV_SDGSFmNewCZ07 | rWtd | All | SDG | SFm | New | CZ07 | rDXOH | 350.238 | HV_SDGSFmNewCZ07 | rDXOH | 350.238
1290 | 3 | 1 | 2 | 7 | 6 | TRUE | HV_SDGSFmNewCZ07rNCOH | ResHVAC | HV_SDGSFmNewCZ07 | rWtd | All | SDG | SFm | New | CZ07 | rNCOH | 525.5376 | HV_SDGSFmNewCZ07 | rNCOH | 525.5376
1291 | 3 | 1 | 2 | 8 | 1 | TRUE | HV_SDGSFmNewCZ08rDXGF | ResHVAC | HV_SDGSFmNewCZ08 | rWtd | All | SDG | SFm | New | CZ08 | rDXGF | 277.1646 | HV_SDGSFmNewCZ08 | rDXGF | 277.1646
1292 | 3 | 1 | 2 | 8 | 2 | TRUE | HV_SDGSFmNewCZ08rNCGF | ResHVAC | HV_SDGSFmNewCZ08 | rWtd | All | SDG | SFm | New | CZ08 | rNCGF | 0 | HV_SDGSFmNewCZ08 | rNCGF | 0
1293 | 3 | 1 | 2 | 8 | 3 | TRUE | HV_SDGSFmNewCZ08rDXHP | ResHVAC | HV_SDGSFmNewCZ08 | rWtd | All | SDG | SFm | New | CZ08 | rDXHP | 15.929 | HV_SDGSFmNewCZ08 | rDXHP | 15.929
1294 | 3 | 1 | 2 | 8 | 4 | TRUE | HV_SDGSFmNewCZ08rNCEH | ResHVAC | HV_SDGSFmNewCZ08 | rWtd | All | SDG | SFm | New | CZ08 | rNCEH | 0 | HV_SDGSFmNewCZ08 | rNCEH | 0
1295 | 3 | 1 | 2 | 8 | 5 | TRUE | HV_SDGSFmNewCZ08rDXOH | ResHVAC | HV_SDGSFmNewCZ08 | rWtd | All | SDG | SFm | New | CZ08 | rDXOH | 22.3006 | HV_SDGSFmNewCZ08 | rDXOH | 22.3006
1296 | 3 | 1 | 2 | 8 | 6 | TRUE | HV_SDGSFmNewCZ08rNCOH | ResHVAC | HV_SDGSFmNewCZ08 | rWtd | All | SDG | SFm | New | CZ08 | rNCOH | 0 | HV_SDGSFmNewCZ08 | rNCOH | 0
1297 | 3 | 1 | 2 | 9 | 1 | FALSE | HV_SDGSFmNewCZ09rDXGF | ResHVAC | HV_SDGSFmNewCZ09 | rWtd | All | SDG | SFm | New | CZ09 | rDXGF | 0 | HV_SDGSFmNewCZ09 | rDXGF | 0
1298 | 3 | 1 | 2 | 9 | 2 | FALSE | HV_SDGSFmNewCZ09rNCGF | ResHVAC | HV_SDGSFmNewCZ09 | rWtd | All | SDG | SFm | New | CZ09 | rNCGF | 0 | HV_SDGSFmNewCZ09 | rNCGF | 0
1299 | 3 | 1 | 2 | 9 | 3 | FALSE | HV_SDGSFmNewCZ09rDXHP | ResHVAC | HV_SDGSFmNewCZ09 | rWtd | All | SDG | SFm | New | CZ09 | rDXHP | 0 | HV_SDGSFmNewCZ09 | rDXHP | 0
1300 | 3 | 1 | 2 | 9 | 4 | FALSE | HV_SDGSFmNewCZ09rNCEH | ResHVAC | HV_SDGSFmNewCZ09 | rWtd | All | SDG | SFm | New | CZ09 | rNCEH | 0 | HV_SDGSFmNewCZ09 | rNCEH | 0
1301 | 3 | 1 | 2 | 9 | 5 | FALSE | HV_SDGSFmNewCZ09rDXOH | ResHVAC | HV_SDGSFmNewCZ09 | rWtd | All | SDG | SFm | New | CZ09 | rDXOH | 0 | HV_SDGSFmNewCZ09 | rDXOH | 0
1302 | 3 | 1 | 2 | 9 | 6 | FALSE | HV_SDGSFmNewCZ09rNCOH | ResHVAC | HV_SDGSFmNewCZ09 | rWtd | All | SDG | SFm | New | CZ09 | rNCOH | 0 | HV_SDGSFmNewCZ09 | rNCOH | 0
1303 | 3 | 1 | 2 | 10 | 1 | TRUE | HV_SDGSFmNewCZ10rDXGF | ResHVAC | HV_SDGSFmNewCZ10 | rWtd | All | SDG | SFm | New | CZ10 | rDXGF | 6871.3644 | HV_SDGSFmNewCZ10 | rDXGF | 6871.3644
1304 | 3 | 1 | 2 | 10 | 2 | TRUE | HV_SDGSFmNewCZ10rNCGF | ResHVAC | HV_SDGSFmNewCZ10 | rWtd | All | SDG | SFm | New | CZ10 | rNCGF | 117.2934 | HV_SDGSFmNewCZ10 | rNCGF | 117.2934
1305 | 3 | 1 | 2 | 10 | 3 | TRUE | HV_SDGSFmNewCZ10rDXHP | ResHVAC | HV_SDGSFmNewCZ10 | rWtd | All | SDG | SFm | New | CZ10 | rDXHP | 394.906 | HV_SDGSFmNewCZ10 | rDXHP | 394.906
1306 | 3 | 1 | 2 | 10 | 4 | TRUE | HV_SDGSFmNewCZ10rNCEH | ResHVAC | HV_SDGSFmNewCZ10 | rWtd | All | SDG | SFm | New | CZ10 | rNCEH | 6.741 | HV_SDGSFmNewCZ10 | rNCEH | 6.741
1307 | 3 | 1 | 2 | 10 | 5 | TRUE | HV_SDGSFmNewCZ10rDXOH | ResHVAC | HV_SDGSFmNewCZ10 | rWtd | All | SDG | SFm | New | CZ10 | rDXOH | 552.8684 | HV_SDGSFmNewCZ10 | rDXOH | 552.8684
1308 | 3 | 1 | 2 | 10 | 6 | TRUE | HV_SDGSFmNewCZ10rNCOH | ResHVAC | HV_SDGSFmNewCZ10 | rWtd | All | SDG | SFm | New | CZ10 | rNCOH | 9.4374 | HV_SDGSFmNewCZ10 | rNCOH | 9.4374
1309 | 3 | 1 | 2 | 11 | 1 | FALSE | HV_SDGSFmNewCZ11rDXGF | ResHVAC | HV_SDGSFmNewCZ11 | rWtd | All | SDG | SFm | New | CZ11 | rDXGF | 0 | HV_SDGSFmNewCZ11 | rDXGF | 0
1310 | 3 | 1 | 2 | 11 | 2 | FALSE | HV_SDGSFmNewCZ11rNCGF | ResHVAC | HV_SDGSFmNewCZ11 | rWtd | All | SDG | SFm | New | CZ11 | rNCGF | 0 | HV_SDGSFmNewCZ11 | rNCGF | 0
1311 | 3 | 1 | 2 | 11 | 3 | FALSE | HV_SDGSFmNewCZ11rDXHP | ResHVAC | HV_SDGSFmNewCZ11 | rWtd | All | SDG | SFm | New | CZ11 | rDXHP | 0 | HV_SDGSFmNewCZ11 | rDXHP | 0
1312 | 3 | 1 | 2 | 11 | 4 | FALSE | HV_SDGSFmNewCZ11rNCEH | ResHVAC | HV_SDGSFmNewCZ11 | rWtd | All | SDG | SFm | New | CZ11 | rNCEH | 0 | HV_SDGSFmNewCZ11 | rNCEH | 0
1313 | 3 | 1 | 2 | 11 | 5 | FALSE | HV_SDGSFmNewCZ11rDXOH | ResHVAC | HV_SDGSFmNewCZ11 | rWtd | All | SDG | SFm | New | CZ11 | rDXOH | 0 | HV_SDGSFmNewCZ11 | rDXOH | 0
1314 | 3 | 1 | 2 | 11 | 6 | FALSE | HV_SDGSFmNewCZ11rNCOH | ResHVAC | HV_SDGSFmNewCZ11 | rWtd | All | SDG | SFm | New | CZ11 | rNCOH | 0 | HV_SDGSFmNewCZ11 | rNCOH | 0
1315 | 3 | 1 | 2 | 12 | 1 | FALSE | HV_SDGSFmNewCZ12rDXGF | ResHVAC | HV_SDGSFmNewCZ12 | rWtd | All | SDG | SFm | New | CZ12 | rDXGF | 0 | HV_SDGSFmNewCZ12 | rDXGF | 0
1316 | 3 | 1 | 2 | 12 | 2 | FALSE | HV_SDGSFmNewCZ12rNCGF | ResHVAC | HV_SDGSFmNewCZ12 | rWtd | All | SDG | SFm | New | CZ12 | rNCGF | 0 | HV_SDGSFmNewCZ12 | rNCGF | 0
1317 | 3 | 1 | 2 | 12 | 3 | FALSE | HV_SDGSFmNewCZ12rDXHP | ResHVAC | HV_SDGSFmNewCZ12 | rWtd | All | SDG | SFm | New | CZ12 | rDXHP | 0 | HV_SDGSFmNewCZ12 | rDXHP | 0
1318 | 3 | 1 | 2 | 12 | 4 | FALSE | HV_SDGSFmNewCZ12rNCEH | ResHVAC | HV_SDGSFmNewCZ12 | rWtd | All | SDG | SFm | New | CZ12 | rNCEH | 0 | HV_SDGSFmNewCZ12 | rNCEH | 0
1319 | 3 | 1 | 2 | 12 | 5 | FALSE | HV_SDGSFmNewCZ12rDXOH | ResHVAC | HV_SDGSFmNewCZ12 | rWtd | All | SDG | SFm | New | CZ12 | rDXOH | 0 | HV_SDGSFmNewCZ12 | rDXOH | 0
1320 | 3 | 1 | 2 | 12 | 6 | FALSE | HV_SDGSFmNewCZ12rNCOH | ResHVAC | HV_SDGSFmNewCZ12 | rWtd | All | SDG | SFm | New | CZ12 | rNCOH | 0 | HV_SDGSFmNewCZ12 | rNCOH | 0
1321 | 3 | 1 | 2 | 13 | 1 | FALSE | HV_SDGSFmNewCZ13rDXGF | ResHVAC | HV_SDGSFmNewCZ13 | rWtd | All | SDG | SFm | New | CZ13 | rDXGF | 0 | HV_SDGSFmNewCZ13 | rDXGF | 0
1322 | 3 | 1 | 2 | 13 | 2 | FALSE | HV_SDGSFmNewCZ13rNCGF | ResHVAC | HV_SDGSFmNewCZ13 | rWtd | All | SDG | SFm | New | CZ13 | rNCGF | 0 | HV_SDGSFmNewCZ13 | rNCGF | 0
1323 | 3 | 1 | 2 | 13 | 3 | FALSE | HV_SDGSFmNewCZ13rDXHP | ResHVAC | HV_SDGSFmNewCZ13 | rWtd | All | SDG | SFm | New | CZ13 | rDXHP | 0 | HV_SDGSFmNewCZ13 | rDXHP | 0
1324 | 3 | 1 | 2 | 13 | 4 | FALSE | HV_SDGSFmNewCZ13rNCEH | ResHVAC | HV_SDGSFmNewCZ13 | rWtd | All | SDG | SFm | New | CZ13 | rNCEH | 0 | HV_SDGSFmNewCZ13 | rNCEH | 0
1325 | 3 | 1 | 2 | 13 | 5 | FALSE | HV_SDGSFmNewCZ13rDXOH | ResHVAC | HV_SDGSFmNewCZ13 | rWtd | All | SDG | SFm | New | CZ13 | rDXOH | 0 | HV_SDGSFmNewCZ13 | rDXOH | 0
1326 | 3 | 1 | 2 | 13 | 6 | FALSE | HV_SDGSFmNewCZ13rNCOH | ResHVAC | HV_SDGSFmNewCZ13 | rWtd | All | SDG | SFm | New | CZ13 | rNCOH | 0 | HV_SDGSFmNewCZ13 | rNCOH | 0
1327 | 3 | 1 | 2 | 14 | 1 | TRUE | HV_SDGSFmNewCZ14rDXGF | ResHVAC | HV_SDGSFmNewCZ14 | rWtd | All | SDG | SFm | New | CZ14 | rDXGF | 48.6156 | HV_SDGSFmNewCZ14 | rDXGF | 48.6156
1328 | 3 | 1 | 2 | 14 | 2 | TRUE | HV_SDGSFmNewCZ14rNCGF | ResHVAC | HV_SDGSFmNewCZ14 | rWtd | All | SDG | SFm | New | CZ14 | rNCGF | 100.2414 | HV_SDGSFmNewCZ14 | rNCGF | 100.2414
1329 | 3 | 1 | 2 | 14 | 3 | TRUE | HV_SDGSFmNewCZ14rDXHP | ResHVAC | HV_SDGSFmNewCZ14 | rWtd | All | SDG | SFm | New | CZ14 | rDXHP | 2.794 | HV_SDGSFmNewCZ14 | rDXHP | 2.794
1330 | 3 | 1 | 2 | 14 | 4 | TRUE | HV_SDGSFmNewCZ14rNCEH | ResHVAC | HV_SDGSFmNewCZ14 | rWtd | All | SDG | SFm | New | CZ14 | rNCEH | 5.761 | HV_SDGSFmNewCZ14 | rNCEH | 5.761
1331 | 3 | 1 | 2 | 14 | 5 | TRUE | HV_SDGSFmNewCZ14rDXOH | ResHVAC | HV_SDGSFmNewCZ14 | rWtd | All | SDG | SFm | New | CZ14 | rDXOH | 3.9116 | HV_SDGSFmNewCZ14 | rDXOH | 3.9116
1332 | 3 | 1 | 2 | 14 | 6 | TRUE | HV_SDGSFmNewCZ14rNCOH | ResHVAC | HV_SDGSFmNewCZ14 | rWtd | All | SDG | SFm | New | CZ14 | rNCOH | 8.0654 | HV_SDGSFmNewCZ14 | rNCOH | 8.0654
1333 | 3 | 1 | 2 | 15 | 1 | TRUE | HV_SDGSFmNewCZ15rDXGF | ResHVAC | HV_SDGSFmNewCZ15 | rWtd | All | SDG | SFm | New | CZ15 | rDXGF | 0.54438 | HV_SDGSFmNewCZ15 | rDXGF | 0.54438
1334 | 3 | 1 | 2 | 15 | 2 | TRUE | HV_SDGSFmNewCZ15rNCGF | ResHVAC | HV_SDGSFmNewCZ15 | rWtd | All | SDG | SFm | New | CZ15 | rNCGF | 0.33441 | HV_SDGSFmNewCZ15 | rNCGF | 0.33441
1335 | 3 | 1 | 2 | 15 | 3 | TRUE | HV_SDGSFmNewCZ15rDXHP | ResHVAC | HV_SDGSFmNewCZ15 | rWtd | All | SDG | SFm | New | CZ15 | rDXHP | 0.031286 | HV_SDGSFmNewCZ15 | rDXHP | 0.031286
1336 | 3 | 1 | 2 | 15 | 4 | TRUE | HV_SDGSFmNewCZ15rNCEH | ResHVAC | HV_SDGSFmNewCZ15 | rWtd | All | SDG | SFm | New | CZ15 | rNCEH | 0.019219 | HV_SDGSFmNewCZ15 | rNCEH | 0.019219
1337 | 3 | 1 | 2 | 15 | 5 | TRUE | HV_SDGSFmNewCZ15rDXOH | ResHVAC | HV_SDGSFmNewCZ15 | rWtd | All | SDG | SFm | New | CZ15 | rDXOH | 0.043801 | HV_SDGSFmNewCZ15 | rDXOH | 0.043801
1338 | 3 | 1 | 2 | 15 | 6 | TRUE | HV_SDGSFmNewCZ15rNCOH | ResHVAC | HV_SDGSFmNewCZ15 | rWtd | All | SDG | SFm | New | CZ15 | rNCOH | 0.026907 | HV_SDGSFmNewCZ15 | rNCOH | 0.026907
1339 | 3 | 1 | 2 | 16 | 1 | FALSE | HV_SDGSFmNewCZ16rDXGF | ResHVAC | HV_SDGSFmNewCZ16 | rWtd | All | SDG | SFm | New | CZ16 | rDXGF | 0 | HV_SDGSFmNewCZ16 | rDXGF | 0
1340 | 3 | 1 | 2 | 16 | 2 | FALSE | HV_SDGSFmNewCZ16rNCGF | ResHVAC | HV_SDGSFmNewCZ16 | rWtd | All | SDG | SFm | New | CZ16 | rNCGF | 0 | HV_SDGSFmNewCZ16 | rNCGF | 0
1341 | 3 | 1 | 2 | 16 | 3 | FALSE | HV_SDGSFmNewCZ16rDXHP | ResHVAC | HV_SDGSFmNewCZ16 | rWtd | All | SDG | SFm | New | CZ16 | rDXHP | 0 | HV_SDGSFmNewCZ16 | rDXHP | 0
1342 | 3 | 1 | 2 | 16 | 4 | FALSE | HV_SDGSFmNewCZ16rNCEH | ResHVAC | HV_SDGSFmNewCZ16 | rWtd | All | SDG | SFm | New | CZ16 | rNCEH | 0 | HV_SDGSFmNewCZ16 | rNCEH | 0
1343 | 3 | 1 | 2 | 16 | 5 | FALSE | HV_SDGSFmNewCZ16rDXOH | ResHVAC | HV_SDGSFmNewCZ16 | rWtd | All | SDG | SFm | New | CZ16 | rDXOH | 0 | HV_SDGSFmNewCZ16 | rDXOH | 0
1344 | 3 | 1 | 2 | 16 | 6 | FALSE | HV_SDGSFmNewCZ16rNCOH | ResHVAC | HV_SDGSFmNewCZ16 | rWtd | All | SDG | SFm | New | CZ16 | rNCOH | 0 | HV_SDGSFmNewCZ16 | rNCOH | 0
1345 | 3 | 2 | 1 | 1 | 1 | FALSE | HV_SDGMFmExCZ01rDXGF | ResHVAC | HV_SDGMFmExCZ01 | rWtd | All | SDG | MFm | Ex | CZ01 | rDXGF | 0 | HV_SDGMFmExCZ01 | rDXGF | 0
1346 | 3 | 2 | 1 | 1 | 2 | FALSE | HV_SDGMFmExCZ01rNCGF | ResHVAC | HV_SDGMFmExCZ01 | rWtd | All | SDG | MFm | Ex | CZ01 | rNCGF | 0 | HV_SDGMFmExCZ01 | rNCGF | 0
1347 | 3 | 2 | 1 | 1 | 3 | FALSE | HV_SDGMFmExCZ01rDXHP | ResHVAC | HV_SDGMFmExCZ01 | rWtd | All | SDG | MFm | Ex | CZ01 | rDXHP | 0 | HV_SDGMFmExCZ01 | rDXHP | 0
1348 | 3 | 2 | 1 | 1 | 4 | FALSE | HV_SDGMFmExCZ01rNCEH | ResHVAC | HV_SDGMFmExCZ01 | rWtd | All | SDG | MFm | Ex | CZ01 | rNCEH | 0 | HV_SDGMFmExCZ01 | rNCEH | 0
1349 | 3 | 2 | 1 | 1 | 5 | FALSE | HV_SDGMFmExCZ01rDXOH | ResHVAC | HV_SDGMFmExCZ01 | rWtd | All | SDG | MFm | Ex | CZ01 | rDXOH | 0 | HV_SDGMFmExCZ01 | rDXOH | 0
1350 | 3 | 2 | 1 | 1 | 6 | FALSE | HV_SDGMFmExCZ01rNCOH | ResHVAC | HV_SDGMFmExCZ01 | rWtd | All | SDG | MFm | Ex | CZ01 | rNCOH | 0 | HV_SDGMFmExCZ01 | rNCOH | 0
1351 | 3 | 2 | 1 | 2 | 1 | FALSE | HV_SDGMFmExCZ02rDXGF | ResHVAC | HV_SDGMFmExCZ02 | rWtd | All | SDG | MFm | Ex | CZ02 | rDXGF | 0 | HV_SDGMFmExCZ02 | rDXGF | 0
1352 | 3 | 2 | 1 | 2 | 2 | FALSE | HV_SDGMFmExCZ02rNCGF | ResHVAC | HV_SDGMFmExCZ02 | rWtd | All | SDG | MFm | Ex | CZ02 | rNCGF | 0 | HV_SDGMFmExCZ02 | rNCGF | 0
1353 | 3 | 2 | 1 | 2 | 3 | FALSE | HV_SDGMFmExCZ02rDXHP | ResHVAC | HV_SDGMFmExCZ02 | rWtd | All | SDG | MFm | Ex | CZ02 | rDXHP | 0 | HV_SDGMFmExCZ02 | rDXHP | 0
1354 | 3 | 2 | 1 | 2 | 4 | FALSE | HV_SDGMFmExCZ02rNCEH | ResHVAC | HV_SDGMFmExCZ02 | rWtd | All | SDG | MFm | Ex | CZ02 | rNCEH | 0 | HV_SDGMFmExCZ02 | rNCEH | 0
1355 | 3 | 2 | 1 | 2 | 5 | FALSE | HV_SDGMFmExCZ02rDXOH | ResHVAC | HV_SDGMFmExCZ02 | rWtd | All | SDG | MFm | Ex | CZ02 | rDXOH | 0 | HV_SDGMFmExCZ02 | rDXOH | 0
1356 | 3 | 2 | 1 | 2 | 6 | FALSE | HV_SDGMFmExCZ02rNCOH | ResHVAC | HV_SDGMFmExCZ02 | rWtd | All | SDG | MFm | Ex | CZ02 | rNCOH | 0 | HV_SDGMFmExCZ02 | rNCOH | 0
1357 | 3 | 2 | 1 | 3 | 1 | FALSE | HV_SDGMFmExCZ03rDXGF | ResHVAC | HV_SDGMFmExCZ03 | rWtd | All | SDG | MFm | Ex | CZ03 | rDXGF | 0 | HV_SDGMFmExCZ03 | rDXGF | 0
1358 | 3 | 2 | 1 | 3 | 2 | FALSE | HV_SDGMFmExCZ03rNCGF | ResHVAC | HV_SDGMFmExCZ03 | rWtd | All | SDG | MFm | Ex | CZ03 | rNCGF | 0 | HV_SDGMFmExCZ03 | rNCGF | 0
1359 | 3 | 2 | 1 | 3 | 3 | FALSE | HV_SDGMFmExCZ03rDXHP | ResHVAC | HV_SDGMFmExCZ03 | rWtd | All | SDG | MFm | Ex | CZ03 | rDXHP | 0 | HV_SDGMFmExCZ03 | rDXHP | 0
1360 | 3 | 2 | 1 | 3 | 4 | FALSE | HV_SDGMFmExCZ03rNCEH | ResHVAC | HV_SDGMFmExCZ03 | rWtd | All | SDG | MFm | Ex | CZ03 | rNCEH | 0 | HV_SDGMFmExCZ03 | rNCEH | 0
1361 | 3 | 2 | 1 | 3 | 5 | FALSE | HV_SDGMFmExCZ03rDXOH | ResHVAC | HV_SDGMFmExCZ03 | rWtd | All | SDG | MFm | Ex | CZ03 | rDXOH | 0 | HV_SDGMFmExCZ03 | rDXOH | 0
1362 | 3 | 2 | 1 | 3 | 6 | FALSE | HV_SDGMFmExCZ03rNCOH | ResHVAC | HV_SDGMFmExCZ03 | rWtd | All | SDG | MFm | Ex | CZ03 | rNCOH | 0 | HV_SDGMFmExCZ03 | rNCOH | 0
1363 | 3 | 2 | 1 | 4 | 1 | FALSE | HV_SDGMFmExCZ04rDXGF | ResHVAC | HV_SDGMFmExCZ04 | rWtd | All | SDG | MFm | Ex | CZ04 | rDXGF | 0 | HV_SDGMFmExCZ04 | rDXGF | 0
1364 | 3 | 2 | 1 | 4 | 2 | FALSE | HV_SDGMFmExCZ04rNCGF | ResHVAC | HV_SDGMFmExCZ04 | rWtd | All | SDG | MFm | Ex | CZ04 | rNCGF | 0 | HV_SDGMFmExCZ04 | rNCGF | 0
1365 | 3 | 2 | 1 | 4 | 3 | FALSE | HV_SDGMFmExCZ04rDXHP | ResHVAC | HV_SDGMFmExCZ04 | rWtd | All | SDG | MFm | Ex | CZ04 | rDXHP | 0 | HV_SDGMFmExCZ04 | rDXHP | 0
1366 | 3 | 2 | 1 | 4 | 4 | FALSE | HV_SDGMFmExCZ04rNCEH | ResHVAC | HV_SDGMFmExCZ04 | rWtd | All | SDG | MFm | Ex | CZ04 | rNCEH | 0 | HV_SDGMFmExCZ04 | rNCEH | 0
1367 | 3 | 2 | 1 | 4 | 5 | FALSE | HV_SDGMFmExCZ04rDXOH | ResHVAC | HV_SDGMFmExCZ04 | rWtd | All | SDG | MFm | Ex | CZ04 | rDXOH | 0 | HV_SDGMFmExCZ04 | rDXOH | 0
1368 | 3 | 2 | 1 | 4 | 6 | FALSE | HV_SDGMFmExCZ04rNCOH | ResHVAC | HV_SDGMFmExCZ04 | rWtd | All | SDG | MFm | Ex | CZ04 | rNCOH | 0 | HV_SDGMFmExCZ04 | rNCOH | 0
1369 | 3 | 2 | 1 | 5 | 1 | FALSE | HV_SDGMFmExCZ05rDXGF | ResHVAC | HV_SDGMFmExCZ05 | rWtd | All | SDG | MFm | Ex | CZ05 | rDXGF | 0 | HV_SDGMFmExCZ05 | rDXGF | 0
1370 | 3 | 2 | 1 | 5 | 2 | FALSE | HV_SDGMFmExCZ05rNCGF | ResHVAC | HV_SDGMFmExCZ05 | rWtd | All | SDG | MFm | Ex | CZ05 | rNCGF | 0 | HV_SDGMFmExCZ05 | rNCGF | 0
1371 | 3 | 2 | 1 | 5 | 3 | FALSE | HV_SDGMFmExCZ05rDXHP | ResHVAC | HV_SDGMFmExCZ05 | rWtd | All | SDG | MFm | Ex | CZ05 | rDXHP | 0 | HV_SDGMFmExCZ05 | rDXHP | 0
1372 | 3 | 2 | 1 | 5 | 4 | FALSE | HV_SDGMFmExCZ05rNCEH | ResHVAC | HV_SDGMFmExCZ05 | rWtd | All | SDG | MFm | Ex | CZ05 | rNCEH | 0 | HV_SDGMFmExCZ05 | rNCEH | 0
1373 | 3 | 2 | 1 | 5 | 5 | FALSE | HV_SDGMFmExCZ05rDXOH | ResHVAC | HV_SDGMFmExCZ05 | rWtd | All | SDG | MFm | Ex | CZ05 | rDXOH | 0 | HV_SDGMFmExCZ05 | rDXOH | 0
1374 | 3 | 2 | 1 | 5 | 6 | FALSE | HV_SDGMFmExCZ05rNCOH | ResHVAC | HV_SDGMFmExCZ05 | rWtd | All | SDG | MFm | Ex | CZ05 | rNCOH | 0 | HV_SDGMFmExCZ05 | rNCOH | 0
1375 | 3 | 2 | 1 | 6 | 1 | TRUE | HV_SDGMFmExCZ06rDXGF | ResHVAC | HV_SDGMFmExCZ06 | rWtd | All | SDG | MFm | Ex | CZ06 | rDXGF | 4967.1007 | HV_SDGMFmExCZ06 | rDXGF | 4967.1007
1376 | 3 | 2 | 1 | 6 | 2 | TRUE | HV_SDGMFmExCZ06rNCGF | ResHVAC | HV_SDGMFmExCZ06 | rWtd | All | SDG | MFm | Ex | CZ06 | rNCGF | 7534.4172 | HV_SDGMFmExCZ06 | rNCGF | 7534.4172
1377 | 3 | 2 | 1 | 6 | 3 | TRUE | HV_SDGMFmExCZ06rDXHP | ResHVAC | HV_SDGMFmExCZ06 | rWtd | All | SDG | MFm | Ex | CZ06 | rDXHP | 714.2425 | HV_SDGMFmExCZ06 | rDXHP | 714.2425
1378 | 3 | 2 | 1 | 6 | 4 | TRUE | HV_SDGMFmExCZ06rNCEH | ResHVAC | HV_SDGMFmExCZ06 | rWtd | All | SDG | MFm | Ex | CZ06 | rNCEH | 1083.4088 | HV_SDGMFmExCZ06 | rNCEH | 1083.4088
1379 | 3 | 2 | 1 | 6 | 5 | TRUE | HV_SDGMFmExCZ06rDXOH | ResHVAC | HV_SDGMFmExCZ06 | rWtd | All | SDG | MFm | Ex | CZ06 | rDXOH | 619.4211 | HV_SDGMFmExCZ06 | rDXOH | 619.4211
1380 | 3 | 2 | 1 | 6 | 6 | TRUE | HV_SDGMFmExCZ06rNCOH | ResHVAC | HV_SDGMFmExCZ06 | rWtd | All | SDG | MFm | Ex | CZ06 | rNCOH | 939.5776 | HV_SDGMFmExCZ06 | rNCOH | 939.5776
1381 | 3 | 2 | 1 | 7 | 1 | TRUE | HV_SDGMFmExCZ07rDXGF | ResHVAC | HV_SDGMFmExCZ07 | rWtd | All | SDG | MFm | Ex | CZ07 | rDXGF | 49272.1641 | HV_SDGMFmExCZ07 | rDXGF | 49272.1641
1382 | 3 | 2 | 1 | 7 | 2 | TRUE | HV_SDGMFmExCZ07rNCGF | ResHVAC | HV_SDGMFmExCZ07 | rWtd | All | SDG | MFm | Ex | CZ07 | rNCGF | 118412.5462 | HV_SDGMFmExCZ07 | rNCGF | 118412.5462
1383 | 3 | 2 | 1 | 7 | 3 | TRUE | HV_SDGMFmExCZ07rDXHP | ResHVAC | HV_SDGMFmExCZ07 | rWtd | All | SDG | MFm | Ex | CZ07 | rDXHP | 7085.073 | HV_SDGMFmExCZ07 | rDXHP | 7085.073
1384 | 3 | 2 | 1 | 7 | 4 | TRUE | HV_SDGMFmExCZ07rNCEH | ResHVAC | HV_SDGMFmExCZ07 | rWtd | All | SDG | MFm | Ex | CZ07 | rNCEH | 17027.0891 | HV_SDGMFmExCZ07 | rNCEH | 17027.0891
1385 | 3 | 2 | 1 | 7 | 5 | TRUE | HV_SDGMFmExCZ07rDXOH | ResHVAC | HV_SDGMFmExCZ07 | rWtd | All | SDG | MFm | Ex | CZ07 | rDXOH | 6144.4729 | HV_SDGMFmExCZ07 | rDXOH | 6144.4729
1386 | 3 | 2 | 1 | 7 | 6 | TRUE | HV_SDGMFmExCZ07rNCOH | ResHVAC | HV_SDGMFmExCZ07 | rWtd | All | SDG | MFm | Ex | CZ07 | rNCOH | 14766.6069 | HV_SDGMFmExCZ07 | rNCOH | 14766.6069
1387 | 3 | 2 | 1 | 8 | 1 | TRUE | HV_SDGMFmExCZ08rDXGF | ResHVAC | HV_SDGMFmExCZ08 | rWtd | All | SDG | MFm | Ex | CZ08 | rDXGF | 7561.75 | HV_SDGMFmExCZ08 | rDXGF | 7561.75
1388 | 3 | 2 | 1 | 8 | 2 | TRUE | HV_SDGMFmExCZ08rNCGF | ResHVAC | HV_SDGMFmExCZ08 | rWtd | All | SDG | MFm | Ex | CZ08 | rNCGF | 3363.6347 | HV_SDGMFmExCZ08 | rNCGF | 3363.6347
1389 | 3 | 2 | 1 | 8 | 3 | TRUE | HV_SDGMFmExCZ08rDXHP | ResHVAC | HV_SDGMFmExCZ08 | rWtd | All | SDG | MFm | Ex | CZ08 | rDXHP | 1087.3391 | HV_SDGMFmExCZ08 | rDXHP | 1087.3391
1390 | 3 | 2 | 1 | 8 | 4 | TRUE | HV_SDGMFmExCZ08rNCEH | ResHVAC | HV_SDGMFmExCZ08 | rWtd | All | SDG | MFm | Ex | CZ08 | rNCEH | 483.6726 | HV_SDGMFmExCZ08 | rNCEH | 483.6726
1391 | 3 | 2 | 1 | 8 | 5 | TRUE | HV_SDGMFmExCZ08rDXOH | ResHVAC | HV_SDGMFmExCZ08 | rWtd | All | SDG | MFm | Ex | CZ08 | rDXOH | 942.9861 | HV_SDGMFmExCZ08 | rDXOH | 942.9861
1392 | 3 | 2 | 1 | 8 | 6 | TRUE | HV_SDGMFmExCZ08rNCOH | ResHVAC | HV_SDGMFmExCZ08 | rWtd | All | SDG | MFm | Ex | CZ08 | rNCOH | 419.4612 | HV_SDGMFmExCZ08 | rNCOH | 419.4612
1393 | 3 | 2 | 1 | 9 | 1 | FALSE | HV_SDGMFmExCZ09rDXGF | ResHVAC | HV_SDGMFmExCZ09 | rWtd | All | SDG | MFm | Ex | CZ09 | rDXGF | 0 | HV_SDGMFmExCZ09 | rDXGF | 0
1394 | 3 | 2 | 1 | 9 | 2 | FALSE | HV_SDGMFmExCZ09rNCGF | ResHVAC | HV_SDGMFmExCZ09 | rWtd | All | SDG | MFm | Ex | CZ09 | rNCGF | 0 | HV_SDGMFmExCZ09 | rNCGF | 0
1395 | 3 | 2 | 1 | 9 | 3 | FALSE | HV_SDGMFmExCZ09rDXHP | ResHVAC | HV_SDGMFmExCZ09 | rWtd | All | SDG | MFm | Ex | CZ09 | rDXHP | 0 | HV_SDGMFmExCZ09 | rDXHP | 0
1396 | 3 | 2 | 1 | 9 | 4 | FALSE | HV_SDGMFmExCZ09rNCEH | ResHVAC | HV_SDGMFmExCZ09 | rWtd | All | SDG | MFm | Ex | CZ09 | rNCEH | 0 | HV_SDGMFmExCZ09 | rNCEH | 0
1397 | 3 | 2 | 1 | 9 | 5 | FALSE | HV_SDGMFmExCZ09rDXOH | ResHVAC | HV_SDGMFmExCZ09 | rWtd | All | SDG | MFm | Ex | CZ09 | rDXOH | 0 | HV_SDGMFmExCZ09 | rDXOH | 0
1398 | 3 | 2 | 1 | 9 | 6 | FALSE | HV_SDGMFmExCZ09rNCOH | ResHVAC | HV_SDGMFmExCZ09 | rWtd | All | SDG | MFm | Ex | CZ09 | rNCOH | 0 | HV_SDGMFmExCZ09 | rNCOH | 0
1399 | 3 | 2 | 1 | 10 | 1 | TRUE | HV_SDGMFmExCZ10rDXGF | ResHVAC | HV_SDGMFmExCZ10 | rWtd | All | SDG | MFm | Ex | CZ10 | rDXGF | 39344.3686 | HV_SDGMFmExCZ10 | rDXGF | 39344.3686
1400 | 3 | 2 | 1 | 10 | 2 | TRUE | HV_SDGMFmExCZ10rNCGF | ResHVAC | HV_SDGMFmExCZ10 | rWtd | All | SDG | MFm | Ex | CZ10 | rNCGF | 10007.0567 | HV_SDGMFmExCZ10 | rNCGF | 10007.0567
1401 | 3 | 2 | 1 | 10 | 3 | TRUE | HV_SDGMFmExCZ10rDXHP | ResHVAC | HV_SDGMFmExCZ10 | rWtd | All | SDG | MFm | Ex | CZ10 | rDXHP | 5657.5092 | HV_SDGMFmExCZ10 | rDXHP | 5657.5092
1402 | 3 | 2 | 1 | 10 | 4 | TRUE | HV_SDGMFmExCZ10rNCEH | ResHVAC | HV_SDGMFmExCZ10 | rWtd | All | SDG | MFm | Ex | CZ10 | rNCEH | 1438.9611 | HV_SDGMFmExCZ10 | rNCEH | 1438.9611
1403 | 3 | 2 | 1 | 10 | 5 | TRUE | HV_SDGMFmExCZ10rDXOH | ResHVAC | HV_SDGMFmExCZ10 | rWtd | All | SDG | MFm | Ex | CZ10 | rDXOH | 4906.4296 | HV_SDGMFmExCZ10 | rDXOH | 4906.4296
1404 | 3 | 2 | 1 | 10 | 6 | TRUE | HV_SDGMFmExCZ10rNCOH | ResHVAC | HV_SDGMFmExCZ10 | rWtd | All | SDG | MFm | Ex | CZ10 | rNCOH | 1247.9275 | HV_SDGMFmExCZ10 | rNCOH | 1247.9275
1405 | 3 | 2 | 1 | 11 | 1 | FALSE | HV_SDGMFmExCZ11rDXGF | ResHVAC | HV_SDGMFmExCZ11 | rWtd | All | SDG | MFm | Ex | CZ11 | rDXGF | 0 | HV_SDGMFmExCZ11 | rDXGF | 0
1406 | 3 | 2 | 1 | 11 | 2 | FALSE | HV_SDGMFmExCZ11rNCGF | ResHVAC | HV_SDGMFmExCZ11 | rWtd | All | SDG | MFm | Ex | CZ11 | rNCGF | 0 | HV_SDGMFmExCZ11 | rNCGF | 0
1407 | 3 | 2 | 1 | 11 | 3 | FALSE | HV_SDGMFmExCZ11rDXHP | ResHVAC | HV_SDGMFmExCZ11 | rWtd | All | SDG | MFm | Ex | CZ11 | rDXHP | 0 | HV_SDGMFmExCZ11 | rDXHP | 0
1408 | 3 | 2 | 1 | 11 | 4 | FALSE | HV_SDGMFmExCZ11rNCEH | ResHVAC | HV_SDGMFmExCZ11 | rWtd | All | SDG | MFm | Ex | CZ11 | rNCEH | 0 | HV_SDGMFmExCZ11 | rNCEH | 0
1409 | 3 | 2 | 1 | 11 | 5 | FALSE | HV_SDGMFmExCZ11rDXOH | ResHVAC | HV_SDGMFmExCZ11 | rWtd | All | SDG | MFm | Ex | CZ11 | rDXOH | 0 | HV_SDGMFmExCZ11 | rDXOH | 0
1410 | 3 | 2 | 1 | 11 | 6 | FALSE | HV_SDGMFmExCZ11rNCOH | ResHVAC | HV_SDGMFmExCZ11 | rWtd | All | SDG | MFm | Ex | CZ11 | rNCOH | 0 | HV_SDGMFmExCZ11 | rNCOH | 0
1411 | 3 | 2 | 1 | 12 | 1 | FALSE | HV_SDGMFmExCZ12rDXGF | ResHVAC | HV_SDGMFmExCZ12 | rWtd | All | SDG | MFm | Ex | CZ12 | rDXGF | 0 | HV_SDGMFmExCZ12 | rDXGF | 0
1412 | 3 | 2 | 1 | 12 | 2 | FALSE | HV_SDGMFmExCZ12rNCGF | ResHVAC | HV_SDGMFmExCZ12 | rWtd | All | SDG | MFm | Ex | CZ12 | rNCGF | 0 | HV_SDGMFmExCZ12 | rNCGF | 0
1413 | 3 | 2 | 1 | 12 | 3 | FALSE | HV_SDGMFmExCZ12rDXHP | ResHVAC | HV_SDGMFmExCZ12 | rWtd | All | SDG | MFm | Ex | CZ12 | rDXHP | 0 | HV_SDGMFmExCZ12 | rDXHP | 0
1414 | 3 | 2 | 1 | 12 | 4 | FALSE | HV_SDGMFmExCZ12rNCEH | ResHVAC | HV_SDGMFmExCZ12 | rWtd | All | SDG | MFm | Ex | CZ12 | rNCEH | 0 | HV_SDGMFmExCZ12 | rNCEH | 0
1415 | 3 | 2 | 1 | 12 | 5 | FALSE | HV_SDGMFmExCZ12rDXOH | ResHVAC | HV_SDGMFmExCZ12 | rWtd | All | SDG | MFm | Ex | CZ12 | rDXOH | 0 | HV_SDGMFmExCZ12 | rDXOH | 0
1416 | 3 | 2 | 1 | 12 | 6 | FALSE | HV_SDGMFmExCZ12rNCOH | ResHVAC | HV_SDGMFmExCZ12 | rWtd | All | SDG | MFm | Ex | CZ12 | rNCOH | 0 | HV_SDGMFmExCZ12 | rNCOH | 0
1417 | 3 | 2 | 1 | 13 | 1 | FALSE | HV_SDGMFmExCZ13rDXGF | ResHVAC | HV_SDGMFmExCZ13 | rWtd | All | SDG | MFm | Ex | CZ13 | rDXGF | 0 | HV_SDGMFmExCZ13 | rDXGF | 0
1418 | 3 | 2 | 1 | 13 | 2 | FALSE | HV_SDGMFmExCZ13rNCGF | ResHVAC | HV_SDGMFmExCZ13 | rWtd | All | SDG | MFm | Ex | CZ13 | rNCGF | 0 | HV_SDGMFmExCZ13 | rNCGF | 0
1419 | 3 | 2 | 1 | 13 | 3 | FALSE | HV_SDGMFmExCZ13rDXHP | ResHVAC | HV_SDGMFmExCZ13 | rWtd | All | SDG | MFm | Ex | CZ13 | rDXHP | 0 | HV_SDGMFmExCZ13 | rDXHP | 0
1420 | 3 | 2 | 1 | 13 | 4 | FALSE | HV_SDGMFmExCZ13rNCEH | ResHVAC | HV_SDGMFmExCZ13 | rWtd | All | SDG | MFm | Ex | CZ13 | rNCEH | 0 | HV_SDGMFmExCZ13 | rNCEH | 0
1421 | 3 | 2 | 1 | 13 | 5 | FALSE | HV_SDGMFmExCZ13rDXOH | ResHVAC | HV_SDGMFmExCZ13 | rWtd | All | SDG | MFm | Ex | CZ13 | rDXOH | 0 | HV_SDGMFmExCZ13 | rDXOH | 0
1422 | 3 | 2 | 1 | 13 | 6 | FALSE | HV_SDGMFmExCZ13rNCOH | ResHVAC | HV_SDGMFmExCZ13 | rWtd | All | SDG | MFm | Ex | CZ13 | rNCOH | 0 | HV_SDGMFmExCZ13 | rNCOH | 0
1423 | 3 | 2 | 1 | 14 | 1 | TRUE | HV_SDGMFmExCZ14rDXGF | ResHVAC | HV_SDGMFmExCZ14 | rWtd | All | SDG | MFm | Ex | CZ14 | rDXGF | 192.3056 | HV_SDGMFmExCZ14 | rDXGF | 192.3056
1424 | 3 | 2 | 1 | 14 | 2 | TRUE | HV_SDGMFmExCZ14rNCGF | ResHVAC | HV_SDGMFmExCZ14 | rWtd | All | SDG | MFm | Ex | CZ14 | rNCGF | 0 | HV_SDGMFmExCZ14 | rNCGF | 0
1425 | 3 | 2 | 1 | 14 | 3 | TRUE | HV_SDGMFmExCZ14rDXHP | ResHVAC | HV_SDGMFmExCZ14 | rWtd | All | SDG | MFm | Ex | CZ14 | rDXHP | 27.6525 | HV_SDGMFmExCZ14 | rDXHP | 27.6525
1426 | 3 | 2 | 1 | 14 | 4 | TRUE | HV_SDGMFmExCZ14rNCEH | ResHVAC | HV_SDGMFmExCZ14 | rWtd | All | SDG | MFm | Ex | CZ14 | rNCEH | 0 | HV_SDGMFmExCZ14 | rNCEH | 0
1427 | 3 | 2 | 1 | 14 | 5 | TRUE | HV_SDGMFmExCZ14rDXOH | ResHVAC | HV_SDGMFmExCZ14 | rWtd | All | SDG | MFm | Ex | CZ14 | rDXOH | 23.9814 | HV_SDGMFmExCZ14 | rDXOH | 23.9814
1428 | 3 | 2 | 1 | 14 | 6 | TRUE | HV_SDGMFmExCZ14rNCOH | ResHVAC | HV_SDGMFmExCZ14 | rWtd | All | SDG | MFm | Ex | CZ14 | rNCOH | 0 | HV_SDGMFmExCZ14 | rNCOH | 0
1429 | 3 | 2 | 1 | 15 | 1 | TRUE | HV_SDGMFmExCZ15rDXGF | ResHVAC | HV_SDGMFmExCZ15 | rWtd | All | SDG | MFm | Ex | CZ15 | rDXGF | 132.499 | HV_SDGMFmExCZ15 | rDXGF | 132.499
1430 | 3 | 2 | 1 | 15 | 2 | TRUE | HV_SDGMFmExCZ15rNCGF | ResHVAC | HV_SDGMFmExCZ15 | rWtd | All | SDG | MFm | Ex | CZ15 | rNCGF | 0 | HV_SDGMFmExCZ15 | rNCGF | 0
1431 | 3 | 2 | 1 | 15 | 3 | TRUE | HV_SDGMFmExCZ15rDXHP | ResHVAC | HV_SDGMFmExCZ15 | rWtd | All | SDG | MFm | Ex | CZ15 | rDXHP | 19.0526 | HV_SDGMFmExCZ15 | rDXHP | 19.0526
1432 | 3 | 2 | 1 | 15 | 4 | TRUE | HV_SDGMFmExCZ15rNCEH | ResHVAC | HV_SDGMFmExCZ15 | rWtd | All | SDG | MFm | Ex | CZ15 | rNCEH | 0 | HV_SDGMFmExCZ15 | rNCEH | 0
1433 | 3 | 2 | 1 | 15 | 5 | TRUE | HV_SDGMFmExCZ15rDXOH | ResHVAC | HV_SDGMFmExCZ15 | rWtd | All | SDG | MFm | Ex | CZ15 | rDXOH | 16.5233 | HV_SDGMFmExCZ15 | rDXOH | 16.5233
1434 | 3 | 2 | 1 | 15 | 6 | TRUE | HV_SDGMFmExCZ15rNCOH | ResHVAC | HV_SDGMFmExCZ15 | rWtd | All | SDG | MFm | Ex | CZ15 | rNCOH | 0 | HV_SDGMFmExCZ15 | rNCOH | 0
1435 | 3 | 2 | 1 | 16 | 1 | FALSE | HV_SDGMFmExCZ16rDXGF | ResHVAC | HV_SDGMFmExCZ16 | rWtd | All | SDG | MFm | Ex | CZ16 | rDXGF | 0 | HV_SDGMFmExCZ16 | rDXGF | 0
1436 | 3 | 2 | 1 | 16 | 2 | FALSE | HV_SDGMFmExCZ16rNCGF | ResHVAC | HV_SDGMFmExCZ16 | rWtd | All | SDG | MFm | Ex | CZ16 | rNCGF | 0 | HV_SDGMFmExCZ16 | rNCGF | 0
1437 | 3 | 2 | 1 | 16 | 3 | FALSE | HV_SDGMFmExCZ16rDXHP | ResHVAC | HV_SDGMFmExCZ16 | rWtd | All | SDG | MFm | Ex | CZ16 | rDXHP | 0 | HV_SDGMFmExCZ16 | rDXHP | 0
1438 | 3 | 2 | 1 | 16 | 4 | FALSE | HV_SDGMFmExCZ16rNCEH | ResHVAC | HV_SDGMFmExCZ16 | rWtd | All | SDG | MFm | Ex | CZ16 | rNCEH | 0 | HV_SDGMFmExCZ16 | rNCEH | 0
1439 | 3 | 2 | 1 | 16 | 5 | FALSE | HV_SDGMFmExCZ16rDXOH | ResHVAC | HV_SDGMFmExCZ16 | rWtd | All | SDG | MFm | Ex | CZ16 | rDXOH | 0 | HV_SDGMFmExCZ16 | rDXOH | 0
1440 | 3 | 2 | 1 | 16 | 6 | FALSE | HV_SDGMFmExCZ16rNCOH | ResHVAC | HV_SDGMFmExCZ16 | rWtd | All | SDG | MFm | Ex | CZ16 | rNCOH | 0 | HV_SDGMFmExCZ16 | rNCOH | 0
1441 | 3 | 2 | 2 | 1 | 1 | FALSE | HV_SDGMFmNewCZ01rDXGF | ResHVAC | HV_SDGMFmNewCZ01 | rWtd | All | SDG | MFm | New | CZ01 | rDXGF | 0 | HV_SDGMFmNewCZ01 | rDXGF | 0
1442 | 3 | 2 | 2 | 1 | 2 | FALSE | HV_SDGMFmNewCZ01rNCGF | ResHVAC | HV_SDGMFmNewCZ01 | rWtd | All | SDG | MFm | New | CZ01 | rNCGF | 0 | HV_SDGMFmNewCZ01 | rNCGF | 0
1443 | 3 | 2 | 2 | 1 | 3 | FALSE | HV_SDGMFmNewCZ01rDXHP | ResHVAC | HV_SDGMFmNewCZ01 | rWtd | All | SDG | MFm | New | CZ01 | rDXHP | 0 | HV_SDGMFmNewCZ01 | rDXHP | 0
1444 | 3 | 2 | 2 | 1 | 4 | FALSE | HV_SDGMFmNewCZ01rNCEH | ResHVAC | HV_SDGMFmNewCZ01 | rWtd | All | SDG | MFm | New | CZ01 | rNCEH | 0 | HV_SDGMFmNewCZ01 | rNCEH | 0
1445 | 3 | 2 | 2 | 1 | 5 | FALSE | HV_SDGMFmNewCZ01rDXOH | ResHVAC | HV_SDGMFmNewCZ01 | rWtd | All | SDG | MFm | New | CZ01 | rDXOH | 0 | HV_SDGMFmNewCZ01 | rDXOH | 0
1446 | 3 | 2 | 2 | 1 | 6 | FALSE | HV_SDGMFmNewCZ01rNCOH | ResHVAC | HV_SDGMFmNewCZ01 | rWtd | All | SDG | MFm | New | CZ01 | rNCOH | 0 | HV_SDGMFmNewCZ01 | rNCOH | 0
1447 | 3 | 2 | 2 | 2 | 1 | FALSE | HV_SDGMFmNewCZ02rDXGF | ResHVAC | HV_SDGMFmNewCZ02 | rWtd | All | SDG | MFm | New | CZ02 | rDXGF | 0 | HV_SDGMFmNewCZ02 | rDXGF | 0
1448 | 3 | 2 | 2 | 2 | 2 | FALSE | HV_SDGMFmNewCZ02rNCGF | ResHVAC | HV_SDGMFmNewCZ02 | rWtd | All | SDG | MFm | New | CZ02 | rNCGF | 0 | HV_SDGMFmNewCZ02 | rNCGF | 0
1449 | 3 | 2 | 2 | 2 | 3 | FALSE | HV_SDGMFmNewCZ02rDXHP | ResHVAC | HV_SDGMFmNewCZ02 | rWtd | All | SDG | MFm | New | CZ02 | rDXHP | 0 | HV_SDGMFmNewCZ02 | rDXHP | 0
1450 | 3 | 2 | 2 | 2 | 4 | FALSE | HV_SDGMFmNewCZ02rNCEH | ResHVAC | HV_SDGMFmNewCZ02 | rWtd | All | SDG | MFm | New | CZ02 | rNCEH | 0 | HV_SDGMFmNewCZ02 | rNCEH | 0
1451 | 3 | 2 | 2 | 2 | 5 | FALSE | HV_SDGMFmNewCZ02rDXOH | ResHVAC | HV_SDGMFmNewCZ02 | rWtd | All | SDG | MFm | New | CZ02 | rDXOH | 0 | HV_SDGMFmNewCZ02 | rDXOH | 0
1452 | 3 | 2 | 2 | 2 | 6 | FALSE | HV_SDGMFmNewCZ02rNCOH | ResHVAC | HV_SDGMFmNewCZ02 | rWtd | All | SDG | MFm | New | CZ02 | rNCOH | 0 | HV_SDGMFmNewCZ02 | rNCOH | 0
1453 | 3 | 2 | 2 | 3 | 1 | FALSE | HV_SDGMFmNewCZ03rDXGF | ResHVAC | HV_SDGMFmNewCZ03 | rWtd | All | SDG | MFm | New | CZ03 | rDXGF | 0 | HV_SDGMFmNewCZ03 | rDXGF | 0
1454 | 3 | 2 | 2 | 3 | 2 | FALSE | HV_SDGMFmNewCZ03rNCGF | ResHVAC | HV_SDGMFmNewCZ03 | rWtd | All | SDG | MFm | New | CZ03 | rNCGF | 0 | HV_SDGMFmNewCZ03 | rNCGF | 0
1455 | 3 | 2 | 2 | 3 | 3 | FALSE | HV_SDGMFmNewCZ03rDXHP | ResHVAC | HV_SDGMFmNewCZ03 | rWtd | All | SDG | MFm | New | CZ03 | rDXHP | 0 | HV_SDGMFmNewCZ03 | rDXHP | 0
1456 | 3 | 2 | 2 | 3 | 4 | FALSE | HV_SDGMFmNewCZ03rNCEH | ResHVAC | HV_SDGMFmNewCZ03 | rWtd | All | SDG | MFm | New | CZ03 | rNCEH | 0 | HV_SDGMFmNewCZ03 | rNCEH | 0
1457 | 3 | 2 | 2 | 3 | 5 | FALSE | HV_SDGMFmNewCZ03rDXOH | ResHVAC | HV_SDGMFmNewCZ03 | rWtd | All | SDG | MFm | New | CZ03 | rDXOH | 0 | HV_SDGMFmNewCZ03 | rDXOH | 0
1458 | 3 | 2 | 2 | 3 | 6 | FALSE | HV_SDGMFmNewCZ03rNCOH | ResHVAC | HV_SDGMFmNewCZ03 | rWtd | All | SDG | MFm | New | CZ03 | rNCOH | 0 | HV_SDGMFmNewCZ03 | rNCOH | 0
1459 | 3 | 2 | 2 | 4 | 1 | FALSE | HV_SDGMFmNewCZ04rDXGF | ResHVAC | HV_SDGMFmNewCZ04 | rWtd | All | SDG | MFm | New | CZ04 | rDXGF | 0 | HV_SDGMFmNewCZ04 | rDXGF | 0
1460 | 3 | 2 | 2 | 4 | 2 | FALSE | HV_SDGMFmNewCZ04rNCGF | ResHVAC | HV_SDGMFmNewCZ04 | rWtd | All | SDG | MFm | New | CZ04 | rNCGF | 0 | HV_SDGMFmNewCZ04 | rNCGF | 0
1461 | 3 | 2 | 2 | 4 | 3 | FALSE | HV_SDGMFmNewCZ04rDXHP | ResHVAC | HV_SDGMFmNewCZ04 | rWtd | All | SDG | MFm | New | CZ04 | rDXHP | 0 | HV_SDGMFmNewCZ04 | rDXHP | 0
1462 | 3 | 2 | 2 | 4 | 4 | FALSE | HV_SDGMFmNewCZ04rNCEH | ResHVAC | HV_SDGMFmNewCZ04 | rWtd | All | SDG | MFm | New | CZ04 | rNCEH | 0 | HV_SDGMFmNewCZ04 | rNCEH | 0
1463 | 3 | 2 | 2 | 4 | 5 | FALSE | HV_SDGMFmNewCZ04rDXOH | ResHVAC | HV_SDGMFmNewCZ04 | rWtd | All | SDG | MFm | New | CZ04 | rDXOH | 0 | HV_SDGMFmNewCZ04 | rDXOH | 0
1464 | 3 | 2 | 2 | 4 | 6 | FALSE | HV_SDGMFmNewCZ04rNCOH | ResHVAC | HV_SDGMFmNewCZ04 | rWtd | All | SDG | MFm | New | CZ04 | rNCOH | 0 | HV_SDGMFmNewCZ04 | rNCOH | 0
1465 | 3 | 2 | 2 | 5 | 1 | FALSE | HV_SDGMFmNewCZ05rDXGF | ResHVAC | HV_SDGMFmNewCZ05 | rWtd | All | SDG | MFm | New | CZ05 | rDXGF | 0 | HV_SDGMFmNewCZ05 | rDXGF | 0
1466 | 3 | 2 | 2 | 5 | 2 | FALSE | HV_SDGMFmNewCZ05rNCGF | ResHVAC | HV_SDGMFmNewCZ05 | rWtd | All | SDG | MFm | New | CZ05 | rNCGF | 0 | HV_SDGMFmNewCZ05 | rNCGF | 0
1467 | 3 | 2 | 2 | 5 | 3 | FALSE | HV_SDGMFmNewCZ05rDXHP | ResHVAC | HV_SDGMFmNewCZ05 | rWtd | All | SDG | MFm | New | CZ05 | rDXHP | 0 | HV_SDGMFmNewCZ05 | rDXHP | 0
1468 | 3 | 2 | 2 | 5 | 4 | FALSE | HV_SDGMFmNewCZ05rNCEH | ResHVAC | HV_SDGMFmNewCZ05 | rWtd | All | SDG | MFm | New | CZ05 | rNCEH | 0 | HV_SDGMFmNewCZ05 | rNCEH | 0
1469 | 3 | 2 | 2 | 5 | 5 | FALSE | HV_SDGMFmNewCZ05rDXOH | ResHVAC | HV_SDGMFmNewCZ05 | rWtd | All | SDG | MFm | New | CZ05 | rDXOH | 0 | HV_SDGMFmNewCZ05 | rDXOH | 0
1470 | 3 | 2 | 2 | 5 | 6 | FALSE | HV_SDGMFmNewCZ05rNCOH | ResHVAC | HV_SDGMFmNewCZ05 | rWtd | All | SDG | MFm | New | CZ05 | rNCOH | 0 | HV_SDGMFmNewCZ05 | rNCOH | 0
1471 | 3 | 2 | 2 | 6 | 1 | TRUE | HV_SDGMFmNewCZ06rDXGF | ResHVAC | HV_SDGMFmNewCZ06 | rWtd | All | SDG | MFm | New | CZ06 | rDXGF | 191.8247 | HV_SDGMFmNewCZ06 | rDXGF | 191.8247
1472 | 3 | 2 | 2 | 6 | 2 | TRUE | HV_SDGMFmNewCZ06rNCGF | ResHVAC | HV_SDGMFmNewCZ06 | rWtd | All | SDG | MFm | New | CZ06 | rNCGF | 0 | HV_SDGMFmNewCZ06 | rNCGF | 0
1473 | 3 | 2 | 2 | 6 | 3 | TRUE | HV_SDGMFmNewCZ06rDXHP | ResHVAC | HV_SDGMFmNewCZ06 | rWtd | All | SDG | MFm | New | CZ06 | rDXHP | 27.5834 | HV_SDGMFmNewCZ06 | rDXHP | 27.5834
1474 | 3 | 2 | 2 | 6 | 4 | TRUE | HV_SDGMFmNewCZ06rNCEH | ResHVAC | HV_SDGMFmNewCZ06 | rWtd | All | SDG | MFm | New | CZ06 | rNCEH | 0 | HV_SDGMFmNewCZ06 | rNCEH | 0
1475 | 3 | 2 | 2 | 6 | 5 | TRUE | HV_SDGMFmNewCZ06rDXOH | ResHVAC | HV_SDGMFmNewCZ06 | rWtd | All | SDG | MFm | New | CZ06 | rDXOH | 23.9215 | HV_SDGMFmNewCZ06 | rDXOH | 23.9215
1476 | 3 | 2 | 2 | 6 | 6 | TRUE | HV_SDGMFmNewCZ06rNCOH | ResHVAC | HV_SDGMFmNewCZ06 | rWtd | All | SDG | MFm | New | CZ06 | rNCOH | 0 | HV_SDGMFmNewCZ06 | rNCOH | 0
1477 | 3 | 2 | 2 | 7 | 1 | TRUE | HV_SDGMFmNewCZ07rDXGF | ResHVAC | HV_SDGMFmNewCZ07 | rWtd | All | SDG | MFm | New | CZ07 | rDXGF | 2497.5237 | HV_SDGMFmNewCZ07 | rDXGF | 2497.5237
1478 | 3 | 2 | 2 | 7 | 2 | TRUE | HV_SDGMFmNewCZ07rNCGF | ResHVAC | HV_SDGMFmNewCZ07 | rWtd | All | SDG | MFm | New | CZ07 | rNCGF | 284.3936 | HV_SDGMFmNewCZ07 | rNCGF | 284.3936
1479 | 3 | 2 | 2 | 7 | 3 | TRUE | HV_SDGMFmNewCZ07rDXHP | ResHVAC | HV_SDGMFmNewCZ07 | rWtd | All | SDG | MFm | New | CZ07 | rDXHP | 359.1305 | HV_SDGMFmNewCZ07 | rDXHP | 359.1305
1480 | 3 | 2 | 2 | 7 | 4 | TRUE | HV_SDGMFmNewCZ07rNCEH | ResHVAC | HV_SDGMFmNewCZ07 | rWtd | All | SDG | MFm | New | CZ07 | rNCEH | 40.8943 | HV_SDGMFmNewCZ07 | rNCEH | 40.8943
1481 | 3 | 2 | 2 | 7 | 5 | TRUE | HV_SDGMFmNewCZ07rDXOH | ResHVAC | HV_SDGMFmNewCZ07 | rWtd | All | SDG | MFm | New | CZ07 | rDXOH | 311.4531 | HV_SDGMFmNewCZ07 | rDXOH | 311.4531
1482 | 3 | 2 | 2 | 7 | 6 | TRUE | HV_SDGMFmNewCZ07rNCOH | ResHVAC | HV_SDGMFmNewCZ07 | rWtd | All | SDG | MFm | New | CZ07 | rNCOH | 35.4652 | HV_SDGMFmNewCZ07 | rNCOH | 35.4652
1483 | 3 | 2 | 2 | 8 | 1 | TRUE | HV_SDGMFmNewCZ08rDXGF | ResHVAC | HV_SDGMFmNewCZ08 | rWtd | All | SDG | MFm | New | CZ08 | rDXGF | 954.8333 | HV_SDGMFmNewCZ08 | rDXGF | 954.8333
1484 | 3 | 2 | 2 | 8 | 2 | TRUE | HV_SDGMFmNewCZ08rNCGF | ResHVAC | HV_SDGMFmNewCZ08 | rWtd | All | SDG | MFm | New | CZ08 | rNCGF | 0 | HV_SDGMFmNewCZ08 | rNCGF | 0
1485 | 3 | 2 | 2 | 8 | 3 | TRUE | HV_SDGMFmNewCZ08rDXHP | ResHVAC | HV_SDGMFmNewCZ08 | rWtd | All | SDG | MFm | New | CZ08 | rDXHP | 137.2999 | HV_SDGMFmNewCZ08 | rDXHP | 137.2999
1486 | 3 | 2 | 2 | 8 | 4 | TRUE | HV_SDGMFmNewCZ08rNCEH | ResHVAC | HV_SDGMFmNewCZ08 | rWtd | All | SDG | MFm | New | CZ08 | rNCEH | 0 | HV_SDGMFmNewCZ08 | rNCEH | 0
1487 | 3 | 2 | 2 | 8 | 5 | TRUE | HV_SDGMFmNewCZ08rDXOH | ResHVAC | HV_SDGMFmNewCZ08 | rWtd | All | SDG | MFm | New | CZ08 | rDXOH | 119.0722 | HV_SDGMFmNewCZ08 | rDXOH | 119.0722
1488 | 3 | 2 | 2 | 8 | 6 | TRUE | HV_SDGMFmNewCZ08rNCOH | ResHVAC | HV_SDGMFmNewCZ08 | rWtd | All | SDG | MFm | New | CZ08 | rNCOH | 0 | HV_SDGMFmNewCZ08 | rNCOH | 0
1489 | 3 | 2 | 2 | 9 | 1 | FALSE | HV_SDGMFmNewCZ09rDXGF | ResHVAC | HV_SDGMFmNewCZ09 | rWtd | All | SDG | MFm | New | CZ09 | rDXGF | 0 | HV_SDGMFmNewCZ09 | rDXGF | 0
1490 | 3 | 2 | 2 | 9 | 2 | FALSE | HV_SDGMFmNewCZ09rNCGF | ResHVAC | HV_SDGMFmNewCZ09 | rWtd | All | SDG | MFm | New | CZ09 | rNCGF | 0 | HV_SDGMFmNewCZ09 | rNCGF | 0
1491 | 3 | 2 | 2 | 9 | 3 | FALSE | HV_SDGMFmNewCZ09rDXHP | ResHVAC | HV_SDGMFmNewCZ09 | rWtd | All | SDG | MFm | New | CZ09 | rDXHP | 0 | HV_SDGMFmNewCZ09 | rDXHP | 0
1492 | 3 | 2 | 2 | 9 | 4 | FALSE | HV_SDGMFmNewCZ09rNCEH | ResHVAC | HV_SDGMFmNewCZ09 | rWtd | All | SDG | MFm | New | CZ09 | rNCEH | 0 | HV_SDGMFmNewCZ09 | rNCEH | 0
1493 | 3 | 2 | 2 | 9 | 5 | FALSE | HV_SDGMFmNewCZ09rDXOH | ResHVAC | HV_SDGMFmNewCZ09 | rWtd | All | SDG | MFm | New | CZ09 | rDXOH | 0 | HV_SDGMFmNewCZ09 | rDXOH | 0
1494 | 3 | 2 | 2 | 9 | 6 | FALSE | HV_SDGMFmNewCZ09rNCOH | ResHVAC | HV_SDGMFmNewCZ09 | rWtd | All | SDG | MFm | New | CZ09 | rNCOH | 0 | HV_SDGMFmNewCZ09 | rNCOH | 0
1495 | 3 | 2 | 2 | 10 | 1 | TRUE | HV_SDGMFmNewCZ10rDXGF | ResHVAC | HV_SDGMFmNewCZ10 | rWtd | All | SDG | MFm | New | CZ10 | rDXGF | 252.5855 | HV_SDGMFmNewCZ10 | rDXGF | 252.5855
1496 | 3 | 2 | 2 | 10 | 2 | TRUE | HV_SDGMFmNewCZ10rNCGF | ResHVAC | HV_SDGMFmNewCZ10 | rWtd | All | SDG | MFm | New | CZ10 | rNCGF | 691.8029 | HV_SDGMFmNewCZ10 | rNCGF | 691.8029
1497 | 3 | 2 | 2 | 10 | 3 | TRUE | HV_SDGMFmNewCZ10rDXHP | ResHVAC | HV_SDGMFmNewCZ10 | rWtd | All | SDG | MFm | New | CZ10 | rDXHP | 36.3204 | HV_SDGMFmNewCZ10 | rDXHP | 36.3204
1498 | 3 | 2 | 2 | 10 | 4 | TRUE | HV_SDGMFmNewCZ10rNCEH | ResHVAC | HV_SDGMFmNewCZ10 | rWtd | All | SDG | MFm | New | CZ10 | rNCEH | 99.4775 | HV_SDGMFmNewCZ10 | rNCEH | 99.4775
1499 | 3 | 2 | 2 | 10 | 5 | TRUE | HV_SDGMFmNewCZ10rDXOH | ResHVAC | HV_SDGMFmNewCZ10 | rWtd | All | SDG | MFm | New | CZ10 | rDXOH | 31.4986 | HV_SDGMFmNewCZ10 | rDXOH | 31.4986
1500 | 3 | 2 | 2 | 10 | 6 | TRUE | HV_SDGMFmNewCZ10rNCOH | ResHVAC | HV_SDGMFmNewCZ10 | rWtd | All | SDG | MFm | New | CZ10 | rNCOH | 86.2711 | HV_SDGMFmNewCZ10 | rNCOH | 86.2711
1501 | 3 | 2 | 2 | 11 | 1 | FALSE | HV_SDGMFmNewCZ11rDXGF | ResHVAC | HV_SDGMFmNewCZ11 | rWtd | All | SDG | MFm | New | CZ11 | rDXGF | 0 | HV_SDGMFmNewCZ11 | rDXGF | 0
1502 | 3 | 2 | 2 | 11 | 2 | FALSE | HV_SDGMFmNewCZ11rNCGF | ResHVAC | HV_SDGMFmNewCZ11 | rWtd | All | SDG | MFm | New | CZ11 | rNCGF | 0 | HV_SDGMFmNewCZ11 | rNCGF | 0
1503 | 3 | 2 | 2 | 11 | 3 | FALSE | HV_SDGMFmNewCZ11rDXHP | ResHVAC | HV_SDGMFmNewCZ11 | rWtd | All | SDG | MFm | New | CZ11 | rDXHP | 0 | HV_SDGMFmNewCZ11 | rDXHP | 0
1504 | 3 | 2 | 2 | 11 | 4 | FALSE | HV_SDGMFmNewCZ11rNCEH | ResHVAC | HV_SDGMFmNewCZ11 | rWtd | All | SDG | MFm | New | CZ11 | rNCEH | 0 | HV_SDGMFmNewCZ11 | rNCEH | 0
1505 | 3 | 2 | 2 | 11 | 5 | FALSE | HV_SDGMFmNewCZ11rDXOH | ResHVAC | HV_SDGMFmNewCZ11 | rWtd | All | SDG | MFm | New | CZ11 | rDXOH | 0 | HV_SDGMFmNewCZ11 | rDXOH | 0
1506 | 3 | 2 | 2 | 11 | 6 | FALSE | HV_SDGMFmNewCZ11rNCOH | ResHVAC | HV_SDGMFmNewCZ11 | rWtd | All | SDG | MFm | New | CZ11 | rNCOH | 0 | HV_SDGMFmNewCZ11 | rNCOH | 0
1507 | 3 | 2 | 2 | 12 | 1 | FALSE | HV_SDGMFmNewCZ12rDXGF | ResHVAC | HV_SDGMFmNewCZ12 | rWtd | All | SDG | MFm | New | CZ12 | rDXGF | 0 | HV_SDGMFmNewCZ12 | rDXGF | 0
1508 | 3 | 2 | 2 | 12 | 2 | FALSE | HV_SDGMFmNewCZ12rNCGF | ResHVAC | HV_SDGMFmNewCZ12 | rWtd | All | SDG | MFm | New | CZ12 | rNCGF | 0 | HV_SDGMFmNewCZ12 | rNCGF | 0
1509 | 3 | 2 | 2 | 12 | 3 | FALSE | HV_SDGMFmNewCZ12rDXHP | ResHVAC | HV_SDGMFmNewCZ12 | rWtd | All | SDG | MFm | New | CZ12 | rDXHP | 0 | HV_SDGMFmNewCZ12 | rDXHP | 0
1510 | 3 | 2 | 2 | 12 | 4 | FALSE | HV_SDGMFmNewCZ12rNCEH | ResHVAC | HV_SDGMFmNewCZ12 | rWtd | All | SDG | MFm | New | CZ12 | rNCEH | 0 | HV_SDGMFmNewCZ12 | rNCEH | 0
1511 | 3 | 2 | 2 | 12 | 5 | FALSE | HV_SDGMFmNewCZ12rDXOH | ResHVAC | HV_SDGMFmNewCZ12 | rWtd | All | SDG | MFm | New | CZ12 | rDXOH | 0 | HV_SDGMFmNewCZ12 | rDXOH | 0
1512 | 3 | 2 | 2 | 12 | 6 | FALSE | HV_SDGMFmNewCZ12rNCOH | ResHVAC | HV_SDGMFmNewCZ12 | rWtd | All | SDG | MFm | New | CZ12 | rNCOH | 0 | HV_SDGMFmNewCZ12 | rNCOH | 0
1513 | 3 | 2 | 2 | 13 | 1 | FALSE | HV_SDGMFmNewCZ13rDXGF | ResHVAC | HV_SDGMFmNewCZ13 | rWtd | All | SDG | MFm | New | CZ13 | rDXGF | 0 | HV_SDGMFmNewCZ13 | rDXGF | 0
1514 | 3 | 2 | 2 | 13 | 2 | FALSE | HV_SDGMFmNewCZ13rNCGF | ResHVAC | HV_SDGMFmNewCZ13 | rWtd | All | SDG | MFm | New | CZ13 | rNCGF | 0 | HV_SDGMFmNewCZ13 | rNCGF | 0
1515 | 3 | 2 | 2 | 13 | 3 | FALSE | HV_SDGMFmNewCZ13rDXHP | ResHVAC | HV_SDGMFmNewCZ13 | rWtd | All | SDG | MFm | New | CZ13 | rDXHP | 0 | HV_SDGMFmNewCZ13 | rDXHP | 0
1516 | 3 | 2 | 2 | 13 | 4 | FALSE | HV_SDGMFmNewCZ13rNCEH | ResHVAC | HV_SDGMFmNewCZ13 | rWtd | All | SDG | MFm | New | CZ13 | rNCEH | 0 | HV_SDGMFmNewCZ13 | rNCEH | 0
1517 | 3 | 2 | 2 | 13 | 5 | FALSE | HV_SDGMFmNewCZ13rDXOH | ResHVAC | HV_SDGMFmNewCZ13 | rWtd | All | SDG | MFm | New | CZ13 | rDXOH | 0 | HV_SDGMFmNewCZ13 | rDXOH | 0
1518 | 3 | 2 | 2 | 13 | 6 | FALSE | HV_SDGMFmNewCZ13rNCOH | ResHVAC | HV_SDGMFmNewCZ13 | rWtd | All | SDG | MFm | New | CZ13 | rNCOH | 0 | HV_SDGMFmNewCZ13 | rNCOH | 0
1519 | 3 | 2 | 2 | 14 | 1 | TRUE | HV_SDGMFmNewCZ14rDXGF | ResHVAC | HV_SDGMFmNewCZ14 | rWtd | All | SDG | MFm | New | CZ14 | rDXGF | 0.63041 | HV_SDGMFmNewCZ14 | rDXGF | 0.63041
1520 | 3 | 2 | 2 | 14 | 2 | TRUE | HV_SDGMFmNewCZ14rNCGF | ResHVAC | HV_SDGMFmNewCZ14 | rWtd | All | SDG | MFm | New | CZ14 | rNCGF | 0.15793 | HV_SDGMFmNewCZ14 | rNCGF | 0.15793
1521 | 3 | 2 | 2 | 14 | 3 | TRUE | HV_SDGMFmNewCZ14rDXHP | ResHVAC | HV_SDGMFmNewCZ14 | rWtd | All | SDG | MFm | New | CZ14 | rDXHP | 0.090649 | HV_SDGMFmNewCZ14 | rDXHP | 0.090649
1522 | 3 | 2 | 2 | 14 | 4 | TRUE | HV_SDGMFmNewCZ14rNCEH | ResHVAC | HV_SDGMFmNewCZ14 | rWtd | All | SDG | MFm | New | CZ14 | rNCEH | 0.022709 | HV_SDGMFmNewCZ14 | rNCEH | 0.022709
1523 | 3 | 2 | 2 | 14 | 5 | TRUE | HV_SDGMFmNewCZ14rDXOH | ResHVAC | HV_SDGMFmNewCZ14 | rWtd | All | SDG | MFm | New | CZ14 | rDXOH | 0.078615 | HV_SDGMFmNewCZ14 | rDXOH | 0.078615
1524 | 3 | 2 | 2 | 14 | 6 | TRUE | HV_SDGMFmNewCZ14rNCOH | ResHVAC | HV_SDGMFmNewCZ14 | rWtd | All | SDG | MFm | New | CZ14 | rNCOH | 0.019694 | HV_SDGMFmNewCZ14 | rNCOH | 0.019694
1525 | 3 | 2 | 2 | 15 | 1 | TRUE | HV_SDGMFmNewCZ15rDXGF | ResHVAC | HV_SDGMFmNewCZ15 | rWtd | All | SDG | MFm | New | CZ15 | rDXGF | 0.63041 | HV_SDGMFmNewCZ15 | rDXGF | 0.63041
1526 | 3 | 2 | 2 | 15 | 2 | TRUE | HV_SDGMFmNewCZ15rNCGF | ResHVAC | HV_SDGMFmNewCZ15 | rWtd | All | SDG | MFm | New | CZ15 | rNCGF | 0.15793 | HV_SDGMFmNewCZ15 | rNCGF | 0.15793
1527 | 3 | 2 | 2 | 15 | 3 | TRUE | HV_SDGMFmNewCZ15rDXHP | ResHVAC | HV_SDGMFmNewCZ15 | rWtd | All | SDG | MFm | New | CZ15 | rDXHP | 0.090649 | HV_SDGMFmNewCZ15 | rDXHP | 0.090649
1528 | 3 | 2 | 2 | 15 | 4 | TRUE | HV_SDGMFmNewCZ15rNCEH | ResHVAC | HV_SDGMFmNewCZ15 | rWtd | All | SDG | MFm | New | CZ15 | rNCEH | 0.022709 | HV_SDGMFmNewCZ15 | rNCEH | 0.022709
1529 | 3 | 2 | 2 | 15 | 5 | TRUE | HV_SDGMFmNewCZ15rDXOH | ResHVAC | HV_SDGMFmNewCZ15 | rWtd | All | SDG | MFm | New | CZ15 | rDXOH | 0.078615 | HV_SDGMFmNewCZ15 | rDXOH | 0.078615
1530 | 3 | 2 | 2 | 15 | 6 | TRUE | HV_SDGMFmNewCZ15rNCOH | ResHVAC | HV_SDGMFmNewCZ15 | rWtd | All | SDG | MFm | New | CZ15 | rNCOH | 0.019694 | HV_SDGMFmNewCZ15 | rNCOH | 0.019694
1531 | 3 | 2 | 2 | 16 | 1 | FALSE | HV_SDGMFmNewCZ16rDXGF | ResHVAC | HV_SDGMFmNewCZ16 | rWtd | All | SDG | MFm | New | CZ16 | rDXGF | 0 | HV_SDGMFmNewCZ16 | rDXGF | 0
1532 | 3 | 2 | 2 | 16 | 2 | FALSE | HV_SDGMFmNewCZ16rNCGF | ResHVAC | HV_SDGMFmNewCZ16 | rWtd | All | SDG | MFm | New | CZ16 | rNCGF | 0 | HV_SDGMFmNewCZ16 | rNCGF | 0
1533 | 3 | 2 | 2 | 16 | 3 | FALSE | HV_SDGMFmNewCZ16rDXHP | ResHVAC | HV_SDGMFmNewCZ16 | rWtd | All | SDG | MFm | New | CZ16 | rDXHP | 0 | HV_SDGMFmNewCZ16 | rDXHP | 0
1534 | 3 | 2 | 2 | 16 | 4 | FALSE | HV_SDGMFmNewCZ16rNCEH | ResHVAC | HV_SDGMFmNewCZ16 | rWtd | All | SDG | MFm | New | CZ16 | rNCEH | 0 | HV_SDGMFmNewCZ16 | rNCEH | 0
1535 | 3 | 2 | 2 | 16 | 5 | FALSE | HV_SDGMFmNewCZ16rDXOH | ResHVAC | HV_SDGMFmNewCZ16 | rWtd | All | SDG | MFm | New | CZ16 | rDXOH | 0 | HV_SDGMFmNewCZ16 | rDXOH | 0
1536 | 3 | 2 | 2 | 16 | 6 | FALSE | HV_SDGMFmNewCZ16rNCOH | ResHVAC | HV_SDGMFmNewCZ16 | rWtd | All | SDG | MFm | New | CZ16 | rNCOH | 0 | HV_SDGMFmNewCZ16 | rNCOH | 0
1537 | 3 | 3 | 1 | 1 | 1 | FALSE | HV_SDGDMoExCZ01rDXGF | ResHVAC | HV_SDGDMoExCZ01 | rWtd | All | SDG | DMo | Ex | CZ01 | rDXGF | 0 | HV_SDGDMoExCZ01 | rDXGF | 0
1538 | 3 | 3 | 1 | 1 | 2 | FALSE | HV_SDGDMoExCZ01rNCGF | ResHVAC | HV_SDGDMoExCZ01 | rWtd | All | SDG | DMo | Ex | CZ01 | rNCGF | 0 | HV_SDGDMoExCZ01 | rNCGF | 0
1539 | 3 | 3 | 1 | 1 | 3 | FALSE | HV_SDGDMoExCZ01rDXHP | ResHVAC | HV_SDGDMoExCZ01 | rWtd | All | SDG | DMo | Ex | CZ01 | rDXHP | 0 | HV_SDGDMoExCZ01 | rDXHP | 0
1540 | 3 | 3 | 1 | 1 | 4 | FALSE | HV_SDGDMoExCZ01rNCEH | ResHVAC | HV_SDGDMoExCZ01 | rWtd | All | SDG | DMo | Ex | CZ01 | rNCEH | 0 | HV_SDGDMoExCZ01 | rNCEH | 0
1541 | 3 | 3 | 1 | 1 | 5 | FALSE | HV_SDGDMoExCZ01rDXOH | ResHVAC | HV_SDGDMoExCZ01 | rWtd | All | SDG | DMo | Ex | CZ01 | rDXOH | 0 | HV_SDGDMoExCZ01 | rDXOH | 0
1542 | 3 | 3 | 1 | 1 | 6 | FALSE | HV_SDGDMoExCZ01rNCOH | ResHVAC | HV_SDGDMoExCZ01 | rWtd | All | SDG | DMo | Ex | CZ01 | rNCOH | 0 | HV_SDGDMoExCZ01 | rNCOH | 0
1543 | 3 | 3 | 1 | 2 | 1 | FALSE | HV_SDGDMoExCZ02rDXGF | ResHVAC | HV_SDGDMoExCZ02 | rWtd | All | SDG | DMo | Ex | CZ02 | rDXGF | 0 | HV_SDGDMoExCZ02 | rDXGF | 0
1544 | 3 | 3 | 1 | 2 | 2 | FALSE | HV_SDGDMoExCZ02rNCGF | ResHVAC | HV_SDGDMoExCZ02 | rWtd | All | SDG | DMo | Ex | CZ02 | rNCGF | 0 | HV_SDGDMoExCZ02 | rNCGF | 0
1545 | 3 | 3 | 1 | 2 | 3 | FALSE | HV_SDGDMoExCZ02rDXHP | ResHVAC | HV_SDGDMoExCZ02 | rWtd | All | SDG | DMo | Ex | CZ02 | rDXHP | 0 | HV_SDGDMoExCZ02 | rDXHP | 0
1546 | 3 | 3 | 1 | 2 | 4 | FALSE | HV_SDGDMoExCZ02rNCEH | ResHVAC | HV_SDGDMoExCZ02 | rWtd | All | SDG | DMo | Ex | CZ02 | rNCEH | 0 | HV_SDGDMoExCZ02 | rNCEH | 0
1547 | 3 | 3 | 1 | 2 | 5 | FALSE | HV_SDGDMoExCZ02rDXOH | ResHVAC | HV_SDGDMoExCZ02 | rWtd | All | SDG | DMo | Ex | CZ02 | rDXOH | 0 | HV_SDGDMoExCZ02 | rDXOH | 0
1548 | 3 | 3 | 1 | 2 | 6 | FALSE | HV_SDGDMoExCZ02rNCOH | ResHVAC | HV_SDGDMoExCZ02 | rWtd | All | SDG | DMo | Ex | CZ02 | rNCOH | 0 | HV_SDGDMoExCZ02 | rNCOH | 0
1549 | 3 | 3 | 1 | 3 | 1 | FALSE | HV_SDGDMoExCZ03rDXGF | ResHVAC | HV_SDGDMoExCZ03 | rWtd | All | SDG | DMo | Ex | CZ03 | rDXGF | 0 | HV_SDGDMoExCZ03 | rDXGF | 0
1550 | 3 | 3 | 1 | 3 | 2 | FALSE | HV_SDGDMoExCZ03rNCGF | ResHVAC | HV_SDGDMoExCZ03 | rWtd | All | SDG | DMo | Ex | CZ03 | rNCGF | 0 | HV_SDGDMoExCZ03 | rNCGF | 0
1551 | 3 | 3 | 1 | 3 | 3 | FALSE | HV_SDGDMoExCZ03rDXHP | ResHVAC | HV_SDGDMoExCZ03 | rWtd | All | SDG | DMo | Ex | CZ03 | rDXHP | 0 | HV_SDGDMoExCZ03 | rDXHP | 0
1552 | 3 | 3 | 1 | 3 | 4 | FALSE | HV_SDGDMoExCZ03rNCEH | ResHVAC | HV_SDGDMoExCZ03 | rWtd | All | SDG | DMo | Ex | CZ03 | rNCEH | 0 | HV_SDGDMoExCZ03 | rNCEH | 0
1553 | 3 | 3 | 1 | 3 | 5 | FALSE | HV_SDGDMoExCZ03rDXOH | ResHVAC | HV_SDGDMoExCZ03 | rWtd | All | SDG | DMo | Ex | CZ03 | rDXOH | 0 | HV_SDGDMoExCZ03 | rDXOH | 0
1554 | 3 | 3 | 1 | 3 | 6 | FALSE | HV_SDGDMoExCZ03rNCOH | ResHVAC | HV_SDGDMoExCZ03 | rWtd | All | SDG | DMo | Ex | CZ03 | rNCOH | 0 | HV_SDGDMoExCZ03 | rNCOH | 0
1555 | 3 | 3 | 1 | 4 | 1 | FALSE | HV_SDGDMoExCZ04rDXGF | ResHVAC | HV_SDGDMoExCZ04 | rWtd | All | SDG | DMo | Ex | CZ04 | rDXGF | 0 | HV_SDGDMoExCZ04 | rDXGF | 0
1556 | 3 | 3 | 1 | 4 | 2 | FALSE | HV_SDGDMoExCZ04rNCGF | ResHVAC | HV_SDGDMoExCZ04 | rWtd | All | SDG | DMo | Ex | CZ04 | rNCGF | 0 | HV_SDGDMoExCZ04 | rNCGF | 0
1557 | 3 | 3 | 1 | 4 | 3 | FALSE | HV_SDGDMoExCZ04rDXHP | ResHVAC | HV_SDGDMoExCZ04 | rWtd | All | SDG | DMo | Ex | CZ04 | rDXHP | 0 | HV_SDGDMoExCZ04 | rDXHP | 0
1558 | 3 | 3 | 1 | 4 | 4 | FALSE | HV_SDGDMoExCZ04rNCEH | ResHVAC | HV_SDGDMoExCZ04 | rWtd | All | SDG | DMo | Ex | CZ04 | rNCEH | 0 | HV_SDGDMoExCZ04 | rNCEH | 0
1559 | 3 | 3 | 1 | 4 | 5 | FALSE | HV_SDGDMoExCZ04rDXOH | ResHVAC | HV_SDGDMoExCZ04 | rWtd | All | SDG | DMo | Ex | CZ04 | rDXOH | 0 | HV_SDGDMoExCZ04 | rDXOH | 0
1560 | 3 | 3 | 1 | 4 | 6 | FALSE | HV_SDGDMoExCZ04rNCOH | ResHVAC | HV_SDGDMoExCZ04 | rWtd | All | SDG | DMo | Ex | CZ04 | rNCOH | 0 | HV_SDGDMoExCZ04 | rNCOH | 0
1561 | 3 | 3 | 1 | 5 | 1 | FALSE | HV_SDGDMoExCZ05rDXGF | ResHVAC | HV_SDGDMoExCZ05 | rWtd | All | SDG | DMo | Ex | CZ05 | rDXGF | 0 | HV_SDGDMoExCZ05 | rDXGF | 0
1562 | 3 | 3 | 1 | 5 | 2 | FALSE | HV_SDGDMoExCZ05rNCGF | ResHVAC | HV_SDGDMoExCZ05 | rWtd | All | SDG | DMo | Ex | CZ05 | rNCGF | 0 | HV_SDGDMoExCZ05 | rNCGF | 0
1563 | 3 | 3 | 1 | 5 | 3 | FALSE | HV_SDGDMoExCZ05rDXHP | ResHVAC | HV_SDGDMoExCZ05 | rWtd | All | SDG | DMo | Ex | CZ05 | rDXHP | 0 | HV_SDGDMoExCZ05 | rDXHP | 0
1564 | 3 | 3 | 1 | 5 | 4 | FALSE | HV_SDGDMoExCZ05rNCEH | ResHVAC | HV_SDGDMoExCZ05 | rWtd | All | SDG | DMo | Ex | CZ05 | rNCEH | 0 | HV_SDGDMoExCZ05 | rNCEH | 0
1565 | 3 | 3 | 1 | 5 | 5 | FALSE | HV_SDGDMoExCZ05rDXOH | ResHVAC | HV_SDGDMoExCZ05 | rWtd | All | SDG | DMo | Ex | CZ05 | rDXOH | 0 | HV_SDGDMoExCZ05 | rDXOH | 0
1566 | 3 | 3 | 1 | 5 | 6 | FALSE | HV_SDGDMoExCZ05rNCOH | ResHVAC | HV_SDGDMoExCZ05 | rWtd | All | SDG | DMo | Ex | CZ05 | rNCOH | 0 | HV_SDGDMoExCZ05 | rNCOH | 0
1567 | 3 | 3 | 1 | 6 | 1 | TRUE | HV_SDGDMoExCZ06rDXGF | ResHVAC | HV_SDGDMoExCZ06 | rWtd | All | SDG | DMo | Ex | CZ06 | rDXGF | 0 | HV_SDGDMoExCZ06 | rDXGF | 0
1568 | 3 | 3 | 1 | 6 | 2 | TRUE | HV_SDGDMoExCZ06rNCGF | ResHVAC | HV_SDGDMoExCZ06 | rWtd | All | SDG | DMo | Ex | CZ06 | rNCGF | 0 | HV_SDGDMoExCZ06 | rNCGF | 0
1569 | 3 | 3 | 1 | 6 | 3 | TRUE | HV_SDGDMoExCZ06rDXHP | ResHVAC | HV_SDGDMoExCZ06 | rWtd | All | SDG | DMo | Ex | CZ06 | rDXHP | 0 | HV_SDGDMoExCZ06 | rDXHP | 0
1570 | 3 | 3 | 1 | 6 | 4 | TRUE | HV_SDGDMoExCZ06rNCEH | ResHVAC | HV_SDGDMoExCZ06 | rWtd | All | SDG | DMo | Ex | CZ06 | rNCEH | 0 | HV_SDGDMoExCZ06 | rNCEH | 0
1571 | 3 | 3 | 1 | 6 | 5 | TRUE | HV_SDGDMoExCZ06rDXOH | ResHVAC | HV_SDGDMoExCZ06 | rWtd | All | SDG | DMo | Ex | CZ06 | rDXOH | 0 | HV_SDGDMoExCZ06 | rDXOH | 0
1572 | 3 | 3 | 1 | 6 | 6 | TRUE | HV_SDGDMoExCZ06rNCOH | ResHVAC | HV_SDGDMoExCZ06 | rWtd | All | SDG | DMo | Ex | CZ06 | rNCOH | 0 | HV_SDGDMoExCZ06 | rNCOH | 0
1573 | 3 | 3 | 1 | 7 | 1 | TRUE | HV_SDGDMoExCZ07rDXGF | ResHVAC | HV_SDGDMoExCZ07 | rWtd | All | SDG | DMo | Ex | CZ07 | rDXGF | 3813.8576 | HV_SDGDMoExCZ07 | rDXGF | 3813.8576
1574 | 3 | 3 | 1 | 7 | 2 | TRUE | HV_SDGDMoExCZ07rNCGF | ResHVAC | HV_SDGDMoExCZ07 | rWtd | All | SDG | DMo | Ex | CZ07 | rNCGF | 13606.0736 | HV_SDGDMoExCZ07 | rNCGF | 13606.0736
1575 | 3 | 3 | 1 | 7 | 3 | TRUE | HV_SDGDMoExCZ07rDXHP | ResHVAC | HV_SDGDMoExCZ07 | rWtd | All | SDG | DMo | Ex | CZ07 | rDXHP | 544.8368 | HV_SDGDMoExCZ07 | rDXHP | 544.8368
1576 | 3 | 3 | 1 | 7 | 4 | TRUE | HV_SDGDMoExCZ07rNCEH | ResHVAC | HV_SDGDMoExCZ07 | rWtd | All | SDG | DMo | Ex | CZ07 | rNCEH | 1943.7248 | HV_SDGDMoExCZ07 | rNCEH | 1943.7248
1577 | 3 | 3 | 1 | 7 | 5 | TRUE | HV_SDGDMoExCZ07rDXOH | ResHVAC | HV_SDGDMoExCZ07 | rWtd | All | SDG | DMo | Ex | CZ07 | rDXOH | 926.2226 | HV_SDGDMoExCZ07 | rDXOH | 926.2226
1578 | 3 | 3 | 1 | 7 | 6 | TRUE | HV_SDGDMoExCZ07rNCOH | ResHVAC | HV_SDGDMoExCZ07 | rWtd | All | SDG | DMo | Ex | CZ07 | rNCOH | 3304.3322 | HV_SDGDMoExCZ07 | rNCOH | 3304.3322
1579 | 3 | 3 | 1 | 8 | 1 | TRUE | HV_SDGDMoExCZ08rDXGF | ResHVAC | HV_SDGDMoExCZ08 | rWtd | All | SDG | DMo | Ex | CZ08 | rDXGF | 937.104 | HV_SDGDMoExCZ08 | rDXGF | 937.104
1580 | 3 | 3 | 1 | 8 | 2 | TRUE | HV_SDGDMoExCZ08rNCGF | ResHVAC | HV_SDGDMoExCZ08 | rWtd | All | SDG | DMo | Ex | CZ08 | rNCGF | 624.736 | HV_SDGDMoExCZ08 | rNCGF | 624.736
1581 | 3 | 3 | 1 | 8 | 3 | TRUE | HV_SDGDMoExCZ08rDXHP | ResHVAC | HV_SDGDMoExCZ08 | rWtd | All | SDG | DMo | Ex | CZ08 | rDXHP | 133.872 | HV_SDGDMoExCZ08 | rDXHP | 133.872
1582 | 3 | 3 | 1 | 8 | 4 | TRUE | HV_SDGDMoExCZ08rNCEH | ResHVAC | HV_SDGDMoExCZ08 | rWtd | All | SDG | DMo | Ex | CZ08 | rNCEH | 89.248 | HV_SDGDMoExCZ08 | rNCEH | 89.248
1583 | 3 | 3 | 1 | 8 | 5 | TRUE | HV_SDGDMoExCZ08rDXOH | ResHVAC | HV_SDGDMoExCZ08 | rWtd | All | SDG | DMo | Ex | CZ08 | rDXOH | 227.5824 | HV_SDGDMoExCZ08 | rDXOH | 227.5824
1584 | 3 | 3 | 1 | 8 | 6 | TRUE | HV_SDGDMoExCZ08rNCOH | ResHVAC | HV_SDGDMoExCZ08 | rWtd | All | SDG | DMo | Ex | CZ08 | rNCOH | 151.7216 | HV_SDGDMoExCZ08 | rNCOH | 151.7216
1585 | 3 | 3 | 1 | 9 | 1 | FALSE | HV_SDGDMoExCZ09rDXGF | ResHVAC | HV_SDGDMoExCZ09 | rWtd | All | SDG | DMo | Ex | CZ09 | rDXGF | 0 | HV_SDGDMoExCZ09 | rDXGF | 0
1586 | 3 | 3 | 1 | 9 | 2 | FALSE | HV_SDGDMoExCZ09rNCGF | ResHVAC | HV_SDGDMoExCZ09 | rWtd | All | SDG | DMo | Ex | CZ09 | rNCGF | 0 | HV_SDGDMoExCZ09 | rNCGF | 0
1587 | 3 | 3 | 1 | 9 | 3 | FALSE | HV_SDGDMoExCZ09rDXHP | ResHVAC | HV_SDGDMoExCZ09 | rWtd | All | SDG | DMo | Ex | CZ09 | rDXHP | 0 | HV_SDGDMoExCZ09 | rDXHP | 0
1588 | 3 | 3 | 1 | 9 | 4 | FALSE | HV_SDGDMoExCZ09rNCEH | ResHVAC | HV_SDGDMoExCZ09 | rWtd | All | SDG | DMo | Ex | CZ09 | rNCEH | 0 | HV_SDGDMoExCZ09 | rNCEH | 0
1589 | 3 | 3 | 1 | 9 | 5 | FALSE | HV_SDGDMoExCZ09rDXOH | ResHVAC | HV_SDGDMoExCZ09 | rWtd | All | SDG | DMo | Ex | CZ09 | rDXOH | 0 | HV_SDGDMoExCZ09 | rDXOH | 0
1590 | 3 | 3 | 1 | 9 | 6 | FALSE | HV_SDGDMoExCZ09rNCOH | ResHVAC | HV_SDGDMoExCZ09 | rWtd | All | SDG | DMo | Ex | CZ09 | rNCOH | 0 | HV_SDGDMoExCZ09 | rNCOH | 0
1591 | 3 | 3 | 1 | 10 | 1 | TRUE | HV_SDGDMoExCZ10rDXGF | ResHVAC | HV_SDGDMoExCZ10 | rWtd | All | SDG | DMo | Ex | CZ10 | rDXGF | 13923.287 | HV_SDGDMoExCZ10 | rDXGF | 13923.287
1592 | 3 | 3 | 1 | 10 | 2 | TRUE | HV_SDGDMoExCZ10rNCGF | ResHVAC | HV_SDGDMoExCZ10 | rWtd | All | SDG | DMo | Ex | CZ10 | rNCGF | 2338.539 | HV_SDGDMoExCZ10 | rNCGF | 2338.539
1593 | 3 | 3 | 1 | 10 | 3 | TRUE | HV_SDGDMoExCZ10rDXHP | ResHVAC | HV_SDGDMoExCZ10 | rWtd | All | SDG | DMo | Ex | CZ10 | rDXHP | 1989.041 | HV_SDGDMoExCZ10 | rDXHP | 1989.041
1594 | 3 | 3 | 1 | 10 | 4 | TRUE | HV_SDGDMoExCZ10rNCEH | ResHVAC | HV_SDGDMoExCZ10 | rWtd | All | SDG | DMo | Ex | CZ10 | rNCEH | 334.077 | HV_SDGDMoExCZ10 | rNCEH | 334.077
1595 | 3 | 3 | 1 | 10 | 5 | TRUE | HV_SDGDMoExCZ10rDXOH | ResHVAC | HV_SDGDMoExCZ10 | rWtd | All | SDG | DMo | Ex | CZ10 | rDXOH | 3381.3697 | HV_SDGDMoExCZ10 | rDXOH | 3381.3697
1596 | 3 | 3 | 1 | 10 | 6 | TRUE | HV_SDGDMoExCZ10rNCOH | ResHVAC | HV_SDGDMoExCZ10 | rWtd | All | SDG | DMo | Ex | CZ10 | rNCOH | 567.9309 | HV_SDGDMoExCZ10 | rNCOH | 567.9309
1597 | 3 | 3 | 1 | 11 | 1 | FALSE | HV_SDGDMoExCZ11rDXGF | ResHVAC | HV_SDGDMoExCZ11 | rWtd | All | SDG | DMo | Ex | CZ11 | rDXGF | 0 | HV_SDGDMoExCZ11 | rDXGF | 0
1598 | 3 | 3 | 1 | 11 | 2 | FALSE | HV_SDGDMoExCZ11rNCGF | ResHVAC | HV_SDGDMoExCZ11 | rWtd | All | SDG | DMo | Ex | CZ11 | rNCGF | 0 | HV_SDGDMoExCZ11 | rNCGF | 0
1599 | 3 | 3 | 1 | 11 | 3 | FALSE | HV_SDGDMoExCZ11rDXHP | ResHVAC | HV_SDGDMoExCZ11 | rWtd | All | SDG | DMo | Ex | CZ11 | rDXHP | 0 | HV_SDGDMoExCZ11 | rDXHP | 0
1600 | 3 | 3 | 1 | 11 | 4 | FALSE | HV_SDGDMoExCZ11rNCEH | ResHVAC | HV_SDGDMoExCZ11 | rWtd | All | SDG | DMo | Ex | CZ11 | rNCEH | 0 | HV_SDGDMoExCZ11 | rNCEH | 0
1601 | 3 | 3 | 1 | 11 | 5 | FALSE | HV_SDGDMoExCZ11rDXOH | ResHVAC | HV_SDGDMoExCZ11 | rWtd | All | SDG | DMo | Ex | CZ11 | rDXOH | 0 | HV_SDGDMoExCZ11 | rDXOH | 0
1602 | 3 | 3 | 1 | 11 | 6 | FALSE | HV_SDGDMoExCZ11rNCOH | ResHVAC | HV_SDGDMoExCZ11 | rWtd | All | SDG | DMo | Ex | CZ11 | rNCOH | 0 | HV_SDGDMoExCZ11 | rNCOH | 0
1603 | 3 | 3 | 1 | 12 | 1 | FALSE | HV_SDGDMoExCZ12rDXGF | ResHVAC | HV_SDGDMoExCZ12 | rWtd | All | SDG | DMo | Ex | CZ12 | rDXGF | 0 | HV_SDGDMoExCZ12 | rDXGF | 0
1604 | 3 | 3 | 1 | 12 | 2 | FALSE | HV_SDGDMoExCZ12rNCGF | ResHVAC | HV_SDGDMoExCZ12 | rWtd | All | SDG | DMo | Ex | CZ12 | rNCGF | 0 | HV_SDGDMoExCZ12 | rNCGF | 0
1605 | 3 | 3 | 1 | 12 | 3 | FALSE | HV_SDGDMoExCZ12rDXHP | ResHVAC | HV_SDGDMoExCZ12 | rWtd | All | SDG | DMo | Ex | CZ12 | rDXHP | 0 | HV_SDGDMoExCZ12 | rDXHP | 0
1606 | 3 | 3 | 1 | 12 | 4 | FALSE | HV_SDGDMoExCZ12rNCEH | ResHVAC | HV_SDGDMoExCZ12 | rWtd | All | SDG | DMo | Ex | CZ12 | rNCEH | 0 | HV_SDGDMoExCZ12 | rNCEH | 0
1607 | 3 | 3 | 1 | 12 | 5 | FALSE | HV_SDGDMoExCZ12rDXOH | ResHVAC | HV_SDGDMoExCZ12 | rWtd | All | SDG | DMo | Ex | CZ12 | rDXOH | 0 | HV_SDGDMoExCZ12 | rDXOH | 0
1608 | 3 | 3 | 1 | 12 | 6 | FALSE | HV_SDGDMoExCZ12rNCOH | ResHVAC | HV_SDGDMoExCZ12 | rWtd | All | SDG | DMo | Ex | CZ12 | rNCOH | 0 | HV_SDGDMoExCZ12 | rNCOH | 0
1609 | 3 | 3 | 1 | 13 | 1 | FALSE | HV_SDGDMoExCZ13rDXGF | ResHVAC | HV_SDGDMoExCZ13 | rWtd | All | SDG | DMo | Ex | CZ13 | rDXGF | 0 | HV_SDGDMoExCZ13 | rDXGF | 0
1610 | 3 | 3 | 1 | 13 | 2 | FALSE | HV_SDGDMoExCZ13rNCGF | ResHVAC | HV_SDGDMoExCZ13 | rWtd | All | SDG | DMo | Ex | CZ13 | rNCGF | 0 | HV_SDGDMoExCZ13 | rNCGF | 0
1611 | 3 | 3 | 1 | 13 | 3 | FALSE | HV_SDGDMoExCZ13rDXHP | ResHVAC | HV_SDGDMoExCZ13 | rWtd | All | SDG | DMo | Ex | CZ13 | rDXHP | 0 | HV_SDGDMoExCZ13 | rDXHP | 0
1612 | 3 | 3 | 1 | 13 | 4 | FALSE | HV_SDGDMoExCZ13rNCEH | ResHVAC | HV_SDGDMoExCZ13 | rWtd | All | SDG | DMo | Ex | CZ13 | rNCEH | 0 | HV_SDGDMoExCZ13 | rNCEH | 0
1613 | 3 | 3 | 1 | 13 | 5 | FALSE | HV_SDGDMoExCZ13rDXOH | ResHVAC | HV_SDGDMoExCZ13 | rWtd | All | SDG | DMo | Ex | CZ13 | rDXOH | 0 | HV_SDGDMoExCZ13 | rDXOH | 0
1614 | 3 | 3 | 1 | 13 | 6 | FALSE | HV_SDGDMoExCZ13rNCOH | ResHVAC | HV_SDGDMoExCZ13 | rWtd | All | SDG | DMo | Ex | CZ13 | rNCOH | 0 | HV_SDGDMoExCZ13 | rNCOH | 0
1615 | 3 | 3 | 1 | 14 | 1 | TRUE | HV_SDGDMoExCZ14rDXGF | ResHVAC | HV_SDGDMoExCZ14 | rWtd | All | SDG | DMo | Ex | CZ14 | rDXGF | 113.169 | HV_SDGDMoExCZ14 | rDXGF | 113.169
1616 | 3 | 3 | 1 | 14 | 2 | TRUE | HV_SDGDMoExCZ14rNCGF | ResHVAC | HV_SDGDMoExCZ14 | rWtd | All | SDG | DMo | Ex | CZ14 | rNCGF | 533.862 | HV_SDGDMoExCZ14 | rNCGF | 533.862
1617 | 3 | 3 | 1 | 14 | 3 | TRUE | HV_SDGDMoExCZ14rDXHP | ResHVAC | HV_SDGDMoExCZ14 | rWtd | All | SDG | DMo | Ex | CZ14 | rDXHP | 16.167 | HV_SDGDMoExCZ14 | rDXHP | 16.167
1618 | 3 | 3 | 1 | 14 | 4 | TRUE | HV_SDGDMoExCZ14rNCEH | ResHVAC | HV_SDGDMoExCZ14 | rWtd | All | SDG | DMo | Ex | CZ14 | rNCEH | 76.266 | HV_SDGDMoExCZ14 | rNCEH | 76.266
1619 | 3 | 3 | 1 | 14 | 5 | TRUE | HV_SDGDMoExCZ14rDXOH | ResHVAC | HV_SDGDMoExCZ14 | rWtd | All | SDG | DMo | Ex | CZ14 | rDXOH | 27.4839 | HV_SDGDMoExCZ14 | rDXOH | 27.4839
1620 | 3 | 3 | 1 | 14 | 6 | TRUE | HV_SDGDMoExCZ14rNCOH | ResHVAC | HV_SDGDMoExCZ14 | rWtd | All | SDG | DMo | Ex | CZ14 | rNCOH | 129.6522 | HV_SDGDMoExCZ14 | rNCOH | 129.6522
1621 | 3 | 3 | 1 | 15 | 1 | TRUE | HV_SDGDMoExCZ15rDXGF | ResHVAC | HV_SDGDMoExCZ15 | rWtd | All | SDG | DMo | Ex | CZ15 | rDXGF | 0.37776 | HV_SDGDMoExCZ15 | rDXGF | 0.37776
1622 | 3 | 3 | 1 | 15 | 2 | TRUE | HV_SDGDMoExCZ15rNCGF | ResHVAC | HV_SDGDMoExCZ15 | rWtd | All | SDG | DMo | Ex | CZ15 | rNCGF | 0.34389 | HV_SDGDMoExCZ15 | rNCGF | 0.34389
1623 | 3 | 3 | 1 | 15 | 3 | TRUE | HV_SDGDMoExCZ15rDXHP | ResHVAC | HV_SDGDMoExCZ15 | rWtd | All | SDG | DMo | Ex | CZ15 | rDXHP | 0.053965 | HV_SDGDMoExCZ15 | rDXHP | 0.053965
1624 | 3 | 3 | 1 | 15 | 4 | TRUE | HV_SDGDMoExCZ15rNCEH | ResHVAC | HV_SDGDMoExCZ15 | rWtd | All | SDG | DMo | Ex | CZ15 | rNCEH | 0.049128 | HV_SDGDMoExCZ15 | rNCEH | 0.049128
1625 | 3 | 3 | 1 | 15 | 5 | TRUE | HV_SDGDMoExCZ15rDXOH | ResHVAC | HV_SDGDMoExCZ15 | rWtd | All | SDG | DMo | Ex | CZ15 | rDXOH | 0.091741 | HV_SDGDMoExCZ15 | rDXOH | 0.091741
1626 | 3 | 3 | 1 | 15 | 6 | TRUE | HV_SDGDMoExCZ15rNCOH | ResHVAC | HV_SDGDMoExCZ15 | rWtd | All | SDG | DMo | Ex | CZ15 | rNCOH | 0.083517 | HV_SDGDMoExCZ15 | rNCOH | 0.083517
1627 | 3 | 3 | 1 | 16 | 1 | FALSE | HV_SDGDMoExCZ16rDXGF | ResHVAC | HV_SDGDMoExCZ16 | rWtd | All | SDG | DMo | Ex | CZ16 | rDXGF | 0 | HV_SDGDMoExCZ16 | rDXGF | 0
1628 | 3 | 3 | 1 | 16 | 2 | FALSE | HV_SDGDMoExCZ16rNCGF | ResHVAC | HV_SDGDMoExCZ16 | rWtd | All | SDG | DMo | Ex | CZ16 | rNCGF | 0 | HV_SDGDMoExCZ16 | rNCGF | 0
1629 | 3 | 3 | 1 | 16 | 3 | FALSE | HV_SDGDMoExCZ16rDXHP | ResHVAC | HV_SDGDMoExCZ16 | rWtd | All | SDG | DMo | Ex | CZ16 | rDXHP | 0 | HV_SDGDMoExCZ16 | rDXHP | 0
1630 | 3 | 3 | 1 | 16 | 4 | FALSE | HV_SDGDMoExCZ16rNCEH | ResHVAC | HV_SDGDMoExCZ16 | rWtd | All | SDG | DMo | Ex | CZ16 | rNCEH | 0 | HV_SDGDMoExCZ16 | rNCEH | 0
1631 | 3 | 3 | 1 | 16 | 5 | FALSE | HV_SDGDMoExCZ16rDXOH | ResHVAC | HV_SDGDMoExCZ16 | rWtd | All | SDG | DMo | Ex | CZ16 | rDXOH | 0 | HV_SDGDMoExCZ16 | rDXOH | 0
1632 | 3 | 3 | 1 | 16 | 6 | FALSE | HV_SDGDMoExCZ16rNCOH | ResHVAC | HV_SDGDMoExCZ16 | rWtd | All | SDG | DMo | Ex | CZ16 | rNCOH | 0 | HV_SDGDMoExCZ16 | rNCOH | 0
1633 | 3 | 3 | 2 | 1 | 1 | FALSE | HV_SDGDMoNewCZ01rDXGF | ResHVAC | HV_SDGDMoNewCZ01 | rWtd | All | SDG | DMo | New | CZ01 | rDXGF | 0 | HV_SDGDMoNewCZ01 | rDXGF | 0
1634 | 3 | 3 | 2 | 1 | 2 | FALSE | HV_SDGDMoNewCZ01rNCGF | ResHVAC | HV_SDGDMoNewCZ01 | rWtd | All | SDG | DMo | New | CZ01 | rNCGF | 0 | HV_SDGDMoNewCZ01 | rNCGF | 0
1635 | 3 | 3 | 2 | 1 | 3 | FALSE | HV_SDGDMoNewCZ01rDXHP | ResHVAC | HV_SDGDMoNewCZ01 | rWtd | All | SDG | DMo | New | CZ01 | rDXHP | 0 | HV_SDGDMoNewCZ01 | rDXHP | 0
1636 | 3 | 3 | 2 | 1 | 4 | FALSE | HV_SDGDMoNewCZ01rNCEH | ResHVAC | HV_SDGDMoNewCZ01 | rWtd | All | SDG | DMo | New | CZ01 | rNCEH | 0 | HV_SDGDMoNewCZ01 | rNCEH | 0
1637 | 3 | 3 | 2 | 1 | 5 | FALSE | HV_SDGDMoNewCZ01rDXOH | ResHVAC | HV_SDGDMoNewCZ01 | rWtd | All | SDG | DMo | New | CZ01 | rDXOH | 0 | HV_SDGDMoNewCZ01 | rDXOH | 0
1638 | 3 | 3 | 2 | 1 | 6 | FALSE | HV_SDGDMoNewCZ01rNCOH | ResHVAC | HV_SDGDMoNewCZ01 | rWtd | All | SDG | DMo | New | CZ01 | rNCOH | 0 | HV_SDGDMoNewCZ01 | rNCOH | 0
1639 | 3 | 3 | 2 | 2 | 1 | FALSE | HV_SDGDMoNewCZ02rDXGF | ResHVAC | HV_SDGDMoNewCZ02 | rWtd | All | SDG | DMo | New | CZ02 | rDXGF | 0 | HV_SDGDMoNewCZ02 | rDXGF | 0
1640 | 3 | 3 | 2 | 2 | 2 | FALSE | HV_SDGDMoNewCZ02rNCGF | ResHVAC | HV_SDGDMoNewCZ02 | rWtd | All | SDG | DMo | New | CZ02 | rNCGF | 0 | HV_SDGDMoNewCZ02 | rNCGF | 0
1641 | 3 | 3 | 2 | 2 | 3 | FALSE | HV_SDGDMoNewCZ02rDXHP | ResHVAC | HV_SDGDMoNewCZ02 | rWtd | All | SDG | DMo | New | CZ02 | rDXHP | 0 | HV_SDGDMoNewCZ02 | rDXHP | 0
1642 | 3 | 3 | 2 | 2 | 4 | FALSE | HV_SDGDMoNewCZ02rNCEH | ResHVAC | HV_SDGDMoNewCZ02 | rWtd | All | SDG | DMo | New | CZ02 | rNCEH | 0 | HV_SDGDMoNewCZ02 | rNCEH | 0
1643 | 3 | 3 | 2 | 2 | 5 | FALSE | HV_SDGDMoNewCZ02rDXOH | ResHVAC | HV_SDGDMoNewCZ02 | rWtd | All | SDG | DMo | New | CZ02 | rDXOH | 0 | HV_SDGDMoNewCZ02 | rDXOH | 0
1644 | 3 | 3 | 2 | 2 | 6 | FALSE | HV_SDGDMoNewCZ02rNCOH | ResHVAC | HV_SDGDMoNewCZ02 | rWtd | All | SDG | DMo | New | CZ02 | rNCOH | 0 | HV_SDGDMoNewCZ02 | rNCOH | 0
1645 | 3 | 3 | 2 | 3 | 1 | FALSE | HV_SDGDMoNewCZ03rDXGF | ResHVAC | HV_SDGDMoNewCZ03 | rWtd | All | SDG | DMo | New | CZ03 | rDXGF | 0 | HV_SDGDMoNewCZ03 | rDXGF | 0
1646 | 3 | 3 | 2 | 3 | 2 | FALSE | HV_SDGDMoNewCZ03rNCGF | ResHVAC | HV_SDGDMoNewCZ03 | rWtd | All | SDG | DMo | New | CZ03 | rNCGF | 0 | HV_SDGDMoNewCZ03 | rNCGF | 0
1647 | 3 | 3 | 2 | 3 | 3 | FALSE | HV_SDGDMoNewCZ03rDXHP | ResHVAC | HV_SDGDMoNewCZ03 | rWtd | All | SDG | DMo | New | CZ03 | rDXHP | 0 | HV_SDGDMoNewCZ03 | rDXHP | 0
1648 | 3 | 3 | 2 | 3 | 4 | FALSE | HV_SDGDMoNewCZ03rNCEH | ResHVAC | HV_SDGDMoNewCZ03 | rWtd | All | SDG | DMo | New | CZ03 | rNCEH | 0 | HV_SDGDMoNewCZ03 | rNCEH | 0
1649 | 3 | 3 | 2 | 3 | 5 | FALSE | HV_SDGDMoNewCZ03rDXOH | ResHVAC | HV_SDGDMoNewCZ03 | rWtd | All | SDG | DMo | New | CZ03 | rDXOH | 0 | HV_SDGDMoNewCZ03 | rDXOH | 0
1650 | 3 | 3 | 2 | 3 | 6 | FALSE | HV_SDGDMoNewCZ03rNCOH | ResHVAC | HV_SDGDMoNewCZ03 | rWtd | All | SDG | DMo | New | CZ03 | rNCOH | 0 | HV_SDGDMoNewCZ03 | rNCOH | 0
1651 | 3 | 3 | 2 | 4 | 1 | FALSE | HV_SDGDMoNewCZ04rDXGF | ResHVAC | HV_SDGDMoNewCZ04 | rWtd | All | SDG | DMo | New | CZ04 | rDXGF | 0 | HV_SDGDMoNewCZ04 | rDXGF | 0
1652 | 3 | 3 | 2 | 4 | 2 | FALSE | HV_SDGDMoNewCZ04rNCGF | ResHVAC | HV_SDGDMoNewCZ04 | rWtd | All | SDG | DMo | New | CZ04 | rNCGF | 0 | HV_SDGDMoNewCZ04 | rNCGF | 0
1653 | 3 | 3 | 2 | 4 | 3 | FALSE | HV_SDGDMoNewCZ04rDXHP | ResHVAC | HV_SDGDMoNewCZ04 | rWtd | All | SDG | DMo | New | CZ04 | rDXHP | 0 | HV_SDGDMoNewCZ04 | rDXHP | 0
1654 | 3 | 3 | 2 | 4 | 4 | FALSE | HV_SDGDMoNewCZ04rNCEH | ResHVAC | HV_SDGDMoNewCZ04 | rWtd | All | SDG | DMo | New | CZ04 | rNCEH | 0 | HV_SDGDMoNewCZ04 | rNCEH | 0
1655 | 3 | 3 | 2 | 4 | 5 | FALSE | HV_SDGDMoNewCZ04rDXOH | ResHVAC | HV_SDGDMoNewCZ04 | rWtd | All | SDG | DMo | New | CZ04 | rDXOH | 0 | HV_SDGDMoNewCZ04 | rDXOH | 0
1656 | 3 | 3 | 2 | 4 | 6 | FALSE | HV_SDGDMoNewCZ04rNCOH | ResHVAC | HV_SDGDMoNewCZ04 | rWtd | All | SDG | DMo | New | CZ04 | rNCOH | 0 | HV_SDGDMoNewCZ04 | rNCOH | 0
1657 | 3 | 3 | 2 | 5 | 1 | FALSE | HV_SDGDMoNewCZ05rDXGF | ResHVAC | HV_SDGDMoNewCZ05 | rWtd | All | SDG | DMo | New | CZ05 | rDXGF | 0 | HV_SDGDMoNewCZ05 | rDXGF | 0
1658 | 3 | 3 | 2 | 5 | 2 | FALSE | HV_SDGDMoNewCZ05rNCGF | ResHVAC | HV_SDGDMoNewCZ05 | rWtd | All | SDG | DMo | New | CZ05 | rNCGF | 0 | HV_SDGDMoNewCZ05 | rNCGF | 0
1659 | 3 | 3 | 2 | 5 | 3 | FALSE | HV_SDGDMoNewCZ05rDXHP | ResHVAC | HV_SDGDMoNewCZ05 | rWtd | All | SDG | DMo | New | CZ05 | rDXHP | 0 | HV_SDGDMoNewCZ05 | rDXHP | 0
1660 | 3 | 3 | 2 | 5 | 4 | FALSE | HV_SDGDMoNewCZ05rNCEH | ResHVAC | HV_SDGDMoNewCZ05 | rWtd | All | SDG | DMo | New | CZ05 | rNCEH | 0 | HV_SDGDMoNewCZ05 | rNCEH | 0
1661 | 3 | 3 | 2 | 5 | 5 | FALSE | HV_SDGDMoNewCZ05rDXOH | ResHVAC | HV_SDGDMoNewCZ05 | rWtd | All | SDG | DMo | New | CZ05 | rDXOH | 0 | HV_SDGDMoNewCZ05 | rDXOH | 0
1662 | 3 | 3 | 2 | 5 | 6 | FALSE | HV_SDGDMoNewCZ05rNCOH | ResHVAC | HV_SDGDMoNewCZ05 | rWtd | All | SDG | DMo | New | CZ05 | rNCOH | 0 | HV_SDGDMoNewCZ05 | rNCOH | 0
1663 | 3 | 3 | 2 | 6 | 1 | TRUE | HV_SDGDMoNewCZ06rDXGF | ResHVAC | HV_SDGDMoNewCZ06 | rWtd | All | SDG | DMo | New | CZ06 | rDXGF | 0.61856 | HV_SDGDMoNewCZ06 | rDXGF | 0.61856
1664 | 3 | 3 | 2 | 6 | 2 | TRUE | HV_SDGDMoNewCZ06rNCGF | ResHVAC | HV_SDGDMoNewCZ06 | rWtd | All | SDG | DMo | New | CZ06 | rNCGF | 0.10309 | HV_SDGDMoNewCZ06 | rNCGF | 0.10309
1665 | 3 | 3 | 2 | 6 | 3 | TRUE | HV_SDGDMoNewCZ06rDXHP | ResHVAC | HV_SDGDMoNewCZ06 | rWtd | All | SDG | DMo | New | CZ06 | rDXHP | 0.088365 | HV_SDGDMoNewCZ06 | rDXHP | 0.088365
1666 | 3 | 3 | 2 | 6 | 4 | TRUE | HV_SDGDMoNewCZ06rNCEH | ResHVAC | HV_SDGDMoNewCZ06 | rWtd | All | SDG | DMo | New | CZ06 | rNCEH | 0.014728 | HV_SDGDMoNewCZ06 | rNCEH | 0.014728
1667 | 3 | 3 | 2 | 6 | 5 | TRUE | HV_SDGDMoNewCZ06rDXOH | ResHVAC | HV_SDGDMoNewCZ06 | rWtd | All | SDG | DMo | New | CZ06 | rDXOH | 0.15022 | HV_SDGDMoNewCZ06 | rDXOH | 0.15022
1668 | 3 | 3 | 2 | 6 | 6 | TRUE | HV_SDGDMoNewCZ06rNCOH | ResHVAC | HV_SDGDMoNewCZ06 | rWtd | All | SDG | DMo | New | CZ06 | rNCOH | 0.025037 | HV_SDGDMoNewCZ06 | rNCOH | 0.025037
1669 | 3 | 3 | 2 | 7 | 1 | TRUE | HV_SDGDMoNewCZ07rDXGF | ResHVAC | HV_SDGDMoNewCZ07 | rWtd | All | SDG | DMo | New | CZ07 | rDXGF | 124.9472 | HV_SDGDMoNewCZ07 | rDXGF | 124.9472
1670 | 3 | 3 | 2 | 7 | 2 | TRUE | HV_SDGDMoNewCZ07rNCGF | ResHVAC | HV_SDGDMoNewCZ07 | rWtd | All | SDG | DMo | New | CZ07 | rNCGF | 124.9472 | HV_SDGDMoNewCZ07 | rNCGF | 124.9472
1671 | 3 | 3 | 2 | 7 | 3 | TRUE | HV_SDGDMoNewCZ07rDXHP | ResHVAC | HV_SDGDMoNewCZ07 | rWtd | All | SDG | DMo | New | CZ07 | rDXHP | 17.8496 | HV_SDGDMoNewCZ07 | rDXHP | 17.8496
1672 | 3 | 3 | 2 | 7 | 4 | TRUE | HV_SDGDMoNewCZ07rNCEH | ResHVAC | HV_SDGDMoNewCZ07 | rWtd | All | SDG | DMo | New | CZ07 | rNCEH | 17.8496 | HV_SDGDMoNewCZ07 | rNCEH | 17.8496
1673 | 3 | 3 | 2 | 7 | 5 | TRUE | HV_SDGDMoNewCZ07rDXOH | ResHVAC | HV_SDGDMoNewCZ07 | rWtd | All | SDG | DMo | New | CZ07 | rDXOH | 30.3443 | HV_SDGDMoNewCZ07 | rDXOH | 30.3443
1674 | 3 | 3 | 2 | 7 | 6 | TRUE | HV_SDGDMoNewCZ07rNCOH | ResHVAC | HV_SDGDMoNewCZ07 | rWtd | All | SDG | DMo | New | CZ07 | rNCOH | 30.3443 | HV_SDGDMoNewCZ07 | rNCOH | 30.3443
1675 | 3 | 3 | 2 | 8 | 1 | TRUE | HV_SDGDMoNewCZ08rDXGF | ResHVAC | HV_SDGDMoNewCZ08 | rWtd | All | SDG | DMo | New | CZ08 | rDXGF | 0.61856 | HV_SDGDMoNewCZ08 | rDXGF | 0.61856
1676 | 3 | 3 | 2 | 8 | 2 | TRUE | HV_SDGDMoNewCZ08rNCGF | ResHVAC | HV_SDGDMoNewCZ08 | rWtd | All | SDG | DMo | New | CZ08 | rNCGF | 0.10309 | HV_SDGDMoNewCZ08 | rNCGF | 0.10309
1677 | 3 | 3 | 2 | 8 | 3 | TRUE | HV_SDGDMoNewCZ08rDXHP | ResHVAC | HV_SDGDMoNewCZ08 | rWtd | All | SDG | DMo | New | CZ08 | rDXHP | 0.088365 | HV_SDGDMoNewCZ08 | rDXHP | 0.088365
1678 | 3 | 3 | 2 | 8 | 4 | TRUE | HV_SDGDMoNewCZ08rNCEH | ResHVAC | HV_SDGDMoNewCZ08 | rWtd | All | SDG | DMo | New | CZ08 | rNCEH | 0.014728 | HV_SDGDMoNewCZ08 | rNCEH | 0.014728
1679 | 3 | 3 | 2 | 8 | 5 | TRUE | HV_SDGDMoNewCZ08rDXOH | ResHVAC | HV_SDGDMoNewCZ08 | rWtd | All | SDG | DMo | New | CZ08 | rDXOH | 0.15022 | HV_SDGDMoNewCZ08 | rDXOH | 0.15022
1680 | 3 | 3 | 2 | 8 | 6 | TRUE | HV_SDGDMoNewCZ08rNCOH | ResHVAC | HV_SDGDMoNewCZ08 | rWtd | All | SDG | DMo | New | CZ08 | rNCOH | 0.025037 | HV_SDGDMoNewCZ08 | rNCOH | 0.025037
1681 | 3 | 3 | 2 | 9 | 1 | FALSE | HV_SDGDMoNewCZ09rDXGF | ResHVAC | HV_SDGDMoNewCZ09 | rWtd | All | SDG | DMo | New | CZ09 | rDXGF | 0 | HV_SDGDMoNewCZ09 | rDXGF | 0
1682 | 3 | 3 | 2 | 9 | 2 | FALSE | HV_SDGDMoNewCZ09rNCGF | ResHVAC | HV_SDGDMoNewCZ09 | rWtd | All | SDG | DMo | New | CZ09 | rNCGF | 0 | HV_SDGDMoNewCZ09 | rNCGF | 0
1683 | 3 | 3 | 2 | 9 | 3 | FALSE | HV_SDGDMoNewCZ09rDXHP | ResHVAC | HV_SDGDMoNewCZ09 | rWtd | All | SDG | DMo | New | CZ09 | rDXHP | 0 | HV_SDGDMoNewCZ09 | rDXHP | 0
1684 | 3 | 3 | 2 | 9 | 4 | FALSE | HV_SDGDMoNewCZ09rNCEH | ResHVAC | HV_SDGDMoNewCZ09 | rWtd | All | SDG | DMo | New | CZ09 | rNCEH | 0 | HV_SDGDMoNewCZ09 | rNCEH | 0
1685 | 3 | 3 | 2 | 9 | 5 | FALSE | HV_SDGDMoNewCZ09rDXOH | ResHVAC | HV_SDGDMoNewCZ09 | rWtd | All | SDG | DMo | New | CZ09 | rDXOH | 0 | HV_SDGDMoNewCZ09 | rDXOH | 0
1686 | 3 | 3 | 2 | 9 | 6 | FALSE | HV_SDGDMoNewCZ09rNCOH | ResHVAC | HV_SDGDMoNewCZ09 | rWtd | All | SDG | DMo | New | CZ09 | rNCOH | 0 | HV_SDGDMoNewCZ09 | rNCOH | 0
1687 | 3 | 3 | 2 | 10 | 1 | TRUE | HV_SDGDMoNewCZ10rDXGF | ResHVAC | HV_SDGDMoNewCZ10 | rWtd | All | SDG | DMo | New | CZ10 | rDXGF | 624.736 | HV_SDGDMoNewCZ10 | rDXGF | 624.736
1688 | 3 | 3 | 2 | 10 | 2 | TRUE | HV_SDGDMoNewCZ10rNCGF | ResHVAC | HV_SDGDMoNewCZ10 | rWtd | All | SDG | DMo | New | CZ10 | rNCGF | 0 | HV_SDGDMoNewCZ10 | rNCGF | 0
1689 | 3 | 3 | 2 | 10 | 3 | TRUE | HV_SDGDMoNewCZ10rDXHP | ResHVAC | HV_SDGDMoNewCZ10 | rWtd | All | SDG | DMo | New | CZ10 | rDXHP | 89.248 | HV_SDGDMoNewCZ10 | rDXHP | 89.248
1690 | 3 | 3 | 2 | 10 | 4 | TRUE | HV_SDGDMoNewCZ10rNCEH | ResHVAC | HV_SDGDMoNewCZ10 | rWtd | All | SDG | DMo | New | CZ10 | rNCEH | 0 | HV_SDGDMoNewCZ10 | rNCEH | 0
1691 | 3 | 3 | 2 | 10 | 5 | TRUE | HV_SDGDMoNewCZ10rDXOH | ResHVAC | HV_SDGDMoNewCZ10 | rWtd | All | SDG | DMo | New | CZ10 | rDXOH | 151.7216 | HV_SDGDMoNewCZ10 | rDXOH | 151.7216
1692 | 3 | 3 | 2 | 10 | 6 | TRUE | HV_SDGDMoNewCZ10rNCOH | ResHVAC | HV_SDGDMoNewCZ10 | rWtd | All | SDG | DMo | New | CZ10 | rNCOH | 0 | HV_SDGDMoNewCZ10 | rNCOH | 0
1693 | 3 | 3 | 2 | 11 | 1 | FALSE | HV_SDGDMoNewCZ11rDXGF | ResHVAC | HV_SDGDMoNewCZ11 | rWtd | All | SDG | DMo | New | CZ11 | rDXGF | 0 | HV_SDGDMoNewCZ11 | rDXGF | 0
1694 | 3 | 3 | 2 | 11 | 2 | FALSE | HV_SDGDMoNewCZ11rNCGF | ResHVAC | HV_SDGDMoNewCZ11 | rWtd | All | SDG | DMo | New | CZ11 | rNCGF | 0 | HV_SDGDMoNewCZ11 | rNCGF | 0
1695 | 3 | 3 | 2 | 11 | 3 | FALSE | HV_SDGDMoNewCZ11rDXHP | ResHVAC | HV_SDGDMoNewCZ11 | rWtd | All | SDG | DMo | New | CZ11 | rDXHP | 0 | HV_SDGDMoNewCZ11 | rDXHP | 0
1696 | 3 | 3 | 2 | 11 | 4 | FALSE | HV_SDGDMoNewCZ11rNCEH | ResHVAC | HV_SDGDMoNewCZ11 | rWtd | All | SDG | DMo | New | CZ11 | rNCEH | 0 | HV_SDGDMoNewCZ11 | rNCEH | 0
1697 | 3 | 3 | 2 | 11 | 5 | FALSE | HV_SDGDMoNewCZ11rDXOH | ResHVAC | HV_SDGDMoNewCZ11 | rWtd | All | SDG | DMo | New | CZ11 | rDXOH | 0 | HV_SDGDMoNewCZ11 | rDXOH | 0
1698 | 3 | 3 | 2 | 11 | 6 | FALSE | HV_SDGDMoNewCZ11rNCOH | ResHVAC | HV_SDGDMoNewCZ11 | rWtd | All | SDG | DMo | New | CZ11 | rNCOH | 0 | HV_SDGDMoNewCZ11 | rNCOH | 0
1699 | 3 | 3 | 2 | 12 | 1 | FALSE | HV_SDGDMoNewCZ12rDXGF | ResHVAC | HV_SDGDMoNewCZ12 | rWtd | All | SDG | DMo | New | CZ12 | rDXGF | 0 | HV_SDGDMoNewCZ12 | rDXGF | 0
1700 | 3 | 3 | 2 | 12 | 2 | FALSE | HV_SDGDMoNewCZ12rNCGF | ResHVAC | HV_SDGDMoNewCZ12 | rWtd | All | SDG | DMo | New | CZ12 | rNCGF | 0 | HV_SDGDMoNewCZ12 | rNCGF | 0
1701 | 3 | 3 | 2 | 12 | 3 | FALSE | HV_SDGDMoNewCZ12rDXHP | ResHVAC | HV_SDGDMoNewCZ12 | rWtd | All | SDG | DMo | New | CZ12 | rDXHP | 0 | HV_SDGDMoNewCZ12 | rDXHP | 0
1702 | 3 | 3 | 2 | 12 | 4 | FALSE | HV_SDGDMoNewCZ12rNCEH | ResHVAC | HV_SDGDMoNewCZ12 | rWtd | All | SDG | DMo | New | CZ12 | rNCEH | 0 | HV_SDGDMoNewCZ12 | rNCEH | 0
1703 | 3 | 3 | 2 | 12 | 5 | FALSE | HV_SDGDMoNewCZ12rDXOH | ResHVAC | HV_SDGDMoNewCZ12 | rWtd | All | SDG | DMo | New | CZ12 | rDXOH | 0 | HV_SDGDMoNewCZ12 | rDXOH | 0
1704 | 3 | 3 | 2 | 12 | 6 | FALSE | HV_SDGDMoNewCZ12rNCOH | ResHVAC | HV_SDGDMoNewCZ12 | rWtd | All | SDG | DMo | New | CZ12 | rNCOH | 0 | HV_SDGDMoNewCZ12 | rNCOH | 0
1705 | 3 | 3 | 2 | 13 | 1 | FALSE | HV_SDGDMoNewCZ13rDXGF | ResHVAC | HV_SDGDMoNewCZ13 | rWtd | All | SDG | DMo | New | CZ13 | rDXGF | 0 | HV_SDGDMoNewCZ13 | rDXGF | 0
1706 | 3 | 3 | 2 | 13 | 2 | FALSE | HV_SDGDMoNewCZ13rNCGF | ResHVAC | HV_SDGDMoNewCZ13 | rWtd | All | SDG | DMo | New | CZ13 | rNCGF | 0 | HV_SDGDMoNewCZ13 | rNCGF | 0
1707 | 3 | 3 | 2 | 13 | 3 | FALSE | HV_SDGDMoNewCZ13rDXHP | ResHVAC | HV_SDGDMoNewCZ13 | rWtd | All | SDG | DMo | New | CZ13 | rDXHP | 0 | HV_SDGDMoNewCZ13 | rDXHP | 0
1708 | 3 | 3 | 2 | 13 | 4 | FALSE | HV_SDGDMoNewCZ13rNCEH | ResHVAC | HV_SDGDMoNewCZ13 | rWtd | All | SDG | DMo | New | CZ13 | rNCEH | 0 | HV_SDGDMoNewCZ13 | rNCEH | 0
1709 | 3 | 3 | 2 | 13 | 5 | FALSE | HV_SDGDMoNewCZ13rDXOH | ResHVAC | HV_SDGDMoNewCZ13 | rWtd | All | SDG | DMo | New | CZ13 | rDXOH | 0 | HV_SDGDMoNewCZ13 | rDXOH | 0
1710 | 3 | 3 | 2 | 13 | 6 | FALSE | HV_SDGDMoNewCZ13rNCOH | ResHVAC | HV_SDGDMoNewCZ13 | rWtd | All | SDG | DMo | New | CZ13 | rNCOH | 0 | HV_SDGDMoNewCZ13 | rNCOH | 0
1711 | 3 | 3 | 2 | 14 | 1 | TRUE | HV_SDGDMoNewCZ14rDXGF | ResHVAC | HV_SDGDMoNewCZ14 | rWtd | All | SDG | DMo | New | CZ14 | rDXGF | 0.61856 | HV_SDGDMoNewCZ14 | rDXGF | 0.61856
1712 | 3 | 3 | 2 | 14 | 2 | TRUE | HV_SDGDMoNewCZ14rNCGF | ResHVAC | HV_SDGDMoNewCZ14 | rWtd | All | SDG | DMo | New | CZ14 | rNCGF | 0.10309 | HV_SDGDMoNewCZ14 | rNCGF | 0.10309
1713 | 3 | 3 | 2 | 14 | 3 | TRUE | HV_SDGDMoNewCZ14rDXHP | ResHVAC | HV_SDGDMoNewCZ14 | rWtd | All | SDG | DMo | New | CZ14 | rDXHP | 0.088365 | HV_SDGDMoNewCZ14 | rDXHP | 0.088365
1714 | 3 | 3 | 2 | 14 | 4 | TRUE | HV_SDGDMoNewCZ14rNCEH | ResHVAC | HV_SDGDMoNewCZ14 | rWtd | All | SDG | DMo | New | CZ14 | rNCEH | 0.014728 | HV_SDGDMoNewCZ14 | rNCEH | 0.014728
1715 | 3 | 3 | 2 | 14 | 5 | TRUE | HV_SDGDMoNewCZ14rDXOH | ResHVAC | HV_SDGDMoNewCZ14 | rWtd | All | SDG | DMo | New | CZ14 | rDXOH | 0.15022 | HV_SDGDMoNewCZ14 | rDXOH | 0.15022
1716 | 3 | 3 | 2 | 14 | 6 | TRUE | HV_SDGDMoNewCZ14rNCOH | ResHVAC | HV_SDGDMoNewCZ14 | rWtd | All | SDG | DMo | New | CZ14 | rNCOH | 0.025037 | HV_SDGDMoNewCZ14 | rNCOH | 0.025037
1717 | 3 | 3 | 2 | 15 | 1 | TRUE | HV_SDGDMoNewCZ15rDXGF | ResHVAC | HV_SDGDMoNewCZ15 | rWtd | All | SDG | DMo | New | CZ15 | rDXGF | 0.61856 | HV_SDGDMoNewCZ15 | rDXGF | 0.61856
1718 | 3 | 3 | 2 | 15 | 2 | TRUE | HV_SDGDMoNewCZ15rNCGF | ResHVAC | HV_SDGDMoNewCZ15 | rWtd | All | SDG | DMo | New | CZ15 | rNCGF | 0.10309 | HV_SDGDMoNewCZ15 | rNCGF | 0.10309
1719 | 3 | 3 | 2 | 15 | 3 | TRUE | HV_SDGDMoNewCZ15rDXHP | ResHVAC | HV_SDGDMoNewCZ15 | rWtd | All | SDG | DMo | New | CZ15 | rDXHP | 0.088365 | HV_SDGDMoNewCZ15 | rDXHP | 0.088365
1720 | 3 | 3 | 2 | 15 | 4 | TRUE | HV_SDGDMoNewCZ15rNCEH | ResHVAC | HV_SDGDMoNewCZ15 | rWtd | All | SDG | DMo | New | CZ15 | rNCEH | 0.014728 | HV_SDGDMoNewCZ15 | rNCEH | 0.014728
1721 | 3 | 3 | 2 | 15 | 5 | TRUE | HV_SDGDMoNewCZ15rDXOH | ResHVAC | HV_SDGDMoNewCZ15 | rWtd | All | SDG | DMo | New | CZ15 | rDXOH | 0.15022 | HV_SDGDMoNewCZ15 | rDXOH | 0.15022
1722 | 3 | 3 | 2 | 15 | 6 | TRUE | HV_SDGDMoNewCZ15rNCOH | ResHVAC | HV_SDGDMoNewCZ15 | rWtd | All | SDG | DMo | New | CZ15 | rNCOH | 0.025037 | HV_SDGDMoNewCZ15 | rNCOH | 0.025037
1723 | 3 | 3 | 2 | 16 | 1 | FALSE | HV_SDGDMoNewCZ16rDXGF | ResHVAC | HV_SDGDMoNewCZ16 | rWtd | All | SDG | DMo | New | CZ16 | rDXGF | 0 | HV_SDGDMoNewCZ16 | rDXGF | 0
1724 | 3 | 3 | 2 | 16 | 2 | FALSE | HV_SDGDMoNewCZ16rNCGF | ResHVAC | HV_SDGDMoNewCZ16 | rWtd | All | SDG | DMo | New | CZ16 | rNCGF | 0 | HV_SDGDMoNewCZ16 | rNCGF | 0
1725 | 3 | 3 | 2 | 16 | 3 | FALSE | HV_SDGDMoNewCZ16rDXHP | ResHVAC | HV_SDGDMoNewCZ16 | rWtd | All | SDG | DMo | New | CZ16 | rDXHP | 0 | HV_SDGDMoNewCZ16 | rDXHP | 0
1726 | 3 | 3 | 2 | 16 | 4 | FALSE | HV_SDGDMoNewCZ16rNCEH | ResHVAC | HV_SDGDMoNewCZ16 | rWtd | All | SDG | DMo | New | CZ16 | rNCEH | 0 | HV_SDGDMoNewCZ16 | rNCEH | 0
1727 | 3 | 3 | 2 | 16 | 5 | FALSE | HV_SDGDMoNewCZ16rDXOH | ResHVAC | HV_SDGDMoNewCZ16 | rWtd | All | SDG | DMo | New | CZ16 | rDXOH | 0 | HV_SDGDMoNewCZ16 | rDXOH | 0
1728 | 3 | 3 | 2 | 16 | 6 | FALSE | HV_SDGDMoNewCZ16rNCOH | ResHVAC | HV_SDGDMoNewCZ16 | rWtd | All | SDG | DMo | New | CZ16 | rNCOH | 0 | HV_SDGDMoNewCZ16 | rNCOH | 0
1729 | 4 | 1 | 1 | 1 | 1 | FALSE | HV_SCGSFmExCZ01rDXGF | ResHVAC | HV_SCGSFmExCZ01 | rWtd | All | SCG | SFm | Ex | CZ01 | rDXGF | 0 | HV_SCGSFmExCZ01 | rDXGF | 0
1730 | 4 | 1 | 1 | 1 | 2 | FALSE | HV_SCGSFmExCZ01rNCGF | ResHVAC | HV_SCGSFmExCZ01 | rWtd | All | SCG | SFm | Ex | CZ01 | rNCGF | 0 | HV_SCGSFmExCZ01 | rNCGF | 0
1731 | 4 | 1 | 1 | 1 | 3 | FALSE | HV_SCGSFmExCZ01rDXHP | ResHVAC | HV_SCGSFmExCZ01 | rWtd | All | SCG | SFm | Ex | CZ01 | rDXHP | 0 | HV_SCGSFmExCZ01 | rDXHP | 0
1732 | 4 | 1 | 1 | 1 | 4 | FALSE | HV_SCGSFmExCZ01rNCEH | ResHVAC | HV_SCGSFmExCZ01 | rWtd | All | SCG | SFm | Ex | CZ01 | rNCEH | 0 | HV_SCGSFmExCZ01 | rNCEH | 0
1733 | 4 | 1 | 1 | 1 | 5 | FALSE | HV_SCGSFmExCZ01rDXOH | ResHVAC | HV_SCGSFmExCZ01 | rWtd | All | SCG | SFm | Ex | CZ01 | rDXOH | 0 | HV_SCGSFmExCZ01 | rDXOH | 0
1734 | 4 | 1 | 1 | 1 | 6 | FALSE | HV_SCGSFmExCZ01rNCOH | ResHVAC | HV_SCGSFmExCZ01 | rWtd | All | SCG | SFm | Ex | CZ01 | rNCOH | 0 | HV_SCGSFmExCZ01 | rNCOH | 0
1735 | 4 | 1 | 1 | 2 | 1 | FALSE | HV_SCGSFmExCZ02rDXGF | ResHVAC | HV_SCGSFmExCZ02 | rWtd | All | SCG | SFm | Ex | CZ02 | rDXGF | 0 | HV_SCGSFmExCZ02 | rDXGF | 0
1736 | 4 | 1 | 1 | 2 | 2 | FALSE | HV_SCGSFmExCZ02rNCGF | ResHVAC | HV_SCGSFmExCZ02 | rWtd | All | SCG | SFm | Ex | CZ02 | rNCGF | 0 | HV_SCGSFmExCZ02 | rNCGF | 0
1737 | 4 | 1 | 1 | 2 | 3 | FALSE | HV_SCGSFmExCZ02rDXHP | ResHVAC | HV_SCGSFmExCZ02 | rWtd | All | SCG | SFm | Ex | CZ02 | rDXHP | 0 | HV_SCGSFmExCZ02 | rDXHP | 0
1738 | 4 | 1 | 1 | 2 | 4 | FALSE | HV_SCGSFmExCZ02rNCEH | ResHVAC | HV_SCGSFmExCZ02 | rWtd | All | SCG | SFm | Ex | CZ02 | rNCEH | 0 | HV_SCGSFmExCZ02 | rNCEH | 0
1739 | 4 | 1 | 1 | 2 | 5 | FALSE | HV_SCGSFmExCZ02rDXOH | ResHVAC | HV_SCGSFmExCZ02 | rWtd | All | SCG | SFm | Ex | CZ02 | rDXOH | 0 | HV_SCGSFmExCZ02 | rDXOH | 0
1740 | 4 | 1 | 1 | 2 | 6 | FALSE | HV_SCGSFmExCZ02rNCOH | ResHVAC | HV_SCGSFmExCZ02 | rWtd | All | SCG | SFm | Ex | CZ02 | rNCOH | 0 | HV_SCGSFmExCZ02 | rNCOH | 0
1741 | 4 | 1 | 1 | 3 | 1 | FALSE | HV_SCGSFmExCZ03rDXGF | ResHVAC | HV_SCGSFmExCZ03 | rWtd | All | SCG | SFm | Ex | CZ03 | rDXGF | 0 | HV_SCGSFmExCZ03 | rDXGF | 0
1742 | 4 | 1 | 1 | 3 | 2 | FALSE | HV_SCGSFmExCZ03rNCGF | ResHVAC | HV_SCGSFmExCZ03 | rWtd | All | SCG | SFm | Ex | CZ03 | rNCGF | 0 | HV_SCGSFmExCZ03 | rNCGF | 0
1743 | 4 | 1 | 1 | 3 | 3 | FALSE | HV_SCGSFmExCZ03rDXHP | ResHVAC | HV_SCGSFmExCZ03 | rWtd | All | SCG | SFm | Ex | CZ03 | rDXHP | 0 | HV_SCGSFmExCZ03 | rDXHP | 0
1744 | 4 | 1 | 1 | 3 | 4 | FALSE | HV_SCGSFmExCZ03rNCEH | ResHVAC | HV_SCGSFmExCZ03 | rWtd | All | SCG | SFm | Ex | CZ03 | rNCEH | 0 | HV_SCGSFmExCZ03 | rNCEH | 0
1745 | 4 | 1 | 1 | 3 | 5 | FALSE | HV_SCGSFmExCZ03rDXOH | ResHVAC | HV_SCGSFmExCZ03 | rWtd | All | SCG | SFm | Ex | CZ03 | rDXOH | 0 | HV_SCGSFmExCZ03 | rDXOH | 0
1746 | 4 | 1 | 1 | 3 | 6 | FALSE | HV_SCGSFmExCZ03rNCOH | ResHVAC | HV_SCGSFmExCZ03 | rWtd | All | SCG | SFm | Ex | CZ03 | rNCOH | 0 | HV_SCGSFmExCZ03 | rNCOH | 0
1747 | 4 | 1 | 1 | 4 | 1 | FALSE | HV_SCGSFmExCZ04rDXGF | ResHVAC | HV_SCGSFmExCZ04 | rWtd | All | SCG | SFm | Ex | CZ04 | rDXGF | 0 | HV_SCGSFmExCZ04 | rDXGF | 0
1748 | 4 | 1 | 1 | 4 | 2 | FALSE | HV_SCGSFmExCZ04rNCGF | ResHVAC | HV_SCGSFmExCZ04 | rWtd | All | SCG | SFm | Ex | CZ04 | rNCGF | 0 | HV_SCGSFmExCZ04 | rNCGF | 0
1749 | 4 | 1 | 1 | 4 | 3 | FALSE | HV_SCGSFmExCZ04rDXHP | ResHVAC | HV_SCGSFmExCZ04 | rWtd | All | SCG | SFm | Ex | CZ04 | rDXHP | 0 | HV_SCGSFmExCZ04 | rDXHP | 0
1750 | 4 | 1 | 1 | 4 | 4 | FALSE | HV_SCGSFmExCZ04rNCEH | ResHVAC | HV_SCGSFmExCZ04 | rWtd | All | SCG | SFm | Ex | CZ04 | rNCEH | 0 | HV_SCGSFmExCZ04 | rNCEH | 0
1751 | 4 | 1 | 1 | 4 | 5 | FALSE | HV_SCGSFmExCZ04rDXOH | ResHVAC | HV_SCGSFmExCZ04 | rWtd | All | SCG | SFm | Ex | CZ04 | rDXOH | 0 | HV_SCGSFmExCZ04 | rDXOH | 0
1752 | 4 | 1 | 1 | 4 | 6 | FALSE | HV_SCGSFmExCZ04rNCOH | ResHVAC | HV_SCGSFmExCZ04 | rWtd | All | SCG | SFm | Ex | CZ04 | rNCOH | 0 | HV_SCGSFmExCZ04 | rNCOH | 0
1753 | 4 | 1 | 1 | 5 | 1 | TRUE | HV_SCGSFmExCZ05rDXGF | ResHVAC | HV_SCGSFmExCZ05 | rWtd | All | SCG | SFm | Ex | CZ05 | rDXGF | 6073.9137 | HV_SCGSFmExCZ05 | rDXGF | 6073.9137
1754 | 4 | 1 | 1 | 5 | 2 | TRUE | HV_SCGSFmExCZ05rNCGF | ResHVAC | HV_SCGSFmExCZ05 | rWtd | All | SCG | SFm | Ex | CZ05 | rNCGF | 41212.1175 | HV_SCGSFmExCZ05 | rNCGF | 41212.1175
1755 | 4 | 1 | 1 | 5 | 3 | TRUE | HV_SCGSFmExCZ05rDXHP | ResHVAC | HV_SCGSFmExCZ05 | rWtd | All | SCG | SFm | Ex | CZ05 | rDXHP | 349.0755 | HV_SCGSFmExCZ05 | rDXHP | 349.0755
1756 | 4 | 1 | 1 | 5 | 4 | TRUE | HV_SCGSFmExCZ05rNCEH | ResHVAC | HV_SCGSFmExCZ05 | rWtd | All | SCG | SFm | Ex | CZ05 | rNCEH | 2368.5125 | HV_SCGSFmExCZ05 | rNCEH | 2368.5125
1757 | 4 | 1 | 1 | 5 | 5 | TRUE | HV_SCGSFmExCZ05rDXOH | ResHVAC | HV_SCGSFmExCZ05 | rWtd | All | SCG | SFm | Ex | CZ05 | rDXOH | 488.7057 | HV_SCGSFmExCZ05 | rDXOH | 488.7057
1758 | 4 | 1 | 1 | 5 | 6 | TRUE | HV_SCGSFmExCZ05rNCOH | ResHVAC | HV_SCGSFmExCZ05 | rWtd | All | SCG | SFm | Ex | CZ05 | rNCOH | 3315.9175 | HV_SCGSFmExCZ05 | rNCOH | 3315.9175
1759 | 4 | 1 | 1 | 6 | 1 | TRUE | HV_SCGSFmExCZ06rDXGF | ResHVAC | HV_SCGSFmExCZ06 | rWtd | All | SCG | SFm | Ex | CZ06 | rDXGF | 137045.6103 | HV_SCGSFmExCZ06 | rDXGF | 137045.6103
1760 | 4 | 1 | 1 | 6 | 2 | TRUE | HV_SCGSFmExCZ06rNCGF | ResHVAC | HV_SCGSFmExCZ06 | rWtd | All | SCG | SFm | Ex | CZ06 | rNCGF | 204693.3999 | HV_SCGSFmExCZ06 | rNCGF | 204693.3999
1761 | 4 | 1 | 1 | 6 | 3 | TRUE | HV_SCGSFmExCZ06rDXHP | ResHVAC | HV_SCGSFmExCZ06 | rWtd | All | SCG | SFm | Ex | CZ06 | rDXHP | 7876.1845 | HV_SCGSFmExCZ06 | rDXHP | 7876.1845
1762 | 4 | 1 | 1 | 6 | 4 | TRUE | HV_SCGSFmExCZ06rNCEH | ResHVAC | HV_SCGSFmExCZ06 | rWtd | All | SCG | SFm | Ex | CZ06 | rNCEH | 11763.9885 | HV_SCGSFmExCZ06 | rNCEH | 11763.9885
1763 | 4 | 1 | 1 | 6 | 5 | TRUE | HV_SCGSFmExCZ06rDXOH | ResHVAC | HV_SCGSFmExCZ06 | rWtd | All | SCG | SFm | Ex | CZ06 | rDXOH | 11026.6583 | HV_SCGSFmExCZ06 | rDXOH | 11026.6583
1764 | 4 | 1 | 1 | 6 | 6 | TRUE | HV_SCGSFmExCZ06rNCOH | ResHVAC | HV_SCGSFmExCZ06 | rWtd | All | SCG | SFm | Ex | CZ06 | rNCOH | 16469.5839 | HV_SCGSFmExCZ06 | rNCOH | 16469.5839
1765 | 4 | 1 | 1 | 7 | 1 | FALSE | HV_SCGSFmExCZ07rDXGF | ResHVAC | HV_SCGSFmExCZ07 | rWtd | All | SCG | SFm | Ex | CZ07 | rDXGF | 0 | HV_SCGSFmExCZ07 | rDXGF | 0
1766 | 4 | 1 | 1 | 7 | 2 | FALSE | HV_SCGSFmExCZ07rNCGF | ResHVAC | HV_SCGSFmExCZ07 | rWtd | All | SCG | SFm | Ex | CZ07 | rNCGF | 0 | HV_SCGSFmExCZ07 | rNCGF | 0
1767 | 4 | 1 | 1 | 7 | 3 | FALSE | HV_SCGSFmExCZ07rDXHP | ResHVAC | HV_SCGSFmExCZ07 | rWtd | All | SCG | SFm | Ex | CZ07 | rDXHP | 0 | HV_SCGSFmExCZ07 | rDXHP | 0
1768 | 4 | 1 | 1 | 7 | 4 | FALSE | HV_SCGSFmExCZ07rNCEH | ResHVAC | HV_SCGSFmExCZ07 | rWtd | All | SCG | SFm | Ex | CZ07 | rNCEH | 0 | HV_SCGSFmExCZ07 | rNCEH | 0
1769 | 4 | 1 | 1 | 7 | 5 | FALSE | HV_SCGSFmExCZ07rDXOH | ResHVAC | HV_SCGSFmExCZ07 | rWtd | All | SCG | SFm | Ex | CZ07 | rDXOH | 0 | HV_SCGSFmExCZ07 | rDXOH | 0
1770 | 4 | 1 | 1 | 7 | 6 | FALSE | HV_SCGSFmExCZ07rNCOH | ResHVAC | HV_SCGSFmExCZ07 | rWtd | All | SCG | SFm | Ex | CZ07 | rNCOH | 0 | HV_SCGSFmExCZ07 | rNCOH | 0
1771 | 4 | 1 | 1 | 8 | 1 | TRUE | HV_SCGSFmExCZ08rDXGF | ResHVAC | HV_SCGSFmExCZ08 | rWtd | All | SCG | SFm | Ex | CZ08 | rDXGF | 202825.7883 | HV_SCGSFmExCZ08 | rDXGF | 202825.7883
1772 | 4 | 1 | 1 | 8 | 2 | TRUE | HV_SCGSFmExCZ08rNCGF | ResHVAC | HV_SCGSFmExCZ08 | rWtd | All | SCG | SFm | Ex | CZ08 | rNCGF | 215951.6001 | HV_SCGSFmExCZ08 | rNCGF | 215951.6001
1773 | 4 | 1 | 1 | 8 | 3 | TRUE | HV_SCGSFmExCZ08rDXHP | ResHVAC | HV_SCGSFmExCZ08 | rWtd | All | SCG | SFm | Ex | CZ08 | rDXHP | 11656.6545 | HV_SCGSFmExCZ08 | rDXHP | 11656.6545
1774 | 4 | 1 | 1 | 8 | 4 | TRUE | HV_SCGSFmExCZ08rNCEH | ResHVAC | HV_SCGSFmExCZ08 | rWtd | All | SCG | SFm | Ex | CZ08 | rNCEH | 12411.0115 | HV_SCGSFmExCZ08 | rNCEH | 12411.0115
1775 | 4 | 1 | 1 | 8 | 5 | TRUE | HV_SCGSFmExCZ08rDXOH | ResHVAC | HV_SCGSFmExCZ08 | rWtd | All | SCG | SFm | Ex | CZ08 | rDXOH | 16319.3163 | HV_SCGSFmExCZ08 | rDXOH | 16319.3163
1776 | 4 | 1 | 1 | 8 | 6 | TRUE | HV_SCGSFmExCZ08rNCOH | ResHVAC | HV_SCGSFmExCZ08 | rWtd | All | SCG | SFm | Ex | CZ08 | rNCOH | 17375.4161 | HV_SCGSFmExCZ08 | rNCOH | 17375.4161
1777 | 4 | 1 | 1 | 9 | 1 | TRUE | HV_SCGSFmExCZ09rDXGF | ResHVAC | HV_SCGSFmExCZ09 | rWtd | All | SCG | SFm | Ex | CZ09 | rDXGF | 415159.0323 | HV_SCGSFmExCZ09 | rDXGF | 415159.0323
1778 | 4 | 1 | 1 | 9 | 2 | TRUE | HV_SCGSFmExCZ09rNCGF | ResHVAC | HV_SCGSFmExCZ09 | rWtd | All | SCG | SFm | Ex | CZ09 | rNCGF | 120931.479 | HV_SCGSFmExCZ09 | rNCGF | 120931.479
1779 | 4 | 1 | 1 | 9 | 3 | TRUE | HV_SCGSFmExCZ09rDXHP | ResHVAC | HV_SCGSFmExCZ09 | rWtd | All | SCG | SFm | Ex | CZ09 | rDXHP | 23859.7145 | HV_SCGSFmExCZ09 | rDXHP | 23859.7145
1780 | 4 | 1 | 1 | 9 | 4 | TRUE | HV_SCGSFmExCZ09rNCEH | ResHVAC | HV_SCGSFmExCZ09 | rWtd | All | SCG | SFm | Ex | CZ09 | rNCEH | 6950.085 | HV_SCGSFmExCZ09 | rNCEH | 6950.085
1781 | 4 | 1 | 1 | 9 | 5 | TRUE | HV_SCGSFmExCZ09rDXOH | ResHVAC | HV_SCGSFmExCZ09 | rWtd | All | SCG | SFm | Ex | CZ09 | rDXOH | 33403.6003 | HV_SCGSFmExCZ09 | rDXOH | 33403.6003
1782 | 4 | 1 | 1 | 9 | 6 | TRUE | HV_SCGSFmExCZ09rNCOH | ResHVAC | HV_SCGSFmExCZ09 | rWtd | All | SCG | SFm | Ex | CZ09 | rNCOH | 9730.119 | HV_SCGSFmExCZ09 | rNCOH | 9730.119
1783 | 4 | 1 | 1 | 10 | 1 | TRUE | HV_SCGSFmExCZ10rDXGF | ResHVAC | HV_SCGSFmExCZ10 | rWtd | All | SCG | SFm | Ex | CZ10 | rDXGF | 358943.7561 | HV_SCGSFmExCZ10 | rDXGF | 358943.7561
1784 | 4 | 1 | 1 | 10 | 2 | TRUE | HV_SCGSFmExCZ10rNCGF | ResHVAC | HV_SCGSFmExCZ10 | rWtd | All | SCG | SFm | Ex | CZ10 | rNCGF | 21564.8031 | HV_SCGSFmExCZ10 | rNCGF | 21564.8031
1785 | 4 | 1 | 1 | 10 | 3 | TRUE | HV_SCGSFmExCZ10rDXHP | ResHVAC | HV_SCGSFmExCZ10 | rWtd | All | SCG | SFm | Ex | CZ10 | rDXHP | 20628.9515 | HV_SCGSFmExCZ10 | rDXHP | 20628.9515
1786 | 4 | 1 | 1 | 10 | 4 | TRUE | HV_SCGSFmExCZ10rNCEH | ResHVAC | HV_SCGSFmExCZ10 | rWtd | All | SCG | SFm | Ex | CZ10 | rNCEH | 1239.3565 | HV_SCGSFmExCZ10 | rNCEH | 1239.3565
1787 | 4 | 1 | 1 | 10 | 5 | TRUE | HV_SCGSFmExCZ10rDXOH | ResHVAC | HV_SCGSFmExCZ10 | rWtd | All | SCG | SFm | Ex | CZ10 | rDXOH | 28880.5321 | HV_SCGSFmExCZ10 | rDXOH | 28880.5321
1788 | 4 | 1 | 1 | 10 | 6 | TRUE | HV_SCGSFmExCZ10rNCOH | ResHVAC | HV_SCGSFmExCZ10 | rWtd | All | SCG | SFm | Ex | CZ10 | rNCOH | 1735.0991 | HV_SCGSFmExCZ10 | rNCOH | 1735.0991
1789 | 4 | 1 | 1 | 11 | 1 | FALSE | HV_SCGSFmExCZ11rDXGF | ResHVAC | HV_SCGSFmExCZ11 | rWtd | All | SCG | SFm | Ex | CZ11 | rDXGF | 0 | HV_SCGSFmExCZ11 | rDXGF | 0
1790 | 4 | 1 | 1 | 11 | 2 | FALSE | HV_SCGSFmExCZ11rNCGF | ResHVAC | HV_SCGSFmExCZ11 | rWtd | All | SCG | SFm | Ex | CZ11 | rNCGF | 0 | HV_SCGSFmExCZ11 | rNCGF | 0
1791 | 4 | 1 | 1 | 11 | 3 | FALSE | HV_SCGSFmExCZ11rDXHP | ResHVAC | HV_SCGSFmExCZ11 | rWtd | All | SCG | SFm | Ex | CZ11 | rDXHP | 0 | HV_SCGSFmExCZ11 | rDXHP | 0
1792 | 4 | 1 | 1 | 11 | 4 | FALSE | HV_SCGSFmExCZ11rNCEH | ResHVAC | HV_SCGSFmExCZ11 | rWtd | All | SCG | SFm | Ex | CZ11 | rNCEH | 0 | HV_SCGSFmExCZ11 | rNCEH | 0
1793 | 4 | 1 | 1 | 11 | 5 | FALSE | HV_SCGSFmExCZ11rDXOH | ResHVAC | HV_SCGSFmExCZ11 | rWtd | All | SCG | SFm | Ex | CZ11 | rDXOH | 0 | HV_SCGSFmExCZ11 | rDXOH | 0
1794 | 4 | 1 | 1 | 11 | 6 | FALSE | HV_SCGSFmExCZ11rNCOH | ResHVAC | HV_SCGSFmExCZ11 | rWtd | All | SCG | SFm | Ex | CZ11 | rNCOH | 0 | HV_SCGSFmExCZ11 | rNCOH | 0
1795 | 4 | 1 | 1 | 12 | 1 | FALSE | HV_SCGSFmExCZ12rDXGF | ResHVAC | HV_SCGSFmExCZ12 | rWtd | All | SCG | SFm | Ex | CZ12 | rDXGF | 0 | HV_SCGSFmExCZ12 | rDXGF | 0
1796 | 4 | 1 | 1 | 12 | 2 | FALSE | HV_SCGSFmExCZ12rNCGF | ResHVAC | HV_SCGSFmExCZ12 | rWtd | All | SCG | SFm | Ex | CZ12 | rNCGF | 0 | HV_SCGSFmExCZ12 | rNCGF | 0
1797 | 4 | 1 | 1 | 12 | 3 | FALSE | HV_SCGSFmExCZ12rDXHP | ResHVAC | HV_SCGSFmExCZ12 | rWtd | All | SCG | SFm | Ex | CZ12 | rDXHP | 0 | HV_SCGSFmExCZ12 | rDXHP | 0
1798 | 4 | 1 | 1 | 12 | 4 | FALSE | HV_SCGSFmExCZ12rNCEH | ResHVAC | HV_SCGSFmExCZ12 | rWtd | All | SCG | SFm | Ex | CZ12 | rNCEH | 0 | HV_SCGSFmExCZ12 | rNCEH | 0
1799 | 4 | 1 | 1 | 12 | 5 | FALSE | HV_SCGSFmExCZ12rDXOH | ResHVAC | HV_SCGSFmExCZ12 | rWtd | All | SCG | SFm | Ex | CZ12 | rDXOH | 0 | HV_SCGSFmExCZ12 | rDXOH | 0
1800 | 4 | 1 | 1 | 12 | 6 | FALSE | HV_SCGSFmExCZ12rNCOH | ResHVAC | HV_SCGSFmExCZ12 | rWtd | All | SCG | SFm | Ex | CZ12 | rNCOH | 0 | HV_SCGSFmExCZ12 | rNCOH | 0
1801 | 4 | 1 | 1 | 13 | 1 | TRUE | HV_SCGSFmExCZ13rDXGF | ResHVAC | HV_SCGSFmExCZ13 | rWtd | All | SCG | SFm | Ex | CZ13 | rDXGF | 52937.6643 | HV_SCGSFmExCZ13 | rDXGF | 52937.6643
1802 | 4 | 1 | 1 | 13 | 2 | TRUE | HV_SCGSFmExCZ13rNCGF | ResHVAC | HV_SCGSFmExCZ13 | rWtd | All | SCG | SFm | Ex | CZ13 | rNCGF | 1356.5823 | HV_SCGSFmExCZ13 | rNCGF | 1356.5823
1803 | 4 | 1 | 1 | 13 | 3 | TRUE | HV_SCGSFmExCZ13rDXHP | ResHVAC | HV_SCGSFmExCZ13 | rWtd | All | SCG | SFm | Ex | CZ13 | rDXHP | 3042.3945 | HV_SCGSFmExCZ13 | rDXHP | 3042.3945
1804 | 4 | 1 | 1 | 13 | 4 | TRUE | HV_SCGSFmExCZ13rNCEH | ResHVAC | HV_SCGSFmExCZ13 | rWtd | All | SCG | SFm | Ex | CZ13 | rNCEH | 77.9645 | HV_SCGSFmExCZ13 | rNCEH | 77.9645
1805 | 4 | 1 | 1 | 13 | 5 | TRUE | HV_SCGSFmExCZ13rDXOH | ResHVAC | HV_SCGSFmExCZ13 | rWtd | All | SCG | SFm | Ex | CZ13 | rDXOH | 4259.3523 | HV_SCGSFmExCZ13 | rDXOH | 4259.3523
1806 | 4 | 1 | 1 | 13 | 6 | TRUE | HV_SCGSFmExCZ13rNCOH | ResHVAC | HV_SCGSFmExCZ13 | rWtd | All | SCG | SFm | Ex | CZ13 | rNCOH | 109.1503 | HV_SCGSFmExCZ13 | rNCOH | 109.1503
1807 | 4 | 1 | 1 | 14 | 1 | TRUE | HV_SCGSFmExCZ14rDXGF | ResHVAC | HV_SCGSFmExCZ14 | rWtd | All | SCG | SFm | Ex | CZ14 | rDXGF | 78281.1645 | HV_SCGSFmExCZ14 | rDXGF | 78281.1645
1808 | 4 | 1 | 1 | 14 | 2 | TRUE | HV_SCGSFmExCZ14rNCGF | ResHVAC | HV_SCGSFmExCZ14 | rWtd | All | SCG | SFm | Ex | CZ14 | rNCGF | 577.0014 | HV_SCGSFmExCZ14 | rNCGF | 577.0014
1809 | 4 | 1 | 1 | 14 | 3 | TRUE | HV_SCGSFmExCZ14rDXHP | ResHVAC | HV_SCGSFmExCZ14 | rWtd | All | SCG | SFm | Ex | CZ14 | rDXHP | 4498.9175 | HV_SCGSFmExCZ14 | rDXHP | 4498.9175
1810 | 4 | 1 | 1 | 14 | 4 | TRUE | HV_SCGSFmExCZ14rNCEH | ResHVAC | HV_SCGSFmExCZ14 | rWtd | All | SCG | SFm | Ex | CZ14 | rNCEH | 33.161 | HV_SCGSFmExCZ14 | rNCEH | 33.161
1811 | 4 | 1 | 1 | 14 | 5 | TRUE | HV_SCGSFmExCZ14rDXOH | ResHVAC | HV_SCGSFmExCZ14 | rWtd | All | SCG | SFm | Ex | CZ14 | rDXOH | 6298.4845 | HV_SCGSFmExCZ14 | rDXOH | 6298.4845
1812 | 4 | 1 | 1 | 14 | 6 | TRUE | HV_SCGSFmExCZ14rNCOH | ResHVAC | HV_SCGSFmExCZ14 | rWtd | All | SCG | SFm | Ex | CZ14 | rNCOH | 46.4254 | HV_SCGSFmExCZ14 | rNCOH | 46.4254
1813 | 4 | 1 | 1 | 15 | 1 | TRUE | HV_SCGSFmExCZ15rDXGF | ResHVAC | HV_SCGSFmExCZ15 | rWtd | All | SCG | SFm | Ex | CZ15 | rDXGF | 18619.2528 | HV_SCGSFmExCZ15 | rDXGF | 18619.2528
1814 | 4 | 1 | 1 | 15 | 2 | TRUE | HV_SCGSFmExCZ15rNCGF | ResHVAC | HV_SCGSFmExCZ15 | rWtd | All | SCG | SFm | Ex | CZ15 | rNCGF | 282.576 | HV_SCGSFmExCZ15 | rNCGF | 282.576
1815 | 4 | 1 | 1 | 15 | 3 | TRUE | HV_SCGSFmExCZ15rDXHP | ResHVAC | HV_SCGSFmExCZ15 | rWtd | All | SCG | SFm | Ex | CZ15 | rDXHP | 1070.072 | HV_SCGSFmExCZ15 | rDXHP | 1070.072
1816 | 4 | 1 | 1 | 15 | 4 | TRUE | HV_SCGSFmExCZ15rNCEH | ResHVAC | HV_SCGSFmExCZ15 | rWtd | All | SCG | SFm | Ex | CZ15 | rNCEH | 16.24 | HV_SCGSFmExCZ15 | rNCEH | 16.24
1817 | 4 | 1 | 1 | 15 | 5 | TRUE | HV_SCGSFmExCZ15rDXOH | ResHVAC | HV_SCGSFmExCZ15 | rWtd | All | SCG | SFm | Ex | CZ15 | rDXOH | 1498.1008 | HV_SCGSFmExCZ15 | rDXOH | 1498.1008
1818 | 4 | 1 | 1 | 15 | 6 | TRUE | HV_SCGSFmExCZ15rNCOH | ResHVAC | HV_SCGSFmExCZ15 | rWtd | All | SCG | SFm | Ex | CZ15 | rNCOH | 22.736 | HV_SCGSFmExCZ15 | rNCOH | 22.736
1819 | 4 | 1 | 1 | 16 | 1 | TRUE | HV_SCGSFmExCZ16rDXGF | ResHVAC | HV_SCGSFmExCZ16 | rWtd | All | SCG | SFm | Ex | CZ16 | rDXGF | 13446.8679 | HV_SCGSFmExCZ16 | rDXGF | 13446.8679
1820 | 4 | 1 | 1 | 16 | 2 | TRUE | HV_SCGSFmExCZ16rNCGF | ResHVAC | HV_SCGSFmExCZ16 | rWtd | All | SCG | SFm | Ex | CZ16 | rNCGF | 7119.9495 | HV_SCGSFmExCZ16 | rNCGF | 7119.9495
1821 | 4 | 1 | 1 | 16 | 3 | TRUE | HV_SCGSFmExCZ16rDXHP | ResHVAC | HV_SCGSFmExCZ16 | rWtd | All | SCG | SFm | Ex | CZ16 | rDXHP | 772.8085 | HV_SCGSFmExCZ16 | rDXHP | 772.8085
1822 | 4 | 1 | 1 | 16 | 4 | TRUE | HV_SCGSFmExCZ16rNCEH | ResHVAC | HV_SCGSFmExCZ16 | rWtd | All | SCG | SFm | Ex | CZ16 | rNCEH | 409.1925 | HV_SCGSFmExCZ16 | rNCEH | 409.1925
1823 | 4 | 1 | 1 | 16 | 5 | TRUE | HV_SCGSFmExCZ16rDXOH | ResHVAC | HV_SCGSFmExCZ16 | rWtd | All | SCG | SFm | Ex | CZ16 | rDXOH | 1081.9319 | HV_SCGSFmExCZ16 | rDXOH | 1081.9319
1824 | 4 | 1 | 1 | 16 | 6 | TRUE | HV_SCGSFmExCZ16rNCOH | ResHVAC | HV_SCGSFmExCZ16 | rWtd | All | SCG | SFm | Ex | CZ16 | rNCOH | 572.8695 | HV_SCGSFmExCZ16 | rNCOH | 572.8695
1825 | 4 | 1 | 2 | 1 | 1 | FALSE | HV_SCGSFmNewCZ01rDXGF | ResHVAC | HV_SCGSFmNewCZ01 | rWtd | All | SCG | SFm | New | CZ01 | rDXGF | 0 | HV_SCGSFmNewCZ01 | rDXGF | 0
1826 | 4 | 1 | 2 | 1 | 2 | FALSE | HV_SCGSFmNewCZ01rNCGF | ResHVAC | HV_SCGSFmNewCZ01 | rWtd | All | SCG | SFm | New | CZ01 | rNCGF | 0 | HV_SCGSFmNewCZ01 | rNCGF | 0
1827 | 4 | 1 | 2 | 1 | 3 | FALSE | HV_SCGSFmNewCZ01rDXHP | ResHVAC | HV_SCGSFmNewCZ01 | rWtd | All | SCG | SFm | New | CZ01 | rDXHP | 0 | HV_SCGSFmNewCZ01 | rDXHP | 0
1828 | 4 | 1 | 2 | 1 | 4 | FALSE | HV_SCGSFmNewCZ01rNCEH | ResHVAC | HV_SCGSFmNewCZ01 | rWtd | All | SCG | SFm | New | CZ01 | rNCEH | 0 | HV_SCGSFmNewCZ01 | rNCEH | 0
1829 | 4 | 1 | 2 | 1 | 5 | FALSE | HV_SCGSFmNewCZ01rDXOH | ResHVAC | HV_SCGSFmNewCZ01 | rWtd | All | SCG | SFm | New | CZ01 | rDXOH | 0 | HV_SCGSFmNewCZ01 | rDXOH | 0
1830 | 4 | 1 | 2 | 1 | 6 | FALSE | HV_SCGSFmNewCZ01rNCOH | ResHVAC | HV_SCGSFmNewCZ01 | rWtd | All | SCG | SFm | New | CZ01 | rNCOH | 0 | HV_SCGSFmNewCZ01 | rNCOH | 0
1831 | 4 | 1 | 2 | 2 | 1 | FALSE | HV_SCGSFmNewCZ02rDXGF | ResHVAC | HV_SCGSFmNewCZ02 | rWtd | All | SCG | SFm | New | CZ02 | rDXGF | 0 | HV_SCGSFmNewCZ02 | rDXGF | 0
1832 | 4 | 1 | 2 | 2 | 2 | FALSE | HV_SCGSFmNewCZ02rNCGF | ResHVAC | HV_SCGSFmNewCZ02 | rWtd | All | SCG | SFm | New | CZ02 | rNCGF | 0 | HV_SCGSFmNewCZ02 | rNCGF | 0
1833 | 4 | 1 | 2 | 2 | 3 | FALSE | HV_SCGSFmNewCZ02rDXHP | ResHVAC | HV_SCGSFmNewCZ02 | rWtd | All | SCG | SFm | New | CZ02 | rDXHP | 0 | HV_SCGSFmNewCZ02 | rDXHP | 0
1834 | 4 | 1 | 2 | 2 | 4 | FALSE | HV_SCGSFmNewCZ02rNCEH | ResHVAC | HV_SCGSFmNewCZ02 | rWtd | All | SCG | SFm | New | CZ02 | rNCEH | 0 | HV_SCGSFmNewCZ02 | rNCEH | 0
1835 | 4 | 1 | 2 | 2 | 5 | FALSE | HV_SCGSFmNewCZ02rDXOH | ResHVAC | HV_SCGSFmNewCZ02 | rWtd | All | SCG | SFm | New | CZ02 | rDXOH | 0 | HV_SCGSFmNewCZ02 | rDXOH | 0
1836 | 4 | 1 | 2 | 2 | 6 | FALSE | HV_SCGSFmNewCZ02rNCOH | ResHVAC | HV_SCGSFmNewCZ02 | rWtd | All | SCG | SFm | New | CZ02 | rNCOH | 0 | HV_SCGSFmNewCZ02 | rNCOH | 0
1837 | 4 | 1 | 2 | 3 | 1 | FALSE | HV_SCGSFmNewCZ03rDXGF | ResHVAC | HV_SCGSFmNewCZ03 | rWtd | All | SCG | SFm | New | CZ03 | rDXGF | 0 | HV_SCGSFmNewCZ03 | rDXGF | 0
1838 | 4 | 1 | 2 | 3 | 2 | FALSE | HV_SCGSFmNewCZ03rNCGF | ResHVAC | HV_SCGSFmNewCZ03 | rWtd | All | SCG | SFm | New | CZ03 | rNCGF | 0 | HV_SCGSFmNewCZ03 | rNCGF | 0
1839 | 4 | 1 | 2 | 3 | 3 | FALSE | HV_SCGSFmNewCZ03rDXHP | ResHVAC | HV_SCGSFmNewCZ03 | rWtd | All | SCG | SFm | New | CZ03 | rDXHP | 0 | HV_SCGSFmNewCZ03 | rDXHP | 0
1840 | 4 | 1 | 2 | 3 | 4 | FALSE | HV_SCGSFmNewCZ03rNCEH | ResHVAC | HV_SCGSFmNewCZ03 | rWtd | All | SCG | SFm | New | CZ03 | rNCEH | 0 | HV_SCGSFmNewCZ03 | rNCEH | 0
1841 | 4 | 1 | 2 | 3 | 5 | FALSE | HV_SCGSFmNewCZ03rDXOH | ResHVAC | HV_SCGSFmNewCZ03 | rWtd | All | SCG | SFm | New | CZ03 | rDXOH | 0 | HV_SCGSFmNewCZ03 | rDXOH | 0
1842 | 4 | 1 | 2 | 3 | 6 | FALSE | HV_SCGSFmNewCZ03rNCOH | ResHVAC | HV_SCGSFmNewCZ03 | rWtd | All | SCG | SFm | New | CZ03 | rNCOH | 0 | HV_SCGSFmNewCZ03 | rNCOH | 0
1843 | 4 | 1 | 2 | 4 | 1 | FALSE | HV_SCGSFmNewCZ04rDXGF | ResHVAC | HV_SCGSFmNewCZ04 | rWtd | All | SCG | SFm | New | CZ04 | rDXGF | 0 | HV_SCGSFmNewCZ04 | rDXGF | 0
1844 | 4 | 1 | 2 | 4 | 2 | FALSE | HV_SCGSFmNewCZ04rNCGF | ResHVAC | HV_SCGSFmNewCZ04 | rWtd | All | SCG | SFm | New | CZ04 | rNCGF | 0 | HV_SCGSFmNewCZ04 | rNCGF | 0
1845 | 4 | 1 | 2 | 4 | 3 | FALSE | HV_SCGSFmNewCZ04rDXHP | ResHVAC | HV_SCGSFmNewCZ04 | rWtd | All | SCG | SFm | New | CZ04 | rDXHP | 0 | HV_SCGSFmNewCZ04 | rDXHP | 0
1846 | 4 | 1 | 2 | 4 | 4 | FALSE | HV_SCGSFmNewCZ04rNCEH | ResHVAC | HV_SCGSFmNewCZ04 | rWtd | All | SCG | SFm | New | CZ04 | rNCEH | 0 | HV_SCGSFmNewCZ04 | rNCEH | 0
1847 | 4 | 1 | 2 | 4 | 5 | FALSE | HV_SCGSFmNewCZ04rDXOH | ResHVAC | HV_SCGSFmNewCZ04 | rWtd | All | SCG | SFm | New | CZ04 | rDXOH | 0 | HV_SCGSFmNewCZ04 | rDXOH | 0
1848 | 4 | 1 | 2 | 4 | 6 | FALSE | HV_SCGSFmNewCZ04rNCOH | ResHVAC | HV_SCGSFmNewCZ04 | rWtd | All | SCG | SFm | New | CZ04 | rNCOH | 0 | HV_SCGSFmNewCZ04 | rNCOH | 0
1849 | 4 | 1 | 2 | 5 | 1 | TRUE | HV_SCGSFmNewCZ05rDXGF | ResHVAC | HV_SCGSFmNewCZ05 | rWtd | All | SCG | SFm | New | CZ05 | rDXGF | 105.7398 | HV_SCGSFmNewCZ05 | rDXGF | 105.7398
1850 | 4 | 1 | 2 | 5 | 2 | TRUE | HV_SCGSFmNewCZ05rNCGF | ResHVAC | HV_SCGSFmNewCZ05 | rWtd | All | SCG | SFm | New | CZ05 | rNCGF | 674.424 | HV_SCGSFmNewCZ05 | rNCGF | 674.424
1851 | 4 | 1 | 2 | 5 | 3 | TRUE | HV_SCGSFmNewCZ05rDXHP | ResHVAC | HV_SCGSFmNewCZ05 | rWtd | All | SCG | SFm | New | CZ05 | rDXHP | 6.077 | HV_SCGSFmNewCZ05 | rDXHP | 6.077
1852 | 4 | 1 | 2 | 5 | 4 | TRUE | HV_SCGSFmNewCZ05rNCEH | ResHVAC | HV_SCGSFmNewCZ05 | rWtd | All | SCG | SFm | New | CZ05 | rNCEH | 38.76 | HV_SCGSFmNewCZ05 | rNCEH | 38.76
1853 | 4 | 1 | 2 | 5 | 5 | TRUE | HV_SCGSFmNewCZ05rDXOH | ResHVAC | HV_SCGSFmNewCZ05 | rWtd | All | SCG | SFm | New | CZ05 | rDXOH | 8.5078 | HV_SCGSFmNewCZ05 | rDXOH | 8.5078
1854 | 4 | 1 | 2 | 5 | 6 | TRUE | HV_SCGSFmNewCZ05rNCOH | ResHVAC | HV_SCGSFmNewCZ05 | rWtd | All | SCG | SFm | New | CZ05 | rNCOH | 54.264 | HV_SCGSFmNewCZ05 | rNCOH | 54.264
1855 | 4 | 1 | 2 | 6 | 1 | TRUE | HV_SCGSFmNewCZ06rDXGF | ResHVAC | HV_SCGSFmNewCZ06 | rWtd | All | SCG | SFm | New | CZ06 | rDXGF | 8429.5692 | HV_SCGSFmNewCZ06 | rDXGF | 8429.5692
1856 | 4 | 1 | 2 | 6 | 2 | TRUE | HV_SCGSFmNewCZ06rNCGF | ResHVAC | HV_SCGSFmNewCZ06 | rWtd | All | SCG | SFm | New | CZ06 | rNCGF | 3807.2766 | HV_SCGSFmNewCZ06 | rNCGF | 3807.2766
1857 | 4 | 1 | 2 | 6 | 3 | TRUE | HV_SCGSFmNewCZ06rDXHP | ResHVAC | HV_SCGSFmNewCZ06 | rWtd | All | SCG | SFm | New | CZ06 | rDXHP | 484.458 | HV_SCGSFmNewCZ06 | rDXHP | 484.458
1858 | 4 | 1 | 2 | 6 | 4 | TRUE | HV_SCGSFmNewCZ06rNCEH | ResHVAC | HV_SCGSFmNewCZ06 | rWtd | All | SCG | SFm | New | CZ06 | rNCEH | 218.809 | HV_SCGSFmNewCZ06 | rNCEH | 218.809
1859 | 4 | 1 | 2 | 6 | 5 | TRUE | HV_SCGSFmNewCZ06rDXOH | ResHVAC | HV_SCGSFmNewCZ06 | rWtd | All | SCG | SFm | New | CZ06 | rDXOH | 678.2412 | HV_SCGSFmNewCZ06 | rDXOH | 678.2412
1860 | 4 | 1 | 2 | 6 | 6 | TRUE | HV_SCGSFmNewCZ06rNCOH | ResHVAC | HV_SCGSFmNewCZ06 | rWtd | All | SCG | SFm | New | CZ06 | rNCOH | 306.3326 | HV_SCGSFmNewCZ06 | rNCOH | 306.3326
1861 | 4 | 1 | 2 | 7 | 1 | FALSE | HV_SCGSFmNewCZ07rDXGF | ResHVAC | HV_SCGSFmNewCZ07 | rWtd | All | SCG | SFm | New | CZ07 | rDXGF | 0 | HV_SCGSFmNewCZ07 | rDXGF | 0
1862 | 4 | 1 | 2 | 7 | 2 | FALSE | HV_SCGSFmNewCZ07rNCGF | ResHVAC | HV_SCGSFmNewCZ07 | rWtd | All | SCG | SFm | New | CZ07 | rNCGF | 0 | HV_SCGSFmNewCZ07 | rNCGF | 0
1863 | 4 | 1 | 2 | 7 | 3 | FALSE | HV_SCGSFmNewCZ07rDXHP | ResHVAC | HV_SCGSFmNewCZ07 | rWtd | All | SCG | SFm | New | CZ07 | rDXHP | 0 | HV_SCGSFmNewCZ07 | rDXHP | 0
1864 | 4 | 1 | 2 | 7 | 4 | FALSE | HV_SCGSFmNewCZ07rNCEH | ResHVAC | HV_SCGSFmNewCZ07 | rWtd | All | SCG | SFm | New | CZ07 | rNCEH | 0 | HV_SCGSFmNewCZ07 | rNCEH | 0
1865 | 4 | 1 | 2 | 7 | 5 | FALSE | HV_SCGSFmNewCZ07rDXOH | ResHVAC | HV_SCGSFmNewCZ07 | rWtd | All | SCG | SFm | New | CZ07 | rDXOH | 0 | HV_SCGSFmNewCZ07 | rDXOH | 0
1866 | 4 | 1 | 2 | 7 | 6 | FALSE | HV_SCGSFmNewCZ07rNCOH | ResHVAC | HV_SCGSFmNewCZ07 | rWtd | All | SCG | SFm | New | CZ07 | rNCOH | 0 | HV_SCGSFmNewCZ07 | rNCOH | 0
1867 | 4 | 1 | 2 | 8 | 1 | TRUE | HV_SCGSFmNewCZ08rDXGF | ResHVAC | HV_SCGSFmNewCZ08 | rWtd | All | SCG | SFm | New | CZ08 | rDXGF | 4085.9028 | HV_SCGSFmNewCZ08 | rDXGF | 4085.9028
1868 | 4 | 1 | 2 | 8 | 2 | TRUE | HV_SCGSFmNewCZ08rNCGF | ResHVAC | HV_SCGSFmNewCZ08 | rWtd | All | SCG | SFm | New | CZ08 | rNCGF | 1646.8578 | HV_SCGSFmNewCZ08 | rNCGF | 1646.8578
1869 | 4 | 1 | 2 | 8 | 3 | TRUE | HV_SCGSFmNewCZ08rDXHP | ResHVAC | HV_SCGSFmNewCZ08 | rWtd | All | SCG | SFm | New | CZ08 | rDXHP | 234.822 | HV_SCGSFmNewCZ08 | rDXHP | 234.822
1870 | 4 | 1 | 2 | 8 | 4 | TRUE | HV_SCGSFmNewCZ08rNCEH | ResHVAC | HV_SCGSFmNewCZ08 | rWtd | All | SCG | SFm | New | CZ08 | rNCEH | 94.647 | HV_SCGSFmNewCZ08 | rNCEH | 94.647
1871 | 4 | 1 | 2 | 8 | 5 | TRUE | HV_SCGSFmNewCZ08rDXOH | ResHVAC | HV_SCGSFmNewCZ08 | rWtd | All | SCG | SFm | New | CZ08 | rDXOH | 328.7508 | HV_SCGSFmNewCZ08 | rDXOH | 328.7508
1872 | 4 | 1 | 2 | 8 | 6 | TRUE | HV_SCGSFmNewCZ08rNCOH | ResHVAC | HV_SCGSFmNewCZ08 | rWtd | All | SCG | SFm | New | CZ08 | rNCOH | 132.5058 | HV_SCGSFmNewCZ08 | rNCOH | 132.5058
1873 | 4 | 1 | 2 | 9 | 1 | TRUE | HV_SCGSFmNewCZ09rDXGF | ResHVAC | HV_SCGSFmNewCZ09 | rWtd | All | SCG | SFm | New | CZ09 | rDXGF | 5724.426 | HV_SCGSFmNewCZ09 | rDXGF | 5724.426
1874 | 4 | 1 | 2 | 9 | 2 | TRUE | HV_SCGSFmNewCZ09rNCGF | ResHVAC | HV_SCGSFmNewCZ09 | rWtd | All | SCG | SFm | New | CZ09 | rNCGF | 0 | HV_SCGSFmNewCZ09 | rNCGF | 0
1875 | 4 | 1 | 2 | 9 | 3 | TRUE | HV_SCGSFmNewCZ09rDXHP | ResHVAC | HV_SCGSFmNewCZ09 | rWtd | All | SCG | SFm | New | CZ09 | rDXHP | 328.99 | HV_SCGSFmNewCZ09 | rDXHP | 328.99
1876 | 4 | 1 | 2 | 9 | 4 | TRUE | HV_SCGSFmNewCZ09rNCEH | ResHVAC | HV_SCGSFmNewCZ09 | rWtd | All | SCG | SFm | New | CZ09 | rNCEH | 0 | HV_SCGSFmNewCZ09 | rNCEH | 0
1877 | 4 | 1 | 2 | 9 | 5 | TRUE | HV_SCGSFmNewCZ09rDXOH | ResHVAC | HV_SCGSFmNewCZ09 | rWtd | All | SCG | SFm | New | CZ09 | rDXOH | 460.586 | HV_SCGSFmNewCZ09 | rDXOH | 460.586
1878 | 4 | 1 | 2 | 9 | 6 | TRUE | HV_SCGSFmNewCZ09rNCOH | ResHVAC | HV_SCGSFmNewCZ09 | rWtd | All | SCG | SFm | New | CZ09 | rNCOH | 0 | HV_SCGSFmNewCZ09 | rNCOH | 0
1879 | 4 | 1 | 2 | 10 | 1 | TRUE | HV_SCGSFmNewCZ10rDXGF | ResHVAC | HV_SCGSFmNewCZ10 | rWtd | All | SCG | SFm | New | CZ10 | rDXGF | 18650.8164 | HV_SCGSFmNewCZ10 | rDXGF | 18650.8164
1880 | 4 | 1 | 2 | 10 | 2 | TRUE | HV_SCGSFmNewCZ10rNCGF | ResHVAC | HV_SCGSFmNewCZ10 | rWtd | All | SCG | SFm | New | CZ10 | rNCGF | 0 | HV_SCGSFmNewCZ10 | rNCGF | 0
1881 | 4 | 1 | 2 | 10 | 3 | TRUE | HV_SCGSFmNewCZ10rDXHP | ResHVAC | HV_SCGSFmNewCZ10 | rWtd | All | SCG | SFm | New | CZ10 | rDXHP | 1071.886 | HV_SCGSFmNewCZ10 | rDXHP | 1071.886
1882 | 4 | 1 | 2 | 10 | 4 | TRUE | HV_SCGSFmNewCZ10rNCEH | ResHVAC | HV_SCGSFmNewCZ10 | rWtd | All | SCG | SFm | New | CZ10 | rNCEH | 0 | HV_SCGSFmNewCZ10 | rNCEH | 0
1883 | 4 | 1 | 2 | 10 | 5 | TRUE | HV_SCGSFmNewCZ10rDXOH | ResHVAC | HV_SCGSFmNewCZ10 | rWtd | All | SCG | SFm | New | CZ10 | rDXOH | 1500.6404 | HV_SCGSFmNewCZ10 | rDXOH | 1500.6404
1884 | 4 | 1 | 2 | 10 | 6 | TRUE | HV_SCGSFmNewCZ10rNCOH | ResHVAC | HV_SCGSFmNewCZ10 | rWtd | All | SCG | SFm | New | CZ10 | rNCOH | 0 | HV_SCGSFmNewCZ10 | rNCOH | 0
1885 | 4 | 1 | 2 | 11 | 1 | FALSE | HV_SCGSFmNewCZ11rDXGF | ResHVAC | HV_SCGSFmNewCZ11 | rWtd | All | SCG | SFm | New | CZ11 | rDXGF | 0 | HV_SCGSFmNewCZ11 | rDXGF | 0
1886 | 4 | 1 | 2 | 11 | 2 | FALSE | HV_SCGSFmNewCZ11rNCGF | ResHVAC | HV_SCGSFmNewCZ11 | rWtd | All | SCG | SFm | New | CZ11 | rNCGF | 0 | HV_SCGSFmNewCZ11 | rNCGF | 0
1887 | 4 | 1 | 2 | 11 | 3 | FALSE | HV_SCGSFmNewCZ11rDXHP | ResHVAC | HV_SCGSFmNewCZ11 | rWtd | All | SCG | SFm | New | CZ11 | rDXHP | 0 | HV_SCGSFmNewCZ11 | rDXHP | 0
1888 | 4 | 1 | 2 | 11 | 4 | FALSE | HV_SCGSFmNewCZ11rNCEH | ResHVAC | HV_SCGSFmNewCZ11 | rWtd | All | SCG | SFm | New | CZ11 | rNCEH | 0 | HV_SCGSFmNewCZ11 | rNCEH | 0
1889 | 4 | 1 | 2 | 11 | 5 | FALSE | HV_SCGSFmNewCZ11rDXOH | ResHVAC | HV_SCGSFmNewCZ11 | rWtd | All | SCG | SFm | New | CZ11 | rDXOH | 0 | HV_SCGSFmNewCZ11 | rDXOH | 0
1890 | 4 | 1 | 2 | 11 | 6 | FALSE | HV_SCGSFmNewCZ11rNCOH | ResHVAC | HV_SCGSFmNewCZ11 | rWtd | All | SCG | SFm | New | CZ11 | rNCOH | 0 | HV_SCGSFmNewCZ11 | rNCOH | 0
1891 | 4 | 1 | 2 | 12 | 1 | FALSE | HV_SCGSFmNewCZ12rDXGF | ResHVAC | HV_SCGSFmNewCZ12 | rWtd | All | SCG | SFm | New | CZ12 | rDXGF | 0 | HV_SCGSFmNewCZ12 | rDXGF | 0
1892 | 4 | 1 | 2 | 12 | 2 | FALSE | HV_SCGSFmNewCZ12rNCGF | ResHVAC | HV_SCGSFmNewCZ12 | rWtd | All | SCG | SFm | New | CZ12 | rNCGF | 0 | HV_SCGSFmNewCZ12 | rNCGF | 0
1893 | 4 | 1 | 2 | 12 | 3 | FALSE | HV_SCGSFmNewCZ12rDXHP | ResHVAC | HV_SCGSFmNewCZ12 | rWtd | All | SCG | SFm | New | CZ12 | rDXHP | 0 | HV_SCGSFmNewCZ12 | rDXHP | 0
1894 | 4 | 1 | 2 | 12 | 4 | FALSE | HV_SCGSFmNewCZ12rNCEH | ResHVAC | HV_SCGSFmNewCZ12 | rWtd | All | SCG | SFm | New | CZ12 | rNCEH | 0 | HV_SCGSFmNewCZ12 | rNCEH | 0
1895 | 4 | 1 | 2 | 12 | 5 | FALSE | HV_SCGSFmNewCZ12rDXOH | ResHVAC | HV_SCGSFmNewCZ12 | rWtd | All | SCG | SFm | New | CZ12 | rDXOH | 0 | HV_SCGSFmNewCZ12 | rDXOH | 0
1896 | 4 | 1 | 2 | 12 | 6 | FALSE | HV_SCGSFmNewCZ12rNCOH | ResHVAC | HV_SCGSFmNewCZ12 | rWtd | All | SCG | SFm | New | CZ12 | rNCOH | 0 | HV_SCGSFmNewCZ12 | rNCOH | 0
1897 | 4 | 1 | 2 | 13 | 1 | TRUE | HV_SCGSFmNewCZ13rDXGF | ResHVAC | HV_SCGSFmNewCZ13 | rWtd | All | SCG | SFm | New | CZ13 | rDXGF | 2599.7688 | HV_SCGSFmNewCZ13 | rDXGF | 2599.7688
1898 | 4 | 1 | 2 | 13 | 2 | TRUE | HV_SCGSFmNewCZ13rNCGF | ResHVAC | HV_SCGSFmNewCZ13 | rWtd | All | SCG | SFm | New | CZ13 | rNCGF | 0 | HV_SCGSFmNewCZ13 | rNCGF | 0
1899 | 4 | 1 | 2 | 13 | 3 | TRUE | HV_SCGSFmNewCZ13rDXHP | ResHVAC | HV_SCGSFmNewCZ13 | rWtd | All | SCG | SFm | New | CZ13 | rDXHP | 149.412 | HV_SCGSFmNewCZ13 | rDXHP | 149.412
1900 | 4 | 1 | 2 | 13 | 4 | TRUE | HV_SCGSFmNewCZ13rNCEH | ResHVAC | HV_SCGSFmNewCZ13 | rWtd | All | SCG | SFm | New | CZ13 | rNCEH | 0 | HV_SCGSFmNewCZ13 | rNCEH | 0
1901 | 4 | 1 | 2 | 13 | 5 | TRUE | HV_SCGSFmNewCZ13rDXOH | ResHVAC | HV_SCGSFmNewCZ13 | rWtd | All | SCG | SFm | New | CZ13 | rDXOH | 209.1768 | HV_SCGSFmNewCZ13 | rDXOH | 209.1768
1902 | 4 | 1 | 2 | 13 | 6 | TRUE | HV_SCGSFmNewCZ13rNCOH | ResHVAC | HV_SCGSFmNewCZ13 | rWtd | All | SCG | SFm | New | CZ13 | rNCOH | 0 | HV_SCGSFmNewCZ13 | rNCOH | 0
1903 | 4 | 1 | 2 | 14 | 1 | TRUE | HV_SCGSFmNewCZ14rDXGF | ResHVAC | HV_SCGSFmNewCZ14 | rWtd | All | SCG | SFm | New | CZ14 | rDXGF | 1465.7064 | HV_SCGSFmNewCZ14 | rDXGF | 1465.7064
1904 | 4 | 1 | 2 | 14 | 2 | TRUE | HV_SCGSFmNewCZ14rNCGF | ResHVAC | HV_SCGSFmNewCZ14 | rWtd | All | SCG | SFm | New | CZ14 | rNCGF | 0 | HV_SCGSFmNewCZ14 | rNCGF | 0
1905 | 4 | 1 | 2 | 14 | 3 | TRUE | HV_SCGSFmNewCZ14rDXHP | ResHVAC | HV_SCGSFmNewCZ14 | rWtd | All | SCG | SFm | New | CZ14 | rDXHP | 84.236 | HV_SCGSFmNewCZ14 | rDXHP | 84.236
1906 | 4 | 1 | 2 | 14 | 4 | TRUE | HV_SCGSFmNewCZ14rNCEH | ResHVAC | HV_SCGSFmNewCZ14 | rWtd | All | SCG | SFm | New | CZ14 | rNCEH | 0 | HV_SCGSFmNewCZ14 | rNCEH | 0
1907 | 4 | 1 | 2 | 14 | 5 | TRUE | HV_SCGSFmNewCZ14rDXOH | ResHVAC | HV_SCGSFmNewCZ14 | rWtd | All | SCG | SFm | New | CZ14 | rDXOH | 117.9304 | HV_SCGSFmNewCZ14 | rDXOH | 117.9304
1908 | 4 | 1 | 2 | 14 | 6 | TRUE | HV_SCGSFmNewCZ14rNCOH | ResHVAC | HV_SCGSFmNewCZ14 | rWtd | All | SCG | SFm | New | CZ14 | rNCOH | 0 | HV_SCGSFmNewCZ14 | rNCOH | 0
1909 | 4 | 1 | 2 | 15 | 1 | TRUE | HV_SCGSFmNewCZ15rDXGF | ResHVAC | HV_SCGSFmNewCZ15 | rWtd | All | SCG | SFm | New | CZ15 | rDXGF | 469.5042 | HV_SCGSFmNewCZ15 | rDXGF | 469.5042
1910 | 4 | 1 | 2 | 15 | 2 | TRUE | HV_SCGSFmNewCZ15rNCGF | ResHVAC | HV_SCGSFmNewCZ15 | rWtd | All | SCG | SFm | New | CZ15 | rNCGF | 0 | HV_SCGSFmNewCZ15 | rNCGF | 0
1911 | 4 | 1 | 2 | 15 | 3 | TRUE | HV_SCGSFmNewCZ15rDXHP | ResHVAC | HV_SCGSFmNewCZ15 | rWtd | All | SCG | SFm | New | CZ15 | rDXHP | 26.983 | HV_SCGSFmNewCZ15 | rDXHP | 26.983
1912 | 4 | 1 | 2 | 15 | 4 | TRUE | HV_SCGSFmNewCZ15rNCEH | ResHVAC | HV_SCGSFmNewCZ15 | rWtd | All | SCG | SFm | New | CZ15 | rNCEH | 0 | HV_SCGSFmNewCZ15 | rNCEH | 0
1913 | 4 | 1 | 2 | 15 | 5 | TRUE | HV_SCGSFmNewCZ15rDXOH | ResHVAC | HV_SCGSFmNewCZ15 | rWtd | All | SCG | SFm | New | CZ15 | rDXOH | 37.7762 | HV_SCGSFmNewCZ15 | rDXOH | 37.7762
1914 | 4 | 1 | 2 | 15 | 6 | TRUE | HV_SCGSFmNewCZ15rNCOH | ResHVAC | HV_SCGSFmNewCZ15 | rWtd | All | SCG | SFm | New | CZ15 | rNCOH | 0 | HV_SCGSFmNewCZ15 | rNCOH | 0
1915 | 4 | 1 | 2 | 16 | 1 | TRUE | HV_SCGSFmNewCZ16rDXGF | ResHVAC | HV_SCGSFmNewCZ16 | rWtd | All | SCG | SFm | New | CZ16 | rDXGF | 65.1978 | HV_SCGSFmNewCZ16 | rDXGF | 65.1978
1916 | 4 | 1 | 2 | 16 | 2 | TRUE | HV_SCGSFmNewCZ16rNCGF | ResHVAC | HV_SCGSFmNewCZ16 | rWtd | All | SCG | SFm | New | CZ16 | rNCGF | 65.1978 | HV_SCGSFmNewCZ16 | rNCGF | 65.1978
1917 | 4 | 1 | 2 | 16 | 3 | TRUE | HV_SCGSFmNewCZ16rDXHP | ResHVAC | HV_SCGSFmNewCZ16 | rWtd | All | SCG | SFm | New | CZ16 | rDXHP | 3.747 | HV_SCGSFmNewCZ16 | rDXHP | 3.747
1918 | 4 | 1 | 2 | 16 | 4 | TRUE | HV_SCGSFmNewCZ16rNCEH | ResHVAC | HV_SCGSFmNewCZ16 | rWtd | All | SCG | SFm | New | CZ16 | rNCEH | 3.747 | HV_SCGSFmNewCZ16 | rNCEH | 3.747
1919 | 4 | 1 | 2 | 16 | 5 | TRUE | HV_SCGSFmNewCZ16rDXOH | ResHVAC | HV_SCGSFmNewCZ16 | rWtd | All | SCG | SFm | New | CZ16 | rDXOH | 5.2458 | HV_SCGSFmNewCZ16 | rDXOH | 5.2458
1920 | 4 | 1 | 2 | 16 | 6 | TRUE | HV_SCGSFmNewCZ16rNCOH | ResHVAC | HV_SCGSFmNewCZ16 | rWtd | All | SCG | SFm | New | CZ16 | rNCOH | 5.2458 | HV_SCGSFmNewCZ16 | rNCOH | 5.2458
1921 | 4 | 2 | 1 | 1 | 1 | FALSE | HV_SCGMFmExCZ01rDXGF | ResHVAC | HV_SCGMFmExCZ01 | rWtd | All | SCG | MFm | Ex | CZ01 | rDXGF | 0 | HV_SCGMFmExCZ01 | rDXGF | 0
1922 | 4 | 2 | 1 | 1 | 2 | FALSE | HV_SCGMFmExCZ01rNCGF | ResHVAC | HV_SCGMFmExCZ01 | rWtd | All | SCG | MFm | Ex | CZ01 | rNCGF | 0 | HV_SCGMFmExCZ01 | rNCGF | 0
1923 | 4 | 2 | 1 | 1 | 3 | FALSE | HV_SCGMFmExCZ01rDXHP | ResHVAC | HV_SCGMFmExCZ01 | rWtd | All | SCG | MFm | Ex | CZ01 | rDXHP | 0 | HV_SCGMFmExCZ01 | rDXHP | 0
1924 | 4 | 2 | 1 | 1 | 4 | FALSE | HV_SCGMFmExCZ01rNCEH | ResHVAC | HV_SCGMFmExCZ01 | rWtd | All | SCG | MFm | Ex | CZ01 | rNCEH | 0 | HV_SCGMFmExCZ01 | rNCEH | 0
1925 | 4 | 2 | 1 | 1 | 5 | FALSE | HV_SCGMFmExCZ01rDXOH | ResHVAC | HV_SCGMFmExCZ01 | rWtd | All | SCG | MFm | Ex | CZ01 | rDXOH | 0 | HV_SCGMFmExCZ01 | rDXOH | 0
1926 | 4 | 2 | 1 | 1 | 6 | FALSE | HV_SCGMFmExCZ01rNCOH | ResHVAC | HV_SCGMFmExCZ01 | rWtd | All | SCG | MFm | Ex | CZ01 | rNCOH | 0 | HV_SCGMFmExCZ01 | rNCOH | 0
1927 | 4 | 2 | 1 | 2 | 1 | FALSE | HV_SCGMFmExCZ02rDXGF | ResHVAC | HV_SCGMFmExCZ02 | rWtd | All | SCG | MFm | Ex | CZ02 | rDXGF | 0 | HV_SCGMFmExCZ02 | rDXGF | 0
1928 | 4 | 2 | 1 | 2 | 2 | FALSE | HV_SCGMFmExCZ02rNCGF | ResHVAC | HV_SCGMFmExCZ02 | rWtd | All | SCG | MFm | Ex | CZ02 | rNCGF | 0 | HV_SCGMFmExCZ02 | rNCGF | 0
1929 | 4 | 2 | 1 | 2 | 3 | FALSE | HV_SCGMFmExCZ02rDXHP | ResHVAC | HV_SCGMFmExCZ02 | rWtd | All | SCG | MFm | Ex | CZ02 | rDXHP | 0 | HV_SCGMFmExCZ02 | rDXHP | 0
1930 | 4 | 2 | 1 | 2 | 4 | FALSE | HV_SCGMFmExCZ02rNCEH | ResHVAC | HV_SCGMFmExCZ02 | rWtd | All | SCG | MFm | Ex | CZ02 | rNCEH | 0 | HV_SCGMFmExCZ02 | rNCEH | 0
1931 | 4 | 2 | 1 | 2 | 5 | FALSE | HV_SCGMFmExCZ02rDXOH | ResHVAC | HV_SCGMFmExCZ02 | rWtd | All | SCG | MFm | Ex | CZ02 | rDXOH | 0 | HV_SCGMFmExCZ02 | rDXOH | 0
1932 | 4 | 2 | 1 | 2 | 6 | FALSE | HV_SCGMFmExCZ02rNCOH | ResHVAC | HV_SCGMFmExCZ02 | rWtd | All | SCG | MFm | Ex | CZ02 | rNCOH | 0 | HV_SCGMFmExCZ02 | rNCOH | 0
1933 | 4 | 2 | 1 | 3 | 1 | FALSE | HV_SCGMFmExCZ03rDXGF | ResHVAC | HV_SCGMFmExCZ03 | rWtd | All | SCG | MFm | Ex | CZ03 | rDXGF | 0 | HV_SCGMFmExCZ03 | rDXGF | 0
1934 | 4 | 2 | 1 | 3 | 2 | FALSE | HV_SCGMFmExCZ03rNCGF | ResHVAC | HV_SCGMFmExCZ03 | rWtd | All | SCG | MFm | Ex | CZ03 | rNCGF | 0 | HV_SCGMFmExCZ03 | rNCGF | 0
1935 | 4 | 2 | 1 | 3 | 3 | FALSE | HV_SCGMFmExCZ03rDXHP | ResHVAC | HV_SCGMFmExCZ03 | rWtd | All | SCG | MFm | Ex | CZ03 | rDXHP | 0 | HV_SCGMFmExCZ03 | rDXHP | 0
1936 | 4 | 2 | 1 | 3 | 4 | FALSE | HV_SCGMFmExCZ03rNCEH | ResHVAC | HV_SCGMFmExCZ03 | rWtd | All | SCG | MFm | Ex | CZ03 | rNCEH | 0 | HV_SCGMFmExCZ03 | rNCEH | 0
1937 | 4 | 2 | 1 | 3 | 5 | FALSE | HV_SCGMFmExCZ03rDXOH | ResHVAC | HV_SCGMFmExCZ03 | rWtd | All | SCG | MFm | Ex | CZ03 | rDXOH | 0 | HV_SCGMFmExCZ03 | rDXOH | 0
1938 | 4 | 2 | 1 | 3 | 6 | FALSE | HV_SCGMFmExCZ03rNCOH | ResHVAC | HV_SCGMFmExCZ03 | rWtd | All | SCG | MFm | Ex | CZ03 | rNCOH | 0 | HV_SCGMFmExCZ03 | rNCOH | 0
1939 | 4 | 2 | 1 | 4 | 1 | FALSE | HV_SCGMFmExCZ04rDXGF | ResHVAC | HV_SCGMFmExCZ04 | rWtd | All | SCG | MFm | Ex | CZ04 | rDXGF | 0 | HV_SCGMFmExCZ04 | rDXGF | 0
1940 | 4 | 2 | 1 | 4 | 2 | FALSE | HV_SCGMFmExCZ04rNCGF | ResHVAC | HV_SCGMFmExCZ04 | rWtd | All | SCG | MFm | Ex | CZ04 | rNCGF | 0 | HV_SCGMFmExCZ04 | rNCGF | 0
1941 | 4 | 2 | 1 | 4 | 3 | FALSE | HV_SCGMFmExCZ04rDXHP | ResHVAC | HV_SCGMFmExCZ04 | rWtd | All | SCG | MFm | Ex | CZ04 | rDXHP | 0 | HV_SCGMFmExCZ04 | rDXHP | 0
1942 | 4 | 2 | 1 | 4 | 4 | FALSE | HV_SCGMFmExCZ04rNCEH | ResHVAC | HV_SCGMFmExCZ04 | rWtd | All | SCG | MFm | Ex | CZ04 | rNCEH | 0 | HV_SCGMFmExCZ04 | rNCEH | 0
1943 | 4 | 2 | 1 | 4 | 5 | FALSE | HV_SCGMFmExCZ04rDXOH | ResHVAC | HV_SCGMFmExCZ04 | rWtd | All | SCG | MFm | Ex | CZ04 | rDXOH | 0 | HV_SCGMFmExCZ04 | rDXOH | 0
1944 | 4 | 2 | 1 | 4 | 6 | FALSE | HV_SCGMFmExCZ04rNCOH | ResHVAC | HV_SCGMFmExCZ04 | rWtd | All | SCG | MFm | Ex | CZ04 | rNCOH | 0 | HV_SCGMFmExCZ04 | rNCOH | 0
1945 | 4 | 2 | 1 | 5 | 1 | TRUE | HV_SCGMFmExCZ05rDXGF | ResHVAC | HV_SCGMFmExCZ05 | rWtd | All | SCG | MFm | Ex | CZ05 | rDXGF | 245.4842 | HV_SCGMFmExCZ05 | rDXGF | 245.4842
1946 | 4 | 2 | 1 | 5 | 2 | TRUE | HV_SCGMFmExCZ05rNCGF | ResHVAC | HV_SCGMFmExCZ05 | rWtd | All | SCG | MFm | Ex | CZ05 | rNCGF | 10455.6316 | HV_SCGMFmExCZ05 | rNCGF | 10455.6316
1947 | 4 | 2 | 1 | 5 | 3 | TRUE | HV_SCGMFmExCZ05rDXHP | ResHVAC | HV_SCGMFmExCZ05 | rWtd | All | SCG | MFm | Ex | CZ05 | rDXHP | 35.2993 | HV_SCGMFmExCZ05 | rDXHP | 35.2993
1948 | 4 | 2 | 1 | 5 | 4 | TRUE | HV_SCGMFmExCZ05rNCEH | ResHVAC | HV_SCGMFmExCZ05 | rWtd | All | SCG | MFm | Ex | CZ05 | rNCEH | 1503.4638 | HV_SCGMFmExCZ05 | rNCEH | 1503.4638
1949 | 4 | 2 | 1 | 5 | 5 | TRUE | HV_SCGMFmExCZ05rDXOH | ResHVAC | HV_SCGMFmExCZ05 | rWtd | All | SCG | MFm | Ex | CZ05 | rDXOH | 30.613 | HV_SCGMFmExCZ05 | rDXOH | 30.613
1950 | 4 | 2 | 1 | 5 | 6 | TRUE | HV_SCGMFmExCZ05rNCOH | ResHVAC | HV_SCGMFmExCZ05 | rWtd | All | SCG | MFm | Ex | CZ05 | rNCOH | 1303.8669 | HV_SCGMFmExCZ05 | rNCOH | 1303.8669
1951 | 4 | 2 | 1 | 6 | 1 | TRUE | HV_SCGMFmExCZ06rDXGF | ResHVAC | HV_SCGMFmExCZ06 | rWtd | All | SCG | MFm | Ex | CZ06 | rDXGF | 77593.0016 | HV_SCGMFmExCZ06 | rDXGF | 77593.0016
1952 | 4 | 2 | 1 | 6 | 2 | TRUE | HV_SCGMFmExCZ06rNCGF | ResHVAC | HV_SCGMFmExCZ06 | rWtd | All | SCG | MFm | Ex | CZ06 | rNCGF | 98864.2136 | HV_SCGMFmExCZ06 | rNCGF | 98864.2136
1953 | 4 | 2 | 1 | 6 | 3 | TRUE | HV_SCGMFmExCZ06rDXHP | ResHVAC | HV_SCGMFmExCZ06 | rWtd | All | SCG | MFm | Ex | CZ06 | rDXHP | 11157.4575 | HV_SCGMFmExCZ06 | rDXHP | 11157.4575
1954 | 4 | 2 | 1 | 6 | 4 | TRUE | HV_SCGMFmExCZ06rNCEH | ResHVAC | HV_SCGMFmExCZ06 | rWtd | All | SCG | MFm | Ex | CZ06 | rNCEH | 14216.1437 | HV_SCGMFmExCZ06 | rNCEH | 14216.1437
1955 | 4 | 2 | 1 | 6 | 5 | TRUE | HV_SCGMFmExCZ06rDXOH | ResHVAC | HV_SCGMFmExCZ06 | rWtd | All | SCG | MFm | Ex | CZ06 | rDXOH | 9676.2158 | HV_SCGMFmExCZ06 | rDXOH | 9676.2158
1956 | 4 | 2 | 1 | 6 | 6 | TRUE | HV_SCGMFmExCZ06rNCOH | ResHVAC | HV_SCGMFmExCZ06 | rWtd | All | SCG | MFm | Ex | CZ06 | rNCOH | 12328.837 | HV_SCGMFmExCZ06 | rNCOH | 12328.837
1957 | 4 | 2 | 1 | 7 | 1 | FALSE | HV_SCGMFmExCZ07rDXGF | ResHVAC | HV_SCGMFmExCZ07 | rWtd | All | SCG | MFm | Ex | CZ07 | rDXGF | 0 | HV_SCGMFmExCZ07 | rDXGF | 0
1958 | 4 | 2 | 1 | 7 | 2 | FALSE | HV_SCGMFmExCZ07rNCGF | ResHVAC | HV_SCGMFmExCZ07 | rWtd | All | SCG | MFm | Ex | CZ07 | rNCGF | 0 | HV_SCGMFmExCZ07 | rNCGF | 0
1959 | 4 | 2 | 1 | 7 | 3 | FALSE | HV_SCGMFmExCZ07rDXHP | ResHVAC | HV_SCGMFmExCZ07 | rWtd | All | SCG | MFm | Ex | CZ07 | rDXHP | 0 | HV_SCGMFmExCZ07 | rDXHP | 0
1960 | 4 | 2 | 1 | 7 | 4 | FALSE | HV_SCGMFmExCZ07rNCEH | ResHVAC | HV_SCGMFmExCZ07 | rWtd | All | SCG | MFm | Ex | CZ07 | rNCEH | 0 | HV_SCGMFmExCZ07 | rNCEH | 0
1961 | 4 | 2 | 1 | 7 | 5 | FALSE | HV_SCGMFmExCZ07rDXOH | ResHVAC | HV_SCGMFmExCZ07 | rWtd | All | SCG | MFm | Ex | CZ07 | rDXOH | 0 | HV_SCGMFmExCZ07 | rDXOH | 0
1962 | 4 | 2 | 1 | 7 | 6 | FALSE | HV_SCGMFmExCZ07rNCOH | ResHVAC | HV_SCGMFmExCZ07 | rWtd | All | SCG | MFm | Ex | CZ07 | rNCOH | 0 | HV_SCGMFmExCZ07 | rNCOH | 0
1963 | 4 | 2 | 1 | 8 | 1 | TRUE | HV_SCGMFmExCZ08rDXGF | ResHVAC | HV_SCGMFmExCZ08 | rWtd | All | SCG | MFm | Ex | CZ08 | rDXGF | 83876.8003 | HV_SCGMFmExCZ08 | rDXGF | 83876.8003
1964 | 4 | 2 | 1 | 8 | 2 | TRUE | HV_SCGMFmExCZ08rNCGF | ResHVAC | HV_SCGMFmExCZ08 | rWtd | All | SCG | MFm | Ex | CZ08 | rNCGF | 106479.9781 | HV_SCGMFmExCZ08 | rNCGF | 106479.9781
1965 | 4 | 2 | 1 | 8 | 3 | TRUE | HV_SCGMFmExCZ08rDXHP | ResHVAC | HV_SCGMFmExCZ08 | rWtd | All | SCG | MFm | Ex | CZ08 | rDXHP | 12061.0341 | HV_SCGMFmExCZ08 | rDXHP | 12061.0341
1966 | 4 | 2 | 1 | 8 | 4 | TRUE | HV_SCGMFmExCZ08rNCEH | ResHVAC | HV_SCGMFmExCZ08 | rWtd | All | SCG | MFm | Ex | CZ08 | rNCEH | 15311.2498 | HV_SCGMFmExCZ08 | rNCEH | 15311.2498
1967 | 4 | 2 | 1 | 8 | 5 | TRUE | HV_SCGMFmExCZ08rDXOH | ResHVAC | HV_SCGMFmExCZ08 | rWtd | All | SCG | MFm | Ex | CZ08 | rDXOH | 10459.8353 | HV_SCGMFmExCZ08 | rDXOH | 10459.8353
1968 | 4 | 2 | 1 | 8 | 6 | TRUE | HV_SCGMFmExCZ08rNCOH | ResHVAC | HV_SCGMFmExCZ08 | rWtd | All | SCG | MFm | Ex | CZ08 | rNCOH | 13278.559 | HV_SCGMFmExCZ08 | rNCOH | 13278.559
1969 | 4 | 2 | 1 | 9 | 1 | TRUE | HV_SCGMFmExCZ09rDXGF | ResHVAC | HV_SCGMFmExCZ09 | rWtd | All | SCG | MFm | Ex | CZ09 | rDXGF | 271272.0717 | HV_SCGMFmExCZ09 | rDXGF | 271272.0717
1970 | 4 | 2 | 1 | 9 | 2 | TRUE | HV_SCGMFmExCZ09rNCGF | ResHVAC | HV_SCGMFmExCZ09 | rWtd | All | SCG | MFm | Ex | CZ09 | rNCGF | 135383.5465 | HV_SCGMFmExCZ09 | rNCGF | 135383.5465
1971 | 4 | 2 | 1 | 9 | 3 | TRUE | HV_SCGMFmExCZ09rDXHP | ResHVAC | HV_SCGMFmExCZ09 | rWtd | All | SCG | MFm | Ex | CZ09 | rDXHP | 39007.4692 | HV_SCGMFmExCZ09 | rDXHP | 39007.4692
1972 | 4 | 2 | 1 | 9 | 4 | TRUE | HV_SCGMFmExCZ09rNCEH | ResHVAC | HV_SCGMFmExCZ09 | rWtd | All | SCG | MFm | Ex | CZ09 | rNCEH | 19467.428 | HV_SCGMFmExCZ09 | rNCEH | 19467.428
1973 | 4 | 2 | 1 | 9 | 5 | TRUE | HV_SCGMFmExCZ09rDXOH | ResHVAC | HV_SCGMFmExCZ09 | rWtd | All | SCG | MFm | Ex | CZ09 | rDXOH | 33828.9157 | HV_SCGMFmExCZ09 | rDXOH | 33828.9157
1974 | 4 | 2 | 1 | 9 | 6 | TRUE | HV_SCGMFmExCZ09rNCOH | ResHVAC | HV_SCGMFmExCZ09 | rWtd | All | SCG | MFm | Ex | CZ09 | rNCOH | 16882.9712 | HV_SCGMFmExCZ09 | rNCOH | 16882.9712
1975 | 4 | 2 | 1 | 10 | 1 | TRUE | HV_SCGMFmExCZ10rDXGF | ResHVAC | HV_SCGMFmExCZ10 | rWtd | All | SCG | MFm | Ex | CZ10 | rDXGF | 29755.0034 | HV_SCGMFmExCZ10 | rDXGF | 29755.0034
1976 | 4 | 2 | 1 | 10 | 2 | TRUE | HV_SCGMFmExCZ10rNCGF | ResHVAC | HV_SCGMFmExCZ10 | rWtd | All | SCG | MFm | Ex | CZ10 | rNCGF | 2844.7789 | HV_SCGMFmExCZ10 | rNCGF | 2844.7789
1977 | 4 | 2 | 1 | 10 | 3 | TRUE | HV_SCGMFmExCZ10rDXHP | ResHVAC | HV_SCGMFmExCZ10 | rWtd | All | SCG | MFm | Ex | CZ10 | rDXHP | 4278.6099 | HV_SCGMFmExCZ10 | rDXHP | 4278.6099
1978 | 4 | 2 | 1 | 10 | 4 | TRUE | HV_SCGMFmExCZ10rNCEH | ResHVAC | HV_SCGMFmExCZ10 | rWtd | All | SCG | MFm | Ex | CZ10 | rNCEH | 409.0639 | HV_SCGMFmExCZ10 | rNCEH | 409.0639
1979 | 4 | 2 | 1 | 10 | 5 | TRUE | HV_SCGMFmExCZ10rDXOH | ResHVAC | HV_SCGMFmExCZ10 | rWtd | All | SCG | MFm | Ex | CZ10 | rDXOH | 3710.5902 | HV_SCGMFmExCZ10 | rDXOH | 3710.5902
1980 | 4 | 2 | 1 | 10 | 6 | TRUE | HV_SCGMFmExCZ10rNCOH | ResHVAC | HV_SCGMFmExCZ10 | rWtd | All | SCG | MFm | Ex | CZ10 | rNCOH | 354.7574 | HV_SCGMFmExCZ10 | rNCOH | 354.7574
1981 | 4 | 2 | 1 | 11 | 1 | FALSE | HV_SCGMFmExCZ11rDXGF | ResHVAC | HV_SCGMFmExCZ11 | rWtd | All | SCG | MFm | Ex | CZ11 | rDXGF | 0 | HV_SCGMFmExCZ11 | rDXGF | 0
1982 | 4 | 2 | 1 | 11 | 2 | FALSE | HV_SCGMFmExCZ11rNCGF | ResHVAC | HV_SCGMFmExCZ11 | rWtd | All | SCG | MFm | Ex | CZ11 | rNCGF | 0 | HV_SCGMFmExCZ11 | rNCGF | 0
1983 | 4 | 2 | 1 | 11 | 3 | FALSE | HV_SCGMFmExCZ11rDXHP | ResHVAC | HV_SCGMFmExCZ11 | rWtd | All | SCG | MFm | Ex | CZ11 | rDXHP | 0 | HV_SCGMFmExCZ11 | rDXHP | 0
1984 | 4 | 2 | 1 | 11 | 4 | FALSE | HV_SCGMFmExCZ11rNCEH | ResHVAC | HV_SCGMFmExCZ11 | rWtd | All | SCG | MFm | Ex | CZ11 | rNCEH | 0 | HV_SCGMFmExCZ11 | rNCEH | 0
1985 | 4 | 2 | 1 | 11 | 5 | FALSE | HV_SCGMFmExCZ11rDXOH | ResHVAC | HV_SCGMFmExCZ11 | rWtd | All | SCG | MFm | Ex | CZ11 | rDXOH | 0 | HV_SCGMFmExCZ11 | rDXOH | 0
1986 | 4 | 2 | 1 | 11 | 6 | FALSE | HV_SCGMFmExCZ11rNCOH | ResHVAC | HV_SCGMFmExCZ11 | rWtd | All | SCG | MFm | Ex | CZ11 | rNCOH | 0 | HV_SCGMFmExCZ11 | rNCOH | 0
1987 | 4 | 2 | 1 | 12 | 1 | FALSE | HV_SCGMFmExCZ12rDXGF | ResHVAC | HV_SCGMFmExCZ12 | rWtd | All | SCG | MFm | Ex | CZ12 | rDXGF | 0 | HV_SCGMFmExCZ12 | rDXGF | 0
1988 | 4 | 2 | 1 | 12 | 2 | FALSE | HV_SCGMFmExCZ12rNCGF | ResHVAC | HV_SCGMFmExCZ12 | rWtd | All | SCG | MFm | Ex | CZ12 | rNCGF | 0 | HV_SCGMFmExCZ12 | rNCGF | 0
1989 | 4 | 2 | 1 | 12 | 3 | FALSE | HV_SCGMFmExCZ12rDXHP | ResHVAC | HV_SCGMFmExCZ12 | rWtd | All | SCG | MFm | Ex | CZ12 | rDXHP | 0 | HV_SCGMFmExCZ12 | rDXHP | 0
1990 | 4 | 2 | 1 | 12 | 4 | FALSE | HV_SCGMFmExCZ12rNCEH | ResHVAC | HV_SCGMFmExCZ12 | rWtd | All | SCG | MFm | Ex | CZ12 | rNCEH | 0 | HV_SCGMFmExCZ12 | rNCEH | 0
1991 | 4 | 2 | 1 | 12 | 5 | FALSE | HV_SCGMFmExCZ12rDXOH | ResHVAC | HV_SCGMFmExCZ12 | rWtd | All | SCG | MFm | Ex | CZ12 | rDXOH | 0 | HV_SCGMFmExCZ12 | rDXOH | 0
1992 | 4 | 2 | 1 | 12 | 6 | FALSE | HV_SCGMFmExCZ12rNCOH | ResHVAC | HV_SCGMFmExCZ12 | rWtd | All | SCG | MFm | Ex | CZ12 | rNCOH | 0 | HV_SCGMFmExCZ12 | rNCOH | 0
1993 | 4 | 2 | 1 | 13 | 1 | TRUE | HV_SCGMFmExCZ13rDXGF | ResHVAC | HV_SCGMFmExCZ13 | rWtd | All | SCG | MFm | Ex | CZ13 | rDXGF | 7655.2804 | HV_SCGMFmExCZ13 | rDXGF | 7655.2804
1994 | 4 | 2 | 1 | 13 | 2 | TRUE | HV_SCGMFmExCZ13rNCGF | ResHVAC | HV_SCGMFmExCZ13 | rWtd | All | SCG | MFm | Ex | CZ13 | rNCGF | 648.4996 | HV_SCGMFmExCZ13 | rNCGF | 648.4996
1995 | 4 | 2 | 1 | 13 | 3 | TRUE | HV_SCGMFmExCZ13rDXHP | ResHVAC | HV_SCGMFmExCZ13 | rWtd | All | SCG | MFm | Ex | CZ13 | rDXHP | 1100.7883 | HV_SCGMFmExCZ13 | rDXHP | 1100.7883
1996 | 4 | 2 | 1 | 13 | 4 | TRUE | HV_SCGMFmExCZ13rNCEH | ResHVAC | HV_SCGMFmExCZ13 | rWtd | All | SCG | MFm | Ex | CZ13 | rNCEH | 93.2508 | HV_SCGMFmExCZ13 | rNCEH | 93.2508
1997 | 4 | 2 | 1 | 13 | 5 | TRUE | HV_SCGMFmExCZ13rDXOH | ResHVAC | HV_SCGMFmExCZ13 | rWtd | All | SCG | MFm | Ex | CZ13 | rDXOH | 954.6498 | HV_SCGMFmExCZ13 | rDXOH | 954.6498
1998 | 4 | 2 | 1 | 13 | 6 | TRUE | HV_SCGMFmExCZ13rNCOH | ResHVAC | HV_SCGMFmExCZ13 | rWtd | All | SCG | MFm | Ex | CZ13 | rNCOH | 80.871 | HV_SCGMFmExCZ13 | rNCOH | 80.871
1999 | 4 | 2 | 1 | 14 | 1 | TRUE | HV_SCGMFmExCZ14rDXGF | ResHVAC | HV_SCGMFmExCZ14 | rWtd | All | SCG | MFm | Ex | CZ14 | rDXGF | 10731.7033 | HV_SCGMFmExCZ14 | rDXGF | 10731.7033
2000 | 4 | 2 | 1 | 14 | 2 | TRUE | HV_SCGMFmExCZ14rNCGF | ResHVAC | HV_SCGMFmExCZ14 | rWtd | All | SCG | MFm | Ex | CZ14 | rNCGF | 0 | HV_SCGMFmExCZ14 | rNCGF | 0
2001 | 4 | 2 | 1 | 14 | 3 | TRUE | HV_SCGMFmExCZ14rDXHP | ResHVAC | HV_SCGMFmExCZ14 | rWtd | All | SCG | MFm | Ex | CZ14 | rDXHP | 1543.1614 | HV_SCGMFmExCZ14 | rDXHP | 1543.1614
2002 | 4 | 2 | 1 | 14 | 4 | TRUE | HV_SCGMFmExCZ14rNCEH | ResHVAC | HV_SCGMFmExCZ14 | rWtd | All | SCG | MFm | Ex | CZ14 | rNCEH | 0 | HV_SCGMFmExCZ14 | rNCEH | 0
2003 | 4 | 2 | 1 | 14 | 5 | TRUE | HV_SCGMFmExCZ14rDXOH | ResHVAC | HV_SCGMFmExCZ14 | rWtd | All | SCG | MFm | Ex | CZ14 | rDXOH | 1338.2944 | HV_SCGMFmExCZ14 | rDXOH | 1338.2944
2004 | 4 | 2 | 1 | 14 | 6 | TRUE | HV_SCGMFmExCZ14rNCOH | ResHVAC | HV_SCGMFmExCZ14 | rWtd | All | SCG | MFm | Ex | CZ14 | rNCOH | 0 | HV_SCGMFmExCZ14 | rNCOH | 0
2005 | 4 | 2 | 1 | 15 | 1 | TRUE | HV_SCGMFmExCZ15rDXGF | ResHVAC | HV_SCGMFmExCZ15 | rWtd | All | SCG | MFm | Ex | CZ15 | rDXGF | 24063.5445 | HV_SCGMFmExCZ15 | rDXGF | 24063.5445
2006 | 4 | 2 | 1 | 15 | 2 | TRUE | HV_SCGMFmExCZ15rNCGF | ResHVAC | HV_SCGMFmExCZ15 | rWtd | All | SCG | MFm | Ex | CZ15 | rNCGF | 245.3732 | HV_SCGMFmExCZ15 | rNCGF | 245.3732
2007 | 4 | 2 | 1 | 15 | 3 | TRUE | HV_SCGMFmExCZ15rDXHP | ResHVAC | HV_SCGMFmExCZ15 | rWtd | All | SCG | MFm | Ex | CZ15 | rDXHP | 3460.2087 | HV_SCGMFmExCZ15 | rDXHP | 3460.2087
2008 | 4 | 2 | 1 | 15 | 4 | TRUE | HV_SCGMFmExCZ15rNCEH | ResHVAC | HV_SCGMFmExCZ15 | rWtd | All | SCG | MFm | Ex | CZ15 | rNCEH | 35.2834 | HV_SCGMFmExCZ15 | rNCEH | 35.2834
2009 | 4 | 2 | 1 | 15 | 5 | TRUE | HV_SCGMFmExCZ15rDXOH | ResHVAC | HV_SCGMFmExCZ15 | rWtd | All | SCG | MFm | Ex | CZ15 | rDXOH | 3000.8383 | HV_SCGMFmExCZ15 | rDXOH | 3000.8383
2010 | 4 | 2 | 1 | 15 | 6 | TRUE | HV_SCGMFmExCZ15rNCOH | ResHVAC | HV_SCGMFmExCZ15 | rWtd | All | SCG | MFm | Ex | CZ15 | rNCOH | 30.5992 | HV_SCGMFmExCZ15 | rNCOH | 30.5992
2011 | 4 | 2 | 1 | 16 | 1 | TRUE | HV_SCGMFmExCZ16rDXGF | ResHVAC | HV_SCGMFmExCZ16 | rWtd | All | SCG | MFm | Ex | CZ16 | rDXGF | 4756.6794 | HV_SCGMFmExCZ16 | rDXGF | 4756.6794
2012 | 4 | 2 | 1 | 16 | 2 | TRUE | HV_SCGMFmExCZ16rNCGF | ResHVAC | HV_SCGMFmExCZ16 | rWtd | All | SCG | MFm | Ex | CZ16 | rNCGF | 0 | HV_SCGMFmExCZ16 | rNCGF | 0
2013 | 4 | 2 | 1 | 16 | 3 | TRUE | HV_SCGMFmExCZ16rDXHP | ResHVAC | HV_SCGMFmExCZ16 | rWtd | All | SCG | MFm | Ex | CZ16 | rDXHP | 683.985 | HV_SCGMFmExCZ16 | rDXHP | 683.985
2014 | 4 | 2 | 1 | 16 | 4 | TRUE | HV_SCGMFmExCZ16rNCEH | ResHVAC | HV_SCGMFmExCZ16 | rWtd | All | SCG | MFm | Ex | CZ16 | rNCEH | 0 | HV_SCGMFmExCZ16 | rNCEH | 0
2015 | 4 | 2 | 1 | 16 | 5 | TRUE | HV_SCGMFmExCZ16rDXOH | ResHVAC | HV_SCGMFmExCZ16 | rWtd | All | SCG | MFm | Ex | CZ16 | rDXOH | 593.1805 | HV_SCGMFmExCZ16 | rDXOH | 593.1805
2016 | 4 | 2 | 1 | 16 | 6 | TRUE | HV_SCGMFmExCZ16rNCOH | ResHVAC | HV_SCGMFmExCZ16 | rWtd | All | SCG | MFm | Ex | CZ16 | rNCOH | 0 | HV_SCGMFmExCZ16 | rNCOH | 0
2017 | 4 | 2 | 2 | 1 | 1 | FALSE | HV_SCGMFmNewCZ01rDXGF | ResHVAC | HV_SCGMFmNewCZ01 | rWtd | All | SCG | MFm | New | CZ01 | rDXGF | 0 | HV_SCGMFmNewCZ01 | rDXGF | 0
2018 | 4 | 2 | 2 | 1 | 2 | FALSE | HV_SCGMFmNewCZ01rNCGF | ResHVAC | HV_SCGMFmNewCZ01 | rWtd | All | SCG | MFm | New | CZ01 | rNCGF | 0 | HV_SCGMFmNewCZ01 | rNCGF | 0
2019 | 4 | 2 | 2 | 1 | 3 | FALSE | HV_SCGMFmNewCZ01rDXHP | ResHVAC | HV_SCGMFmNewCZ01 | rWtd | All | SCG | MFm | New | CZ01 | rDXHP | 0 | HV_SCGMFmNewCZ01 | rDXHP | 0
2020 | 4 | 2 | 2 | 1 | 4 | FALSE | HV_SCGMFmNewCZ01rNCEH | ResHVAC | HV_SCGMFmNewCZ01 | rWtd | All | SCG | MFm | New | CZ01 | rNCEH | 0 | HV_SCGMFmNewCZ01 | rNCEH | 0
2021 | 4 | 2 | 2 | 1 | 5 | FALSE | HV_SCGMFmNewCZ01rDXOH | ResHVAC | HV_SCGMFmNewCZ01 | rWtd | All | SCG | MFm | New | CZ01 | rDXOH | 0 | HV_SCGMFmNewCZ01 | rDXOH | 0
2022 | 4 | 2 | 2 | 1 | 6 | FALSE | HV_SCGMFmNewCZ01rNCOH | ResHVAC | HV_SCGMFmNewCZ01 | rWtd | All | SCG | MFm | New | CZ01 | rNCOH | 0 | HV_SCGMFmNewCZ01 | rNCOH | 0
2023 | 4 | 2 | 2 | 2 | 1 | FALSE | HV_SCGMFmNewCZ02rDXGF | ResHVAC | HV_SCGMFmNewCZ02 | rWtd | All | SCG | MFm | New | CZ02 | rDXGF | 0 | HV_SCGMFmNewCZ02 | rDXGF | 0
2024 | 4 | 2 | 2 | 2 | 2 | FALSE | HV_SCGMFmNewCZ02rNCGF | ResHVAC | HV_SCGMFmNewCZ02 | rWtd | All | SCG | MFm | New | CZ02 | rNCGF | 0 | HV_SCGMFmNewCZ02 | rNCGF | 0
2025 | 4 | 2 | 2 | 2 | 3 | FALSE | HV_SCGMFmNewCZ02rDXHP | ResHVAC | HV_SCGMFmNewCZ02 | rWtd | All | SCG | MFm | New | CZ02 | rDXHP | 0 | HV_SCGMFmNewCZ02 | rDXHP | 0
2026 | 4 | 2 | 2 | 2 | 4 | FALSE | HV_SCGMFmNewCZ02rNCEH | ResHVAC | HV_SCGMFmNewCZ02 | rWtd | All | SCG | MFm | New | CZ02 | rNCEH | 0 | HV_SCGMFmNewCZ02 | rNCEH | 0
2027 | 4 | 2 | 2 | 2 | 5 | FALSE | HV_SCGMFmNewCZ02rDXOH | ResHVAC | HV_SCGMFmNewCZ02 | rWtd | All | SCG | MFm | New | CZ02 | rDXOH | 0 | HV_SCGMFmNewCZ02 | rDXOH | 0
2028 | 4 | 2 | 2 | 2 | 6 | FALSE | HV_SCGMFmNewCZ02rNCOH | ResHVAC | HV_SCGMFmNewCZ02 | rWtd | All | SCG | MFm | New | CZ02 | rNCOH | 0 | HV_SCGMFmNewCZ02 | rNCOH | 0
2029 | 4 | 2 | 2 | 3 | 1 | FALSE | HV_SCGMFmNewCZ03rDXGF | ResHVAC | HV_SCGMFmNewCZ03 | rWtd | All | SCG | MFm | New | CZ03 | rDXGF | 0 | HV_SCGMFmNewCZ03 | rDXGF | 0
2030 | 4 | 2 | 2 | 3 | 2 | FALSE | HV_SCGMFmNewCZ03rNCGF | ResHVAC | HV_SCGMFmNewCZ03 | rWtd | All | SCG | MFm | New | CZ03 | rNCGF | 0 | HV_SCGMFmNewCZ03 | rNCGF | 0
2031 | 4 | 2 | 2 | 3 | 3 | FALSE | HV_SCGMFmNewCZ03rDXHP | ResHVAC | HV_SCGMFmNewCZ03 | rWtd | All | SCG | MFm | New | CZ03 | rDXHP | 0 | HV_SCGMFmNewCZ03 | rDXHP | 0
2032 | 4 | 2 | 2 | 3 | 4 | FALSE | HV_SCGMFmNewCZ03rNCEH | ResHVAC | HV_SCGMFmNewCZ03 | rWtd | All | SCG | MFm | New | CZ03 | rNCEH | 0 | HV_SCGMFmNewCZ03 | rNCEH | 0
2033 | 4 | 2 | 2 | 3 | 5 | FALSE | HV_SCGMFmNewCZ03rDXOH | ResHVAC | HV_SCGMFmNewCZ03 | rWtd | All | SCG | MFm | New | CZ03 | rDXOH | 0 | HV_SCGMFmNewCZ03 | rDXOH | 0
2034 | 4 | 2 | 2 | 3 | 6 | FALSE | HV_SCGMFmNewCZ03rNCOH | ResHVAC | HV_SCGMFmNewCZ03 | rWtd | All | SCG | MFm | New | CZ03 | rNCOH | 0 | HV_SCGMFmNewCZ03 | rNCOH | 0
2035 | 4 | 2 | 2 | 4 | 1 | FALSE | HV_SCGMFmNewCZ04rDXGF | ResHVAC | HV_SCGMFmNewCZ04 | rWtd | All | SCG | MFm | New | CZ04 | rDXGF | 0 | HV_SCGMFmNewCZ04 | rDXGF | 0
2036 | 4 | 2 | 2 | 4 | 2 | FALSE | HV_SCGMFmNewCZ04rNCGF | ResHVAC | HV_SCGMFmNewCZ04 | rWtd | All | SCG | MFm | New | CZ04 | rNCGF | 0 | HV_SCGMFmNewCZ04 | rNCGF | 0
2037 | 4 | 2 | 2 | 4 | 3 | FALSE | HV_SCGMFmNewCZ04rDXHP | ResHVAC | HV_SCGMFmNewCZ04 | rWtd | All | SCG | MFm | New | CZ04 | rDXHP | 0 | HV_SCGMFmNewCZ04 | rDXHP | 0
2038 | 4 | 2 | 2 | 4 | 4 | FALSE | HV_SCGMFmNewCZ04rNCEH | ResHVAC | HV_SCGMFmNewCZ04 | rWtd | All | SCG | MFm | New | CZ04 | rNCEH | 0 | HV_SCGMFmNewCZ04 | rNCEH | 0
2039 | 4 | 2 | 2 | 4 | 5 | FALSE | HV_SCGMFmNewCZ04rDXOH | ResHVAC | HV_SCGMFmNewCZ04 | rWtd | All | SCG | MFm | New | CZ04 | rDXOH | 0 | HV_SCGMFmNewCZ04 | rDXOH | 0
2040 | 4 | 2 | 2 | 4 | 6 | FALSE | HV_SCGMFmNewCZ04rNCOH | ResHVAC | HV_SCGMFmNewCZ04 | rWtd | All | SCG | MFm | New | CZ04 | rNCOH | 0 | HV_SCGMFmNewCZ04 | rNCOH | 0
2041 | 4 | 2 | 2 | 5 | 1 | TRUE | HV_SCGMFmNewCZ05rDXGF | ResHVAC | HV_SCGMFmNewCZ05 | rWtd | All | SCG | MFm | New | CZ05 | rDXGF | 0.63041 | HV_SCGMFmNewCZ05 | rDXGF | 0.63041
2042 | 4 | 2 | 2 | 5 | 2 | TRUE | HV_SCGMFmNewCZ05rNCGF | ResHVAC | HV_SCGMFmNewCZ05 | rWtd | All | SCG | MFm | New | CZ05 | rNCGF | 0.15793 | HV_SCGMFmNewCZ05 | rNCGF | 0.15793
2043 | 4 | 2 | 2 | 5 | 3 | TRUE | HV_SCGMFmNewCZ05rDXHP | ResHVAC | HV_SCGMFmNewCZ05 | rWtd | All | SCG | MFm | New | CZ05 | rDXHP | 0.090649 | HV_SCGMFmNewCZ05 | rDXHP | 0.090649
2044 | 4 | 2 | 2 | 5 | 4 | TRUE | HV_SCGMFmNewCZ05rNCEH | ResHVAC | HV_SCGMFmNewCZ05 | rWtd | All | SCG | MFm | New | CZ05 | rNCEH | 0.022709 | HV_SCGMFmNewCZ05 | rNCEH | 0.022709
2045 | 4 | 2 | 2 | 5 | 5 | TRUE | HV_SCGMFmNewCZ05rDXOH | ResHVAC | HV_SCGMFmNewCZ05 | rWtd | All | SCG | MFm | New | CZ05 | rDXOH | 0.078615 | HV_SCGMFmNewCZ05 | rDXOH | 0.078615
2046 | 4 | 2 | 2 | 5 | 6 | TRUE | HV_SCGMFmNewCZ05rNCOH | ResHVAC | HV_SCGMFmNewCZ05 | rWtd | All | SCG | MFm | New | CZ05 | rNCOH | 0.019694 | HV_SCGMFmNewCZ05 | rNCOH | 0.019694
2047 | 4 | 2 | 2 | 6 | 1 | TRUE | HV_SCGMFmNewCZ06rDXGF | ResHVAC | HV_SCGMFmNewCZ06 | rWtd | All | SCG | MFm | New | CZ06 | rDXGF | 2665.3371 | HV_SCGMFmNewCZ06 | rDXGF | 2665.3371
2048 | 4 | 2 | 2 | 6 | 2 | TRUE | HV_SCGMFmNewCZ06rNCGF | ResHVAC | HV_SCGMFmNewCZ06 | rWtd | All | SCG | MFm | New | CZ06 | rNCGF | 880.0918 | HV_SCGMFmNewCZ06 | rNCGF | 880.0918
2049 | 4 | 2 | 2 | 6 | 3 | TRUE | HV_SCGMFmNewCZ06rDXHP | ResHVAC | HV_SCGMFmNewCZ06 | rWtd | All | SCG | MFm | New | CZ06 | rDXHP | 383.2612 | HV_SCGMFmNewCZ06 | rDXHP | 383.2612
2050 | 4 | 2 | 2 | 6 | 4 | TRUE | HV_SCGMFmNewCZ06rNCEH | ResHVAC | HV_SCGMFmNewCZ06 | rWtd | All | SCG | MFm | New | CZ06 | rNCEH | 126.5525 | HV_SCGMFmNewCZ06 | rNCEH | 126.5525
2051 | 4 | 2 | 2 | 6 | 5 | TRUE | HV_SCGMFmNewCZ06rDXOH | ResHVAC | HV_SCGMFmNewCZ06 | rWtd | All | SCG | MFm | New | CZ06 | rDXOH | 332.3802 | HV_SCGMFmNewCZ06 | rDXOH | 332.3802
2052 | 4 | 2 | 2 | 6 | 6 | TRUE | HV_SCGMFmNewCZ06rNCOH | ResHVAC | HV_SCGMFmNewCZ06 | rWtd | All | SCG | MFm | New | CZ06 | rNCOH | 109.7516 | HV_SCGMFmNewCZ06 | rNCOH | 109.7516
2053 | 4 | 2 | 2 | 7 | 1 | FALSE | HV_SCGMFmNewCZ07rDXGF | ResHVAC | HV_SCGMFmNewCZ07 | rWtd | All | SCG | MFm | New | CZ07 | rDXGF | 0 | HV_SCGMFmNewCZ07 | rDXGF | 0
2054 | 4 | 2 | 2 | 7 | 2 | FALSE | HV_SCGMFmNewCZ07rNCGF | ResHVAC | HV_SCGMFmNewCZ07 | rWtd | All | SCG | MFm | New | CZ07 | rNCGF | 0 | HV_SCGMFmNewCZ07 | rNCGF | 0
2055 | 4 | 2 | 2 | 7 | 3 | FALSE | HV_SCGMFmNewCZ07rDXHP | ResHVAC | HV_SCGMFmNewCZ07 | rWtd | All | SCG | MFm | New | CZ07 | rDXHP | 0 | HV_SCGMFmNewCZ07 | rDXHP | 0
2056 | 4 | 2 | 2 | 7 | 4 | FALSE | HV_SCGMFmNewCZ07rNCEH | ResHVAC | HV_SCGMFmNewCZ07 | rWtd | All | SCG | MFm | New | CZ07 | rNCEH | 0 | HV_SCGMFmNewCZ07 | rNCEH | 0
2057 | 4 | 2 | 2 | 7 | 5 | FALSE | HV_SCGMFmNewCZ07rDXOH | ResHVAC | HV_SCGMFmNewCZ07 | rWtd | All | SCG | MFm | New | CZ07 | rDXOH | 0 | HV_SCGMFmNewCZ07 | rDXOH | 0
2058 | 4 | 2 | 2 | 7 | 6 | FALSE | HV_SCGMFmNewCZ07rNCOH | ResHVAC | HV_SCGMFmNewCZ07 | rWtd | All | SCG | MFm | New | CZ07 | rNCOH | 0 | HV_SCGMFmNewCZ07 | rNCOH | 0
2059 | 4 | 2 | 2 | 8 | 1 | TRUE | HV_SCGMFmNewCZ08rDXGF | ResHVAC | HV_SCGMFmNewCZ08 | rWtd | All | SCG | MFm | New | CZ08 | rDXGF | 3131.3028 | HV_SCGMFmNewCZ08 | rDXGF | 3131.3028
2060 | 4 | 2 | 2 | 8 | 2 | TRUE | HV_SCGMFmNewCZ08rNCGF | ResHVAC | HV_SCGMFmNewCZ08 | rWtd | All | SCG | MFm | New | CZ08 | rNCGF | 150.3115 | HV_SCGMFmNewCZ08 | rNCGF | 150.3115
2061 | 4 | 2 | 2 | 8 | 3 | TRUE | HV_SCGMFmNewCZ08rDXHP | ResHVAC | HV_SCGMFmNewCZ08 | rWtd | All | SCG | MFm | New | CZ08 | rDXHP | 450.2646 | HV_SCGMFmNewCZ08 | rDXHP | 450.2646
2062 | 4 | 2 | 2 | 8 | 4 | TRUE | HV_SCGMFmNewCZ08rNCEH | ResHVAC | HV_SCGMFmNewCZ08 | rWtd | All | SCG | MFm | New | CZ08 | rNCEH | 21.614 | HV_SCGMFmNewCZ08 | rNCEH | 21.614
2063 | 4 | 2 | 2 | 8 | 5 | TRUE | HV_SCGMFmNewCZ08rDXOH | ResHVAC | HV_SCGMFmNewCZ08 | rWtd | All | SCG | MFm | New | CZ08 | rDXOH | 390.4883 | HV_SCGMFmNewCZ08 | rDXOH | 390.4883
2064 | 4 | 2 | 2 | 8 | 6 | TRUE | HV_SCGMFmNewCZ08rNCOH | ResHVAC | HV_SCGMFmNewCZ08 | rWtd | All | SCG | MFm | New | CZ08 | rNCOH | 18.7446 | HV_SCGMFmNewCZ08 | rNCOH | 18.7446
2065 | 4 | 2 | 2 | 9 | 1 | TRUE | HV_SCGMFmNewCZ09rDXGF | ResHVAC | HV_SCGMFmNewCZ09 | rWtd | All | SCG | MFm | New | CZ09 | rDXGF | 3057.9964 | HV_SCGMFmNewCZ09 | rDXGF | 3057.9964
2066 | 4 | 2 | 2 | 9 | 2 | TRUE | HV_SCGMFmNewCZ09rNCGF | ResHVAC | HV_SCGMFmNewCZ09 | rWtd | All | SCG | MFm | New | CZ09 | rNCGF | 148.1811 | HV_SCGMFmNewCZ09 | rNCGF | 148.1811
2067 | 4 | 2 | 2 | 9 | 3 | TRUE | HV_SCGMFmNewCZ09rDXHP | ResHVAC | HV_SCGMFmNewCZ09 | rWtd | All | SCG | MFm | New | CZ09 | rDXHP | 439.7235 | HV_SCGMFmNewCZ09 | rDXHP | 439.7235
2068 | 4 | 2 | 2 | 9 | 4 | TRUE | HV_SCGMFmNewCZ09rNCEH | ResHVAC | HV_SCGMFmNewCZ09 | rWtd | All | SCG | MFm | New | CZ09 | rNCEH | 21.3077 | HV_SCGMFmNewCZ09 | rNCEH | 21.3077
2069 | 4 | 2 | 2 | 9 | 5 | TRUE | HV_SCGMFmNewCZ09rDXOH | ResHVAC | HV_SCGMFmNewCZ09 | rWtd | All | SCG | MFm | New | CZ09 | rDXOH | 381.3467 | HV_SCGMFmNewCZ09 | rDXOH | 381.3467
2070 | 4 | 2 | 2 | 9 | 6 | TRUE | HV_SCGMFmNewCZ09rNCOH | ResHVAC | HV_SCGMFmNewCZ09 | rWtd | All | SCG | MFm | New | CZ09 | rNCOH | 18.4789 | HV_SCGMFmNewCZ09 | rNCOH | 18.4789
2071 | 4 | 2 | 2 | 10 | 1 | TRUE | HV_SCGMFmNewCZ10rDXGF | ResHVAC | HV_SCGMFmNewCZ10 | rWtd | All | SCG | MFm | New | CZ10 | rDXGF | 94.9803 | HV_SCGMFmNewCZ10 | rDXGF | 94.9803
2072 | 4 | 2 | 2 | 10 | 2 | TRUE | HV_SCGMFmNewCZ10rNCGF | ResHVAC | HV_SCGMFmNewCZ10 | rWtd | All | SCG | MFm | New | CZ10 | rNCGF | 0 | HV_SCGMFmNewCZ10 | rNCGF | 0
2073 | 4 | 2 | 2 | 10 | 3 | TRUE | HV_SCGMFmNewCZ10rDXHP | ResHVAC | HV_SCGMFmNewCZ10 | rWtd | All | SCG | MFm | New | CZ10 | rDXHP | 13.6577 | HV_SCGMFmNewCZ10 | rDXHP | 13.6577
2074 | 4 | 2 | 2 | 10 | 4 | TRUE | HV_SCGMFmNewCZ10rNCEH | ResHVAC | HV_SCGMFmNewCZ10 | rWtd | All | SCG | MFm | New | CZ10 | rNCEH | 0 | HV_SCGMFmNewCZ10 | rNCEH | 0
2075 | 4 | 2 | 2 | 10 | 5 | TRUE | HV_SCGMFmNewCZ10rDXOH | ResHVAC | HV_SCGMFmNewCZ10 | rWtd | All | SCG | MFm | New | CZ10 | rDXOH | 11.8445 | HV_SCGMFmNewCZ10 | rDXOH | 11.8445
2076 | 4 | 2 | 2 | 10 | 6 | TRUE | HV_SCGMFmNewCZ10rNCOH | ResHVAC | HV_SCGMFmNewCZ10 | rWtd | All | SCG | MFm | New | CZ10 | rNCOH | 0 | HV_SCGMFmNewCZ10 | rNCOH | 0
2077 | 4 | 2 | 2 | 11 | 1 | FALSE | HV_SCGMFmNewCZ11rDXGF | ResHVAC | HV_SCGMFmNewCZ11 | rWtd | All | SCG | MFm | New | CZ11 | rDXGF | 0 | HV_SCGMFmNewCZ11 | rDXGF | 0
2078 | 4 | 2 | 2 | 11 | 2 | FALSE | HV_SCGMFmNewCZ11rNCGF | ResHVAC | HV_SCGMFmNewCZ11 | rWtd | All | SCG | MFm | New | CZ11 | rNCGF | 0 | HV_SCGMFmNewCZ11 | rNCGF | 0
2079 | 4 | 2 | 2 | 11 | 3 | FALSE | HV_SCGMFmNewCZ11rDXHP | ResHVAC | HV_SCGMFmNewCZ11 | rWtd | All | SCG | MFm | New | CZ11 | rDXHP | 0 | HV_SCGMFmNewCZ11 | rDXHP | 0
2080 | 4 | 2 | 2 | 11 | 4 | FALSE | HV_SCGMFmNewCZ11rNCEH | ResHVAC | HV_SCGMFmNewCZ11 | rWtd | All | SCG | MFm | New | CZ11 | rNCEH | 0 | HV_SCGMFmNewCZ11 | rNCEH | 0
2081 | 4 | 2 | 2 | 11 | 5 | FALSE | HV_SCGMFmNewCZ11rDXOH | ResHVAC | HV_SCGMFmNewCZ11 | rWtd | All | SCG | MFm | New | CZ11 | rDXOH | 0 | HV_SCGMFmNewCZ11 | rDXOH | 0
2082 | 4 | 2 | 2 | 11 | 6 | FALSE | HV_SCGMFmNewCZ11rNCOH | ResHVAC | HV_SCGMFmNewCZ11 | rWtd | All | SCG | MFm | New | CZ11 | rNCOH | 0 | HV_SCGMFmNewCZ11 | rNCOH | 0
2083 | 4 | 2 | 2 | 12 | 1 | FALSE | HV_SCGMFmNewCZ12rDXGF | ResHVAC | HV_SCGMFmNewCZ12 | rWtd | All | SCG | MFm | New | CZ12 | rDXGF | 0 | HV_SCGMFmNewCZ12 | rDXGF | 0
2084 | 4 | 2 | 2 | 12 | 2 | FALSE | HV_SCGMFmNewCZ12rNCGF | ResHVAC | HV_SCGMFmNewCZ12 | rWtd | All | SCG | MFm | New | CZ12 | rNCGF | 0 | HV_SCGMFmNewCZ12 | rNCGF | 0
2085 | 4 | 2 | 2 | 12 | 3 | FALSE | HV_SCGMFmNewCZ12rDXHP | ResHVAC | HV_SCGMFmNewCZ12 | rWtd | All | SCG | MFm | New | CZ12 | rDXHP | 0 | HV_SCGMFmNewCZ12 | rDXHP | 0
2086 | 4 | 2 | 2 | 12 | 4 | FALSE | HV_SCGMFmNewCZ12rNCEH | ResHVAC | HV_SCGMFmNewCZ12 | rWtd | All | SCG | MFm | New | CZ12 | rNCEH | 0 | HV_SCGMFmNewCZ12 | rNCEH | 0
2087 | 4 | 2 | 2 | 12 | 5 | FALSE | HV_SCGMFmNewCZ12rDXOH | ResHVAC | HV_SCGMFmNewCZ12 | rWtd | All | SCG | MFm | New | CZ12 | rDXOH | 0 | HV_SCGMFmNewCZ12 | rDXOH | 0
2088 | 4 | 2 | 2 | 12 | 6 | FALSE | HV_SCGMFmNewCZ12rNCOH | ResHVAC | HV_SCGMFmNewCZ12 | rWtd | All | SCG | MFm | New | CZ12 | rNCOH | 0 | HV_SCGMFmNewCZ12 | rNCOH | 0
2089 | 4 | 2 | 2 | 13 | 1 | TRUE | HV_SCGMFmNewCZ13rDXGF | ResHVAC | HV_SCGMFmNewCZ13 | rWtd | All | SCG | MFm | New | CZ13 | rDXGF | 71.0577 | HV_SCGMFmNewCZ13 | rDXGF | 71.0577
2090 | 4 | 2 | 2 | 13 | 2 | TRUE | HV_SCGMFmNewCZ13rNCGF | ResHVAC | HV_SCGMFmNewCZ13 | rWtd | All | SCG | MFm | New | CZ13 | rNCGF | 0 | HV_SCGMFmNewCZ13 | rNCGF | 0
2091 | 4 | 2 | 2 | 13 | 3 | TRUE | HV_SCGMFmNewCZ13rDXHP | ResHVAC | HV_SCGMFmNewCZ13 | rWtd | All | SCG | MFm | New | CZ13 | rDXHP | 10.2177 | HV_SCGMFmNewCZ13 | rDXHP | 10.2177
2092 | 4 | 2 | 2 | 13 | 4 | TRUE | HV_SCGMFmNewCZ13rNCEH | ResHVAC | HV_SCGMFmNewCZ13 | rWtd | All | SCG | MFm | New | CZ13 | rNCEH | 0 | HV_SCGMFmNewCZ13 | rNCEH | 0
2093 | 4 | 2 | 2 | 13 | 5 | TRUE | HV_SCGMFmNewCZ13rDXOH | ResHVAC | HV_SCGMFmNewCZ13 | rWtd | All | SCG | MFm | New | CZ13 | rDXOH | 8.8612 | HV_SCGMFmNewCZ13 | rDXOH | 8.8612
2094 | 4 | 2 | 2 | 13 | 6 | TRUE | HV_SCGMFmNewCZ13rNCOH | ResHVAC | HV_SCGMFmNewCZ13 | rWtd | All | SCG | MFm | New | CZ13 | rNCOH | 0 | HV_SCGMFmNewCZ13 | rNCOH | 0
2095 | 4 | 2 | 2 | 14 | 1 | TRUE | HV_SCGMFmNewCZ14rDXGF | ResHVAC | HV_SCGMFmNewCZ14 | rWtd | All | SCG | MFm | New | CZ14 | rDXGF | 0.63041 | HV_SCGMFmNewCZ14 | rDXGF | 0.63041
2096 | 4 | 2 | 2 | 14 | 2 | TRUE | HV_SCGMFmNewCZ14rNCGF | ResHVAC | HV_SCGMFmNewCZ14 | rWtd | All | SCG | MFm | New | CZ14 | rNCGF | 0.15793 | HV_SCGMFmNewCZ14 | rNCGF | 0.15793
2097 | 4 | 2 | 2 | 14 | 3 | TRUE | HV_SCGMFmNewCZ14rDXHP | ResHVAC | HV_SCGMFmNewCZ14 | rWtd | All | SCG | MFm | New | CZ14 | rDXHP | 0.090649 | HV_SCGMFmNewCZ14 | rDXHP | 0.090649
2098 | 4 | 2 | 2 | 14 | 4 | TRUE | HV_SCGMFmNewCZ14rNCEH | ResHVAC | HV_SCGMFmNewCZ14 | rWtd | All | SCG | MFm | New | CZ14 | rNCEH | 0.022709 | HV_SCGMFmNewCZ14 | rNCEH | 0.022709
2099 | 4 | 2 | 2 | 14 | 5 | TRUE | HV_SCGMFmNewCZ14rDXOH | ResHVAC | HV_SCGMFmNewCZ14 | rWtd | All | SCG | MFm | New | CZ14 | rDXOH | 0.078615 | HV_SCGMFmNewCZ14 | rDXOH | 0.078615
2100 | 4 | 2 | 2 | 14 | 6 | TRUE | HV_SCGMFmNewCZ14rNCOH | ResHVAC | HV_SCGMFmNewCZ14 | rWtd | All | SCG | MFm | New | CZ14 | rNCOH | 0.019694 | HV_SCGMFmNewCZ14 | rNCOH | 0.019694
2101 | 4 | 2 | 2 | 15 | 1 | TRUE | HV_SCGMFmNewCZ15rDXGF | ResHVAC | HV_SCGMFmNewCZ15 | rWtd | All | SCG | MFm | New | CZ15 | rDXGF | 0.63041 | HV_SCGMFmNewCZ15 | rDXGF | 0.63041
2102 | 4 | 2 | 2 | 15 | 2 | TRUE | HV_SCGMFmNewCZ15rNCGF | ResHVAC | HV_SCGMFmNewCZ15 | rWtd | All | SCG | MFm | New | CZ15 | rNCGF | 0.15793 | HV_SCGMFmNewCZ15 | rNCGF | 0.15793
2103 | 4 | 2 | 2 | 15 | 3 | TRUE | HV_SCGMFmNewCZ15rDXHP | ResHVAC | HV_SCGMFmNewCZ15 | rWtd | All | SCG | MFm | New | CZ15 | rDXHP | 0.090649 | HV_SCGMFmNewCZ15 | rDXHP | 0.090649
2104 | 4 | 2 | 2 | 15 | 4 | TRUE | HV_SCGMFmNewCZ15rNCEH | ResHVAC | HV_SCGMFmNewCZ15 | rWtd | All | SCG | MFm | New | CZ15 | rNCEH | 0.022709 | HV_SCGMFmNewCZ15 | rNCEH | 0.022709
2105 | 4 | 2 | 2 | 15 | 5 | TRUE | HV_SCGMFmNewCZ15rDXOH | ResHVAC | HV_SCGMFmNewCZ15 | rWtd | All | SCG | MFm | New | CZ15 | rDXOH | 0.078615 | HV_SCGMFmNewCZ15 | rDXOH | 0.078615
2106 | 4 | 2 | 2 | 15 | 6 | TRUE | HV_SCGMFmNewCZ15rNCOH | ResHVAC | HV_SCGMFmNewCZ15 | rWtd | All | SCG | MFm | New | CZ15 | rNCOH | 0.019694 | HV_SCGMFmNewCZ15 | rNCOH | 0.019694
2107 | 4 | 2 | 2 | 16 | 1 | TRUE | HV_SCGMFmNewCZ16rDXGF | ResHVAC | HV_SCGMFmNewCZ16 | rWtd | All | SCG | MFm | New | CZ16 | rDXGF | 0 | HV_SCGMFmNewCZ16 | rDXGF | 0
2108 | 4 | 2 | 2 | 16 | 2 | TRUE | HV_SCGMFmNewCZ16rNCGF | ResHVAC | HV_SCGMFmNewCZ16 | rWtd | All | SCG | MFm | New | CZ16 | rNCGF | 0 | HV_SCGMFmNewCZ16 | rNCGF | 0
2109 | 4 | 2 | 2 | 16 | 3 | TRUE | HV_SCGMFmNewCZ16rDXHP | ResHVAC | HV_SCGMFmNewCZ16 | rWtd | All | SCG | MFm | New | CZ16 | rDXHP | 0 | HV_SCGMFmNewCZ16 | rDXHP | 0
2110 | 4 | 2 | 2 | 16 | 4 | TRUE | HV_SCGMFmNewCZ16rNCEH | ResHVAC | HV_SCGMFmNewCZ16 | rWtd | All | SCG | MFm | New | CZ16 | rNCEH | 0 | HV_SCGMFmNewCZ16 | rNCEH | 0
2111 | 4 | 2 | 2 | 16 | 5 | TRUE | HV_SCGMFmNewCZ16rDXOH | ResHVAC | HV_SCGMFmNewCZ16 | rWtd | All | SCG | MFm | New | CZ16 | rDXOH | 0 | HV_SCGMFmNewCZ16 | rDXOH | 0
2112 | 4 | 2 | 2 | 16 | 6 | TRUE | HV_SCGMFmNewCZ16rNCOH | ResHVAC | HV_SCGMFmNewCZ16 | rWtd | All | SCG | MFm | New | CZ16 | rNCOH | 0 | HV_SCGMFmNewCZ16 | rNCOH | 0
2113 | 4 | 3 | 1 | 1 | 1 | FALSE | HV_SCGDMoExCZ01rDXGF | ResHVAC | HV_SCGDMoExCZ01 | rWtd | All | SCG | DMo | Ex | CZ01 | rDXGF | 0 | HV_SCGDMoExCZ01 | rDXGF | 0
2114 | 4 | 3 | 1 | 1 | 2 | FALSE | HV_SCGDMoExCZ01rNCGF | ResHVAC | HV_SCGDMoExCZ01 | rWtd | All | SCG | DMo | Ex | CZ01 | rNCGF | 0 | HV_SCGDMoExCZ01 | rNCGF | 0
2115 | 4 | 3 | 1 | 1 | 3 | FALSE | HV_SCGDMoExCZ01rDXHP | ResHVAC | HV_SCGDMoExCZ01 | rWtd | All | SCG | DMo | Ex | CZ01 | rDXHP | 0 | HV_SCGDMoExCZ01 | rDXHP | 0
2116 | 4 | 3 | 1 | 1 | 4 | FALSE | HV_SCGDMoExCZ01rNCEH | ResHVAC | HV_SCGDMoExCZ01 | rWtd | All | SCG | DMo | Ex | CZ01 | rNCEH | 0 | HV_SCGDMoExCZ01 | rNCEH | 0
2117 | 4 | 3 | 1 | 1 | 5 | FALSE | HV_SCGDMoExCZ01rDXOH | ResHVAC | HV_SCGDMoExCZ01 | rWtd | All | SCG | DMo | Ex | CZ01 | rDXOH | 0 | HV_SCGDMoExCZ01 | rDXOH | 0
2118 | 4 | 3 | 1 | 1 | 6 | FALSE | HV_SCGDMoExCZ01rNCOH | ResHVAC | HV_SCGDMoExCZ01 | rWtd | All | SCG | DMo | Ex | CZ01 | rNCOH | 0 | HV_SCGDMoExCZ01 | rNCOH | 0
2119 | 4 | 3 | 1 | 2 | 1 | FALSE | HV_SCGDMoExCZ02rDXGF | ResHVAC | HV_SCGDMoExCZ02 | rWtd | All | SCG | DMo | Ex | CZ02 | rDXGF | 0 | HV_SCGDMoExCZ02 | rDXGF | 0
2120 | 4 | 3 | 1 | 2 | 2 | FALSE | HV_SCGDMoExCZ02rNCGF | ResHVAC | HV_SCGDMoExCZ02 | rWtd | All | SCG | DMo | Ex | CZ02 | rNCGF | 0 | HV_SCGDMoExCZ02 | rNCGF | 0
2121 | 4 | 3 | 1 | 2 | 3 | FALSE | HV_SCGDMoExCZ02rDXHP | ResHVAC | HV_SCGDMoExCZ02 | rWtd | All | SCG | DMo | Ex | CZ02 | rDXHP | 0 | HV_SCGDMoExCZ02 | rDXHP | 0
2122 | 4 | 3 | 1 | 2 | 4 | FALSE | HV_SCGDMoExCZ02rNCEH | ResHVAC | HV_SCGDMoExCZ02 | rWtd | All | SCG | DMo | Ex | CZ02 | rNCEH | 0 | HV_SCGDMoExCZ02 | rNCEH | 0
2123 | 4 | 3 | 1 | 2 | 5 | FALSE | HV_SCGDMoExCZ02rDXOH | ResHVAC | HV_SCGDMoExCZ02 | rWtd | All | SCG | DMo | Ex | CZ02 | rDXOH | 0 | HV_SCGDMoExCZ02 | rDXOH | 0
2124 | 4 | 3 | 1 | 2 | 6 | FALSE | HV_SCGDMoExCZ02rNCOH | ResHVAC | HV_SCGDMoExCZ02 | rWtd | All | SCG | DMo | Ex | CZ02 | rNCOH | 0 | HV_SCGDMoExCZ02 | rNCOH | 0
2125 | 4 | 3 | 1 | 3 | 1 | FALSE | HV_SCGDMoExCZ03rDXGF | ResHVAC | HV_SCGDMoExCZ03 | rWtd | All | SCG | DMo | Ex | CZ03 | rDXGF | 0 | HV_SCGDMoExCZ03 | rDXGF | 0
2126 | 4 | 3 | 1 | 3 | 2 | FALSE | HV_SCGDMoExCZ03rNCGF | ResHVAC | HV_SCGDMoExCZ03 | rWtd | All | SCG | DMo | Ex | CZ03 | rNCGF | 0 | HV_SCGDMoExCZ03 | rNCGF | 0
2127 | 4 | 3 | 1 | 3 | 3 | FALSE | HV_SCGDMoExCZ03rDXHP | ResHVAC | HV_SCGDMoExCZ03 | rWtd | All | SCG | DMo | Ex | CZ03 | rDXHP | 0 | HV_SCGDMoExCZ03 | rDXHP | 0
2128 | 4 | 3 | 1 | 3 | 4 | FALSE | HV_SCGDMoExCZ03rNCEH | ResHVAC | HV_SCGDMoExCZ03 | rWtd | All | SCG | DMo | Ex | CZ03 | rNCEH | 0 | HV_SCGDMoExCZ03 | rNCEH | 0
2129 | 4 | 3 | 1 | 3 | 5 | FALSE | HV_SCGDMoExCZ03rDXOH | ResHVAC | HV_SCGDMoExCZ03 | rWtd | All | SCG | DMo | Ex | CZ03 | rDXOH | 0 | HV_SCGDMoExCZ03 | rDXOH | 0
2130 | 4 | 3 | 1 | 3 | 6 | FALSE | HV_SCGDMoExCZ03rNCOH | ResHVAC | HV_SCGDMoExCZ03 | rWtd | All | SCG | DMo | Ex | CZ03 | rNCOH | 0 | HV_SCGDMoExCZ03 | rNCOH | 0
2131 | 4 | 3 | 1 | 4 | 1 | FALSE | HV_SCGDMoExCZ04rDXGF | ResHVAC | HV_SCGDMoExCZ04 | rWtd | All | SCG | DMo | Ex | CZ04 | rDXGF | 0 | HV_SCGDMoExCZ04 | rDXGF | 0
2132 | 4 | 3 | 1 | 4 | 2 | FALSE | HV_SCGDMoExCZ04rNCGF | ResHVAC | HV_SCGDMoExCZ04 | rWtd | All | SCG | DMo | Ex | CZ04 | rNCGF | 0 | HV_SCGDMoExCZ04 | rNCGF | 0
2133 | 4 | 3 | 1 | 4 | 3 | FALSE | HV_SCGDMoExCZ04rDXHP | ResHVAC | HV_SCGDMoExCZ04 | rWtd | All | SCG | DMo | Ex | CZ04 | rDXHP | 0 | HV_SCGDMoExCZ04 | rDXHP | 0
2134 | 4 | 3 | 1 | 4 | 4 | FALSE | HV_SCGDMoExCZ04rNCEH | ResHVAC | HV_SCGDMoExCZ04 | rWtd | All | SCG | DMo | Ex | CZ04 | rNCEH | 0 | HV_SCGDMoExCZ04 | rNCEH | 0
2135 | 4 | 3 | 1 | 4 | 5 | FALSE | HV_SCGDMoExCZ04rDXOH | ResHVAC | HV_SCGDMoExCZ04 | rWtd | All | SCG | DMo | Ex | CZ04 | rDXOH | 0 | HV_SCGDMoExCZ04 | rDXOH | 0
2136 | 4 | 3 | 1 | 4 | 6 | FALSE | HV_SCGDMoExCZ04rNCOH | ResHVAC | HV_SCGDMoExCZ04 | rWtd | All | SCG | DMo | Ex | CZ04 | rNCOH | 0 | HV_SCGDMoExCZ04 | rNCOH | 0
2137 | 4 | 3 | 1 | 5 | 1 | TRUE | HV_SCGDMoExCZ05rDXGF | ResHVAC | HV_SCGDMoExCZ05 | rWtd | All | SCG | DMo | Ex | CZ05 | rDXGF | 352.247 | HV_SCGDMoExCZ05 | rDXGF | 352.247
2138 | 4 | 3 | 1 | 5 | 2 | TRUE | HV_SCGDMoExCZ05rNCGF | ResHVAC | HV_SCGDMoExCZ05 | rWtd | All | SCG | DMo | Ex | CZ05 | rNCGF | 874.4092 | HV_SCGDMoExCZ05 | rNCGF | 874.4092
2139 | 4 | 3 | 1 | 5 | 3 | TRUE | HV_SCGDMoExCZ05rDXHP | ResHVAC | HV_SCGDMoExCZ05 | rWtd | All | SCG | DMo | Ex | CZ05 | rDXHP | 50.321 | HV_SCGDMoExCZ05 | rDXHP | 50.321
2140 | 4 | 3 | 1 | 5 | 4 | TRUE | HV_SCGDMoExCZ05rNCEH | ResHVAC | HV_SCGDMoExCZ05 | rWtd | All | SCG | DMo | Ex | CZ05 | rNCEH | 124.9156 | HV_SCGDMoExCZ05 | rNCEH | 124.9156
2141 | 4 | 3 | 1 | 5 | 5 | TRUE | HV_SCGDMoExCZ05rDXOH | ResHVAC | HV_SCGDMoExCZ05 | rWtd | All | SCG | DMo | Ex | CZ05 | rDXOH | 85.5457 | HV_SCGDMoExCZ05 | rDXOH | 85.5457
2142 | 4 | 3 | 1 | 5 | 6 | TRUE | HV_SCGDMoExCZ05rNCOH | ResHVAC | HV_SCGDMoExCZ05 | rWtd | All | SCG | DMo | Ex | CZ05 | rNCOH | 212.3565 | HV_SCGDMoExCZ05 | rNCOH | 212.3565
2143 | 4 | 3 | 1 | 6 | 1 | TRUE | HV_SCGDMoExCZ06rDXGF | ResHVAC | HV_SCGDMoExCZ06 | rWtd | All | SCG | DMo | Ex | CZ06 | rDXGF | 678.461 | HV_SCGDMoExCZ06 | rDXGF | 678.461
2144 | 4 | 3 | 1 | 6 | 2 | TRUE | HV_SCGDMoExCZ06rNCGF | ResHVAC | HV_SCGDMoExCZ06 | rWtd | All | SCG | DMo | Ex | CZ06 | rNCGF | 4529.4634 | HV_SCGDMoExCZ06 | rNCGF | 4529.4634
2145 | 4 | 3 | 1 | 6 | 3 | TRUE | HV_SCGDMoExCZ06rDXHP | ResHVAC | HV_SCGDMoExCZ06 | rWtd | All | SCG | DMo | Ex | CZ06 | rDXHP | 96.923 | HV_SCGDMoExCZ06 | rDXHP | 96.923
2146 | 4 | 3 | 1 | 6 | 4 | TRUE | HV_SCGDMoExCZ06rNCEH | ResHVAC | HV_SCGDMoExCZ06 | rWtd | All | SCG | DMo | Ex | CZ06 | rNCEH | 647.0662 | HV_SCGDMoExCZ06 | rNCEH | 647.0662
2147 | 4 | 3 | 1 | 6 | 5 | TRUE | HV_SCGDMoExCZ06rDXOH | ResHVAC | HV_SCGDMoExCZ06 | rWtd | All | SCG | DMo | Ex | CZ06 | rDXOH | 164.7691 | HV_SCGDMoExCZ06 | rDXOH | 164.7691
2148 | 4 | 3 | 1 | 6 | 6 | TRUE | HV_SCGDMoExCZ06rNCOH | ResHVAC | HV_SCGDMoExCZ06 | rWtd | All | SCG | DMo | Ex | CZ06 | rNCOH | 1100.0125 | HV_SCGDMoExCZ06 | rNCOH | 1100.0125
2149 | 4 | 3 | 1 | 7 | 1 | FALSE | HV_SCGDMoExCZ07rDXGF | ResHVAC | HV_SCGDMoExCZ07 | rWtd | All | SCG | DMo | Ex | CZ07 | rDXGF | 0 | HV_SCGDMoExCZ07 | rDXGF | 0
2150 | 4 | 3 | 1 | 7 | 2 | FALSE | HV_SCGDMoExCZ07rNCGF | ResHVAC | HV_SCGDMoExCZ07 | rWtd | All | SCG | DMo | Ex | CZ07 | rNCGF | 0 | HV_SCGDMoExCZ07 | rNCGF | 0
2151 | 4 | 3 | 1 | 7 | 3 | FALSE | HV_SCGDMoExCZ07rDXHP | ResHVAC | HV_SCGDMoExCZ07 | rWtd | All | SCG | DMo | Ex | CZ07 | rDXHP | 0 | HV_SCGDMoExCZ07 | rDXHP | 0
2152 | 4 | 3 | 1 | 7 | 4 | FALSE | HV_SCGDMoExCZ07rNCEH | ResHVAC | HV_SCGDMoExCZ07 | rWtd | All | SCG | DMo | Ex | CZ07 | rNCEH | 0 | HV_SCGDMoExCZ07 | rNCEH | 0
2153 | 4 | 3 | 1 | 7 | 5 | FALSE | HV_SCGDMoExCZ07rDXOH | ResHVAC | HV_SCGDMoExCZ07 | rWtd | All | SCG | DMo | Ex | CZ07 | rDXOH | 0 | HV_SCGDMoExCZ07 | rDXOH | 0
2154 | 4 | 3 | 1 | 7 | 6 | FALSE | HV_SCGDMoExCZ07rNCOH | ResHVAC | HV_SCGDMoExCZ07 | rWtd | All | SCG | DMo | Ex | CZ07 | rNCOH | 0 | HV_SCGDMoExCZ07 | rNCOH | 0
2155 | 4 | 3 | 1 | 8 | 1 | TRUE | HV_SCGDMoExCZ08rDXGF | ResHVAC | HV_SCGDMoExCZ08 | rWtd | All | SCG | DMo | Ex | CZ08 | rDXGF | 1209.229 | HV_SCGDMoExCZ08 | rDXGF | 1209.229
2156 | 4 | 3 | 1 | 8 | 2 | TRUE | HV_SCGDMoExCZ08rNCGF | ResHVAC | HV_SCGDMoExCZ08 | rWtd | All | SCG | DMo | Ex | CZ08 | rNCGF | 634.739 | HV_SCGDMoExCZ08 | rNCGF | 634.739
2157 | 4 | 3 | 1 | 8 | 3 | TRUE | HV_SCGDMoExCZ08rDXHP | ResHVAC | HV_SCGDMoExCZ08 | rWtd | All | SCG | DMo | Ex | CZ08 | rDXHP | 172.747 | HV_SCGDMoExCZ08 | rDXHP | 172.747
2158 | 4 | 3 | 1 | 8 | 4 | TRUE | HV_SCGDMoExCZ08rNCEH | ResHVAC | HV_SCGDMoExCZ08 | rWtd | All | SCG | DMo | Ex | CZ08 | rNCEH | 90.677 | HV_SCGDMoExCZ08 | rNCEH | 90.677
2159 | 4 | 3 | 1 | 8 | 5 | TRUE | HV_SCGDMoExCZ08rDXOH | ResHVAC | HV_SCGDMoExCZ08 | rWtd | All | SCG | DMo | Ex | CZ08 | rDXOH | 293.6699 | HV_SCGDMoExCZ08 | rDXOH | 293.6699
2160 | 4 | 3 | 1 | 8 | 6 | TRUE | HV_SCGDMoExCZ08rNCOH | ResHVAC | HV_SCGDMoExCZ08 | rWtd | All | SCG | DMo | Ex | CZ08 | rNCOH | 154.1509 | HV_SCGDMoExCZ08 | rNCOH | 154.1509
2161 | 4 | 3 | 1 | 9 | 1 | TRUE | HV_SCGDMoExCZ09rDXGF | ResHVAC | HV_SCGDMoExCZ09 | rWtd | All | SCG | DMo | Ex | CZ09 | rDXGF | 5767.3336 | HV_SCGDMoExCZ09 | rDXGF | 5767.3336
2162 | 4 | 3 | 1 | 9 | 2 | TRUE | HV_SCGDMoExCZ09rNCGF | ResHVAC | HV_SCGDMoExCZ09 | rWtd | All | SCG | DMo | Ex | CZ09 | rNCGF | 2280.334 | HV_SCGDMoExCZ09 | rNCGF | 2280.334
2163 | 4 | 3 | 1 | 9 | 3 | TRUE | HV_SCGDMoExCZ09rDXHP | ResHVAC | HV_SCGDMoExCZ09 | rWtd | All | SCG | DMo | Ex | CZ09 | rDXHP | 823.9048 | HV_SCGDMoExCZ09 | rDXHP | 823.9048
2164 | 4 | 3 | 1 | 9 | 4 | TRUE | HV_SCGDMoExCZ09rNCEH | ResHVAC | HV_SCGDMoExCZ09 | rWtd | All | SCG | DMo | Ex | CZ09 | rNCEH | 325.762 | HV_SCGDMoExCZ09 | rNCEH | 325.762
2165 | 4 | 3 | 1 | 9 | 5 | TRUE | HV_SCGDMoExCZ09rDXOH | ResHVAC | HV_SCGDMoExCZ09 | rWtd | All | SCG | DMo | Ex | CZ09 | rDXOH | 1400.6382 | HV_SCGDMoExCZ09 | rDXOH | 1400.6382
2166 | 4 | 3 | 1 | 9 | 6 | TRUE | HV_SCGDMoExCZ09rNCOH | ResHVAC | HV_SCGDMoExCZ09 | rWtd | All | SCG | DMo | Ex | CZ09 | rNCOH | 553.7954 | HV_SCGDMoExCZ09 | rNCOH | 553.7954
2167 | 4 | 3 | 1 | 10 | 1 | TRUE | HV_SCGDMoExCZ10rDXGF | ResHVAC | HV_SCGDMoExCZ10 | rWtd | All | SCG | DMo | Ex | CZ10 | rDXGF | 13981.0426 | HV_SCGDMoExCZ10 | rDXGF | 13981.0426
2168 | 4 | 3 | 1 | 10 | 2 | TRUE | HV_SCGDMoExCZ10rNCGF | ResHVAC | HV_SCGDMoExCZ10 | rWtd | All | SCG | DMo | Ex | CZ10 | rNCGF | 373.065 | HV_SCGDMoExCZ10 | rNCGF | 373.065
2169 | 4 | 3 | 1 | 10 | 3 | TRUE | HV_SCGDMoExCZ10rDXHP | ResHVAC | HV_SCGDMoExCZ10 | rWtd | All | SCG | DMo | Ex | CZ10 | rDXHP | 1997.2918 | HV_SCGDMoExCZ10 | rDXHP | 1997.2918
2170 | 4 | 3 | 1 | 10 | 4 | TRUE | HV_SCGDMoExCZ10rNCEH | ResHVAC | HV_SCGDMoExCZ10 | rWtd | All | SCG | DMo | Ex | CZ10 | rNCEH | 53.295 | HV_SCGDMoExCZ10 | rNCEH | 53.295
2171 | 4 | 3 | 1 | 10 | 5 | TRUE | HV_SCGDMoExCZ10rDXOH | ResHVAC | HV_SCGDMoExCZ10 | rWtd | All | SCG | DMo | Ex | CZ10 | rDXOH | 3395.3961 | HV_SCGDMoExCZ10 | rDXOH | 3395.3961
2172 | 4 | 3 | 1 | 10 | 6 | TRUE | HV_SCGDMoExCZ10rNCOH | ResHVAC | HV_SCGDMoExCZ10 | rWtd | All | SCG | DMo | Ex | CZ10 | rNCOH | 90.6015 | HV_SCGDMoExCZ10 | rNCOH | 90.6015
2173 | 4 | 3 | 1 | 11 | 1 | FALSE | HV_SCGDMoExCZ11rDXGF | ResHVAC | HV_SCGDMoExCZ11 | rWtd | All | SCG | DMo | Ex | CZ11 | rDXGF | 0 | HV_SCGDMoExCZ11 | rDXGF | 0
2174 | 4 | 3 | 1 | 11 | 2 | FALSE | HV_SCGDMoExCZ11rNCGF | ResHVAC | HV_SCGDMoExCZ11 | rWtd | All | SCG | DMo | Ex | CZ11 | rNCGF | 0 | HV_SCGDMoExCZ11 | rNCGF | 0
2175 | 4 | 3 | 1 | 11 | 3 | FALSE | HV_SCGDMoExCZ11rDXHP | ResHVAC | HV_SCGDMoExCZ11 | rWtd | All | SCG | DMo | Ex | CZ11 | rDXHP | 0 | HV_SCGDMoExCZ11 | rDXHP | 0
2176 | 4 | 3 | 1 | 11 | 4 | FALSE | HV_SCGDMoExCZ11rNCEH | ResHVAC | HV_SCGDMoExCZ11 | rWtd | All | SCG | DMo | Ex | CZ11 | rNCEH | 0 | HV_SCGDMoExCZ11 | rNCEH | 0
2177 | 4 | 3 | 1 | 11 | 5 | FALSE | HV_SCGDMoExCZ11rDXOH | ResHVAC | HV_SCGDMoExCZ11 | rWtd | All | SCG | DMo | Ex | CZ11 | rDXOH | 0 | HV_SCGDMoExCZ11 | rDXOH | 0
2178 | 4 | 3 | 1 | 11 | 6 | FALSE | HV_SCGDMoExCZ11rNCOH | ResHVAC | HV_SCGDMoExCZ11 | rWtd | All | SCG | DMo | Ex | CZ11 | rNCOH | 0 | HV_SCGDMoExCZ11 | rNCOH | 0
2179 | 4 | 3 | 1 | 12 | 1 | FALSE | HV_SCGDMoExCZ12rDXGF | ResHVAC | HV_SCGDMoExCZ12 | rWtd | All | SCG | DMo | Ex | CZ12 | rDXGF | 0 | HV_SCGDMoExCZ12 | rDXGF | 0
2180 | 4 | 3 | 1 | 12 | 2 | FALSE | HV_SCGDMoExCZ12rNCGF | ResHVAC | HV_SCGDMoExCZ12 | rWtd | All | SCG | DMo | Ex | CZ12 | rNCGF | 0 | HV_SCGDMoExCZ12 | rNCGF | 0
2181 | 4 | 3 | 1 | 12 | 3 | FALSE | HV_SCGDMoExCZ12rDXHP | ResHVAC | HV_SCGDMoExCZ12 | rWtd | All | SCG | DMo | Ex | CZ12 | rDXHP | 0 | HV_SCGDMoExCZ12 | rDXHP | 0
2182 | 4 | 3 | 1 | 12 | 4 | FALSE | HV_SCGDMoExCZ12rNCEH | ResHVAC | HV_SCGDMoExCZ12 | rWtd | All | SCG | DMo | Ex | CZ12 | rNCEH | 0 | HV_SCGDMoExCZ12 | rNCEH | 0
2183 | 4 | 3 | 1 | 12 | 5 | FALSE | HV_SCGDMoExCZ12rDXOH | ResHVAC | HV_SCGDMoExCZ12 | rWtd | All | SCG | DMo | Ex | CZ12 | rDXOH | 0 | HV_SCGDMoExCZ12 | rDXOH | 0
2184 | 4 | 3 | 1 | 12 | 6 | FALSE | HV_SCGDMoExCZ12rNCOH | ResHVAC | HV_SCGDMoExCZ12 | rWtd | All | SCG | DMo | Ex | CZ12 | rNCOH | 0 | HV_SCGDMoExCZ12 | rNCOH | 0
2185 | 4 | 3 | 1 | 13 | 1 | TRUE | HV_SCGDMoExCZ13rDXGF | ResHVAC | HV_SCGDMoExCZ13 | rWtd | All | SCG | DMo | Ex | CZ13 | rDXGF | 2516.913 | HV_SCGDMoExCZ13 | rDXGF | 2516.913
2186 | 4 | 3 | 1 | 13 | 2 | TRUE | HV_SCGDMoExCZ13rNCGF | ResHVAC | HV_SCGDMoExCZ13 | rWtd | All | SCG | DMo | Ex | CZ13 | rNCGF | 0 | HV_SCGDMoExCZ13 | rNCGF | 0
2187 | 4 | 3 | 1 | 13 | 3 | TRUE | HV_SCGDMoExCZ13rDXHP | ResHVAC | HV_SCGDMoExCZ13 | rWtd | All | SCG | DMo | Ex | CZ13 | rDXHP | 359.559 | HV_SCGDMoExCZ13 | rDXHP | 359.559
2188 | 4 | 3 | 1 | 13 | 4 | TRUE | HV_SCGDMoExCZ13rNCEH | ResHVAC | HV_SCGDMoExCZ13 | rWtd | All | SCG | DMo | Ex | CZ13 | rNCEH | 0 | HV_SCGDMoExCZ13 | rNCEH | 0
2189 | 4 | 3 | 1 | 13 | 5 | TRUE | HV_SCGDMoExCZ13rDXOH | ResHVAC | HV_SCGDMoExCZ13 | rWtd | All | SCG | DMo | Ex | CZ13 | rDXOH | 611.2503 | HV_SCGDMoExCZ13 | rDXOH | 611.2503
2190 | 4 | 3 | 1 | 13 | 6 | TRUE | HV_SCGDMoExCZ13rNCOH | ResHVAC | HV_SCGDMoExCZ13 | rWtd | All | SCG | DMo | Ex | CZ13 | rNCOH | 0 | HV_SCGDMoExCZ13 | rNCOH | 0
2191 | 4 | 3 | 1 | 14 | 1 | TRUE | HV_SCGDMoExCZ14rDXGF | ResHVAC | HV_SCGDMoExCZ14 | rWtd | All | SCG | DMo | Ex | CZ14 | rDXGF | 460.376 | HV_SCGDMoExCZ14 | rDXGF | 460.376
2192 | 4 | 3 | 1 | 14 | 2 | TRUE | HV_SCGDMoExCZ14rNCGF | ResHVAC | HV_SCGDMoExCZ14 | rWtd | All | SCG | DMo | Ex | CZ14 | rNCGF | 181.23 | HV_SCGDMoExCZ14 | rNCGF | 181.23
2193 | 4 | 3 | 1 | 14 | 3 | TRUE | HV_SCGDMoExCZ14rDXHP | ResHVAC | HV_SCGDMoExCZ14 | rWtd | All | SCG | DMo | Ex | CZ14 | rDXHP | 65.768 | HV_SCGDMoExCZ14 | rDXHP | 65.768
2194 | 4 | 3 | 1 | 14 | 4 | TRUE | HV_SCGDMoExCZ14rNCEH | ResHVAC | HV_SCGDMoExCZ14 | rWtd | All | SCG | DMo | Ex | CZ14 | rNCEH | 25.89 | HV_SCGDMoExCZ14 | rNCEH | 25.89
2195 | 4 | 3 | 1 | 14 | 5 | TRUE | HV_SCGDMoExCZ14rDXOH | ResHVAC | HV_SCGDMoExCZ14 | rWtd | All | SCG | DMo | Ex | CZ14 | rDXOH | 111.8056 | HV_SCGDMoExCZ14 | rDXOH | 111.8056
2196 | 4 | 3 | 1 | 14 | 6 | TRUE | HV_SCGDMoExCZ14rNCOH | ResHVAC | HV_SCGDMoExCZ14 | rWtd | All | SCG | DMo | Ex | CZ14 | rNCOH | 44.013 | HV_SCGDMoExCZ14 | rNCOH | 44.013
2197 | 4 | 3 | 1 | 15 | 1 | TRUE | HV_SCGDMoExCZ15rDXGF | ResHVAC | HV_SCGDMoExCZ15 | rWtd | All | SCG | DMo | Ex | CZ15 | rDXGF | 1901.9042 | HV_SCGDMoExCZ15 | rDXGF | 1901.9042
2198 | 4 | 3 | 1 | 15 | 2 | TRUE | HV_SCGDMoExCZ15rNCGF | ResHVAC | HV_SCGDMoExCZ15 | rWtd | All | SCG | DMo | Ex | CZ15 | rNCGF | 0 | HV_SCGDMoExCZ15 | rNCGF | 0
2199 | 4 | 3 | 1 | 15 | 3 | TRUE | HV_SCGDMoExCZ15rDXHP | ResHVAC | HV_SCGDMoExCZ15 | rWtd | All | SCG | DMo | Ex | CZ15 | rDXHP | 271.7006 | HV_SCGDMoExCZ15 | rDXHP | 271.7006
2200 | 4 | 3 | 1 | 15 | 4 | TRUE | HV_SCGDMoExCZ15rNCEH | ResHVAC | HV_SCGDMoExCZ15 | rWtd | All | SCG | DMo | Ex | CZ15 | rNCEH | 0 | HV_SCGDMoExCZ15 | rNCEH | 0
2201 | 4 | 3 | 1 | 15 | 5 | TRUE | HV_SCGDMoExCZ15rDXOH | ResHVAC | HV_SCGDMoExCZ15 | rWtd | All | SCG | DMo | Ex | CZ15 | rDXOH | 461.891 | HV_SCGDMoExCZ15 | rDXOH | 461.891
2202 | 4 | 3 | 1 | 15 | 6 | TRUE | HV_SCGDMoExCZ15rNCOH | ResHVAC | HV_SCGDMoExCZ15 | rWtd | All | SCG | DMo | Ex | CZ15 | rNCOH | 0 | HV_SCGDMoExCZ15 | rNCOH | 0
2203 | 4 | 3 | 1 | 16 | 1 | TRUE | HV_SCGDMoExCZ16rDXGF | ResHVAC | HV_SCGDMoExCZ16 | rWtd | All | SCG | DMo | Ex | CZ16 | rDXGF | 273.581 | HV_SCGDMoExCZ16 | rDXGF | 273.581
2204 | 4 | 3 | 1 | 16 | 2 | TRUE | HV_SCGDMoExCZ16rNCGF | ResHVAC | HV_SCGDMoExCZ16 | rWtd | All | SCG | DMo | Ex | CZ16 | rNCGF | 0 | HV_SCGDMoExCZ16 | rNCGF | 0
2205 | 4 | 3 | 1 | 16 | 3 | TRUE | HV_SCGDMoExCZ16rDXHP | ResHVAC | HV_SCGDMoExCZ16 | rWtd | All | SCG | DMo | Ex | CZ16 | rDXHP | 39.083 | HV_SCGDMoExCZ16 | rDXHP | 39.083
2206 | 4 | 3 | 1 | 16 | 4 | TRUE | HV_SCGDMoExCZ16rNCEH | ResHVAC | HV_SCGDMoExCZ16 | rWtd | All | SCG | DMo | Ex | CZ16 | rNCEH | 0 | HV_SCGDMoExCZ16 | rNCEH | 0
2207 | 4 | 3 | 1 | 16 | 5 | TRUE | HV_SCGDMoExCZ16rDXOH | ResHVAC | HV_SCGDMoExCZ16 | rWtd | All | SCG | DMo | Ex | CZ16 | rDXOH | 66.4411 | HV_SCGDMoExCZ16 | rDXOH | 66.4411
2208 | 4 | 3 | 1 | 16 | 6 | TRUE | HV_SCGDMoExCZ16rNCOH | ResHVAC | HV_SCGDMoExCZ16 | rWtd | All | SCG | DMo | Ex | CZ16 | rNCOH | 0 | HV_SCGDMoExCZ16 | rNCOH | 0
2209 | 4 | 3 | 2 | 1 | 1 | FALSE | HV_SCGDMoNewCZ01rDXGF | ResHVAC | HV_SCGDMoNewCZ01 | rWtd | All | SCG | DMo | New | CZ01 | rDXGF | 0 | HV_SCGDMoNewCZ01 | rDXGF | 0
2210 | 4 | 3 | 2 | 1 | 2 | FALSE | HV_SCGDMoNewCZ01rNCGF | ResHVAC | HV_SCGDMoNewCZ01 | rWtd | All | SCG | DMo | New | CZ01 | rNCGF | 0 | HV_SCGDMoNewCZ01 | rNCGF | 0
2211 | 4 | 3 | 2 | 1 | 3 | FALSE | HV_SCGDMoNewCZ01rDXHP | ResHVAC | HV_SCGDMoNewCZ01 | rWtd | All | SCG | DMo | New | CZ01 | rDXHP | 0 | HV_SCGDMoNewCZ01 | rDXHP | 0
2212 | 4 | 3 | 2 | 1 | 4 | FALSE | HV_SCGDMoNewCZ01rNCEH | ResHVAC | HV_SCGDMoNewCZ01 | rWtd | All | SCG | DMo | New | CZ01 | rNCEH | 0 | HV_SCGDMoNewCZ01 | rNCEH | 0
2213 | 4 | 3 | 2 | 1 | 5 | FALSE | HV_SCGDMoNewCZ01rDXOH | ResHVAC | HV_SCGDMoNewCZ01 | rWtd | All | SCG | DMo | New | CZ01 | rDXOH | 0 | HV_SCGDMoNewCZ01 | rDXOH | 0
2214 | 4 | 3 | 2 | 1 | 6 | FALSE | HV_SCGDMoNewCZ01rNCOH | ResHVAC | HV_SCGDMoNewCZ01 | rWtd | All | SCG | DMo | New | CZ01 | rNCOH | 0 | HV_SCGDMoNewCZ01 | rNCOH | 0
2215 | 4 | 3 | 2 | 2 | 1 | FALSE | HV_SCGDMoNewCZ02rDXGF | ResHVAC | HV_SCGDMoNewCZ02 | rWtd | All | SCG | DMo | New | CZ02 | rDXGF | 0 | HV_SCGDMoNewCZ02 | rDXGF | 0
2216 | 4 | 3 | 2 | 2 | 2 | FALSE | HV_SCGDMoNewCZ02rNCGF | ResHVAC | HV_SCGDMoNewCZ02 | rWtd | All | SCG | DMo | New | CZ02 | rNCGF | 0 | HV_SCGDMoNewCZ02 | rNCGF | 0
2217 | 4 | 3 | 2 | 2 | 3 | FALSE | HV_SCGDMoNewCZ02rDXHP | ResHVAC | HV_SCGDMoNewCZ02 | rWtd | All | SCG | DMo | New | CZ02 | rDXHP | 0 | HV_SCGDMoNewCZ02 | rDXHP | 0
2218 | 4 | 3 | 2 | 2 | 4 | FALSE | HV_SCGDMoNewCZ02rNCEH | ResHVAC | HV_SCGDMoNewCZ02 | rWtd | All | SCG | DMo | New | CZ02 | rNCEH | 0 | HV_SCGDMoNewCZ02 | rNCEH | 0
2219 | 4 | 3 | 2 | 2 | 5 | FALSE | HV_SCGDMoNewCZ02rDXOH | ResHVAC | HV_SCGDMoNewCZ02 | rWtd | All | SCG | DMo | New | CZ02 | rDXOH | 0 | HV_SCGDMoNewCZ02 | rDXOH | 0
2220 | 4 | 3 | 2 | 2 | 6 | FALSE | HV_SCGDMoNewCZ02rNCOH | ResHVAC | HV_SCGDMoNewCZ02 | rWtd | All | SCG | DMo | New | CZ02 | rNCOH | 0 | HV_SCGDMoNewCZ02 | rNCOH | 0
2221 | 4 | 3 | 2 | 3 | 1 | FALSE | HV_SCGDMoNewCZ03rDXGF | ResHVAC | HV_SCGDMoNewCZ03 | rWtd | All | SCG | DMo | New | CZ03 | rDXGF | 0 | HV_SCGDMoNewCZ03 | rDXGF | 0
2222 | 4 | 3 | 2 | 3 | 2 | FALSE | HV_SCGDMoNewCZ03rNCGF | ResHVAC | HV_SCGDMoNewCZ03 | rWtd | All | SCG | DMo | New | CZ03 | rNCGF | 0 | HV_SCGDMoNewCZ03 | rNCGF | 0
2223 | 4 | 3 | 2 | 3 | 3 | FALSE | HV_SCGDMoNewCZ03rDXHP | ResHVAC | HV_SCGDMoNewCZ03 | rWtd | All | SCG | DMo | New | CZ03 | rDXHP | 0 | HV_SCGDMoNewCZ03 | rDXHP | 0
2224 | 4 | 3 | 2 | 3 | 4 | FALSE | HV_SCGDMoNewCZ03rNCEH | ResHVAC | HV_SCGDMoNewCZ03 | rWtd | All | SCG | DMo | New | CZ03 | rNCEH | 0 | HV_SCGDMoNewCZ03 | rNCEH | 0
2225 | 4 | 3 | 2 | 3 | 5 | FALSE | HV_SCGDMoNewCZ03rDXOH | ResHVAC | HV_SCGDMoNewCZ03 | rWtd | All | SCG | DMo | New | CZ03 | rDXOH | 0 | HV_SCGDMoNewCZ03 | rDXOH | 0
2226 | 4 | 3 | 2 | 3 | 6 | FALSE | HV_SCGDMoNewCZ03rNCOH | ResHVAC | HV_SCGDMoNewCZ03 | rWtd | All | SCG | DMo | New | CZ03 | rNCOH | 0 | HV_SCGDMoNewCZ03 | rNCOH | 0
2227 | 4 | 3 | 2 | 4 | 1 | FALSE | HV_SCGDMoNewCZ04rDXGF | ResHVAC | HV_SCGDMoNewCZ04 | rWtd | All | SCG | DMo | New | CZ04 | rDXGF | 0 | HV_SCGDMoNewCZ04 | rDXGF | 0
2228 | 4 | 3 | 2 | 4 | 2 | FALSE | HV_SCGDMoNewCZ04rNCGF | ResHVAC | HV_SCGDMoNewCZ04 | rWtd | All | SCG | DMo | New | CZ04 | rNCGF | 0 | HV_SCGDMoNewCZ04 | rNCGF | 0
2229 | 4 | 3 | 2 | 4 | 3 | FALSE | HV_SCGDMoNewCZ04rDXHP | ResHVAC | HV_SCGDMoNewCZ04 | rWtd | All | SCG | DMo | New | CZ04 | rDXHP | 0 | HV_SCGDMoNewCZ04 | rDXHP | 0
2230 | 4 | 3 | 2 | 4 | 4 | FALSE | HV_SCGDMoNewCZ04rNCEH | ResHVAC | HV_SCGDMoNewCZ04 | rWtd | All | SCG | DMo | New | CZ04 | rNCEH | 0 | HV_SCGDMoNewCZ04 | rNCEH | 0
2231 | 4 | 3 | 2 | 4 | 5 | FALSE | HV_SCGDMoNewCZ04rDXOH | ResHVAC | HV_SCGDMoNewCZ04 | rWtd | All | SCG | DMo | New | CZ04 | rDXOH | 0 | HV_SCGDMoNewCZ04 | rDXOH | 0
2232 | 4 | 3 | 2 | 4 | 6 | FALSE | HV_SCGDMoNewCZ04rNCOH | ResHVAC | HV_SCGDMoNewCZ04 | rWtd | All | SCG | DMo | New | CZ04 | rNCOH | 0 | HV_SCGDMoNewCZ04 | rNCOH | 0
2233 | 4 | 3 | 2 | 5 | 1 | TRUE | HV_SCGDMoNewCZ05rDXGF | ResHVAC | HV_SCGDMoNewCZ05 | rWtd | All | SCG | DMo | New | CZ05 | rDXGF | 0 | HV_SCGDMoNewCZ05 | rDXGF | 0
2234 | 4 | 3 | 2 | 5 | 2 | TRUE | HV_SCGDMoNewCZ05rNCGF | ResHVAC | HV_SCGDMoNewCZ05 | rWtd | All | SCG | DMo | New | CZ05 | rNCGF | 34.0144 | HV_SCGDMoNewCZ05 | rNCGF | 34.0144
2235 | 4 | 3 | 2 | 5 | 3 | TRUE | HV_SCGDMoNewCZ05rDXHP | ResHVAC | HV_SCGDMoNewCZ05 | rWtd | All | SCG | DMo | New | CZ05 | rDXHP | 0 | HV_SCGDMoNewCZ05 | rDXHP | 0
2236 | 4 | 3 | 2 | 5 | 4 | TRUE | HV_SCGDMoNewCZ05rNCEH | ResHVAC | HV_SCGDMoNewCZ05 | rWtd | All | SCG | DMo | New | CZ05 | rNCEH | 4.8592 | HV_SCGDMoNewCZ05 | rNCEH | 4.8592
2237 | 4 | 3 | 2 | 5 | 5 | TRUE | HV_SCGDMoNewCZ05rDXOH | ResHVAC | HV_SCGDMoNewCZ05 | rWtd | All | SCG | DMo | New | CZ05 | rDXOH | 0 | HV_SCGDMoNewCZ05 | rDXOH | 0
2238 | 4 | 3 | 2 | 5 | 6 | TRUE | HV_SCGDMoNewCZ05rNCOH | ResHVAC | HV_SCGDMoNewCZ05 | rWtd | All | SCG | DMo | New | CZ05 | rNCOH | 8.2606 | HV_SCGDMoNewCZ05 | rNCOH | 8.2606
2239 | 4 | 3 | 2 | 6 | 1 | TRUE | HV_SCGDMoNewCZ06rDXGF | ResHVAC | HV_SCGDMoNewCZ06 | rWtd | All | SCG | DMo | New | CZ06 | rDXGF | 49.784 | HV_SCGDMoNewCZ06 | rDXGF | 49.784
2240 | 4 | 3 | 2 | 6 | 2 | TRUE | HV_SCGDMoNewCZ06rNCGF | ResHVAC | HV_SCGDMoNewCZ06 | rWtd | All | SCG | DMo | New | CZ06 | rNCGF | 538.8068 | HV_SCGDMoNewCZ06 | rNCGF | 538.8068
2241 | 4 | 3 | 2 | 6 | 3 | TRUE | HV_SCGDMoNewCZ06rDXHP | ResHVAC | HV_SCGDMoNewCZ06 | rWtd | All | SCG | DMo | New | CZ06 | rDXHP | 7.112 | HV_SCGDMoNewCZ06 | rDXHP | 7.112
2242 | 4 | 3 | 2 | 6 | 4 | TRUE | HV_SCGDMoNewCZ06rNCEH | ResHVAC | HV_SCGDMoNewCZ06 | rWtd | All | SCG | DMo | New | CZ06 | rNCEH | 76.9724 | HV_SCGDMoNewCZ06 | rNCEH | 76.9724
2243 | 4 | 3 | 2 | 6 | 5 | TRUE | HV_SCGDMoNewCZ06rDXOH | ResHVAC | HV_SCGDMoNewCZ06 | rWtd | All | SCG | DMo | New | CZ06 | rDXOH | 12.0904 | HV_SCGDMoNewCZ06 | rDXOH | 12.0904
2244 | 4 | 3 | 2 | 6 | 6 | TRUE | HV_SCGDMoNewCZ06rNCOH | ResHVAC | HV_SCGDMoNewCZ06 | rWtd | All | SCG | DMo | New | CZ06 | rNCOH | 130.8531 | HV_SCGDMoNewCZ06 | rNCOH | 130.8531
2245 | 4 | 3 | 2 | 7 | 1 | FALSE | HV_SCGDMoNewCZ07rDXGF | ResHVAC | HV_SCGDMoNewCZ07 | rWtd | All | SCG | DMo | New | CZ07 | rDXGF | 0 | HV_SCGDMoNewCZ07 | rDXGF | 0
2246 | 4 | 3 | 2 | 7 | 2 | FALSE | HV_SCGDMoNewCZ07rNCGF | ResHVAC | HV_SCGDMoNewCZ07 | rWtd | All | SCG | DMo | New | CZ07 | rNCGF | 0 | HV_SCGDMoNewCZ07 | rNCGF | 0
2247 | 4 | 3 | 2 | 7 | 3 | FALSE | HV_SCGDMoNewCZ07rDXHP | ResHVAC | HV_SCGDMoNewCZ07 | rWtd | All | SCG | DMo | New | CZ07 | rDXHP | 0 | HV_SCGDMoNewCZ07 | rDXHP | 0
2248 | 4 | 3 | 2 | 7 | 4 | FALSE | HV_SCGDMoNewCZ07rNCEH | ResHVAC | HV_SCGDMoNewCZ07 | rWtd | All | SCG | DMo | New | CZ07 | rNCEH | 0 | HV_SCGDMoNewCZ07 | rNCEH | 0
2249 | 4 | 3 | 2 | 7 | 5 | FALSE | HV_SCGDMoNewCZ07rDXOH | ResHVAC | HV_SCGDMoNewCZ07 | rWtd | All | SCG | DMo | New | CZ07 | rDXOH | 0 | HV_SCGDMoNewCZ07 | rDXOH | 0
2250 | 4 | 3 | 2 | 7 | 6 | FALSE | HV_SCGDMoNewCZ07rNCOH | ResHVAC | HV_SCGDMoNewCZ07 | rWtd | All | SCG | DMo | New | CZ07 | rNCOH | 0 | HV_SCGDMoNewCZ07 | rNCOH | 0
2251 | 4 | 3 | 2 | 8 | 1 | TRUE | HV_SCGDMoNewCZ08rDXGF | ResHVAC | HV_SCGDMoNewCZ08 | rWtd | All | SCG | DMo | New | CZ08 | rDXGF | 0 | HV_SCGDMoNewCZ08 | rDXGF | 0
2252 | 4 | 3 | 2 | 8 | 2 | TRUE | HV_SCGDMoNewCZ08rNCGF | ResHVAC | HV_SCGDMoNewCZ08 | rWtd | All | SCG | DMo | New | CZ08 | rNCGF | 49.784 | HV_SCGDMoNewCZ08 | rNCGF | 49.784
2253 | 4 | 3 | 2 | 8 | 3 | TRUE | HV_SCGDMoNewCZ08rDXHP | ResHVAC | HV_SCGDMoNewCZ08 | rWtd | All | SCG | DMo | New | CZ08 | rDXHP | 0 | HV_SCGDMoNewCZ08 | rDXHP | 0
2254 | 4 | 3 | 2 | 8 | 4 | TRUE | HV_SCGDMoNewCZ08rNCEH | ResHVAC | HV_SCGDMoNewCZ08 | rWtd | All | SCG | DMo | New | CZ08 | rNCEH | 7.112 | HV_SCGDMoNewCZ08 | rNCEH | 7.112
2255 | 4 | 3 | 2 | 8 | 5 | TRUE | HV_SCGDMoNewCZ08rDXOH | ResHVAC | HV_SCGDMoNewCZ08 | rWtd | All | SCG | DMo | New | CZ08 | rDXOH | 0 | HV_SCGDMoNewCZ08 | rDXOH | 0
2256 | 4 | 3 | 2 | 8 | 6 | TRUE | HV_SCGDMoNewCZ08rNCOH | ResHVAC | HV_SCGDMoNewCZ08 | rWtd | All | SCG | DMo | New | CZ08 | rNCOH | 12.0904 | HV_SCGDMoNewCZ08 | rNCOH | 12.0904
2257 | 4 | 3 | 2 | 9 | 1 | TRUE | HV_SCGDMoNewCZ09rDXGF | ResHVAC | HV_SCGDMoNewCZ09 | rWtd | All | SCG | DMo | New | CZ09 | rDXGF | 153.8012 | HV_SCGDMoNewCZ09 | rDXGF | 153.8012
2258 | 4 | 3 | 2 | 9 | 2 | TRUE | HV_SCGDMoNewCZ09rNCGF | ResHVAC | HV_SCGDMoNewCZ09 | rWtd | All | SCG | DMo | New | CZ09 | rNCGF | 0 | HV_SCGDMoNewCZ09 | rNCGF | 0
2259 | 4 | 3 | 2 | 9 | 3 | TRUE | HV_SCGDMoNewCZ09rDXHP | ResHVAC | HV_SCGDMoNewCZ09 | rWtd | All | SCG | DMo | New | CZ09 | rDXHP | 21.9716 | HV_SCGDMoNewCZ09 | rDXHP | 21.9716
2260 | 4 | 3 | 2 | 9 | 4 | TRUE | HV_SCGDMoNewCZ09rNCEH | ResHVAC | HV_SCGDMoNewCZ09 | rWtd | All | SCG | DMo | New | CZ09 | rNCEH | 0 | HV_SCGDMoNewCZ09 | rNCEH | 0
2261 | 4 | 3 | 2 | 9 | 5 | TRUE | HV_SCGDMoNewCZ09rDXOH | ResHVAC | HV_SCGDMoNewCZ09 | rWtd | All | SCG | DMo | New | CZ09 | rDXOH | 37.3517 | HV_SCGDMoNewCZ09 | rDXOH | 37.3517
2262 | 4 | 3 | 2 | 9 | 6 | TRUE | HV_SCGDMoNewCZ09rNCOH | ResHVAC | HV_SCGDMoNewCZ09 | rWtd | All | SCG | DMo | New | CZ09 | rNCOH | 0 | HV_SCGDMoNewCZ09 | rNCOH | 0
2263 | 4 | 3 | 2 | 10 | 1 | TRUE | HV_SCGDMoNewCZ10rDXGF | ResHVAC | HV_SCGDMoNewCZ10 | rWtd | All | SCG | DMo | New | CZ10 | rDXGF | 44.9372 | HV_SCGDMoNewCZ10 | rDXGF | 44.9372
2264 | 4 | 3 | 2 | 10 | 2 | TRUE | HV_SCGDMoNewCZ10rNCGF | ResHVAC | HV_SCGDMoNewCZ10 | rWtd | All | SCG | DMo | New | CZ10 | rNCGF | 0 | HV_SCGDMoNewCZ10 | rNCGF | 0
2265 | 4 | 3 | 2 | 10 | 3 | TRUE | HV_SCGDMoNewCZ10rDXHP | ResHVAC | HV_SCGDMoNewCZ10 | rWtd | All | SCG | DMo | New | CZ10 | rDXHP | 6.4196 | HV_SCGDMoNewCZ10 | rDXHP | 6.4196
2266 | 4 | 3 | 2 | 10 | 4 | TRUE | HV_SCGDMoNewCZ10rNCEH | ResHVAC | HV_SCGDMoNewCZ10 | rWtd | All | SCG | DMo | New | CZ10 | rNCEH | 0 | HV_SCGDMoNewCZ10 | rNCEH | 0
2267 | 4 | 3 | 2 | 10 | 5 | TRUE | HV_SCGDMoNewCZ10rDXOH | ResHVAC | HV_SCGDMoNewCZ10 | rWtd | All | SCG | DMo | New | CZ10 | rDXOH | 10.9133 | HV_SCGDMoNewCZ10 | rDXOH | 10.9133
2268 | 4 | 3 | 2 | 10 | 6 | TRUE | HV_SCGDMoNewCZ10rNCOH | ResHVAC | HV_SCGDMoNewCZ10 | rWtd | All | SCG | DMo | New | CZ10 | rNCOH | 0 | HV_SCGDMoNewCZ10 | rNCOH | 0
2269 | 4 | 3 | 2 | 11 | 1 | FALSE | HV_SCGDMoNewCZ11rDXGF | ResHVAC | HV_SCGDMoNewCZ11 | rWtd | All | SCG | DMo | New | CZ11 | rDXGF | 0 | HV_SCGDMoNewCZ11 | rDXGF | 0
2270 | 4 | 3 | 2 | 11 | 2 | FALSE | HV_SCGDMoNewCZ11rNCGF | ResHVAC | HV_SCGDMoNewCZ11 | rWtd | All | SCG | DMo | New | CZ11 | rNCGF | 0 | HV_SCGDMoNewCZ11 | rNCGF | 0
2271 | 4 | 3 | 2 | 11 | 3 | FALSE | HV_SCGDMoNewCZ11rDXHP | ResHVAC | HV_SCGDMoNewCZ11 | rWtd | All | SCG | DMo | New | CZ11 | rDXHP | 0 | HV_SCGDMoNewCZ11 | rDXHP | 0
2272 | 4 | 3 | 2 | 11 | 4 | FALSE | HV_SCGDMoNewCZ11rNCEH | ResHVAC | HV_SCGDMoNewCZ11 | rWtd | All | SCG | DMo | New | CZ11 | rNCEH | 0 | HV_SCGDMoNewCZ11 | rNCEH | 0
2273 | 4 | 3 | 2 | 11 | 5 | FALSE | HV_SCGDMoNewCZ11rDXOH | ResHVAC | HV_SCGDMoNewCZ11 | rWtd | All | SCG | DMo | New | CZ11 | rDXOH | 0 | HV_SCGDMoNewCZ11 | rDXOH | 0
2274 | 4 | 3 | 2 | 11 | 6 | FALSE | HV_SCGDMoNewCZ11rNCOH | ResHVAC | HV_SCGDMoNewCZ11 | rWtd | All | SCG | DMo | New | CZ11 | rNCOH | 0 | HV_SCGDMoNewCZ11 | rNCOH | 0
2275 | 4 | 3 | 2 | 12 | 1 | FALSE | HV_SCGDMoNewCZ12rDXGF | ResHVAC | HV_SCGDMoNewCZ12 | rWtd | All | SCG | DMo | New | CZ12 | rDXGF | 0 | HV_SCGDMoNewCZ12 | rDXGF | 0
2276 | 4 | 3 | 2 | 12 | 2 | FALSE | HV_SCGDMoNewCZ12rNCGF | ResHVAC | HV_SCGDMoNewCZ12 | rWtd | All | SCG | DMo | New | CZ12 | rNCGF | 0 | HV_SCGDMoNewCZ12 | rNCGF | 0
2277 | 4 | 3 | 2 | 12 | 3 | FALSE | HV_SCGDMoNewCZ12rDXHP | ResHVAC | HV_SCGDMoNewCZ12 | rWtd | All | SCG | DMo | New | CZ12 | rDXHP | 0 | HV_SCGDMoNewCZ12 | rDXHP | 0
2278 | 4 | 3 | 2 | 12 | 4 | FALSE | HV_SCGDMoNewCZ12rNCEH | ResHVAC | HV_SCGDMoNewCZ12 | rWtd | All | SCG | DMo | New | CZ12 | rNCEH | 0 | HV_SCGDMoNewCZ12 | rNCEH | 0
2279 | 4 | 3 | 2 | 12 | 5 | FALSE | HV_SCGDMoNewCZ12rDXOH | ResHVAC | HV_SCGDMoNewCZ12 | rWtd | All | SCG | DMo | New | CZ12 | rDXOH | 0 | HV_SCGDMoNewCZ12 | rDXOH | 0
2280 | 4 | 3 | 2 | 12 | 6 | FALSE | HV_SCGDMoNewCZ12rNCOH | ResHVAC | HV_SCGDMoNewCZ12 | rWtd | All | SCG | DMo | New | CZ12 | rNCOH | 0 | HV_SCGDMoNewCZ12 | rNCOH | 0
2281 | 4 | 3 | 2 | 13 | 1 | TRUE | HV_SCGDMoNewCZ13rDXGF | ResHVAC | HV_SCGDMoNewCZ13 | rWtd | All | SCG | DMo | New | CZ13 | rDXGF | 0 | HV_SCGDMoNewCZ13 | rDXGF | 0
2282 | 4 | 3 | 2 | 13 | 2 | TRUE | HV_SCGDMoNewCZ13rNCGF | ResHVAC | HV_SCGDMoNewCZ13 | rWtd | All | SCG | DMo | New | CZ13 | rNCGF | 0 | HV_SCGDMoNewCZ13 | rNCGF | 0
2283 | 4 | 3 | 2 | 13 | 3 | TRUE | HV_SCGDMoNewCZ13rDXHP | ResHVAC | HV_SCGDMoNewCZ13 | rWtd | All | SCG | DMo | New | CZ13 | rDXHP | 0 | HV_SCGDMoNewCZ13 | rDXHP | 0
2284 | 4 | 3 | 2 | 13 | 4 | TRUE | HV_SCGDMoNewCZ13rNCEH | ResHVAC | HV_SCGDMoNewCZ13 | rWtd | All | SCG | DMo | New | CZ13 | rNCEH | 0 | HV_SCGDMoNewCZ13 | rNCEH | 0
2285 | 4 | 3 | 2 | 13 | 5 | TRUE | HV_SCGDMoNewCZ13rDXOH | ResHVAC | HV_SCGDMoNewCZ13 | rWtd | All | SCG | DMo | New | CZ13 | rDXOH | 0 | HV_SCGDMoNewCZ13 | rDXOH | 0
2286 | 4 | 3 | 2 | 13 | 6 | TRUE | HV_SCGDMoNewCZ13rNCOH | ResHVAC | HV_SCGDMoNewCZ13 | rWtd | All | SCG | DMo | New | CZ13 | rNCOH | 0 | HV_SCGDMoNewCZ13 | rNCOH | 0
2287 | 4 | 3 | 2 | 14 | 1 | TRUE | HV_SCGDMoNewCZ14rDXGF | ResHVAC | HV_SCGDMoNewCZ14 | rWtd | All | SCG | DMo | New | CZ14 | rDXGF | 0.61856 | HV_SCGDMoNewCZ14 | rDXGF | 0.61856
2288 | 4 | 3 | 2 | 14 | 2 | TRUE | HV_SCGDMoNewCZ14rNCGF | ResHVAC | HV_SCGDMoNewCZ14 | rWtd | All | SCG | DMo | New | CZ14 | rNCGF | 0.10309 | HV_SCGDMoNewCZ14 | rNCGF | 0.10309
2289 | 4 | 3 | 2 | 14 | 3 | TRUE | HV_SCGDMoNewCZ14rDXHP | ResHVAC | HV_SCGDMoNewCZ14 | rWtd | All | SCG | DMo | New | CZ14 | rDXHP | 0.088365 | HV_SCGDMoNewCZ14 | rDXHP | 0.088365
2290 | 4 | 3 | 2 | 14 | 4 | TRUE | HV_SCGDMoNewCZ14rNCEH | ResHVAC | HV_SCGDMoNewCZ14 | rWtd | All | SCG | DMo | New | CZ14 | rNCEH | 0.014728 | HV_SCGDMoNewCZ14 | rNCEH | 0.014728
2291 | 4 | 3 | 2 | 14 | 5 | TRUE | HV_SCGDMoNewCZ14rDXOH | ResHVAC | HV_SCGDMoNewCZ14 | rWtd | All | SCG | DMo | New | CZ14 | rDXOH | 0.15022 | HV_SCGDMoNewCZ14 | rDXOH | 0.15022
2292 | 4 | 3 | 2 | 14 | 6 | TRUE | HV_SCGDMoNewCZ14rNCOH | ResHVAC | HV_SCGDMoNewCZ14 | rWtd | All | SCG | DMo | New | CZ14 | rNCOH | 0.025037 | HV_SCGDMoNewCZ14 | rNCOH | 0.025037
2293 | 4 | 3 | 2 | 15 | 1 | TRUE | HV_SCGDMoNewCZ15rDXGF | ResHVAC | HV_SCGDMoNewCZ15 | rWtd | All | SCG | DMo | New | CZ15 | rDXGF | 25.8104 | HV_SCGDMoNewCZ15 | rDXGF | 25.8104
2294 | 4 | 3 | 2 | 15 | 2 | TRUE | HV_SCGDMoNewCZ15rNCGF | ResHVAC | HV_SCGDMoNewCZ15 | rWtd | All | SCG | DMo | New | CZ15 | rNCGF | 0 | HV_SCGDMoNewCZ15 | rNCGF | 0
2295 | 4 | 3 | 2 | 15 | 3 | TRUE | HV_SCGDMoNewCZ15rDXHP | ResHVAC | HV_SCGDMoNewCZ15 | rWtd | All | SCG | DMo | New | CZ15 | rDXHP | 3.6872 | HV_SCGDMoNewCZ15 | rDXHP | 3.6872
2296 | 4 | 3 | 2 | 15 | 4 | TRUE | HV_SCGDMoNewCZ15rNCEH | ResHVAC | HV_SCGDMoNewCZ15 | rWtd | All | SCG | DMo | New | CZ15 | rNCEH | 0 | HV_SCGDMoNewCZ15 | rNCEH | 0
2297 | 4 | 3 | 2 | 15 | 5 | TRUE | HV_SCGDMoNewCZ15rDXOH | ResHVAC | HV_SCGDMoNewCZ15 | rWtd | All | SCG | DMo | New | CZ15 | rDXOH | 6.2682 | HV_SCGDMoNewCZ15 | rDXOH | 6.2682
2298 | 4 | 3 | 2 | 15 | 6 | TRUE | HV_SCGDMoNewCZ15rNCOH | ResHVAC | HV_SCGDMoNewCZ15 | rWtd | All | SCG | DMo | New | CZ15 | rNCOH | 0 | HV_SCGDMoNewCZ15 | rNCOH | 0
2299 | 4 | 3 | 2 | 16 | 1 | TRUE | HV_SCGDMoNewCZ16rDXGF | ResHVAC | HV_SCGDMoNewCZ16 | rWtd | All | SCG | DMo | New | CZ16 | rDXGF | 49.742 | HV_SCGDMoNewCZ16 | rDXGF | 49.742
2300 | 4 | 3 | 2 | 16 | 2 | TRUE | HV_SCGDMoNewCZ16rNCGF | ResHVAC | HV_SCGDMoNewCZ16 | rWtd | All | SCG | DMo | New | CZ16 | rNCGF | 0 | HV_SCGDMoNewCZ16 | rNCGF | 0
2301 | 4 | 3 | 2 | 16 | 3 | TRUE | HV_SCGDMoNewCZ16rDXHP | ResHVAC | HV_SCGDMoNewCZ16 | rWtd | All | SCG | DMo | New | CZ16 | rDXHP | 7.106 | HV_SCGDMoNewCZ16 | rDXHP | 7.106
2302 | 4 | 3 | 2 | 16 | 4 | TRUE | HV_SCGDMoNewCZ16rNCEH | ResHVAC | HV_SCGDMoNewCZ16 | rWtd | All | SCG | DMo | New | CZ16 | rNCEH | 0 | HV_SCGDMoNewCZ16 | rNCEH | 0
2303 | 4 | 3 | 2 | 16 | 5 | TRUE | HV_SCGDMoNewCZ16rDXOH | ResHVAC | HV_SCGDMoNewCZ16 | rWtd | All | SCG | DMo | New | CZ16 | rDXOH | 12.0802 | HV_SCGDMoNewCZ16 | rDXOH | 12.0802
2304 | 4 | 3 | 2 | 16 | 6 | TRUE | HV_SCGDMoNewCZ16rNCOH | ResHVAC | HV_SCGDMoNewCZ16 | rWtd | All | SCG | DMo | New | CZ16 | rNCOH | 0 | HV_SCGDMoNewCZ16 | rNCOH | 0

## HVACwts Src
HVAC Weights by IOU, Vintage and Building Type
From "DEER2010-2012ResidentialImpacts v1_5.xls"
|  | rDXGF | rNCGF | rDXHP | rNCEH | rDXOH | rNCOH | rDXGF | rNCGF | rDXHP | rNCEH | rDXOH | rNCOH | rDXGF | rNCGF | rDXHP | rNCEH | rDXOH | rNCOH
|  | Single Family | Single Family | Single Family | Single Family | Single Family | Single Family | Multi-Family | Multi-Family | Multi-Family | Multi-Family | Multi-Family | Multi-Family | Mobile Home | Mobile Home | Mobile Home | Mobile Home | Mobile Home | Mobile Home
| Vintage | DX Clg/ Gas Heat | Gas Heat | Heat Pump | Elec Heat | DX Clg/ Other Heat | Other Heat | DX Clg/ Gas Heat | Gas Heat | Heat Pump | Elec Heat | DX Clg/ Other Heat | Other Heat | DX Clg/ Gas Heat | Gas Heat | Heat Pump | Elec Heat | DX Clg/ Other Heat | Other Heat
NH_PGExWts |  | 2 | 3 | 4 | 5 | 6 | 7 | 8 | 9 | 10 | 11 | 12 | 13 | 14 | 15 | 16 | 17 | 18 | 19
1 | Existing | 345.7206 | 27192.981 | 19.869 | 1562.815 | 27.8166 | 2187.941 | 240.6908 | 7734.7784 | 34.61 | 1112.2197 | 30.0153 | 964.5636 | 115.458 | 825.573 | 16.494 | 117.939 | 28.0398 | 200.4963
2 | Existing | 58933.5129 | 95620.2993 | 3386.9835 | 5495.4195 | 4741.7769 | 7693.5873 | 15232.8827 | 24643.6198 | 2190.4068 | 3543.6204 | 1899.6128 | 3073.1764 | 10589.6546 | 1012.046 | 1512.8078 | 144.578 | 2571.7733 | 245.7826
3 | Existing | 65011.2546 | 457847.418 | 3736.279 | 26313.07 | 5230.7906 | 36838.298 | 28336.749 | 334557.9159 | 4074.6725 | 48107.6342 | 3533.7272 | 41720.961 | 5427.856 | 4295.5122 | 775.408 | 613.6446 | 1318.1936 | 1043.1958
4 | Existing | 145209.1509 | 146170.9968 | 8345.3535 | 8400.632 | 11683.4949 | 11760.8848 | 59312.9004 | 85907.7665 | 8528.877 | 12353.0761 | 7396.6004 | 10713.1065 | 5920.5622 | 2059.1816 | 845.7946 | 294.1688 | 1437.8508 | 500.087
5 | Existing | 12319.4697 | 49737.0039 | 708.0155 | 2858.4485 | 991.2217 | 4001.8279 | 4230.5077 | 10978.6373 | 608.3243 | 1578.6692 | 527.5644 | 1369.0882 | 1005.823 | 6544.6752 | 143.689 | 934.9536 | 244.2713 | 1589.4211
6 | Existing | 0 | 0 | 0 | 0 | 0 | 0 | 0 | 0 | 0 | 0 | 0 | 0 | 0 | 0 | 0 | 0 | 0 | 0
7 | Existing | 0 | 0 | 0 | 0 | 0 | 0 | 0 | 0 | 0 | 0 | 0 | 0 | 0 | 0 | 0 | 0 | 0 | 0
8 | Existing | 0 | 0 | 0 | 0 | 0 | 0 | 0 | 0 | 0 | 0 | 0 | 0 | 0 | 0 | 0 | 0 | 0 | 0
9 | Existing | 0 | 0 | 0 | 0 | 0 | 0 | 0 | 0 | 0 | 0 | 0 | 0 | 0 | 0 | 0 | 0 | 0 | 0
10 | Existing | 0 | 0 | 0 | 0 | 0 | 0 | 0 | 0 | 0 | 0 | 0 | 0 | 0 | 0 | 0 | 0 | 0 | 0
11 | Existing | 166500.3303 | 12859.6962 | 9568.9845 | 739.063 | 13396.5783 | 1034.6882 | 29584.5566 | 868.7296 | 4254.1006 | 124.9187 | 3689.3347 | 108.3347 | 31856.86 | 2501.415 | 4550.98 | 357.345 | 7736.666 | 607.4865
12 | Existing | 479843.7411 | 70831.2327 | 27577.2265 | 4070.7605 | 38608.1171 | 5699.0647 | 137090.0484 | 20822.822 | 19712.8138 | 2994.2101 | 17095.7801 | 2596.7048 | 20357.7584 | 677.593 | 2908.2512 | 96.799 | 4944.027 | 164.5583
13 | Existing | 235327.17 | 10153.6482 | 13524.55 | 583.543 | 18934.37 | 816.9602 | 64682.8907 | 2224.7808 | 9301.0528 | 319.9115 | 8066.2637 | 277.4407 | 18592.84 | 1293.3326 | 2656.12 | 184.7618 | 4515.404 | 314.0951
14 | Existing | 0 | 0 | 0 | 0 | 0 | 0 | 0 | 0 | 0 | 0 | 0 | 0 | 0 | 0 | 0 | 0 | 0 | 0
15 | Existing | 0 | 0 | 0 | 0 | 0 | 0 | 0 | 0 | 0 | 0 | 0 | 0 | 0 | 0 | 0 | 0 | 0 | 0
16 | Existing | 25441.7667 | 21408.9513 | 1462.1705 | 1230.3995 | 2047.0387 | 1722.5593 | 216.2652 | 88.271 | 31.0978 | 12.6929 | 26.9693 | 11.0078 | 4508.742 | 3189.711 | 644.106 | 455.673 | 1094.9802 | 774.6441
PGE | Existing | 1188932.1168 | 891822.2274 | 68329.432 | 51254.151 | 95661.2048 | 71755.8114 | 338927.4913 | 487827.3214 | 48735.9557 | 70146.9528 | 42265.8678 | 60834.3838 | 98375.5542 | 22399.0396 | 14053.6506 | 3199.8628 | 23891.206 | 5439.7668
NH_PGExHVACWts |  | 0.50213 | 0.37665 | 0.028858 | 0.021647 | 0.040402 | 0.030305 | 0.32318 | 0.46516 | 0.046471 | 0.066887 | 0.040302 | 0.058007 | 0.58781 | 0.13384 | 0.083973 | 0.01912 | 0.14275 | 0.032504
NH_PGNewWts |  | 8: 1.1041; 9: 1.001; 10: 0.88028; 11: 0.61735; 12: 1.1041; 13: 1.001
1 | New | 0 | 1946.7468 | 0 | 111.882 | 0 | 156.6348 | 0 | 721.9984 | 0 | 103.8195 | 0 | 90.0366 | 0.51457 | 0.20567 | 0.074028 | 0.029899 | 0.12542 | 0.050406
2 | New | 1756.1472 | 164.0646 | 100.928 | 9.429 | 141.2992 | 13.2006 | 351.6491 | 1113.1634 | 50.5653 | 160.0669 | 43.8523 | 138.8168 | 130.7152 | 0 | 18.6736 | 0 | 31.7451 | 0
3 | New | 1346.6382 | 4471.9392 | 77.393 | 257.008 | 108.3502 | 359.8112 | 905.3607 | 3698.862 | 130.186 | 531.8765 | 112.9028 | 461.2657 | 0 | 44.1924 | 0 | 6.3132 | 0 | 10.7324
4 | New | 5143.3704 | 166.5702 | 295.596 | 9.573 | 413.8344 | 13.4022 | 2209.4463 | 258.8731 | 317.7065 | 37.2246 | 275.5285 | 32.2827 | 261.4304 | 130.7152 | 37.3472 | 18.6736 | 63.4902 | 31.7451
5 | New | 126.5502 | 792.4482 | 7.273 | 45.543 | 10.1822 | 63.7602 | 0.42433 | 0.364 | 0.061017 | 0.052342 | 0.052916 | 0.045393 | 0 | 34.0144 | 0 | 4.8592 | 0 | 8.2606
6 | New | 0 | 0 | 0 | 0 | 0 | 0 | 0 | 0 | 0 | 0 | 0 | 0 | 0 | 0 | 0 | 0 | 0 | 0
7 | New | 0 | 0 | 0 | 0 | 0 | 0 | 0 | 0 | 0 | 0 | 0 | 0 | 0 | 0 | 0 | 0 | 0 | 0
8 | New | 0 | 0 | 0 | 0 | 0 | 0 | 0 | 0 | 0 | 0 | 0 | 0 | 0 | 0 | 0 | 0 | 0 | 0
9 | New | 0 | 0 | 0 | 0 | 0 | 0 | 0 | 0 | 0 | 0 | 0 | 0 | 0 | 0 | 0 | 0 | 0 | 0
10 | New | 0 | 0 | 0 | 0 | 0 | 0 | 0 | 0 | 0 | 0 | 0 | 0 | 0 | 0 | 0 | 0 | 0 | 0
11 | New | 7711.6278 | 0 | 443.197 | 0 | 620.4758 | 0 | 128.3714 | 0 | 18.4591 | 0 | 16.0085 | 0 | 230.496 | 0 | 32.928 | 0 | 55.9776 | 0
12 | New | 17318.7942 | 236.3268 | 995.333 | 13.582 | 1393.4662 | 19.0148 | 2876.5425 | 82.6565 | 413.6314 | 11.8856 | 358.7185 | 10.3077 | 228.6088 | 0 | 32.6584 | 0 | 55.5193 | 0
13 | New | 7356.5808 | 0 | 422.792 | 0 | 591.9088 | 0 | 377.9832 | 0 | 54.352 | 0 | 47.1363 | 0 | 0 | 130.7152 | 0 | 18.6736 | 0 | 31.7451
14 | New | 0 | 0 | 0 | 0 | 0 | 0 | 0 | 0 | 0 | 0 | 0 | 0 | 0 | 0 | 0 | 0 | 0 | 0
15 | New | 0 | 0 | 0 | 0 | 0 | 0 | 0 | 0 | 0 | 0 | 0 | 0 | 0 | 0 | 0 | 0 | 0 | 0
16 | New | 108.3498 | 108.3498 | 6.227 | 6.227 | 8.7178 | 8.7178 | 0.42433 | 0.364 | 0.061017 | 0.052342 | 0.052916 | 0.045393 | 0.51584 | 0.20581 | 0.073691 | 0.029402 | 0.12527 | 0.049983
PGE | New | 40868.0586 | 7886.4456 | 2348.739 | 453.244 | 3288.2346 | 634.5416 | 6850.2019 | 5876.2815 | 985.0223 | 844.9778 | 854.2527 | 732.8002 | 852.2808 | 340.0487 | 121.7549 | 48.5789 | 206.9829 | 82.5837
NH_PGNewHVACWts |  | 0.73664 | 0.14215 | 0.042335 | 0.0081696 | 0.05927 | 0.011437 | 0.42433 | 0.364 | 0.061017 | 0.052342 | 0.052916 | 0.045393 | 0.51584 | 0.20581 | 0.073691 | 0.029402 | 0.12527 | 0.049983
NH_SCExWts |  | 2 | 3 | 4 | 5 | 6 | 7 | 8 | 9 | 10 | 11 | 12 | 13 | 14 | 15 | 16 | 17 | 18 | 19
1 | Existing | 0 | 0 | 0 | 0 | 0 | 0 | 0 | 0 | 0 | 0 | 0 | 0 | 0 | 0 | 0 | 0 | 0 | 0
2 | Existing | 0 | 0 | 0 | 0 | 0 | 0 | 0 | 0 | 0 | 0 | 0 | 0 | 0 | 0 | 0 | 0 | 0 | 0
3 | Existing | 0 | 0 | 0 | 0 | 0 | 0 | 0 | 0 | 0 | 0 | 0 | 0 | 0 | 0 | 0 | 0 | 0 | 0
4 | Existing | 0 | 0 | 0 | 0 | 0 | 0 | 0 | 0 | 0 | 0 | 0 | 0 | 0 | 0 | 0 | 0 | 0 | 0
5 | Existing | 1011.1604 | 1572.177 | 58.1127 | 90.355 | 81.3577 | 126.497 | 0 | 760.1384 | 0 | 0 | 0 | 94.7929 | 0.58316 | 0.13849 | 0.083308 | 0.019784 | 0.14162 | 0.033633
6 | Existing | 116282.9037 | 196028.2434 | 6682.9255 | 11265.991 | 9356.0957 | 15772.3874 | 81276.8917 | 157329.3407 | 11687.1812 | 22623.1155 | 10135.6144 | 19619.716 | 4674.852 | 13779.143 | 667.836 | 1968.449 | 1135.3212 | 3346.3633
7 | Existing | 0 | 0 | 0 | 0 | 0 | 0 | 0 | 0 | 0 | 0 | 0 | 0 | 0 | 0 | 0 | 0 | 0 | 0
8 | Existing | 210262.5135 | 187474.7862 | 12084.0525 | 10774.413 | 16917.6735 | 15084.1782 | 86904.0612 | 80763.3618 | 12496.338 | 11613.3383 | 10837.3492 | 10071.5748 | 13719.0452 | 3573.003 | 1959.8636 | 510.429 | 3331.7681 | 867.7293
9 | Existing | 363336.6732 | 86864.7411 | 20881.418 | 4992.2265 | 29233.9852 | 6989.1171 | 121876.4725 | 35059.2398 | 17525.1832 | 5041.3307 | 15198.5749 | 4372.0537 | 17609.949 | 3873.926 | 2515.707 | 553.418 | 4276.7019 | 940.8106
10 | Existing | 411862.5675 | 22704.5292 | 23670.2625 | 1304.858 | 33138.3675 | 1826.8012 | 43636.0143 | 4763.6106 | 6274.6248 | 684.9817 | 5441.6182 | 594.0449 | 33518.8112 | 1474.914 | 4788.4016 | 210.702 | 8140.2827 | 358.1934
11 | Existing | 0 | 0 | 0 | 0 | 0 | 0 | 0 | 0 | 0 | 0 | 0 | 0 | 0 | 0 | 0 | 0 | 0 | 0
12 | Existing | 0 | 0 | 0 | 0 | 0 | 0 | 0 | 0 | 0 | 0 | 0 | 0 | 0 | 0 | 0 | 0 | 0 | 0
13 | Existing | 62398.0356 | 1217.9826 | 3586.094 | 69.999 | 5020.5316 | 97.9986 | 3444.6343 | 364.1134 | 495.3199 | 52.3576 | 429.5623 | 45.4067 | 4228.525 | 0 | 604.075 | 0 | 1026.9275 | 0
14 | Existing | 162114.7212 | 7000.6029 | 9316.938 | 402.3335 | 13043.7132 | 563.2669 | 14423.1829 | 0 | 2073.9763 | 0 | 1798.6394 | 0 | 10005.093 | 672.868 | 1429.299 | 96.124 | 2429.8083 | 163.4108
15 | Existing | 42333.5301 | 282.576 | 2432.9615 | 16.24 | 3406.1461 | 22.736 | 33148.619 | 383.9675 | 4766.5937 | 55.2125 | 4133.7902 | 47.8826 | 3817.4178 | 0 | 545.3454 | 0 | 927.0872 | 0
16 | Existing | 58942.5696 | 30044.9976 | 3387.504 | 1726.724 | 4742.5056 | 2417.4136 | 8030.5267 | 2684.3627 | 1154.7467 | 385.997 | 1001.4448 | 334.7528 | 10849.531 | 0 | 1549.933 | 0 | 2634.8861 | 0
SCE | Existing | 1428544.6748 | 533190.636 | 82100.2687 | 30643.14 | 114940.3761 | 42900.396 | 392740.4025 | 282108.135 | 56473.9637 | 40456.3331 | 48976.5934 | 35180.2242 | 98423.2242 | 23373.854 | 14060.4606 | 3339.122 | 23902.783 | 5676.5074
NH_SCExHVACWts |  | 0.63994 | 0.23885 | 0.036778 | 0.013727 | 0.051489 | 0.019218 | 0.45884 | 0.32959 | 0.065979 | 0.047266 | 0.05722 | 0.041101 | 0.58316 | 0.13849 | 0.083308 | 0.019784 | 0.14162 | 0.033633
NH_SCNewWts
1 | New | 0 | 0 | 0 | 0 | 0 | 0 | 0 | 0 | 0 | 0 | 0 | 0 | 0 | 0 | 0 | 0 | 0 | 0
2 | New | 0 | 0 | 0 | 0 | 0 | 0 | 0 | 0 | 0 | 0 | 0 | 0 | 0 | 0 | 0 | 0 | 0 | 0
3 | New | 0 | 0 | 0 | 0 | 0 | 0 | 0 | 0 | 0 | 0 | 0 | 0 | 0 | 0 | 0 | 0 | 0 | 0
4 | New | 0 | 0 | 0 | 0 | 0 | 0 | 0 | 0 | 0 | 0 | 0 | 0 | 0 | 0 | 0 | 0 | 0 | 0
5 | New | 42.456 | 0 | 2.44 | 0 | 3.416 | 0 | 0.73809 | 0.050239 | 0.10613 | 0.0072241 | 0.092044 | 0.006265 | 0.41404 | 0.30761 | 0.059149 | 0.043944 | 0.10055 | 0.074705
6 | New | 5705.5818 | 1813.7934 | 327.907 | 104.241 | 459.0698 | 145.9374 | 2446.838 | 292.1902 | 351.8422 | 42.0154 | 305.1323 | 36.4375 | 49.784 | 1064.168 | 7.112 | 152.024 | 12.0904 | 258.4408
7 | New | 0 | 0 | 0 | 0 | 0 | 0 | 0 | 0 | 0 | 0 | 0 | 0 | 0 | 0 | 0 | 0 | 0 | 0
8 | New | 3808.7208 | 1655.5404 | 218.892 | 95.146 | 306.4488 | 133.2044 | 2915.1856 | 272.4692 | 419.1881 | 39.1796 | 363.5375 | 33.9782 | 293.8264 | 49.784 | 41.9752 | 7.112 | 71.3578 | 12.0904
9 | New | 5905.0032 | 0 | 339.368 | 0 | 475.1152 | 0 | 2791.3118 | 0 | 401.3757 | 0 | 348.0898 | 0 | 741.454 | 0 | 105.922 | 0 | 180.0674 | 0
10 | New | 20431.8282 | 49.8858 | 1174.243 | 2.867 | 1643.9402 | 4.0138 | 94.9803 | 0 | 13.6577 | 0 | 11.8445 | 0 | 191.8504 | 0 | 27.4072 | 0 | 46.5922 | 0
11 | New | 0 | 0 | 0 | 0 | 0 | 0 | 0 | 0 | 0 | 0 | 0 | 0 | 0 | 0 | 0 | 0 | 0 | 0
12 | New | 0 | 0 | 0 | 0 | 0 | 0 | 0 | 0 | 0 | 0 | 0 | 0 | 0 | 0 | 0 | 0 | 0 | 0
13 | New | 2374.3866 | 0 | 136.459 | 0 | 191.0426 | 0 | 47.4902 | 0 | 6.8288 | 0 | 5.9222 | 0 | 0.41404 | 0.30761 | 0.059149 | 0.043944 | 0.10055 | 0.074705
14 | New | 3163.494 | 0 | 181.81 | 0 | 254.534 | 0 | 0.73809 | 0.050239 | 0.10613 | 0.0072241 | 0.092044 | 0.006265 | 0.41404 | 0.30761 | 0.059149 | 0.043944 | 0.10055 | 0.074705
15 | New | 619.5966 | 0 | 35.609 | 0 | 49.8526 | 0 | 0.73809 | 0.050239 | 0.10613 | 0.0072241 | 0.092044 | 0.006265 | 172.7236 | 0 | 24.6748 | 0 | 41.9472 | 0
16 | New | 159.9756 | 948.3522 | 9.194 | 54.503 | 12.8716 | 76.3042 | 0.73809 | 0.050239 | 0.10613 | 0.0072241 | 0.092044 | 0.006265 | 49.742 | 0 | 7.106 | 0 | 12.0802 | 0
SCE | New | 42211.0428 | 4467.5718 | 2425.922 | 256.757 | 3396.2908 | 359.4598 | 8298.7582 | 564.8604 | 1193.3169 | 81.2239 | 1034.8946 | 70.4408 | 1500.6225 | 1114.8748 | 214.3746 | 159.2678 | 364.4369 | 270.7553
NH_SCNewHVACWts |  | 0.79468 | 0.084108 | 0.045671 | 0.0048338 | 0.06394 | 0.0067673 | 0.73809 | 0.050239 | 0.10613 | 0.0072241 | 0.092044 | 0.006265 | 0.41404 | 0.30761 | 0.059149 | 0.043944 | 0.10055 | 0.074705
NH_SDExWts |  | 2 | 3 | 4 | 5 | 6 | 7 | 8 | 9 | 10 | 11 | 12 | 13 | 14 | 15 | 16 | 17 | 18 | 19
1 | Existing | 0 | 0 | 0 | 0 | 0 | 0 | 0 | 0 | 0 | 0 | 0 | 0 | 0 | 0 | 0 | 0 | 0 | 0
2 | Existing | 0 | 0 | 0 | 0 | 0 | 0 | 0 | 0 | 0 | 0 | 0 | 0 | 0 | 0 | 0 | 0 | 0 | 0
3 | Existing | 0 | 0 | 0 | 0 | 0 | 0 | 0 | 0 | 0 | 0 | 0 | 0 | 0 | 0 | 0 | 0 | 0 | 0
4 | Existing | 0 | 0 | 0 | 0 | 0 | 0 | 0 | 0 | 0 | 0 | 0 | 0 | 0 | 0 | 0 | 0 | 0 | 0
5 | Existing | 0 | 0 | 0 | 0 | 0 | 0 | 0 | 0 | 0 | 0 | 0 | 0 | 0 | 0 | 0 | 0 | 0 | 0
6 | Existing | 28753.7088 | 28213.2213 | 1652.512 | 1621.4495 | 2313.5168 | 2270.0293 | 4967.1007 | 7534.4172 | 714.2425 | 1083.4088 | 619.4211 | 939.5776 | 0 | 0 | 0 | 0 | 0 | 0
7 | Existing | 111659.8803 | 240240.06 | 6417.2345 | 13806.9 | 8984.1283 | 19329.66 | 49272.1641 | 118412.5462 | 7085.073 | 17027.0891 | 6144.4729 | 14766.6069 | 3813.8576 | 13606.0736 | 544.8368 | 1943.7248 | 926.2226 | 3304.3322
8 | Existing | 6395.7963 | 1017.9087 | 367.5745 | 58.5005 | 514.6043 | 81.9007 | 7561.75 | 3363.6347 | 1087.3391 | 483.6726 | 942.9861 | 419.4612 | 937.104 | 624.736 | 133.872 | 89.248 | 227.5824 | 151.7216
9 | Existing | 0 | 0 | 0 | 0 | 0 | 0 | 0 | 0 | 0 | 0 | 0 | 0 | 0 | 0 | 0 | 0 | 0 | 0
10 | Existing | 119059.0563 | 44165.4543 | 6842.4745 | 2538.2445 | 9579.4643 | 3553.5423 | 39344.3686 | 10007.0567 | 5657.5092 | 1438.9611 | 4906.4296 | 1247.9275 | 13923.287 | 2338.539 | 1989.041 | 334.077 | 3381.3697 | 567.9309
11 | Existing | 0 | 0 | 0 | 0 | 0 | 0 | 0 | 0 | 0 | 0 | 0 | 0 | 0 | 0 | 0 | 0 | 0 | 0
12 | Existing | 0 | 0 | 0 | 0 | 0 | 0 | 0 | 0 | 0 | 0 | 0 | 0 | 0 | 0 | 0 | 0 | 0 | 0
13 | Existing | 0 | 0 | 0 | 0 | 0 | 0 | 0 | 0 | 0 | 0 | 0 | 0 | 0 | 0 | 0 | 0 | 0 | 0
14 | Existing | 4297.9566 | 1849.4808 | 247.009 | 106.292 | 345.8126 | 148.8088 | 192.3056 | 0 | 27.6525 | 0 | 23.9814 | 0 | 113.169 | 533.862 | 16.167 | 76.266 | 27.4839 | 129.6522
15 | Existing | 2230.2189 | 0 | 128.1735 | 0 | 179.4429 | 0 | 132.499 | 0 | 19.0526 | 0 | 16.5233 | 0 | 0.37776 | 0.34389 | 0.053965 | 0.049128 | 0.091741 | 0.083517
16 | Existing | 0 | 0 | 0 | 0 | 0 | 0 | 0 | 0 | 0 | 0 | 0 | 0 | 0 | 0 | 0 | 0 | 0 | 0
SDGE | Existing | 272396.6172 | 315486.1251 | 15654.978 | 18131.3865 | 21916.9692 | 25383.9411 | 101470.188 | 139317.6549 | 14590.8689 | 20033.1317 | 12653.8143 | 17373.5732 | 18787.4176 | 17103.2106 | 2683.9168 | 2443.3158 | 4562.6586 | 4153.6369
NH_SDExHVACWts |  | 0.40719 | 0.4716 | 0.023402 | 0.027103 | 0.032762 | 0.037945 | 0.33221 | 0.45612 | 0.04777 | 0.065588 | 0.041428 | 0.056881 | 0.37776 | 0.34389 | 0.053965 | 0.049128 | 0.091741 | 0.083517
NH_SDNewWts
1 | New | 0 | 0 | 0 | 0 | 0 | 0 | 0 | 0 | 0 | 0 | 0 | 0 | 0 | 0 | 0 | 0 | 0 | 0
2 | New | 0 | 0 | 0 | 0 | 0 | 0 | 0 | 0 | 0 | 0 | 0 | 0 | 0 | 0 | 0 | 0 | 0 | 0
3 | New | 0 | 0 | 0 | 0 | 0 | 0 | 0 | 0 | 0 | 0 | 0 | 0 | 0 | 0 | 0 | 0 | 0 | 0
4 | New | 0 | 0 | 0 | 0 | 0 | 0 | 0 | 0 | 0 | 0 | 0 | 0 | 0 | 0 | 0 | 0 | 0 | 0
5 | New | 0 | 0 | 0 | 0 | 0 | 0 | 0 | 0 | 0 | 0 | 0 | 0 | 0 | 0 | 0 | 0 | 0 | 0
6 | New | 2681.8968 | 1993.4658 | 154.132 | 114.567 | 215.7848 | 160.3938 | 191.8247 | 0 | 27.5834 | 0 | 23.9215 | 0 | 0.61856 | 0.10309 | 0.088365 | 0.014728 | 0.15022 | 0.025037
7 | New | 4352.958 | 6531.6816 | 250.17 | 375.384 | 350.238 | 525.5376 | 2497.5237 | 284.3936 | 359.1305 | 40.8943 | 311.4531 | 35.4652 | 124.9472 | 124.9472 | 17.8496 | 17.8496 | 30.3443 | 30.3443
8 | New | 277.1646 | 0 | 15.929 | 0 | 22.3006 | 0 | 954.8333 | 0 | 137.2999 | 0 | 119.0722 | 0 | 0.61856 | 0.10309 | 0.088365 | 0.014728 | 0.15022 | 0.025037
9 | New | 0 | 0 | 0 | 0 | 0 | 0 | 0 | 0 | 0 | 0 | 0 | 0 | 0 | 0 | 0 | 0 | 0 | 0
10 | New | 6871.3644 | 117.2934 | 394.906 | 6.741 | 552.8684 | 9.4374 | 252.5855 | 691.8029 | 36.3204 | 99.4775 | 31.4986 | 86.2711 | 624.736 | 0 | 89.248 | 0 | 151.7216 | 0
11 | New | 0 | 0 | 0 | 0 | 0 | 0 | 0 | 0 | 0 | 0 | 0 | 0 | 0 | 0 | 0 | 0 | 0 | 0
12 | New | 0 | 0 | 0 | 0 | 0 | 0 | 0 | 0 | 0 | 0 | 0 | 0 | 0 | 0 | 0 | 0 | 0 | 0
13 | New | 0 | 0 | 0 | 0 | 0 | 0 | 0 | 0 | 0 | 0 | 0 | 0 | 0 | 0 | 0 | 0 | 0 | 0
14 | New | 48.6156 | 100.2414 | 2.794 | 5.761 | 3.9116 | 8.0654 | 0.63041 | 0.15793 | 0.090649 | 0.022709 | 0.078615 | 0.019694 | 0.61856 | 0.10309 | 0.088365 | 0.014728 | 0.15022 | 0.025037
15 | New | 0.54438 | 0.33441 | 0.031286 | 0.019219 | 0.043801 | 0.026907 | 0.63041 | 0.15793 | 0.090649 | 0.022709 | 0.078615 | 0.019694 | 0.61856 | 0.10309 | 0.088365 | 0.014728 | 0.15022 | 0.025037
16 | New | 0 | 0 | 0 | 0 | 0 | 0 | 0 | 0 | 0 | 0 | 0 | 0 | 0 | 0 | 0 | 0 | 0 | 0
SDGE | New | 14232.5438 | 8743.0166 | 817.9623 | 502.4722 | 1145.1472 | 703.4611 | 3898.0281 | 976.5123 | 560.5155 | 140.4172 | 486.1026 | 121.7757 | 752.1574 | 125.3596 | 107.4511 | 17.9085 | 182.6668 | 30.4445
NH_SDNewHVACWts |  | 0.54438 | 0.33441 | 0.031286 | 0.019219 | 0.043801 | 0.026907 | 0.63041 | 0.15793 | 0.090649 | 0.022709 | 0.078615 | 0.019694 | 0.61856 | 0.10309 | 0.088365 | 0.014728 | 0.15022 | 0.025037
NH_SGExWts |  | 2 | 3 | 4 | 5 | 6 | 7 | 8 | 9 | 10 | 11 | 12 | 13 | 14 | 15 | 16 | 17 | 18 | 19
1 | Existing | 0 | 0 | 0 | 0 | 0 | 0 | 0 | 0 | 0 | 0 | 0 | 0 | 0 | 0 | 0 | 0 | 0 | 0
2 | Existing | 0 | 0 | 0 | 0 | 0 | 0 | 0 | 0 | 0 | 0 | 0 | 0 | 0 | 0 | 0 | 0 | 0 | 0
3 | Existing | 0 | 0 | 0 | 0 | 0 | 0 | 0 | 0 | 0 | 0 | 0 | 0 | 0 | 0 | 0 | 0 | 0 | 0
4 | Existing | 14782.0134 | 4279.0428 | 849.541 | 245.922 | 1189.3574 | 344.2908 | 245.4842 | 2270.7693 | 35.2993 | 326.5244 | 30.613 | 283.1757 | 114.87 | 0 | 16.41 | 0 | 27.897 | 0
5 | Existing | 6073.9137 | 41212.1175 | 349.0755 | 2368.5125 | 488.7057 | 3315.9175 | 245.4842 | 10455.6316 | 35.2993 | 1503.4638 | 30.613 | 1303.8669 | 352.247 | 874.4092 | 50.321 | 124.9156 | 85.5457 | 212.3565
6 | Existing | 137045.6103 | 204693.3999 | 7876.1845 | 11763.9885 | 11026.6583 | 16469.5839 | 77593.0016 | 98864.2136 | 11157.4575 | 14216.1437 | 9676.2158 | 12328.837 | 678.461 | 4529.4634 | 96.923 | 647.0662 | 164.7691 | 1100.0125
7 | Existing | 584.4225 | 2406.4548 | 33.5875 | 138.302 | 47.0225 | 193.6228 | 1115.1976 | 1507.6128 | 160.3594 | 216.7866 | 139.0704 | 188.0065 | 0 | 0 | 0 | 0 | 0 | 0
8 | Existing | 202825.7883 | 215951.6001 | 11656.6545 | 12411.0115 | 16319.3163 | 17375.4161 | 83876.8003 | 106479.9781 | 12061.0341 | 15311.2498 | 10459.8353 | 13278.559 | 1209.229 | 634.739 | 172.747 | 90.677 | 293.6699 | 154.1509
9 | Existing | 415159.0323 | 120931.479 | 23859.7145 | 6950.085 | 33403.6003 | 9730.119 | 271272.0717 | 135383.5465 | 39007.4692 | 19467.428 | 33828.9157 | 16882.9712 | 5767.3336 | 2280.334 | 823.9048 | 325.762 | 1400.6382 | 553.7954
10 | Existing | 358943.7561 | 21564.8031 | 20628.9515 | 1239.3565 | 28880.5321 | 1735.0991 | 29755.0034 | 2844.7789 | 4278.6099 | 409.0639 | 3710.5902 | 354.7574 | 13981.0426 | 373.065 | 1997.2918 | 53.295 | 3395.3961 | 90.6015
11 | Existing | 0 | 0 | 0 | 0 | 0 | 0 | 0 | 0 | 0 | 0 | 0 | 0 | 0 | 0 | 0 | 0 | 0 | 0
12 | Existing | 0 | 0 | 0 | 0 | 0 | 0 | 0 | 0 | 0 | 0 | 0 | 0 | 0 | 0 | 0 | 0 | 0 | 0
13 | Existing | 52937.6643 | 1356.5823 | 3042.3945 | 77.9645 | 4259.3523 | 109.1503 | 7655.2804 | 648.4996 | 1100.7883 | 93.2508 | 954.6498 | 80.871 | 2516.913 | 0 | 359.559 | 0 | 611.2503 | 0
14 | Existing | 78281.1645 | 577.0014 | 4498.9175 | 33.161 | 6298.4845 | 46.4254 | 10731.7033 | 0 | 1543.1614 | 0 | 1338.2944 | 0 | 460.376 | 181.23 | 65.768 | 25.89 | 111.8056 | 44.013
15 | Existing | 18619.2528 | 282.576 | 1070.072 | 16.24 | 1498.1008 | 22.736 | 24063.5445 | 245.3732 | 3460.2087 | 35.2834 | 3000.8383 | 30.5992 | 1901.9042 | 0 | 271.7006 | 0 | 461.891 | 0
16 | Existing | 13446.8679 | 7119.9495 | 772.8085 | 409.1925 | 1081.9319 | 572.8695 | 4756.6794 | 0 | 683.985 | 0 | 593.1805 | 0 | 273.581 | 0 | 39.083 | 0 | 66.4411 | 0
SCG | Existing | 1298699.4861 | 620375.0064 | 74637.9015 | 35653.736 | 104493.0621 | 49915.2304 | 511310.2507 | 358700.4036 | 73523.6721 | 51579.1944 | 63762.8166 | 44731.6439 | 27255.9574 | 8873.2406 | 3893.7082 | 1267.6058 | 6619.3039 | 2154.9299
NH_SGExHVACWts |  | 0.5947 | 0.28408 | 0.034178 | 0.016327 | 0.04785 | 0.022857 | 0.46331 | 0.32503 | 0.066621 | 0.046737 | 0.057777 | 0.040532 | 0.54441 | 0.17724 | 0.077773 | 0.025319 | 0.13221 | 0.043043
NH_SGNewWts
1 | New | 0 | 0 | 0 | 0 | 0 | 0 | 0 | 0 | 0 | 0 | 0 | 0 | 0 | 0 | 0 | 0 | 0 | 0
2 | New | 0 | 0 | 0 | 0 | 0 | 0 | 0 | 0 | 0 | 0 | 0 | 0 | 0 | 0 | 0 | 0 | 0 | 0
3 | New | 0 | 0 | 0 | 0 | 0 | 0 | 0 | 0 | 0 | 0 | 0 | 0 | 0 | 0 | 0 | 0 | 0 | 0
4 | New | 2053.9134 | 0 | 118.041 | 0 | 165.2574 | 0 | 0.63041 | 0.15793 | 0.090649 | 0.022709 | 0.078615 | 0.019694 | 0.61856 | 0.10309 | 0.088365 | 0.014728 | 0.15022 | 0.025037
5 | New | 105.7398 | 674.424 | 6.077 | 38.76 | 8.5078 | 54.264 | 0.63041 | 0.15793 | 0.090649 | 0.022709 | 0.078615 | 0.019694 | 0 | 34.0144 | 0 | 4.8592 | 0 | 8.2606
6 | New | 8429.5692 | 3807.2766 | 484.458 | 218.809 | 678.2412 | 306.3326 | 2665.3371 | 880.0918 | 383.2612 | 126.5525 | 332.3802 | 109.7516 | 49.784 | 538.8068 | 7.112 | 76.9724 | 12.0904 | 130.8531
7 | New | 0 | 0 | 0 | 0 | 0 | 0 | 0 | 0 | 0 | 0 | 0 | 0 | 0 | 0 | 0 | 0 | 0 | 0
8 | New | 4085.9028 | 1646.8578 | 234.822 | 94.647 | 328.7508 | 132.5058 | 3131.3028 | 150.3115 | 450.2646 | 21.614 | 390.4883 | 18.7446 | 0 | 49.784 | 0 | 7.112 | 0 | 12.0904
9 | New | 5724.426 | 0 | 328.99 | 0 | 460.586 | 0 | 3057.9964 | 148.1811 | 439.7235 | 21.3077 | 381.3467 | 18.4789 | 153.8012 | 0 | 21.9716 | 0 | 37.3517 | 0
10 | New | 18650.8164 | 0 | 1071.886 | 0 | 1500.6404 | 0 | 94.9803 | 0 | 13.6577 | 0 | 11.8445 | 0 | 44.9372 | 0 | 6.4196 | 0 | 10.9133 | 0
11 | New | 0 | 0 | 0 | 0 | 0 | 0 | 0 | 0 | 0 | 0 | 0 | 0 | 0 | 0 | 0 | 0 | 0 | 0
12 | New | 0 | 0 | 0 | 0 | 0 | 0 | 0 | 0 | 0 | 0 | 0 | 0 | 0 | 0 | 0 | 0 | 0 | 0
13 | New | 2599.7688 | 0 | 149.412 | 0 | 209.1768 | 0 | 71.0577 | 0 | 10.2177 | 0 | 8.8612 | 0 | 0 | 0 | 0 | 0 | 0 | 0
14 | New | 1465.7064 | 0 | 84.236 | 0 | 117.9304 | 0 | 0.63041 | 0.15793 | 0.090649 | 0.022709 | 0.078615 | 0.019694 | 0.61856 | 0.10309 | 0.088365 | 0.014728 | 0.15022 | 0.025037
15 | New | 469.5042 | 0 | 26.983 | 0 | 37.7762 | 0 | 0.63041 | 0.15793 | 0.090649 | 0.022709 | 0.078615 | 0.019694 | 25.8104 | 0 | 3.6872 | 0 | 6.2682 | 0
16 | New | 65.1978 | 65.1978 | 3.747 | 3.747 | 5.2458 | 5.2458 | 0 | 0 | 0 | 0 | 0 | 0 | 49.742 | 0 | 7.106 | 0 | 12.0802 | 0
SCG | New | 14232.5438 | 8743.0166 | 817.9623 | 502.4722 | 1145.1472 | 703.4611 | 3898.0281 | 976.5123 | 560.5155 | 140.4172 | 486.1026 | 121.7757 | 752.1574 | 125.3596 | 107.4511 | 17.9085 | 182.6668 | 30.4445
NH_SGNewHVACWts |  | 0.54438 | 0.33441 | 0.031286 | 0.019219 | 0.043801 | 0.026907 | 0.63041 | 0.15793 | 0.090649 | 0.022709 | 0.078615 | 0.019694 | 0.61856 | 0.10309 | 0.088365 | 0.014728 | 0.15022 | 0.025037
HV_SDGDMoExCZ15rDXGF

## Vint Wts
DEER2015: DEER Number of Homes adjusted by trends in HUD building permit data
Vintage: | 2002 - 2005 (vint 2003) |  |  | 2006-2009 (vint 2007) |  |  | 2010-2013 (vint 2011) |  |  | 2014-2016 (vint 2015) |  |  | 2017
Building type: | Total | MFm | SFm | Total | MFm | SFm | Total | MFm | SFm | Total | MFm | SFm | Total | MFm | SFm
HUD data for CA: | 763931 | 194777 | 569154 | 368325 | 134388 | 233937 | 228478 | 116310 | 112168 | 280021 | 149513 | 130508 | 98188 | 52544 | 45644
|  |  | proposed trend based on HUD data, fraction of 2002-2005: | 48.21% | 69% | 41.1% | 29.91% | 59.71% | 19.71% | 36.66% | 76.76% | 22.93% | 12.85% | 26.98% | 8.02%
|  |  | assumed trend prior to DEER2017, fraction of 2002-2005: | 50% | 50% | 50% | 50% | 50% | 50% | 37.5% | 37.5% | 37.5%
DEER2017 values: | 364977.6 | 78298.08 | 273133.4 | 175971.8803 | 54022.407 | 112264.8847 | 109158.2251 | 46755.2621 | 53828.7128 | 133783.5387 | 60102.4805 | 62629.9627 | 46910.5464 | 21122.0746 | 21904.2665
http://socds.huduser.gov/permits/summary.odb
http://socds.huduser.gov/permits/summary.odb
DEER2020: Number of Homes adjusted by trends in HUD buiilding permit data
2002 - 2005 |  |  | 2006-2009 |  |  | 2010-2013 |  |  | 2014-2016 |  |  | 2017 - 2019 |  |  | 2020
Total | MFm | SFm | Total | MFm | SFm | Total | MFm | SFm | Total | MFm | SFm | Total | MFm | SFm | Total | MFm | SFm
763931 | 194777 | 569154 | 368325 | 134388 | 233937 | 228478 | 116310 | 112168 | 284183 | 149008 | 135175 | 344340 | 172944 | 171396 | 114780 | 57648 | 57132
364977.6 | 78298.08 | 273133.4 | 175971.8803 | 54022.407 | 112264.8847
47.78% | 40.2% | 47.99% | 48.21% | 69% | 41.1% | 29.91% | 59.71% | 19.71% | 37.2% | 76.5% | 23.75% | 45.07% | 88.79% | 30.11% | 15.02% | 29.6% | 10.04%
Updated Vintage Weights for DEER2020
Lookup | ver | pa | bldgtype | bldgloc | bldgvint | wt_vint | ERA |  |  | Vintage | Era
PGEDMoCZ01MH00 | 2020 | PGE | DMo | CZ01 | MH00 | 1 | Ex |  |  | 1975 | Old
PGEDMoCZ01MH06 | 2020 | PGE | DMo | CZ01 | MH06 | 1 | Ex |  |  | 1985 | Old
PGEDMoCZ01MH15 | 2020 | PGE | DMo | CZ01 | MH15 | 1 | Rec |  |  | 1996 | Old
PGEDMoCZ01MH72 | 2020 | PGE | DMo | CZ01 | MH72 | 887 | Old |  |  | 2003 | Ex
PGEDMoCZ01MH85 | 2020 | PGE | DMo | CZ01 | MH85 | 457 | Old |  |  | 2007 | Ex
PGEDMoCZ02MH00 | 2020 | PGE | DMo | CZ02 | MH00 | 1233 | Ex |  |  | 2011 | Ex
PGEDMoCZ02MH06 | 2020 | PGE | DMo | CZ02 | MH06 | 520 | Ex |  |  | 2015 | Ex
PGEDMoCZ02MH15 | 2020 | PGE | DMo | CZ02 | MH15 | 390 | Rec |  |  | 2017 | Rec
PGEDMoCZ02MH72 | 2020 | PGE | DMo | CZ02 | MH72 | 10933 | Old |  |  | 2020 | Rec
PGEDMoCZ02MH85 | 2020 | PGE | DMo | CZ02 | MH85 | 4221 | Old |  |  | MH72 | Old
PGEDMoCZ03MH00 | 2020 | PGE | DMo | CZ03 | MH00 | 367 | Ex |  |  | MH85 | Old
PGEDMoCZ03MH06 | 2020 | PGE | DMo | CZ03 | MH06 | 155 | Ex |  |  | MH00 | Ex
PGEDMoCZ03MH15 | 2020 | PGE | DMo | CZ03 | MH15 | 116.25 | Rec |  |  | MH06 | Ex
PGEDMoCZ03MH72 | 2020 | PGE | DMo | CZ03 | MH72 | 9176 | Old |  |  | MH15 | Rec
PGEDMoCZ03MH85 | 2020 | PGE | DMo | CZ03 | MH85 | 4284 | Old
PGEDMoCZ04MH00 | 2020 | PGE | DMo | CZ04 | MH00 | 2171 | Ex
PGEDMoCZ04MH06 | 2020 | PGE | DMo | CZ04 | MH06 | 916 | Ex
PGEDMoCZ04MH15 | 2020 | PGE | DMo | CZ04 | MH15 | 687 | Rec
PGEDMoCZ04MH72 | 2020 | PGE | DMo | CZ04 | MH72 | 6455 | Old
PGEDMoCZ04MH85 | 2020 | PGE | DMo | CZ04 | MH85 | 2213 | Old
PGEDMoCZ05MH00 | 2020 | PGE | DMo | CZ05 | MH00 | 538 | Ex
PGEDMoCZ05MH06 | 2020 | PGE | DMo | CZ05 | MH06 | 227 | Ex
PGEDMoCZ05MH15 | 2020 | PGE | DMo | CZ05 | MH15 | 170.25 | Rec
PGEDMoCZ05MH72 | 2020 | PGE | DMo | CZ05 | MH72 | 6736 | Old
PGEDMoCZ05MH85 | 2020 | PGE | DMo | CZ05 | MH85 | 3463 | Old
PGEDMoCZ11MH00 | 2020 | PGE | DMo | CZ11 | MH00 | 2290 | Ex
PGEDMoCZ11MH06 | 2020 | PGE | DMo | CZ11 | MH06 | 966 | Ex
PGEDMoCZ11MH15 | 2020 | PGE | DMo | CZ11 | MH15 | 724.5 | Rec
PGEDMoCZ11MH72 | 2020 | PGE | DMo | CZ11 | MH72 | 23372 | Old
PGEDMoCZ11MH85 | 2020 | PGE | DMo | CZ11 | MH85 | 23091 | Old
PGEDMoCZ12MH00 | 2020 | PGE | DMo | CZ12 | MH00 | 1738 | Ex
PGEDMoCZ12MH06 | 2020 | PGE | DMo | CZ12 | MH06 | 733 | Ex
PGEDMoCZ12MH15 | 2020 | PGE | DMo | CZ12 | MH15 | 549.75 | Rec
PGEDMoCZ12MH72 | 2020 | PGE | DMo | CZ12 | MH72 | 18964 | Old
PGEDMoCZ12MH85 | 2020 | PGE | DMo | CZ12 | MH85 | 9022 | Old
PGEDMoCZ13MH00 | 2020 | PGE | DMo | CZ13 | MH00 | 901 | Ex
PGEDMoCZ13MH06 | 2020 | PGE | DMo | CZ13 | MH06 | 380 | Ex
PGEDMoCZ13MH15 | 2020 | PGE | DMo | CZ13 | MH15 | 285 | Rec
PGEDMoCZ13MH72 | 2020 | PGE | DMo | CZ13 | MH72 | 20832 | Old
PGEDMoCZ13MH85 | 2020 | PGE | DMo | CZ13 | MH85 | 6489 | Old
PGEDMoCZ16MH00 | 2020 | PGE | DMo | CZ16 | MH00 | 350 | Ex
PGEDMoCZ16MH06 | 2020 | PGE | DMo | CZ16 | MH06 | 148 | Ex
PGEDMoCZ16MH15 | 2020 | PGE | DMo | CZ16 | MH15 | 111 | Rec
PGEDMoCZ16MH72 | 2020 | PGE | DMo | CZ16 | MH72 | 3398 | Old
PGEDMoCZ16MH85 | 2020 | PGE | DMo | CZ16 | MH85 | 7250 | Old
PGEMFmCZ011975 | 2020 | PGE | MFm | CZ01 | 1975 | 4652 | Old
PGEMFmCZ011985 | 2020 | PGE | MFm | CZ01 | 1985 | 638 | Old
PGEMFmCZ011996 | 2020 | PGE | MFm | CZ01 | 1996 | 2564 | Old
PGEMFmCZ012003 | 2020 | PGE | MFm | CZ01 | 2003 | 1952 | Ex
PGEMFmCZ012007 | 2020 | PGE | MFm | CZ01 | 2007 | 1347 | Ex
PGEMFmCZ012011 | 2020 | PGE | MFm | CZ01 | 2011 | 1166 | Ex
PGEMFmCZ012015 | 2020 | PGE | MFm | CZ01 | 2015 | 1498 | Ex
PGEMFmCZ012017 | 2020 | PGE | MFm | CZ01 | 2017 | 1737.28 | Rec
PGEMFmCZ012020 | 2020 | PGE | MFm | CZ01 | 2020 | 585.6 | Rec
PGEMFmCZ021975 | 2020 | PGE | MFm | CZ02 | 1975 | 22574 | Old
PGEMFmCZ021985 | 2020 | PGE | MFm | CZ02 | 1985 | 16076 | Old
PGEMFmCZ021996 | 2020 | PGE | MFm | CZ02 | 1996 | 9317 | Old
PGEMFmCZ022003 | 2020 | PGE | MFm | CZ02 | 2003 | 3960 | Ex
PGEMFmCZ022007 | 2020 | PGE | MFm | CZ02 | 2007 | 2732 | Ex
PGEMFmCZ022011 | 2020 | PGE | MFm | CZ02 | 2011 | 2365 | Ex
PGEMFmCZ022015 | 2020 | PGE | MFm | CZ02 | 2015 | 3040 | Ex
PGEMFmCZ022017 | 2020 | PGE | MFm | CZ02 | 2017 | 3524.4 | Rec
PGEMFmCZ022020 | 2020 | PGE | MFm | CZ02 | 2020 | 1188 | Rec
PGEMFmCZ031975 | 2020 | PGE | MFm | CZ03 | 1975 | 358181 | Old
PGEMFmCZ031985 | 2020 | PGE | MFm | CZ03 | 1985 | 86900 | Old
PGEMFmCZ031996 | 2020 | PGE | MFm | CZ03 | 1996 | 26830 | Old
PGEMFmCZ032003 | 2020 | PGE | MFm | CZ03 | 2003 | 12449 | Ex
PGEMFmCZ032007 | 2020 | PGE | MFm | CZ03 | 2007 | 8589 | Ex
PGEMFmCZ032011 | 2020 | PGE | MFm | CZ03 | 2011 | 7434 | Ex
PGEMFmCZ032015 | 2020 | PGE | MFm | CZ03 | 2015 | 9556 | Ex
PGEMFmCZ032017 | 2020 | PGE | MFm | CZ03 | 2017 | 11079.61 | Rec
PGEMFmCZ032020 | 2020 | PGE | MFm | CZ03 | 2020 | 3734.7 | Rec
PGEMFmCZ041975 | 2020 | PGE | MFm | CZ04 | 1975 | 101243 | Old
PGEMFmCZ041985 | 2020 | PGE | MFm | CZ04 | 1985 | 64812 | Old
PGEMFmCZ041996 | 2020 | PGE | MFm | CZ04 | 1996 | 20252 | Old
PGEMFmCZ042003 | 2020 | PGE | MFm | CZ04 | 2003 | 6674 | Ex
PGEMFmCZ042007 | 2020 | PGE | MFm | CZ04 | 2007 | 4605 | Ex
PGEMFmCZ042011 | 2020 | PGE | MFm | CZ04 | 2011 | 3985 | Ex
PGEMFmCZ042015 | 2020 | PGE | MFm | CZ04 | 2015 | 5123 | Ex
PGEMFmCZ042017 | 2020 | PGE | MFm | CZ04 | 2017 | 5939.86 | Rec
PGEMFmCZ042020 | 2020 | PGE | MFm | CZ04 | 2020 | 2002.2 | Rec
PGEMFmCZ051975 | 2020 | PGE | MFm | CZ05 | 1975 | 12748 | Old
PGEMFmCZ051985 | 2020 | PGE | MFm | CZ05 | 1985 | 2426 | Old
PGEMFmCZ051996 | 2020 | PGE | MFm | CZ05 | 1996 | 5387 | Old
PGEMFmCZ052003 | 2020 | PGE | MFm | CZ05 | 2003 | 1 | Ex
PGEMFmCZ052007 | 2020 | PGE | MFm | CZ05 | 2007 | 1 | Ex
PGEMFmCZ052011 | 2020 | PGE | MFm | CZ05 | 2011 | 1 | Ex
PGEMFmCZ052015 | 2020 | PGE | MFm | CZ05 | 2015 | 1 | Ex
PGEMFmCZ052017 | 2020 | PGE | MFm | CZ05 | 2017 | 1 | Rec
PGEMFmCZ052020 | 2020 | PGE | MFm | CZ05 | 2020 | 1 | Rec
PGEMFmCZ111975 | 2020 | PGE | MFm | CZ11 | 1975 | 18703 | Old
PGEMFmCZ111985 | 2020 | PGE | MFm | CZ11 | 1985 | 21129 | Old
PGEMFmCZ111996 | 2020 | PGE | MFm | CZ11 | 1996 | 816 | Old
PGEMFmCZ112003 | 2020 | PGE | MFm | CZ11 | 2003 | 347 | Ex
PGEMFmCZ112007 | 2020 | PGE | MFm | CZ11 | 2007 | 239 | Ex
PGEMFmCZ112011 | 2020 | PGE | MFm | CZ11 | 2011 | 207 | Ex
PGEMFmCZ112015 | 2020 | PGE | MFm | CZ11 | 2015 | 266 | Ex
PGEMFmCZ112017 | 2020 | PGE | MFm | CZ11 | 2017 | 308.83 | Rec
PGEMFmCZ112020 | 2020 | PGE | MFm | CZ11 | 2020 | 104.1 | Rec
PGEMFmCZ121975 | 2020 | PGE | MFm | CZ12 | 1975 | 82889 | Old
PGEMFmCZ121985 | 2020 | PGE | MFm | CZ12 | 1985 | 102342 | Old
PGEMFmCZ121996 | 2020 | PGE | MFm | CZ12 | 1996 | 16244 | Old
PGEMFmCZ122003 | 2020 | PGE | MFm | CZ12 | 2003 | 8001 | Ex
PGEMFmCZ122007 | 2020 | PGE | MFm | CZ12 | 2007 | 5520 | Ex
PGEMFmCZ122011 | 2020 | PGE | MFm | CZ12 | 2011 | 4778 | Ex
PGEMFmCZ122015 | 2020 | PGE | MFm | CZ12 | 2015 | 6142 | Ex
PGEMFmCZ122017 | 2020 | PGE | MFm | CZ12 | 2017 | 7120.89 | Rec
PGEMFmCZ122020 | 2020 | PGE | MFm | CZ12 | 2020 | 2400.3 | Rec
PGEMFmCZ131975 | 2020 | PGE | MFm | CZ13 | 1975 | 53194 | Old
PGEMFmCZ131985 | 2020 | PGE | MFm | CZ13 | 1985 | 30319 | Old
PGEMFmCZ131996 | 2020 | PGE | MFm | CZ13 | 1996 | 5404 | Old
PGEMFmCZ132003 | 2020 | PGE | MFm | CZ13 | 2003 | 1022 | Ex
PGEMFmCZ132007 | 2020 | PGE | MFm | CZ13 | 2007 | 705 | Ex
PGEMFmCZ132011 | 2020 | PGE | MFm | CZ13 | 2011 | 610 | Ex
PGEMFmCZ132015 | 2020 | PGE | MFm | CZ13 | 2015 | 784 | Ex
PGEMFmCZ132017 | 2020 | PGE | MFm | CZ13 | 2017 | 909.58 | Rec
PGEMFmCZ132020 | 2020 | PGE | MFm | CZ13 | 2020 | 306.6 | Rec
PGEMFmCZ161975 | 2020 | PGE | MFm | CZ16 | 1975 | 119 | Old
PGEMFmCZ161985 | 2020 | PGE | MFm | CZ16 | 1985 | 292 | Old
PGEMFmCZ161996 | 2020 | PGE | MFm | CZ16 | 1996 | 1 | Old
PGEMFmCZ162003 | 2020 | PGE | MFm | CZ16 | 2003 | 1 | Ex
PGEMFmCZ162007 | 2020 | PGE | MFm | CZ16 | 2007 | 1 | Ex
PGEMFmCZ162011 | 2020 | PGE | MFm | CZ16 | 2011 | 1 | Ex
PGEMFmCZ162015 | 2020 | PGE | MFm | CZ16 | 2015 | 1 | Ex
PGEMFmCZ162017 | 2020 | PGE | MFm | CZ16 | 2017 | 1 | Rec
PGEMFmCZ162020 | 2020 | PGE | MFm | CZ16 | 2020 | 1 | Rec
PGESFmCZ011975 | 2020 | PGE | SFm | CZ01 | 1975 | 11919 | Old
PGESFmCZ011985 | 2020 | PGE | SFm | CZ01 | 1985 | 6580 | Old
PGESFmCZ011996 | 2020 | PGE | SFm | CZ01 | 1996 | 6443 | Old
PGESFmCZ012003 | 2020 | PGE | SFm | CZ01 | 2003 | 4475 | Ex
PGESFmCZ012007 | 2020 | PGE | SFm | CZ01 | 2007 | 1839 | Ex
PGESFmCZ012011 | 2020 | PGE | SFm | CZ01 | 2011 | 882 | Ex
PGESFmCZ012015 | 2020 | PGE | SFm | CZ01 | 2015 | 1026 | Ex
PGESFmCZ012017 | 2020 | PGE | SFm | CZ01 | 2017 | 1342.5 | Rec
PGESFmCZ012020 | 2020 | PGE | SFm | CZ01 | 2020 | 447.5 | Rec
PGESFmCZ021975 | 2020 | PGE | SFm | CZ02 | 1975 | 108498 | Old
PGESFmCZ021985 | 2020 | PGE | SFm | CZ02 | 1985 | 52765 | Old
PGESFmCZ021996 | 2020 | PGE | SFm | CZ02 | 1996 | 9763 | Old
PGESFmCZ022003 | 2020 | PGE | SFm | CZ02 | 2003 | 4414 | Ex
PGESFmCZ022007 | 2020 | PGE | SFm | CZ02 | 2007 | 1814 | Ex
PGESFmCZ022011 | 2020 | PGE | SFm | CZ02 | 2011 | 870 | Ex
PGESFmCZ022015 | 2020 | PGE | SFm | CZ02 | 2015 | 1012 | Ex
PGESFmCZ022017 | 2020 | PGE | SFm | CZ02 | 2017 | 1324.2 | Rec
PGESFmCZ022020 | 2020 | PGE | SFm | CZ02 | 2020 | 441.4 | Rec
PGESFmCZ031975 | 2020 | PGE | SFm | CZ03 | 1975 | 446810 | Old
PGESFmCZ031985 | 2020 | PGE | SFm | CZ03 | 1985 | 85958 | Old
PGESFmCZ031996 | 2020 | PGE | SFm | CZ03 | 1996 | 48155 | Old
PGESFmCZ032003 | 2020 | PGE | SFm | CZ03 | 2003 | 13376 | Ex
PGESFmCZ032007 | 2020 | PGE | SFm | CZ03 | 2007 | 5498 | Ex
PGESFmCZ032011 | 2020 | PGE | SFm | CZ03 | 2011 | 2636 | Ex
PGESFmCZ032015 | 2020 | PGE | SFm | CZ03 | 2015 | 3067 | Ex
PGESFmCZ032017 | 2020 | PGE | SFm | CZ03 | 2017 | 4012.8 | Rec
PGESFmCZ032020 | 2020 | PGE | SFm | CZ03 | 2020 | 1337.6 | Rec
PGESFmCZ041975 | 2020 | PGE | SFm | CZ04 | 1975 | 251319 | Old
PGESFmCZ041985 | 2020 | PGE | SFm | CZ04 | 1985 | 44850 | Old
PGESFmCZ041996 | 2020 | PGE | SFm | CZ04 | 1996 | 20441 | Old
PGESFmCZ042003 | 2020 | PGE | SFm | CZ04 | 2003 | 12207 | Ex
PGESFmCZ042007 | 2020 | PGE | SFm | CZ04 | 2007 | 5017 | Ex
PGESFmCZ042011 | 2020 | PGE | SFm | CZ04 | 2011 | 2406 | Ex
PGESFmCZ042015 | 2020 | PGE | SFm | CZ04 | 2015 | 2799 | Ex
PGESFmCZ042017 | 2020 | PGE | SFm | CZ04 | 2017 | 3662.1 | Rec
PGESFmCZ042020 | 2020 | PGE | SFm | CZ04 | 2020 | 1220.7 | Rec
PGESFmCZ051975 | 2020 | PGE | SFm | CZ05 | 1975 | 46576 | Old
PGESFmCZ051985 | 2020 | PGE | SFm | CZ05 | 1985 | 11907 | Old
PGESFmCZ051996 | 2020 | PGE | SFm | CZ05 | 1996 | 9677 | Old
PGESFmCZ052003 | 2020 | PGE | SFm | CZ05 | 2003 | 2113 | Ex
PGESFmCZ052007 | 2020 | PGE | SFm | CZ05 | 2007 | 868 | Ex
PGESFmCZ052011 | 2020 | PGE | SFm | CZ05 | 2011 | 416 | Ex
PGESFmCZ052015 | 2020 | PGE | SFm | CZ05 | 2015 | 485 | Ex
PGESFmCZ052017 | 2020 | PGE | SFm | CZ05 | 2017 | 633.9 | Rec
PGESFmCZ052020 | 2020 | PGE | SFm | CZ05 | 2020 | 211.3 | Rec
PGESFmCZ111975 | 2020 | PGE | SFm | CZ11 | 1975 | 91972 | Old
PGESFmCZ111985 | 2020 | PGE | SFm | CZ11 | 1985 | 56795 | Old
PGESFmCZ111996 | 2020 | PGE | SFm | CZ11 | 1996 | 30803 | Old
PGESFmCZ112003 | 2020 | PGE | SFm | CZ11 | 2003 | 17728 | Ex
PGESFmCZ112007 | 2020 | PGE | SFm | CZ11 | 2007 | 7287 | Ex
PGESFmCZ112011 | 2020 | PGE | SFm | CZ11 | 2011 | 3494 | Ex
PGESFmCZ112015 | 2020 | PGE | SFm | CZ11 | 2015 | 4065 | Ex
PGESFmCZ112017 | 2020 | PGE | SFm | CZ11 | 2017 | 5318.4 | Rec
PGESFmCZ112020 | 2020 | PGE | SFm | CZ11 | 2020 | 1772.8 | Rec
PGESFmCZ121975 | 2020 | PGE | SFm | CZ12 | 1975 | 324299 | Old
PGESFmCZ121985 | 2020 | PGE | SFm | CZ12 | 1985 | 163372 | Old
PGESFmCZ121996 | 2020 | PGE | SFm | CZ12 | 1996 | 84754 | Old
PGESFmCZ122003 | 2020 | PGE | SFm | CZ12 | 2003 | 40357 | Ex
PGESFmCZ122007 | 2020 | PGE | SFm | CZ12 | 2007 | 16588 | Ex
PGESFmCZ122011 | 2020 | PGE | SFm | CZ12 | 2011 | 7953 | Ex
PGESFmCZ122015 | 2020 | PGE | SFm | CZ12 | 2015 | 9254 | Ex
PGESFmCZ122017 | 2020 | PGE | SFm | CZ12 | 2017 | 12107.1 | Rec
PGESFmCZ122020 | 2020 | PGE | SFm | CZ12 | 2020 | 4035.7 | Rec
PGESFmCZ131975 | 2020 | PGE | SFm | CZ13 | 1975 | 137126 | Old
PGESFmCZ131985 | 2020 | PGE | SFm | CZ13 | 1985 | 74574 | Old
PGESFmCZ131996 | 2020 | PGE | SFm | CZ13 | 1996 | 45095 | Old
PGESFmCZ132003 | 2020 | PGE | SFm | CZ13 | 2003 | 16912 | Ex
PGESFmCZ132007 | 2020 | PGE | SFm | CZ13 | 2007 | 6951 | Ex
PGESFmCZ132011 | 2020 | PGE | SFm | CZ13 | 2011 | 3333 | Ex
PGESFmCZ132015 | 2020 | PGE | SFm | CZ13 | 2015 | 3878 | Ex
PGESFmCZ132017 | 2020 | PGE | SFm | CZ13 | 2017 | 5073.6 | Rec
PGESFmCZ132020 | 2020 | PGE | SFm | CZ13 | 2020 | 1691.2 | Rec
PGESFmCZ161975 | 2020 | PGE | SFm | CZ16 | 1975 | 26412 | Old
PGESFmCZ161985 | 2020 | PGE | SFm | CZ16 | 1985 | 19869 | Old
PGESFmCZ161996 | 2020 | PGE | SFm | CZ16 | 1996 | 6824 | Old
PGESFmCZ162003 | 2020 | PGE | SFm | CZ16 | 2003 | 498 | Ex
PGESFmCZ162007 | 2020 | PGE | SFm | CZ16 | 2007 | 205 | Ex
PGESFmCZ162011 | 2020 | PGE | SFm | CZ16 | 2011 | 98 | Ex
PGESFmCZ162015 | 2020 | PGE | SFm | CZ16 | 2015 | 114 | Ex
PGESFmCZ162017 | 2020 | PGE | SFm | CZ16 | 2017 | 149.4 | Rec
PGESFmCZ162020 | 2020 | PGE | SFm | CZ16 | 2020 | 49.8 | Rec
SCEDMoCZ05MH00 | 2020 | SCE | DMo | CZ05 | MH00 | 1 | Ex
SCEDMoCZ05MH06 | 2020 | SCE | DMo | CZ05 | MH06 | 1 | Ex
SCEDMoCZ05MH15 | 2020 | SCE | DMo | CZ05 | MH15 | 1 | Rec
SCEDMoCZ05MH72 | 2020 | SCE | DMo | CZ05 | MH72 | 1 | Old
SCEDMoCZ05MH85 | 2020 | SCE | DMo | CZ05 | MH85 | 1 | Old
SCEDMoCZ06MH00 | 2020 | SCE | DMo | CZ06 | MH00 | 6954 | Ex
SCEDMoCZ06MH06 | 2020 | SCE | DMo | CZ06 | MH06 | 2935 | Ex
SCEDMoCZ06MH15 | 2020 | SCE | DMo | CZ06 | MH15 | 2201.25 | Rec
SCEDMoCZ06MH72 | 2020 | SCE | DMo | CZ06 | MH72 | 12775 | Old
SCEDMoCZ06MH85 | 2020 | SCE | DMo | CZ06 | MH85 | 5043 | Old
SCEDMoCZ08MH00 | 2020 | SCE | DMo | CZ08 | MH00 | 1902 | Ex
SCEDMoCZ08MH06 | 2020 | SCE | DMo | CZ08 | MH06 | 803 | Ex
SCEDMoCZ08MH15 | 2020 | SCE | DMo | CZ08 | MH15 | 602.25 | Rec
SCEDMoCZ08MH72 | 2020 | SCE | DMo | CZ08 | MH72 | 15405 | Old
SCEDMoCZ08MH85 | 2020 | SCE | DMo | CZ08 | MH85 | 6905 | Old
SCEDMoCZ09MH00 | 2020 | SCE | DMo | CZ09 | MH00 | 4042 | Ex
SCEDMoCZ09MH06 | 2020 | SCE | DMo | CZ09 | MH06 | 1706 | Ex
SCEDMoCZ09MH15 | 2020 | SCE | DMo | CZ09 | MH15 | 1279.5 | Rec
SCEDMoCZ09MH72 | 2020 | SCE | DMo | CZ09 | MH72 | 17806 | Old
SCEDMoCZ09MH85 | 2020 | SCE | DMo | CZ09 | MH85 | 7784 | Old
SCEDMoCZ10MH00 | 2020 | SCE | DMo | CZ10 | MH00 | 1062 | Ex
SCEDMoCZ10MH06 | 2020 | SCE | DMo | CZ10 | MH06 | 448 | Ex
SCEDMoCZ10MH15 | 2020 | SCE | DMo | CZ10 | MH15 | 336 | Rec
SCEDMoCZ10MH72 | 2020 | SCE | DMo | CZ10 | MH72 | 23819 | Old
SCEDMoCZ10MH85 | 2020 | SCE | DMo | CZ10 | MH85 | 24836 | Old
SCEDMoCZ13MH00 | 2020 | SCE | DMo | CZ13 | MH00 | 1 | Ex
SCEDMoCZ13MH06 | 2020 | SCE | DMo | CZ13 | MH06 | 1 | Ex
SCEDMoCZ13MH15 | 2020 | SCE | DMo | CZ13 | MH15 | 1 | Rec
SCEDMoCZ13MH72 | 2020 | SCE | DMo | CZ13 | MH72 | 4396 | Old
SCEDMoCZ13MH85 | 2020 | SCE | DMo | CZ13 | MH85 | 1644 | Old
SCEDMoCZ14MH00 | 2020 | SCE | DMo | CZ14 | MH00 | 504 | Ex
SCEDMoCZ14MH06 | 2020 | SCE | DMo | CZ14 | MH06 | 213 | Ex
SCEDMoCZ14MH15 | 2020 | SCE | DMo | CZ14 | MH15 | 159.75 | Rec
SCEDMoCZ14MH72 | 2020 | SCE | DMo | CZ14 | MH72 | 8527 | Old
SCEDMoCZ14MH85 | 2020 | SCE | DMo | CZ14 | MH85 | 6224 | Old
SCEDMoCZ15MH00 | 2020 | SCE | DMo | CZ15 | MH00 | 1089 | Ex
SCEDMoCZ15MH06 | 2020 | SCE | DMo | CZ15 | MH06 | 460 | Ex
SCEDMoCZ15MH15 | 2020 | SCE | DMo | CZ15 | MH15 | 345 | Rec
SCEDMoCZ15MH72 | 2020 | SCE | DMo | CZ15 | MH72 | 2115 | Old
SCEDMoCZ15MH85 | 2020 | SCE | DMo | CZ15 | MH85 | 2002 | Old
SCEDMoCZ16MH00 | 2020 | SCE | DMo | CZ16 | MH00 | 275 | Ex
SCEDMoCZ16MH06 | 2020 | SCE | DMo | CZ16 | MH06 | 116 | Ex
SCEDMoCZ16MH15 | 2020 | SCE | DMo | CZ16 | MH15 | 87 | Rec
SCEDMoCZ16MH72 | 2020 | SCE | DMo | CZ16 | MH72 | 5157 | Old
SCEDMoCZ16MH85 | 2020 | SCE | DMo | CZ16 | MH85 | 9996 | Old
SCEMFmCZ051975 | 2020 | SCE | MFm | CZ05 | 1975 | 1028 | Old
SCEMFmCZ051985 | 2020 | SCE | MFm | CZ05 | 1985 | 1 | Old
SCEMFmCZ051996 | 2020 | SCE | MFm | CZ05 | 1996 | 1 | Old
SCEMFmCZ052003 | 2020 | SCE | MFm | CZ05 | 2003 | 1 | Ex
SCEMFmCZ052007 | 2020 | SCE | MFm | CZ05 | 2007 | 1 | Ex
SCEMFmCZ052011 | 2020 | SCE | MFm | CZ05 | 2011 | 1 | Ex
SCEMFmCZ052015 | 2020 | SCE | MFm | CZ05 | 2015 | 1 | Ex
SCEMFmCZ052017 | 2020 | SCE | MFm | CZ05 | 2017 | 1 | Rec
SCEMFmCZ052020 | 2020 | SCE | MFm | CZ05 | 2020 | 1 | Rec
SCEMFmCZ061975 | 2020 | SCE | MFm | CZ06 | 1975 | 201834 | Old
SCEMFmCZ061985 | 2020 | SCE | MFm | CZ06 | 1985 | 86262 | Old
SCEMFmCZ061996 | 2020 | SCE | MFm | CZ06 | 1996 | 23358 | Old
SCEMFmCZ062003 | 2020 | SCE | MFm | CZ06 | 2003 | 7406 | Ex
SCEMFmCZ062007 | 2020 | SCE | MFm | CZ06 | 2007 | 5110 | Ex
SCEMFmCZ062011 | 2020 | SCE | MFm | CZ06 | 2011 | 4422 | Ex
SCEMFmCZ062015 | 2020 | SCE | MFm | CZ06 | 2015 | 5685 | Ex
SCEMFmCZ062017 | 2020 | SCE | MFm | CZ06 | 2017 | 6591.34 | Rec
SCEMFmCZ062020 | 2020 | SCE | MFm | CZ06 | 2020 | 2221.8 | Rec
SCEMFmCZ081975 | 2020 | SCE | MFm | CZ08 | 1975 | 121849 | Old
SCEMFmCZ081985 | 2020 | SCE | MFm | CZ08 | 1985 | 74618 | Old
SCEMFmCZ081996 | 2020 | SCE | MFm | CZ08 | 1996 | 17267 | Old
SCEMFmCZ082003 | 2020 | SCE | MFm | CZ08 | 2003 | 8619 | Ex
SCEMFmCZ082007 | 2020 | SCE | MFm | CZ08 | 2007 | 5947 | Ex
SCEMFmCZ082011 | 2020 | SCE | MFm | CZ08 | 2011 | 5147 | Ex
SCEMFmCZ082015 | 2020 | SCE | MFm | CZ08 | 2015 | 6616 | Ex
SCEMFmCZ082017 | 2020 | SCE | MFm | CZ08 | 2017 | 7670.91 | Rec
SCEMFmCZ082020 | 2020 | SCE | MFm | CZ08 | 2020 | 2585.7 | Rec
SCEMFmCZ091975 | 2020 | SCE | MFm | CZ09 | 1975 | 118683 | Old
SCEMFmCZ091985 | 2020 | SCE | MFm | CZ09 | 1985 | 70191 | Old
SCEMFmCZ091996 | 2020 | SCE | MFm | CZ09 | 1996 | 11960 | Old
SCEMFmCZ092003 | 2020 | SCE | MFm | CZ09 | 2003 | 7547 | Ex
SCEMFmCZ092007 | 2020 | SCE | MFm | CZ09 | 2007 | 5207 | Ex
SCEMFmCZ092011 | 2020 | SCE | MFm | CZ09 | 2011 | 4507 | Ex
SCEMFmCZ092015 | 2020 | SCE | MFm | CZ09 | 2015 | 5793 | Ex
SCEMFmCZ092017 | 2020 | SCE | MFm | CZ09 | 2017 | 6716.83 | Rec
SCEMFmCZ092020 | 2020 | SCE | MFm | CZ09 | 2020 | 2264.1 | Rec
SCEMFmCZ101975 | 2020 | SCE | MFm | CZ10 | 1975 | 36465 | Old
SCEMFmCZ101985 | 2020 | SCE | MFm | CZ10 | 1985 | 27183 | Old
SCEMFmCZ101996 | 2020 | SCE | MFm | CZ10 | 1996 | 1397 | Old
SCEMFmCZ102003 | 2020 | SCE | MFm | CZ10 | 2003 | 257 | Ex
SCEMFmCZ102007 | 2020 | SCE | MFm | CZ10 | 2007 | 177 | Ex
SCEMFmCZ102011 | 2020 | SCE | MFm | CZ10 | 2011 | 153 | Ex
SCEMFmCZ102015 | 2020 | SCE | MFm | CZ10 | 2015 | 197 | Ex
SCEMFmCZ102017 | 2020 | SCE | MFm | CZ10 | 2017 | 228.73 | Rec
SCEMFmCZ102020 | 2020 | SCE | MFm | CZ10 | 2020 | 77.1 | Rec
SCEMFmCZ131975 | 2020 | SCE | MFm | CZ13 | 1975 | 2932 | Old
SCEMFmCZ131985 | 2020 | SCE | MFm | CZ13 | 1985 | 1470 | Old
SCEMFmCZ131996 | 2020 | SCE | MFm | CZ13 | 1996 | 554 | Old
SCEMFmCZ132003 | 2020 | SCE | MFm | CZ13 | 2003 | 128 | Ex
SCEMFmCZ132007 | 2020 | SCE | MFm | CZ13 | 2007 | 88 | Ex
SCEMFmCZ132011 | 2020 | SCE | MFm | CZ13 | 2011 | 76 | Ex
SCEMFmCZ132015 | 2020 | SCE | MFm | CZ13 | 2015 | 98 | Ex
SCEMFmCZ132017 | 2020 | SCE | MFm | CZ13 | 2017 | 113.92 | Rec
SCEMFmCZ132020 | 2020 | SCE | MFm | CZ13 | 2020 | 38.4 | Rec
SCEMFmCZ141975 | 2020 | SCE | MFm | CZ14 | 1975 | 7855 | Old
SCEMFmCZ141985 | 2020 | SCE | MFm | CZ14 | 1985 | 10645 | Old
SCEMFmCZ141996 | 2020 | SCE | MFm | CZ14 | 1996 | 998 | Old
SCEMFmCZ142003 | 2020 | SCE | MFm | CZ14 | 2003 | 1 | Ex
SCEMFmCZ142007 | 2020 | SCE | MFm | CZ14 | 2007 | 1 | Ex
SCEMFmCZ142011 | 2020 | SCE | MFm | CZ14 | 2011 | 1 | Ex
SCEMFmCZ142015 | 2020 | SCE | MFm | CZ14 | 2015 | 1 | Ex
SCEMFmCZ142017 | 2020 | SCE | MFm | CZ14 | 2017 | 1 | Rec
SCEMFmCZ142020 | 2020 | SCE | MFm | CZ14 | 2020 | 1 | Rec
SCEMFmCZ151975 | 2020 | SCE | MFm | CZ15 | 1975 | 22114 | Old
SCEMFmCZ151985 | 2020 | SCE | MFm | CZ15 | 1985 | 19815 | Old
SCEMFmCZ151996 | 2020 | SCE | MFm | CZ15 | 1996 | 3402 | Old
SCEMFmCZ152003 | 2020 | SCE | MFm | CZ15 | 2003 | 1 | Ex
SCEMFmCZ152007 | 2020 | SCE | MFm | CZ15 | 2007 | 1 | Ex
SCEMFmCZ152011 | 2020 | SCE | MFm | CZ15 | 2011 | 1 | Ex
SCEMFmCZ152015 | 2020 | SCE | MFm | CZ15 | 2015 | 1 | Ex
SCEMFmCZ152017 | 2020 | SCE | MFm | CZ15 | 2017 | 1 | Rec
SCEMFmCZ152020 | 2020 | SCE | MFm | CZ15 | 2020 | 1 | Rec
SCEMFmCZ161975 | 2020 | SCE | MFm | CZ16 | 1975 | 6728 | Old
SCEMFmCZ161985 | 2020 | SCE | MFm | CZ16 | 1985 | 7133 | Old
SCEMFmCZ161996 | 2020 | SCE | MFm | CZ16 | 1996 | 624 | Old
SCEMFmCZ162003 | 2020 | SCE | MFm | CZ16 | 2003 | 1 | Ex
SCEMFmCZ162007 | 2020 | SCE | MFm | CZ16 | 2007 | 1 | Ex
SCEMFmCZ162011 | 2020 | SCE | MFm | CZ16 | 2011 | 1 | Ex
SCEMFmCZ162015 | 2020 | SCE | MFm | CZ16 | 2015 | 1 | Ex
SCEMFmCZ162017 | 2020 | SCE | MFm | CZ16 | 2017 | 1 | Rec
SCEMFmCZ162020 | 2020 | SCE | MFm | CZ16 | 2020 | 1 | Rec
SCESFmCZ051975 | 2020 | SCE | SFm | CZ05 | 1975 | 2498 | Old
SCESFmCZ051985 | 2020 | SCE | SFm | CZ05 | 1985 | 203 | Old
SCESFmCZ051996 | 2020 | SCE | SFm | CZ05 | 1996 | 122 | Old
SCESFmCZ052003 | 2020 | SCE | SFm | CZ05 | 2003 | 98 | Ex
SCESFmCZ052007 | 2020 | SCE | SFm | CZ05 | 2007 | 40 | Ex
SCESFmCZ052011 | 2020 | SCE | SFm | CZ05 | 2011 | 19 | Ex
SCESFmCZ052015 | 2020 | SCE | SFm | CZ05 | 2015 | 22 | Ex
SCESFmCZ052017 | 2020 | SCE | SFm | CZ05 | 2017 | 29.4 | Rec
SCESFmCZ052020 | 2020 | SCE | SFm | CZ05 | 2020 | 9.8 | Rec
SCESFmCZ061975 | 2020 | SCE | SFm | CZ06 | 1975 | 268167 | Old
SCESFmCZ061985 | 2020 | SCE | SFm | CZ06 | 1985 | 34575 | Old
SCESFmCZ061996 | 2020 | SCE | SFm | CZ06 | 1996 | 30307 | Old
SCESFmCZ062003 | 2020 | SCE | SFm | CZ06 | 2003 | 17286 | Ex
SCESFmCZ062007 | 2020 | SCE | SFm | CZ06 | 2007 | 7105 | Ex
SCESFmCZ062011 | 2020 | SCE | SFm | CZ06 | 2011 | 3407 | Ex
SCESFmCZ062015 | 2020 | SCE | SFm | CZ06 | 2015 | 3964 | Ex
SCESFmCZ062017 | 2020 | SCE | SFm | CZ06 | 2017 | 5185.8 | Rec
SCESFmCZ062020 | 2020 | SCE | SFm | CZ06 | 2020 | 1728.6 | Rec
SCESFmCZ081975 | 2020 | SCE | SFm | CZ08 | 1975 | 372820 | Old
SCESFmCZ081985 | 2020 | SCE | SFm | CZ08 | 1985 | 38996 | Old
SCESFmCZ081996 | 2020 | SCE | SFm | CZ08 | 1996 | 26511 | Old
SCESFmCZ082003 | 2020 | SCE | SFm | CZ08 | 2003 | 12562 | Ex
SCESFmCZ082007 | 2020 | SCE | SFm | CZ08 | 2007 | 5163 | Ex
SCESFmCZ082011 | 2020 | SCE | SFm | CZ08 | 2011 | 2476 | Ex
SCESFmCZ082015 | 2020 | SCE | SFm | CZ08 | 2015 | 2880 | Ex
SCESFmCZ082017 | 2020 | SCE | SFm | CZ08 | 2017 | 3768.6 | Rec
SCESFmCZ082020 | 2020 | SCE | SFm | CZ08 | 2020 | 1256.2 | Rec
SCESFmCZ091975 | 2020 | SCE | SFm | CZ09 | 1975 | 392782 | Old
SCESFmCZ091985 | 2020 | SCE | SFm | CZ09 | 1985 | 75584 | Old
SCESFmCZ091996 | 2020 | SCE | SFm | CZ09 | 1996 | 28745 | Old
SCESFmCZ092003 | 2020 | SCE | SFm | CZ09 | 2003 | 13575 | Ex
SCESFmCZ092007 | 2020 | SCE | SFm | CZ09 | 2007 | 5580 | Ex
SCESFmCZ092011 | 2020 | SCE | SFm | CZ09 | 2011 | 2675 | Ex
SCESFmCZ092015 | 2020 | SCE | SFm | CZ09 | 2015 | 3113 | Ex
SCESFmCZ092017 | 2020 | SCE | SFm | CZ09 | 2017 | 4072.5 | Rec
SCESFmCZ092020 | 2020 | SCE | SFm | CZ09 | 2020 | 1357.5 | Rec
SCESFmCZ101975 | 2020 | SCE | SFm | CZ10 | 1975 | 160776 | Old
SCESFmCZ101985 | 2020 | SCE | SFm | CZ10 | 1985 | 177527 | Old
SCESFmCZ101996 | 2020 | SCE | SFm | CZ10 | 1996 | 90573 | Old
SCESFmCZ102003 | 2020 | SCE | SFm | CZ10 | 2003 | 47084 | Ex
SCESFmCZ102007 | 2020 | SCE | SFm | CZ10 | 2007 | 19353 | Ex
SCESFmCZ102011 | 2020 | SCE | SFm | CZ10 | 2011 | 9279 | Ex
SCESFmCZ102015 | 2020 | SCE | SFm | CZ10 | 2015 | 10796 | Ex
SCESFmCZ102017 | 2020 | SCE | SFm | CZ10 | 2017 | 14125.2 | Rec
SCESFmCZ102020 | 2020 | SCE | SFm | CZ10 | 2020 | 4708.4 | Rec
SCESFmCZ131975 | 2020 | SCE | SFm | CZ13 | 1975 | 32952 | Old
SCESFmCZ131985 | 2020 | SCE | SFm | CZ13 | 1985 | 16088 | Old
SCESFmCZ131996 | 2020 | SCE | SFm | CZ13 | 1996 | 15894 | Old
SCESFmCZ132003 | 2020 | SCE | SFm | CZ13 | 2003 | 5458 | Ex
SCESFmCZ132007 | 2020 | SCE | SFm | CZ13 | 2007 | 2243 | Ex
SCESFmCZ132011 | 2020 | SCE | SFm | CZ13 | 2011 | 1076 | Ex
SCESFmCZ132015 | 2020 | SCE | SFm | CZ13 | 2015 | 1252 | Ex
SCESFmCZ132017 | 2020 | SCE | SFm | CZ13 | 2017 | 1637.4 | Rec
SCESFmCZ132020 | 2020 | SCE | SFm | CZ13 | 2020 | 545.8 | Rec
SCESFmCZ141975 | 2020 | SCE | SFm | CZ14 | 1975 | 52777 | Old
SCESFmCZ141985 | 2020 | SCE | SFm | CZ14 | 1985 | 109423 | Old
SCESFmCZ141996 | 2020 | SCE | SFm | CZ14 | 1996 | 21277 | Old
SCESFmCZ142003 | 2020 | SCE | SFm | CZ14 | 2003 | 7272 | Ex
SCESFmCZ142007 | 2020 | SCE | SFm | CZ14 | 2007 | 2989 | Ex
SCESFmCZ142011 | 2020 | SCE | SFm | CZ14 | 2011 | 1433 | Ex
SCESFmCZ142015 | 2020 | SCE | SFm | CZ14 | 2015 | 1667 | Ex
SCESFmCZ142017 | 2020 | SCE | SFm | CZ14 | 2017 | 2181.6 | Rec
SCESFmCZ142020 | 2020 | SCE | SFm | CZ14 | 2020 | 727.2 | Rec
SCESFmCZ151975 | 2020 | SCE | SFm | CZ15 | 1975 | 15659 | Old
SCESFmCZ151985 | 2020 | SCE | SFm | CZ15 | 1985 | 21160 | Old
SCESFmCZ151996 | 2020 | SCE | SFm | CZ15 | 1996 | 10029 | Old
SCESFmCZ152003 | 2020 | SCE | SFm | CZ15 | 2003 | 1424 | Ex
SCESFmCZ152007 | 2020 | SCE | SFm | CZ15 | 2007 | 585 | Ex
SCESFmCZ152011 | 2020 | SCE | SFm | CZ15 | 2011 | 281 | Ex
SCESFmCZ152015 | 2020 | SCE | SFm | CZ15 | 2015 | 327 | Ex
SCESFmCZ152017 | 2020 | SCE | SFm | CZ15 | 2017 | 427.2 | Rec
SCESFmCZ152020 | 2020 | SCE | SFm | CZ15 | 2020 | 142.4 | Rec
SCESFmCZ161975 | 2020 | SCE | SFm | CZ16 | 1975 | 69573 | Old
SCESFmCZ161985 | 2020 | SCE | SFm | CZ16 | 1985 | 24071 | Old
SCESFmCZ161996 | 2020 | SCE | SFm | CZ16 | 1996 | 4820 | Old
SCESFmCZ162003 | 2020 | SCE | SFm | CZ16 | 2003 | 2548 | Ex
SCESFmCZ162007 | 2020 | SCE | SFm | CZ16 | 2007 | 1047 | Ex
SCESFmCZ162011 | 2020 | SCE | SFm | CZ16 | 2011 | 502 | Ex
SCESFmCZ162015 | 2020 | SCE | SFm | CZ16 | 2015 | 584 | Ex
SCESFmCZ162017 | 2020 | SCE | SFm | CZ16 | 2017 | 764.4 | Rec
SCESFmCZ162020 | 2020 | SCE | SFm | CZ16 | 2020 | 254.8 | Rec
SCGDMoCZ04MH85 | 2020 | SCG | DMo | CZ04 | MH85 | 164 | Old
SCGDMoCZ05MH00 | 2020 | SCG | DMo | CZ05 | MH00 | 188 | Ex
SCGDMoCZ05MH06 | 2020 | SCG | DMo | CZ05 | MH06 | 79 | Ex
SCGDMoCZ05MH15 | 2020 | SCG | DMo | CZ05 | MH15 | 59.25 | Rec
SCGDMoCZ05MH72 | 2020 | SCG | DMo | CZ05 | MH72 | 667 | Old
SCGDMoCZ05MH85 | 2020 | SCG | DMo | CZ05 | MH85 | 848 | Old
SCGDMoCZ06MH00 | 2020 | SCG | DMo | CZ06 | MH00 | 3258 | Ex
SCGDMoCZ06MH06 | 2020 | SCG | DMo | CZ06 | MH06 | 1375 | Ex
SCGDMoCZ06MH15 | 2020 | SCG | DMo | CZ06 | MH15 | 1031.25 | Rec
SCGDMoCZ06MH72 | 2020 | SCG | DMo | CZ06 | MH72 | 2460 | Old
SCGDMoCZ06MH85 | 2020 | SCG | DMo | CZ06 | MH85 | 881 | Old
SCGDMoCZ08MH00 | 2020 | SCG | DMo | CZ08 | MH00 | 276 | Ex
SCGDMoCZ08MH06 | 2020 | SCG | DMo | CZ08 | MH06 | 116 | Ex
SCGDMoCZ08MH15 | 2020 | SCG | DMo | CZ08 | MH15 | 87 | Rec
SCGDMoCZ08MH72 | 2020 | SCG | DMo | CZ08 | MH72 | 1247 | Old
SCGDMoCZ08MH85 | 2020 | SCG | DMo | CZ08 | MH85 | 1040 | Old
SCGDMoCZ09MH00 | 2020 | SCG | DMo | CZ09 | MH00 | 789 | Ex
SCGDMoCZ09MH06 | 2020 | SCG | DMo | CZ09 | MH06 | 333 | Ex
SCGDMoCZ09MH15 | 2020 | SCG | DMo | CZ09 | MH15 | 249.75 | Rec
SCGDMoCZ09MH72 | 2020 | SCG | DMo | CZ09 | MH72 | 5960 | Old
SCGDMoCZ09MH85 | 2020 | SCG | DMo | CZ09 | MH85 | 4528 | Old
SCGDMoCZ10MH00 | 2020 | SCG | DMo | CZ10 | MH00 | 249 | Ex
SCGDMoCZ10MH06 | 2020 | SCG | DMo | CZ10 | MH06 | 105 | Ex
SCGDMoCZ10MH15 | 2020 | SCG | DMo | CZ10 | MH15 | 78.75 | Rec
SCGDMoCZ10MH72 | 2020 | SCG | DMo | CZ10 | MH72 | 9379 | Old
SCGDMoCZ10MH85 | 2020 | SCG | DMo | CZ10 | MH85 | 10814 | Old
SCGDMoCZ13MH72 | 2020 | SCG | DMo | CZ13 | MH72 | 2560 | Old
SCGDMoCZ13MH85 | 2020 | SCG | DMo | CZ13 | MH85 | 1036 | Old
SCGDMoCZ14MH72 | 2020 | SCG | DMo | CZ14 | MH72 | 160 | Old
SCGDMoCZ14MH85 | 2020 | SCG | DMo | CZ14 | MH85 | 757 | Old
SCGDMoCZ15MH00 | 2020 | SCG | DMo | CZ15 | MH00 | 276 | Ex
SCGDMoCZ15MH06 | 2020 | SCG | DMo | CZ15 | MH06 | 116 | Ex
SCGDMoCZ15MH15 | 2020 | SCG | DMo | CZ15 | MH15 | 87 | Rec
SCGDMoCZ15MH72 | 2020 | SCG | DMo | CZ15 | MH72 | 711 | Old
SCGDMoCZ15MH85 | 2020 | SCG | DMo | CZ15 | MH85 | 1693 | Old
SCGDMoCZ16MH00 | 2020 | SCG | DMo | CZ16 | MH00 | 275 | Ex
SCGDMoCZ16MH06 | 2020 | SCG | DMo | CZ16 | MH06 | 116 | Ex
SCGDMoCZ16MH15 | 2020 | SCG | DMo | CZ16 | MH15 | 87 | Rec
SCGDMoCZ16MH85 | 2020 | SCG | DMo | CZ16 | MH85 | 44 | Old
SCGMFmCZ041975 | 2020 | SCG | MFm | CZ04 | 1975 | 332 | Old
SCGMFmCZ041985 | 2020 | SCG | MFm | CZ04 | 1985 | 3070 | Old
SCGMFmCZ051975 | 2020 | SCG | MFm | CZ05 | 1975 | 7714 | Old
SCGMFmCZ051985 | 2020 | SCG | MFm | CZ05 | 1985 | 1611 | Old
SCGMFmCZ051996 | 2020 | SCG | MFm | CZ05 | 1996 | 5141 | Old
SCGMFmCZ061975 | 2020 | SCG | MFm | CZ06 | 1975 | 125985 | Old
SCGMFmCZ061985 | 2020 | SCG | MFm | CZ06 | 1985 | 75274 | Old
SCGMFmCZ061996 | 2020 | SCG | MFm | CZ06 | 1996 | 22907 | Old
SCGMFmCZ062003 | 2020 | SCG | MFm | CZ06 | 2003 | 9586 | Ex
SCGMFmCZ062007 | 2020 | SCG | MFm | CZ06 | 2007 | 6614 | Ex
SCGMFmCZ062011 | 2020 | SCG | MFm | CZ06 | 2011 | 5724 | Ex
SCGMFmCZ062015 | 2020 | SCG | MFm | CZ06 | 2015 | 7358 | Ex
SCGMFmCZ062017 | 2020 | SCG | MFm | CZ06 | 2017 | 8531.54 | Rec
SCGMFmCZ062020 | 2020 | SCG | MFm | CZ06 | 2020 | 2875.8 | Rec
SCGMFmCZ071975 | 2020 | SCG | MFm | CZ07 | 1975 | 1817 | Old
SCGMFmCZ071985 | 2020 | SCG | MFm | CZ07 | 1985 | 1729 | Old
SCGMFmCZ081975 | 2020 | SCG | MFm | CZ08 | 1975 | 150837 | Old
SCGMFmCZ081985 | 2020 | SCG | MFm | CZ08 | 1985 | 72852 | Old
SCGMFmCZ081996 | 2020 | SCG | MFm | CZ08 | 1996 | 20338 | Old
SCGMFmCZ082003 | 2020 | SCG | MFm | CZ08 | 2003 | 8873 | Ex
SCGMFmCZ082007 | 2020 | SCG | MFm | CZ08 | 2007 | 6122 | Ex
SCGMFmCZ082011 | 2020 | SCG | MFm | CZ08 | 2011 | 5298 | Ex
SCGMFmCZ082015 | 2020 | SCG | MFm | CZ08 | 2015 | 6811 | Ex
SCGMFmCZ082017 | 2020 | SCG | MFm | CZ08 | 2017 | 7896.97 | Rec
SCGMFmCZ082020 | 2020 | SCG | MFm | CZ08 | 2020 | 2661.9 | Rec
SCGMFmCZ091975 | 2020 | SCG | MFm | CZ09 | 1975 | 412117 | Old
SCGMFmCZ091985 | 2020 | SCG | MFm | CZ09 | 1985 | 108222 | Old
SCGMFmCZ091996 | 2020 | SCG | MFm | CZ09 | 1996 | 16399 | Old
SCGMFmCZ092003 | 2020 | SCG | MFm | CZ09 | 2003 | 8669 | Ex
SCGMFmCZ092007 | 2020 | SCG | MFm | CZ09 | 2007 | 5981 | Ex
SCGMFmCZ092011 | 2020 | SCG | MFm | CZ09 | 2011 | 5177 | Ex
SCGMFmCZ092015 | 2020 | SCG | MFm | CZ09 | 2015 | 6654 | Ex
SCGMFmCZ092017 | 2020 | SCG | MFm | CZ09 | 2017 | 7715.41 | Rec
SCGMFmCZ092020 | 2020 | SCG | MFm | CZ09 | 2020 | 2600.7 | Rec
SCGMFmCZ101975 | 2020 | SCG | MFm | CZ10 | 1975 | 22890 | Old
SCGMFmCZ101985 | 2020 | SCG | MFm | CZ10 | 1985 | 19399 | Old
SCGMFmCZ101996 | 2020 | SCG | MFm | CZ10 | 1996 | 1397 | Old
SCGMFmCZ102003 | 2020 | SCG | MFm | CZ10 | 2003 | 257 | Ex
SCGMFmCZ102007 | 2020 | SCG | MFm | CZ10 | 2007 | 177 | Ex
SCGMFmCZ102011 | 2020 | SCG | MFm | CZ10 | 2011 | 153 | Ex
SCGMFmCZ102015 | 2020 | SCG | MFm | CZ10 | 2015 | 197 | Ex
SCGMFmCZ102017 | 2020 | SCG | MFm | CZ10 | 2017 | 228.73 | Rec
SCGMFmCZ102020 | 2020 | SCG | MFm | CZ10 | 2020 | 77.1 | Rec
SCGMFmCZ131975 | 2020 | SCG | MFm | CZ13 | 1975 | 8751 | Old
SCGMFmCZ131985 | 2020 | SCG | MFm | CZ13 | 1985 | 1502 | Old
SCGMFmCZ131996 | 2020 | SCG | MFm | CZ13 | 1996 | 685 | Old
SCGMFmCZ132003 | 2020 | SCG | MFm | CZ13 | 2003 | 192 | Ex
SCGMFmCZ132007 | 2020 | SCG | MFm | CZ13 | 2007 | 132 | Ex
SCGMFmCZ132011 | 2020 | SCG | MFm | CZ13 | 2011 | 115 | Ex
SCGMFmCZ132015 | 2020 | SCG | MFm | CZ13 | 2015 | 147 | Ex
SCGMFmCZ132017 | 2020 | SCG | MFm | CZ13 | 2017 | 170.88 | Rec
SCGMFmCZ132020 | 2020 | SCG | MFm | CZ13 | 2020 | 57.6 | Rec
SCGMFmCZ141975 | 2020 | SCG | MFm | CZ14 | 1975 | 6916 | Old
SCGMFmCZ141985 | 2020 | SCG | MFm | CZ14 | 1985 | 6741 | Old
SCGMFmCZ141996 | 2020 | SCG | MFm | CZ14 | 1996 | 851 | Old
SCGMFmCZ151975 | 2020 | SCG | MFm | CZ15 | 1975 | 18837 | Old
SCGMFmCZ151985 | 2020 | SCG | MFm | CZ15 | 1985 | 13840 | Old
SCGMFmCZ151996 | 2020 | SCG | MFm | CZ15 | 1996 | 184 | Old
SCGMFmCZ161975 | 2020 | SCG | MFm | CZ16 | 1975 | 1367 | Old
SCGMFmCZ161985 | 2020 | SCG | MFm | CZ16 | 1985 | 4886 | Old
SCGMFmCZ161996 | 2020 | SCG | MFm | CZ16 | 1996 | 178 | Old
SCGSFmCZ041975 | 2020 | SCG | SFm | CZ04 | 1975 | 10926 | Old
SCGSFmCZ041985 | 2020 | SCG | SFm | CZ04 | 1985 | 521 | Old
SCGSFmCZ041996 | 2020 | SCG | SFm | CZ04 | 1996 | 3380 | Old
SCGSFmCZ042003 | 2020 | SCG | SFm | CZ04 | 2003 | 4722 | Ex
SCGSFmCZ042007 | 2020 | SCG | SFm | CZ04 | 2007 | 1941 | Ex
SCGSFmCZ042011 | 2020 | SCG | SFm | CZ04 | 2011 | 931 | Ex
SCGSFmCZ042015 | 2020 | SCG | SFm | CZ04 | 2015 | 1083 | Ex
SCGSFmCZ042017 | 2020 | SCG | SFm | CZ04 | 2017 | 1416.6 | Rec
SCGSFmCZ042020 | 2020 | SCG | SFm | CZ04 | 2020 | 472.2 | Rec
SCGSFmCZ051975 | 2020 | SCG | SFm | CZ05 | 1975 | 34907 | Old
SCGSFmCZ051985 | 2020 | SCG | SFm | CZ05 | 1985 | 7301 | Old
SCGSFmCZ051996 | 2020 | SCG | SFm | CZ05 | 1996 | 9453 | Old
SCGSFmCZ052003 | 2020 | SCG | SFm | CZ05 | 2003 | 1793 | Ex
SCGSFmCZ052007 | 2020 | SCG | SFm | CZ05 | 2007 | 737 | Ex
SCGSFmCZ052011 | 2020 | SCG | SFm | CZ05 | 2011 | 353 | Ex
SCGSFmCZ052015 | 2020 | SCG | SFm | CZ05 | 2015 | 411 | Ex
SCGSFmCZ052017 | 2020 | SCG | SFm | CZ05 | 2017 | 537.9 | Rec
SCGSFmCZ052020 | 2020 | SCG | SFm | CZ05 | 2020 | 179.3 | Rec
SCGSFmCZ061975 | 2020 | SCG | SFm | CZ06 | 1975 | 243124 | Old
SCGSFmCZ061985 | 2020 | SCG | SFm | CZ06 | 1985 | 59040 | Old
SCGSFmCZ061996 | 2020 | SCG | SFm | CZ06 | 1996 | 48443 | Old
SCGSFmCZ062003 | 2020 | SCG | SFm | CZ06 | 2003 | 28131 | Ex
SCGSFmCZ062007 | 2020 | SCG | SFm | CZ06 | 2007 | 11563 | Ex
SCGSFmCZ062011 | 2020 | SCG | SFm | CZ06 | 2011 | 5544 | Ex
SCGSFmCZ062015 | 2020 | SCG | SFm | CZ06 | 2015 | 6450 | Ex
SCGSFmCZ062017 | 2020 | SCG | SFm | CZ06 | 2017 | 8439.3 | Rec
SCGSFmCZ062020 | 2020 | SCG | SFm | CZ06 | 2020 | 2813.1 | Rec
SCGSFmCZ071975 | 2020 | SCG | SFm | CZ07 | 1975 | 2726 | Old
SCGSFmCZ071985 | 2020 | SCG | SFm | CZ07 | 1985 | 475 | Old
SCGSFmCZ071996 | 2020 | SCG | SFm | CZ07 | 1996 | 237 | Old
SCGSFmCZ081975 | 2020 | SCG | SFm | CZ08 | 1975 | 396633 | Old
SCGSFmCZ081985 | 2020 | SCG | SFm | CZ08 | 1985 | 37876 | Old
SCGSFmCZ081996 | 2020 | SCG | SFm | CZ08 | 1996 | 27076 | Old
SCGSFmCZ082003 | 2020 | SCG | SFm | CZ08 | 2003 | 13179 | Ex
SCGSFmCZ082007 | 2020 | SCG | SFm | CZ08 | 2007 | 5417 | Ex
SCGSFmCZ082011 | 2020 | SCG | SFm | CZ08 | 2011 | 2597 | Ex
SCGSFmCZ082015 | 2020 | SCG | SFm | CZ08 | 2015 | 3022 | Ex
SCGSFmCZ082017 | 2020 | SCG | SFm | CZ08 | 2017 | 3953.7 | Rec
SCGSFmCZ082020 | 2020 | SCG | SFm | CZ08 | 2020 | 1317.9 | Rec
SCGSFmCZ091975 | 2020 | SCG | SFm | CZ09 | 1975 | 491759 | Old
SCGSFmCZ091985 | 2020 | SCG | SFm | CZ09 | 1985 | 71308 | Old
SCGSFmCZ091996 | 2020 | SCG | SFm | CZ09 | 1996 | 33390 | Old
SCGSFmCZ092003 | 2020 | SCG | SFm | CZ09 | 2003 | 13160 | Ex
SCGSFmCZ092007 | 2020 | SCG | SFm | CZ09 | 2007 | 5409 | Ex
SCGSFmCZ092011 | 2020 | SCG | SFm | CZ09 | 2011 | 2594 | Ex
SCGSFmCZ092015 | 2020 | SCG | SFm | CZ09 | 2015 | 3018 | Ex
SCGSFmCZ092017 | 2020 | SCG | SFm | CZ09 | 2017 | 3948 | Rec
SCGSFmCZ092020 | 2020 | SCG | SFm | CZ09 | 2020 | 1316 | Rec
SCGSFmCZ101975 | 2020 | SCG | SFm | CZ10 | 1975 | 141013 | Old
SCGSFmCZ101985 | 2020 | SCG | SFm | CZ10 | 1985 | 147270 | Old
SCGSFmCZ101996 | 2020 | SCG | SFm | CZ10 | 1996 | 84770 | Old
SCGSFmCZ102003 | 2020 | SCG | SFm | CZ10 | 2003 | 42875 | Ex
SCGSFmCZ102007 | 2020 | SCG | SFm | CZ10 | 2007 | 17623 | Ex
SCGSFmCZ102011 | 2020 | SCG | SFm | CZ10 | 2011 | 8450 | Ex
SCGSFmCZ102015 | 2020 | SCG | SFm | CZ10 | 2015 | 9831 | Ex
SCGSFmCZ102017 | 2020 | SCG | SFm | CZ10 | 2017 | 12862.5 | Rec
SCGSFmCZ102020 | 2020 | SCG | SFm | CZ10 | 2020 | 4287.5 | Rec
SCGSFmCZ131975 | 2020 | SCG | SFm | CZ13 | 1975 | 26576 | Old
SCGSFmCZ131985 | 2020 | SCG | SFm | CZ13 | 1985 | 14132 | Old
SCGSFmCZ131996 | 2020 | SCG | SFm | CZ13 | 1996 | 12734 | Old
SCGSFmCZ132003 | 2020 | SCG | SFm | CZ13 | 2003 | 5976 | Ex
SCGSFmCZ132007 | 2020 | SCG | SFm | CZ13 | 2007 | 2456 | Ex
SCGSFmCZ132011 | 2020 | SCG | SFm | CZ13 | 2011 | 1178 | Ex
SCGSFmCZ132015 | 2020 | SCG | SFm | CZ13 | 2015 | 1370 | Ex
SCGSFmCZ132017 | 2020 | SCG | SFm | CZ13 | 2017 | 1792.8 | Rec
SCGSFmCZ132020 | 2020 | SCG | SFm | CZ13 | 2020 | 597.6 | Rec
SCGSFmCZ141975 | 2020 | SCG | SFm | CZ14 | 1975 | 15930 | Old
SCGSFmCZ141985 | 2020 | SCG | SFm | CZ14 | 1985 | 57409 | Old
SCGSFmCZ141996 | 2020 | SCG | SFm | CZ14 | 1996 | 12249 | Old
SCGSFmCZ142003 | 2020 | SCG | SFm | CZ14 | 2003 | 3369 | Ex
SCGSFmCZ142007 | 2020 | SCG | SFm | CZ14 | 2007 | 1385 | Ex
SCGSFmCZ142011 | 2020 | SCG | SFm | CZ14 | 2011 | 664 | Ex
SCGSFmCZ142015 | 2020 | SCG | SFm | CZ14 | 2015 | 773 | Ex
SCGSFmCZ142017 | 2020 | SCG | SFm | CZ14 | 2017 | 1010.7 | Rec
SCGSFmCZ142020 | 2020 | SCG | SFm | CZ14 | 2020 | 336.9 | Rec
SCGSFmCZ151975 | 2020 | SCG | SFm | CZ15 | 1975 | 11942 | Old
SCGSFmCZ151985 | 2020 | SCG | SFm | CZ15 | 1985 | 4837 | Old
SCGSFmCZ151996 | 2020 | SCG | SFm | CZ15 | 1996 | 3328 | Old
SCGSFmCZ152003 | 2020 | SCG | SFm | CZ15 | 2003 | 1079 | Ex
SCGSFmCZ152007 | 2020 | SCG | SFm | CZ15 | 2007 | 443 | Ex
SCGSFmCZ152011 | 2020 | SCG | SFm | CZ15 | 2011 | 213 | Ex
SCGSFmCZ152015 | 2020 | SCG | SFm | CZ15 | 2015 | 247 | Ex
SCGSFmCZ152017 | 2020 | SCG | SFm | CZ15 | 2017 | 323.7 | Rec
SCGSFmCZ152020 | 2020 | SCG | SFm | CZ15 | 2020 | 107.9 | Rec
SCGSFmCZ161975 | 2020 | SCG | SFm | CZ16 | 1975 | 16220 | Old
SCGSFmCZ161985 | 2020 | SCG | SFm | CZ16 | 1985 | 6419 | Old
SCGSFmCZ161996 | 2020 | SCG | SFm | CZ16 | 1996 | 552 | Old
SCGSFmCZ162003 | 2020 | SCG | SFm | CZ16 | 2003 | 300 | Ex
SCGSFmCZ162007 | 2020 | SCG | SFm | CZ16 | 2007 | 123 | Ex
SCGSFmCZ162011 | 2020 | SCG | SFm | CZ16 | 2011 | 59 | Ex
SCGSFmCZ162015 | 2020 | SCG | SFm | CZ16 | 2015 | 69 | Ex
SCGSFmCZ162017 | 2020 | SCG | SFm | CZ16 | 2017 | 90 | Rec
SCGSFmCZ162020 | 2020 | SCG | SFm | CZ16 | 2020 | 30 | Rec
SDGDMoCZ06MH00 | 2020 | SDG | DMo | CZ06 | MH00 | 1 | Ex
SDGDMoCZ06MH06 | 2020 | SDG | DMo | CZ06 | MH06 | 1 | Ex
SDGDMoCZ06MH15 | 2020 | SDG | DMo | CZ06 | MH15 | 1 | Rec
SDGDMoCZ06MH72 | 2020 | SDG | DMo | CZ06 | MH72 | 1 | Old
SDGDMoCZ06MH85 | 2020 | SDG | DMo | CZ06 | MH85 | 1 | Old
SDGDMoCZ07MH00 | 2020 | SDG | DMo | CZ07 | MH00 | 1718 | Ex
SDGDMoCZ07MH06 | 2020 | SDG | DMo | CZ07 | MH06 | 725 | Ex
SDGDMoCZ07MH15 | 2020 | SDG | DMo | CZ07 | MH15 | 543.75 | Rec
SDGDMoCZ07MH72 | 2020 | SDG | DMo | CZ07 | MH72 | 16837 | Old
SDGDMoCZ07MH85 | 2020 | SDG | DMo | CZ07 | MH85 | 5974 | Old
SDGDMoCZ08MH00 | 2020 | SDG | DMo | CZ08 | MH00 | 1 | Ex
SDGDMoCZ08MH06 | 2020 | SDG | DMo | CZ08 | MH06 | 1 | Ex
SDGDMoCZ08MH15 | 2020 | SDG | DMo | CZ08 | MH15 | 1 | Rec
SDGDMoCZ08MH72 | 2020 | SDG | DMo | CZ08 | MH72 | 2231 | Old
SDGDMoCZ08MH85 | 2020 | SDG | DMo | CZ08 | MH85 | 1 | Old
SDGDMoCZ10MH00 | 2020 | SDG | DMo | CZ10 | MH00 | 3124 | Ex
SDGDMoCZ10MH06 | 2020 | SDG | DMo | CZ10 | MH06 | 1318 | Ex
SDGDMoCZ10MH15 | 2020 | SDG | DMo | CZ10 | MH15 | 988.5 | Rec
SDGDMoCZ10MH72 | 2020 | SDG | DMo | CZ10 | MH72 | 12279 | Old
SDGDMoCZ10MH85 | 2020 | SDG | DMo | CZ10 | MH85 | 6936 | Old
SDGDMoCZ14MH00 | 2020 | SDG | DMo | CZ14 | MH00 | 1 | Ex
SDGDMoCZ14MH06 | 2020 | SDG | DMo | CZ14 | MH06 | 1 | Ex
SDGDMoCZ14MH15 | 2020 | SDG | DMo | CZ14 | MH15 | 1 | Rec
SDGDMoCZ14MH72 | 2020 | SDG | DMo | CZ14 | MH72 | 636 | Old
SDGDMoCZ14MH85 | 2020 | SDG | DMo | CZ14 | MH85 | 288 | Old
SDGDMoCZ15MH00 | 2020 | SDG | DMo | CZ15 | MH00 | 1 | Ex
SDGDMoCZ15MH06 | 2020 | SDG | DMo | CZ15 | MH06 | 1 | Ex
SDGDMoCZ15MH15 | 2020 | SDG | DMo | CZ15 | MH15 | 1 | Rec
SDGDMoCZ15MH72 | 2020 | SDG | DMo | CZ15 | MH72 | 1 | Old
SDGDMoCZ15MH85 | 2020 | SDG | DMo | CZ15 | MH85 | 1 | Old
SDGMFmCZ061975 | 2020 | SDG | MFm | CZ06 | 1975 | 6832 | Old
SDGMFmCZ061985 | 2020 | SDG | MFm | CZ06 | 1985 | 8111 | Old
SDGMFmCZ061996 | 2020 | SDG | MFm | CZ06 | 1996 | 1179 | Old
SDGMFmCZ062003 | 2020 | SDG | MFm | CZ06 | 2003 | 519 | Ex
SDGMFmCZ062007 | 2020 | SDG | MFm | CZ06 | 2007 | 358 | Ex
SDGMFmCZ062011 | 2020 | SDG | MFm | CZ06 | 2011 | 310 | Ex
SDGMFmCZ062015 | 2020 | SDG | MFm | CZ06 | 2015 | 398 | Ex
SDGMFmCZ062017 | 2020 | SDG | MFm | CZ06 | 2017 | 461.91 | Rec
SDGMFmCZ062020 | 2020 | SDG | MFm | CZ06 | 2020 | 155.7 | Rec
SDGMFmCZ071975 | 2020 | SDG | MFm | CZ07 | 1975 | 116552 | Old
SDGMFmCZ071985 | 2020 | SDG | MFm | CZ07 | 1985 | 87344 | Old
SDGMFmCZ071996 | 2020 | SDG | MFm | CZ07 | 1996 | 11508 | Old
SDGMFmCZ072003 | 2020 | SDG | MFm | CZ07 | 2003 | 7522 | Ex
SDGMFmCZ072007 | 2020 | SDG | MFm | CZ07 | 2007 | 5190 | Ex
SDGMFmCZ072011 | 2020 | SDG | MFm | CZ07 | 2011 | 4492 | Ex
SDGMFmCZ072015 | 2020 | SDG | MFm | CZ07 | 2015 | 5774 | Ex
SDGMFmCZ072017 | 2020 | SDG | MFm | CZ07 | 2017 | 6694.58 | Rec
SDGMFmCZ072020 | 2020 | SDG | MFm | CZ07 | 2020 | 2256.6 | Rec
SDGMFmCZ081975 | 2020 | SDG | MFm | CZ08 | 1975 | 769 | Old
SDGMFmCZ081985 | 2020 | SDG | MFm | CZ08 | 1985 | 4563 | Old
SDGMFmCZ081996 | 2020 | SDG | MFm | CZ08 | 1996 | 5565 | Old
SDGMFmCZ082003 | 2020 | SDG | MFm | CZ08 | 2003 | 2582 | Ex
SDGMFmCZ082007 | 2020 | SDG | MFm | CZ08 | 2007 | 1781 | Ex
SDGMFmCZ082011 | 2020 | SDG | MFm | CZ08 | 2011 | 1542 | Ex
SDGMFmCZ082015 | 2020 | SDG | MFm | CZ08 | 2015 | 1982 | Ex
SDGMFmCZ082017 | 2020 | SDG | MFm | CZ08 | 2017 | 2297.98 | Rec
SDGMFmCZ082020 | 2020 | SDG | MFm | CZ08 | 2020 | 774.6 | Rec
SDGMFmCZ101975 | 2020 | SDG | MFm | CZ10 | 1975 | 29332 | Old
SDGMFmCZ101985 | 2020 | SDG | MFm | CZ10 | 1985 | 29446 | Old
SDGMFmCZ101996 | 2020 | SDG | MFm | CZ10 | 1996 | 4108 | Old
SDGMFmCZ102003 | 2020 | SDG | MFm | CZ10 | 2003 | 2553 | Ex
SDGMFmCZ102007 | 2020 | SDG | MFm | CZ10 | 2007 | 1761 | Ex
SDGMFmCZ102011 | 2020 | SDG | MFm | CZ10 | 2011 | 1525 | Ex
SDGMFmCZ102015 | 2020 | SDG | MFm | CZ10 | 2015 | 1960 | Ex
SDGMFmCZ102017 | 2020 | SDG | MFm | CZ10 | 2017 | 2272.17 | Rec
SDGMFmCZ102020 | 2020 | SDG | MFm | CZ10 | 2020 | 765.9 | Rec
SDGMFmCZ141975 | 2020 | SDG | MFm | CZ14 | 1975 | 260 | Old
SDGMFmCZ141985 | 2020 | SDG | MFm | CZ14 | 1985 | 1 | Old
SDGMFmCZ141996 | 2020 | SDG | MFm | CZ14 | 1996 | 1 | Old
SDGMFmCZ142003 | 2020 | SDG | MFm | CZ14 | 2003 | 1 | Ex
SDGMFmCZ142007 | 2020 | SDG | MFm | CZ14 | 2007 | 1 | Ex
SDGMFmCZ142011 | 2020 | SDG | MFm | CZ14 | 2011 | 1 | Ex
SDGMFmCZ142015 | 2020 | SDG | MFm | CZ14 | 2015 | 1 | Ex
SDGMFmCZ142017 | 2020 | SDG | MFm | CZ14 | 2017 | 1 | Rec
SDGMFmCZ142020 | 2020 | SDG | MFm | CZ14 | 2020 | 1 | Rec
SDGMFmCZ151975 | 2020 | SDG | MFm | CZ15 | 1975 | 179 | Old
SDGMFmCZ151985 | 2020 | SDG | MFm | CZ15 | 1985 | 1 | Old
SDGMFmCZ151996 | 2020 | SDG | MFm | CZ15 | 1996 | 1 | Old
SDGMFmCZ152003 | 2020 | SDG | MFm | CZ15 | 2003 | 1 | Ex
SDGMFmCZ152007 | 2020 | SDG | MFm | CZ15 | 2007 | 1 | Ex
SDGMFmCZ152011 | 2020 | SDG | MFm | CZ15 | 2011 | 1 | Ex
SDGMFmCZ152015 | 2020 | SDG | MFm | CZ15 | 2015 | 1 | Ex
SDGMFmCZ152017 | 2020 | SDG | MFm | CZ15 | 2017 | 1 | Rec
SDGMFmCZ152020 | 2020 | SDG | MFm | CZ15 | 2020 | 1 | Rec
SDGSFmCZ061975 | 2020 | SDG | SFm | CZ06 | 1975 | 7440 | Old
SDGSFmCZ061985 | 2020 | SDG | SFm | CZ06 | 1985 | 23426 | Old
SDGSFmCZ061996 | 2020 | SDG | SFm | CZ06 | 1996 | 18492 | Old
SDGSFmCZ062003 | 2020 | SDG | SFm | CZ06 | 2003 | 10748 | Ex
SDGSFmCZ062007 | 2020 | SDG | SFm | CZ06 | 2007 | 4418 | Ex
SDGSFmCZ062011 | 2020 | SDG | SFm | CZ06 | 2011 | 2118 | Ex
SDGSFmCZ062015 | 2020 | SDG | SFm | CZ06 | 2015 | 2465 | Ex
SDGSFmCZ062017 | 2020 | SDG | SFm | CZ06 | 2017 | 3224.4 | Rec
SDGSFmCZ062020 | 2020 | SDG | SFm | CZ06 | 2020 | 1074.8 | Rec
SDGSFmCZ071975 | 2020 | SDG | SFm | CZ07 | 1975 | 213903 | Old
SDGSFmCZ071985 | 2020 | SDG | SFm | CZ07 | 1985 | 103726 | Old
SDGSFmCZ071996 | 2020 | SDG | SFm | CZ07 | 1996 | 49320 | Old
SDGSFmCZ072003 | 2020 | SDG | SFm | CZ07 | 2003 | 25022 | Ex
SDGSFmCZ072007 | 2020 | SDG | SFm | CZ07 | 2007 | 10285 | Ex
SDGSFmCZ072011 | 2020 | SDG | SFm | CZ07 | 2011 | 4931 | Ex
SDGSFmCZ072015 | 2020 | SDG | SFm | CZ07 | 2015 | 5738 | Ex
SDGSFmCZ072017 | 2020 | SDG | SFm | CZ07 | 2017 | 7506.6 | Rec
SDGSFmCZ072020 | 2020 | SDG | SFm | CZ07 | 2020 | 2502.2 | Rec
SDGSFmCZ081975 | 2020 | SDG | SFm | CZ08 | 1975 | 2356 | Old
SDGSFmCZ081985 | 2020 | SDG | SFm | CZ08 | 1985 | 1660 | Old
SDGSFmCZ081996 | 2020 | SDG | SFm | CZ08 | 1996 | 3550 | Old
SDGSFmCZ082003 | 2020 | SDG | SFm | CZ08 | 2003 | 637 | Ex
SDGSFmCZ082007 | 2020 | SDG | SFm | CZ08 | 2007 | 262 | Ex
SDGSFmCZ082011 | 2020 | SDG | SFm | CZ08 | 2011 | 126 | Ex
SDGSFmCZ082015 | 2020 | SDG | SFm | CZ08 | 2015 | 146 | Ex
SDGSFmCZ082017 | 2020 | SDG | SFm | CZ08 | 2017 | 191.1 | Rec
SDGSFmCZ082020 | 2020 | SDG | SFm | CZ08 | 2020 | 63.7 | Rec
SDGSFmCZ101975 | 2020 | SDG | SFm | CZ10 | 1975 | 85422 | Old
SDGSFmCZ101985 | 2020 | SDG | SFm | CZ10 | 1985 | 54661 | Old
SDGSFmCZ101996 | 2020 | SDG | SFm | CZ10 | 1996 | 23433 | Old
SDGSFmCZ102003 | 2020 | SDG | SFm | CZ10 | 2003 | 16066 | Ex
SDGSFmCZ102007 | 2020 | SDG | SFm | CZ10 | 2007 | 6604 | Ex
SDGSFmCZ102011 | 2020 | SDG | SFm | CZ10 | 2011 | 3166 | Ex
SDGSFmCZ102015 | 2020 | SDG | SFm | CZ10 | 2015 | 3684 | Ex
SDGSFmCZ102017 | 2020 | SDG | SFm | CZ10 | 2017 | 4819.8 | Rec
SDGSFmCZ102020 | 2020 | SDG | SFm | CZ10 | 2020 | 1606.6 | Rec
SDGSFmCZ141975 | 2020 | SDG | SFm | CZ14 | 1975 | 4114 | Old
SDGSFmCZ141985 | 2020 | SDG | SFm | CZ14 | 1985 | 2011 | Old
SDGSFmCZ141996 | 2020 | SDG | SFm | CZ14 | 1996 | 428 | Old
SDGSFmCZ142003 | 2020 | SDG | SFm | CZ14 | 2003 | 342 | Ex
SDGSFmCZ142007 | 2020 | SDG | SFm | CZ14 | 2007 | 141 | Ex
SDGSFmCZ142011 | 2020 | SDG | SFm | CZ14 | 2011 | 67 | Ex
SDGSFmCZ142015 | 2020 | SDG | SFm | CZ14 | 2015 | 78 | Ex
SDGSFmCZ142017 | 2020 | SDG | SFm | CZ14 | 2017 | 102.6 | Rec
SDGSFmCZ142020 | 2020 | SDG | SFm | CZ14 | 2020 | 34.2 | Rec
SDGSFmCZ151975 | 2020 | SDG | SFm | CZ15 | 1975 | 2000 | Old
SDGSFmCZ151985 | 2020 | SDG | SFm | CZ15 | 1985 | 564 | Old
SDGSFmCZ151996 | 2020 | SDG | SFm | CZ15 | 1996 | 1 | Old
SDGSFmCZ152003 | 2020 | SDG | SFm | CZ15 | 2003 | 1 | Ex
SDGSFmCZ152007 | 2020 | SDG | SFm | CZ15 | 2007 | 1 | Ex
SDGSFmCZ152011 | 2020 | SDG | SFm | CZ15 | 2011 | 1 | Ex
SDGSFmCZ152015 | 2020 | SDG | SFm | CZ15 | 2015 | 1 | Ex
SDGSFmCZ152017 | 2020 | SDG | SFm | CZ15 | 2017 | 1 | Rec
SDGSFmCZ152020 | 2020 | SDG | SFm | CZ15 | 2020 | 1 | Rec

## CZ wts
Climate Zone Weights by IOU, Vintage and Building Type
[7 empty] | Weight Sum |  |  | CZ
WtID | IOU | Vint | Bldg | CZ | Weight | applicable | Bldg | Vint | IOU | CZ01 | CZ02 | CZ03 | CZ04 | CZ05 | CZ06 | CZ07 | CZ08 | CZ09 | CZ10 | CZ11 | CZ12 | CZ13 | CZ14 | CZ15 | CZ16
PGEExSFmCZ01 | PGE | Ex | SFm | CZ01 | 8222 | TRUE | SFm | Old | PGE | 24942 | 171026 | 580923 | 316610 | 68160 | 0 | 0 | 0 | 0 | 0 | 179570 | 572425 | 256795 | 0 | 0 | 53105
PGEExSFmCZ02 | PGE | Ex | SFm | CZ02 | 8110 | TRUE | SFm | Old | SCE | 0 | 0 | 0 | 0 | 2823 | 333049 | 0 | 438327 | 497111 | 428876 | 0 | 0 | 64934 | 183477 | 46848 | 98464
PGEExSFmCZ03 | PGE | Ex | SFm | CZ03 | 24577 | TRUE | SFm | Old | SDG | 0 | 0 | 0 | 0 | 0 | 49358 | 366949 | 7566 | 0 | 163516 | 0 | 0 | 0 | 6553 | 2565 | 0
PGEExSFmCZ04 | PGE | Ex | SFm | CZ04 | 22429 | TRUE | SFm | Ex | PGE | 8222 | 8110 | 24577 | 22429 | 3882 | 0 | 0 | 0 | 0 | 0 | 32574 | 74152 | 31074 | 0 | 0 | 915
PGEExSFmCZ05 | PGE | Ex | SFm | CZ05 | 3882 | TRUE | SFm | Ex | SCE | 0 | 0 | 0 | 0 | 179 | 31762 | 0 | 23081 | 24943 | 86512 | 0 | 0 | 10029 | 13361 | 2617 | 4681
PGEExSFmCZ06 | PGE | Ex | SFm | CZ06 | 0 | FALSE | SFm | Ex | SDG | 0 | 0 | 0 | 0 | 0 | 19749 | 45976 | 1171 | 0 | 29520 | 0 | 0 | 0 | 628 | 4 | 0
PGEExSFmCZ07 | PGE | Ex | SFm | CZ07 | 0 | FALSE | SFm | Rec | PGE | 1790 | 1765.6 | 5350.4 | 4882.8 | 845.2 | 0 | 0 | 0 | 0 | 0 | 7091.2 | 16142.8 | 6764.8 | 0 | 0 | 199.2
PGEExSFmCZ08 | PGE | Ex | SFm | CZ08 | 0 | FALSE | SFm | Rec | SCE | 0 | 0 | 0 | 0 | 39.2 | 6914.4 | 0 | 5024.8 | 5430 | 18833.6 | 0 | 0 | 2183.2 | 2908.8 | 569.6 | 1019.2
PGEExSFmCZ09 | PGE | Ex | SFm | CZ09 | 0 | FALSE | SFm | Rec | SDG | 0 | 0 | 0 | 0 | 0 | 4299.2 | 10008.8 | 254.8 | 0 | 6426.4 | 0 | 0 | 0 | 136.8 | 2 | 0
PGEExSFmCZ10 | PGE | Ex | SFm | CZ10 | 0 | FALSE | SFm | New | PGE | 447.5 | 441.4 | 1337.6 | 1220.7 | 211.3 | 0 | 0 | 0 | 0 | 0 | 1772.8 | 4035.7 | 1691.2 | 0 | 0 | 49.8
PGEExSFmCZ11 | PGE | Ex | SFm | CZ11 | 32574 | TRUE | SFm | New | SCE | 0 | 0 | 0 | 0 | 9.8 | 1728.6 | 0 | 1256.2 | 1357.5 | 4708.4 | 0 | 0 | 545.8 | 727.2 | 142.4 | 254.8
PGEExSFmCZ12 | PGE | Ex | SFm | CZ12 | 74152 | TRUE | SFm | New | SDG | 0 | 0 | 0 | 0 | 0 | 1074.8 | 2502.2 | 63.7 | 0 | 1606.6 | 0 | 0 | 0 | 34.2 | 1 | 0
PGEExSFmCZ13 | PGE | Ex | SFm | CZ13 | 31074 | TRUE | MFm | Old | PGE | 7854 | 47967 | 471911 | 186307 | 20561 | 0 | 0 | 0 | 0 | 0 | 40648 | 201475 | 88917 | 0 | 0 | 412
PGEExSFmCZ14 | PGE | Ex | SFm | CZ14 | 0 | FALSE | MFm | Old | SCE | 0 | 0 | 0 | 0 | 1030 | 311454 | 0 | 213734 | 200834 | 65045 | 0 | 0 | 4956 | 19498 | 45331 | 14485
PGEExSFmCZ15 | PGE | Ex | SFm | CZ15 | 0 | FALSE | MFm | Old | SDG | 0 | 0 | 0 | 0 | 0 | 16122 | 215404 | 10897 | 0 | 62886 | 0 | 0 | 0 | 262 | 181 | 0
PGEExSFmCZ16 | PGE | Ex | SFm | CZ16 | 915 | TRUE | MFm | Ex | PGE | 5963 | 12097 | 38028 | 20387 | 4 | 0 | 0 | 0 | 0 | 0 | 1059 | 24441 | 3121 | 0 | 0 | 4
PGEExMFmCZ01 | PGE | Ex | MFm | CZ01 | 5963 | TRUE | MFm | Ex | SCE | 0 | 0 | 0 | 0 | 4 | 22623 | 0 | 26329 | 23054 | 784 | 0 | 0 | 390 | 4 | 4 | 4
PGEExMFmCZ02 | PGE | Ex | MFm | CZ02 | 12097 | TRUE | MFm | Ex | SDG | 0 | 0 | 0 | 0 | 0 | 1585 | 22978 | 7887 | 0 | 7799 | 0 | 0 | 0 | 4 | 4 | 0
PGEExMFmCZ03 | PGE | Ex | MFm | CZ03 | 38028 | TRUE | MFm | Rec | PGE | 2322.88 | 4712.4 | 14814.31 | 7942.06 | 2 | 0 | 0 | 0 | 0 | 0 | 412.93 | 9521.19 | 1216.18 | 0 | 0 | 2
PGEExMFmCZ04 | PGE | Ex | MFm | CZ04 | 20387 | TRUE | MFm | Rec | SCE | 0 | 0 | 0 | 0 | 2 | 8813.14 | 0 | 10256.61 | 8980.93 | 305.83 | 0 | 0 | 152.32 | 2 | 2 | 2
PGEExMFmCZ05 | PGE | Ex | MFm | CZ05 | 4 | TRUE | MFm | Rec | SDG | 0 | 0 | 0 | 0 | 0 | 617.61 | 8951.18 | 3072.58 | 0 | 3038.07 | 0 | 0 | 0 | 2 | 2 | 0
PGEExMFmCZ06 | PGE | Ex | MFm | CZ06 | 0 | FALSE | MFm | New | PGE | 585.6 | 1188 | 3734.7 | 2002.2 | 1 | 0 | 0 | 0 | 0 | 0 | 104.1 | 2400.3 | 306.6 | 0 | 0 | 1
PGEExMFmCZ07 | PGE | Ex | MFm | CZ07 | 0 | FALSE | MFm | New | SCE | 0 | 0 | 0 | 0 | 1 | 2221.8 | 0 | 2585.7 | 2264.1 | 77.1 | 0 | 0 | 38.4 | 1 | 1 | 1
PGEExMFmCZ08 | PGE | Ex | MFm | CZ08 | 0 | FALSE | MFm | New | SDG | 0 | 0 | 0 | 0 | 0 | 155.7 | 2256.6 | 774.6 | 0 | 765.9 | 0 | 0 | 0 | 1 | 1 | 0
PGEExMFmCZ09 | PGE | Ex | MFm | CZ09 | 0 | FALSE | DMo | Old | PGE | 1344 | 15154 | 13460 | 8668 | 10199 | 0 | 0 | 0 | 0 | 0 | 46463 | 27986 | 27321 | 0 | 0 | 10648
PGEExMFmCZ10 | PGE | Ex | MFm | CZ10 | 0 | FALSE | DMo | Old | SCE | 0 | 0 | 0 | 0 | 2 | 17818 | 0 | 22310 | 25590 | 48655 | 0 | 0 | 6040 | 14751 | 4117 | 15153
PGEExMFmCZ11 | PGE | Ex | MFm | CZ11 | 1059 | TRUE | DMo | Old | SDG | 0 | 0 | 0 | 0 | 0 | 2 | 22811 | 2232 | 0 | 19215 | 0 | 0 | 0 | 924 | 2 | 0
PGEExMFmCZ12 | PGE | Ex | MFm | CZ12 | 24441 | TRUE | DMo | Ex | PGE | 2 | 1753 | 522 | 3087 | 765 | 0 | 0 | 0 | 0 | 0 | 3256 | 2471 | 1281 | 0 | 0 | 498
PGEExMFmCZ13 | PGE | Ex | MFm | CZ13 | 3121 | TRUE | DMo | Ex | SCE | 0 | 0 | 0 | 0 | 2 | 9889 | 0 | 2705 | 5748 | 1510 | 0 | 0 | 2 | 717 | 1549 | 391
PGEExMFmCZ14 | PGE | Ex | MFm | CZ14 | 0 | FALSE | DMo | Ex | SDG | 0 | 0 | 0 | 0 | 0 | 2 | 2443 | 2 | 0 | 4442 | 0 | 0 | 0 | 2 | 2 | 0
PGEExMFmCZ15 | PGE | Ex | MFm | CZ15 | 0 | FALSE | DMo | Rec | PGE | 1 | 390 | 116.25 | 687 | 170.25 | 0 | 0 | 0 | 0 | 0 | 724.5 | 549.75 | 285 | 0 | 0 | 111
PGEExMFmCZ16 | PGE | Ex | MFm | CZ16 | 4 | TRUE | DMo | Rec | SCE | 0 | 0 | 0 | 0 | 1 | 2201.25 | 0 | 602.25 | 1279.5 | 336 | 0 | 0 | 1 | 159.75 | 345 | 87
PGEExDMoCZ01 | PGE | Ex | DMo | CZ01 | 2 | TRUE | DMo | Rec | SDG | 0 | 0 | 0 | 0 | 0 | 1 | 543.75 | 1 | 0 | 988.5 | 0 | 0 | 0 | 1 | 1 | 0
PGEExDMoCZ02 | PGE | Ex | DMo | CZ02 | 1753 | TRUE | DMo | New | PGE | 1 | 390 | 116.25 | 687 | 170.25 | 0 | 0 | 0 | 0 | 0 | 724.5 | 549.75 | 285 | 0 | 0 | 111
PGEExDMoCZ03 | PGE | Ex | DMo | CZ03 | 522 | TRUE | DMo | New | SCE | 0 | 0 | 0 | 0 | 1 | 2201.25 | 0 | 602.25 | 1279.5 | 336 | 0 | 0 | 1 | 159.75 | 345 | 87
PGEExDMoCZ04 | PGE | Ex | DMo | CZ04 | 3087 | TRUE | DMo | New | SDG | 0 | 0 | 0 | 0 | 0 | 1 | 543.75 | 1 | 0 | 988.5 | 0 | 0 | 0 | 1 | 1 | 0
PGEExDMoCZ05 | PGE | Ex | DMo | CZ05 | 765 | TRUE
PGEExDMoCZ06 | PGE | Ex | DMo | CZ06 | 0 | FALSE
PGEExDMoCZ07 | PGE | Ex | DMo | CZ07 | 0 | FALSE
PGEExDMoCZ08 | PGE | Ex | DMo | CZ08 | 0 | FALSE
PGEExDMoCZ09 | PGE | Ex | DMo | CZ09 | 0 | FALSE
PGEExDMoCZ10 | PGE | Ex | DMo | CZ10 | 0 | FALSE
PGEExDMoCZ11 | PGE | Ex | DMo | CZ11 | 3256 | TRUE
PGEExDMoCZ12 | PGE | Ex | DMo | CZ12 | 2471 | TRUE
PGEExDMoCZ13 | PGE | Ex | DMo | CZ13 | 1281 | TRUE
PGEExDMoCZ14 | PGE | Ex | DMo | CZ14 | 0 | FALSE
PGEExDMoCZ15 | PGE | Ex | DMo | CZ15 | 0 | FALSE
PGEExDMoCZ16 | PGE | Ex | DMo | CZ16 | 498 | TRUE
PGENewSFmCZ01 | PGE | New | SFm | CZ01 | 447.5 | TRUE
PGENewSFmCZ02 | PGE | New | SFm | CZ02 | 441.4 | TRUE
PGENewSFmCZ03 | PGE | New | SFm | CZ03 | 1337.6 | TRUE
PGENewSFmCZ04 | PGE | New | SFm | CZ04 | 1220.7 | TRUE
PGENewSFmCZ05 | PGE | New | SFm | CZ05 | 211.3 | TRUE
PGENewSFmCZ06 | PGE | New | SFm | CZ06 | 0 | FALSE
PGENewSFmCZ07 | PGE | New | SFm | CZ07 | 0 | FALSE
PGENewSFmCZ08 | PGE | New | SFm | CZ08 | 0 | FALSE
PGENewSFmCZ09 | PGE | New | SFm | CZ09 | 0 | FALSE
PGENewSFmCZ10 | PGE | New | SFm | CZ10 | 0 | FALSE
PGENewSFmCZ11 | PGE | New | SFm | CZ11 | 1772.8 | TRUE
PGENewSFmCZ12 | PGE | New | SFm | CZ12 | 4035.7 | TRUE
PGENewSFmCZ13 | PGE | New | SFm | CZ13 | 1691.2 | TRUE
PGENewSFmCZ14 | PGE | New | SFm | CZ14 | 0 | FALSE
PGENewSFmCZ15 | PGE | New | SFm | CZ15 | 0 | FALSE
PGENewSFmCZ16 | PGE | New | SFm | CZ16 | 49.8 | TRUE
PGENewMFmCZ01 | PGE | New | MFm | CZ01 | 585.6 | TRUE
PGENewMFmCZ02 | PGE | New | MFm | CZ02 | 1188 | TRUE
PGENewMFmCZ03 | PGE | New | MFm | CZ03 | 3734.7 | TRUE
PGENewMFmCZ04 | PGE | New | MFm | CZ04 | 2002.2 | TRUE
PGENewMFmCZ05 | PGE | New | MFm | CZ05 | 1 | TRUE
PGENewMFmCZ06 | PGE | New | MFm | CZ06 | 0 | FALSE
PGENewMFmCZ07 | PGE | New | MFm | CZ07 | 0 | FALSE
PGENewMFmCZ08 | PGE | New | MFm | CZ08 | 0 | FALSE
PGENewMFmCZ09 | PGE | New | MFm | CZ09 | 0 | FALSE
PGENewMFmCZ10 | PGE | New | MFm | CZ10 | 0 | FALSE
PGENewMFmCZ11 | PGE | New | MFm | CZ11 | 104.1 | TRUE
PGENewMFmCZ12 | PGE | New | MFm | CZ12 | 2400.3 | TRUE
PGENewMFmCZ13 | PGE | New | MFm | CZ13 | 306.6 | TRUE
PGENewMFmCZ14 | PGE | New | MFm | CZ14 | 0 | FALSE
PGENewMFmCZ15 | PGE | New | MFm | CZ15 | 0 | FALSE
PGENewMFmCZ16 | PGE | New | MFm | CZ16 | 1 | TRUE
PGENewDMoCZ01 | PGE | New | DMo | CZ01 | 1 | TRUE
PGENewDMoCZ02 | PGE | New | DMo | CZ02 | 390 | TRUE
PGENewDMoCZ03 | PGE | New | DMo | CZ03 | 116.25 | TRUE
PGENewDMoCZ04 | PGE | New | DMo | CZ04 | 687 | TRUE
PGENewDMoCZ05 | PGE | New | DMo | CZ05 | 170.25 | TRUE
PGENewDMoCZ06 | PGE | New | DMo | CZ06 | 0 | FALSE
PGENewDMoCZ07 | PGE | New | DMo | CZ07 | 0 | FALSE
PGENewDMoCZ08 | PGE | New | DMo | CZ08 | 0 | FALSE
PGENewDMoCZ09 | PGE | New | DMo | CZ09 | 0 | FALSE
PGENewDMoCZ10 | PGE | New | DMo | CZ10 | 0 | FALSE
PGENewDMoCZ11 | PGE | New | DMo | CZ11 | 724.5 | TRUE
PGENewDMoCZ12 | PGE | New | DMo | CZ12 | 549.75 | TRUE
PGENewDMoCZ13 | PGE | New | DMo | CZ13 | 285 | TRUE
PGENewDMoCZ14 | PGE | New | DMo | CZ14 | 0 | FALSE
PGENewDMoCZ15 | PGE | New | DMo | CZ15 | 0 | FALSE
PGENewDMoCZ16 | PGE | New | DMo | CZ16 | 111 | TRUE
SCEExSFmCZ01 | SCE | Ex | SFm | CZ01 | 0 | FALSE
SCEExSFmCZ02 | SCE | Ex | SFm | CZ02 | 0 | FALSE
SCEExSFmCZ03 | SCE | Ex | SFm | CZ03 | 0 | FALSE
SCEExSFmCZ04 | SCE | Ex | SFm | CZ04 | 0 | FALSE
SCEExSFmCZ05 | SCE | Ex | SFm | CZ05 | 179 | TRUE
SCEExSFmCZ06 | SCE | Ex | SFm | CZ06 | 31762 | TRUE
SCEExSFmCZ07 | SCE | Ex | SFm | CZ07 | 0 | FALSE
SCEExSFmCZ08 | SCE | Ex | SFm | CZ08 | 23081 | TRUE
SCEExSFmCZ09 | SCE | Ex | SFm | CZ09 | 24943 | TRUE
SCEExSFmCZ10 | SCE | Ex | SFm | CZ10 | 86512 | TRUE
SCEExSFmCZ11 | SCE | Ex | SFm | CZ11 | 0 | FALSE
SCEExSFmCZ12 | SCE | Ex | SFm | CZ12 | 0 | FALSE
SCEExSFmCZ13 | SCE | Ex | SFm | CZ13 | 10029 | TRUE
SCEExSFmCZ14 | SCE | Ex | SFm | CZ14 | 13361 | TRUE
SCEExSFmCZ15 | SCE | Ex | SFm | CZ15 | 2617 | TRUE
SCEExSFmCZ16 | SCE | Ex | SFm | CZ16 | 4681 | TRUE
SCEExMFmCZ01 | SCE | Ex | MFm | CZ01 | 0 | FALSE
SCEExMFmCZ02 | SCE | Ex | MFm | CZ02 | 0 | FALSE
SCEExMFmCZ03 | SCE | Ex | MFm | CZ03 | 0 | FALSE
SCEExMFmCZ04 | SCE | Ex | MFm | CZ04 | 0 | FALSE
SCEExMFmCZ05 | SCE | Ex | MFm | CZ05 | 4 | TRUE
SCEExMFmCZ06 | SCE | Ex | MFm | CZ06 | 22623 | TRUE
SCEExMFmCZ07 | SCE | Ex | MFm | CZ07 | 0 | FALSE
SCEExMFmCZ08 | SCE | Ex | MFm | CZ08 | 26329 | TRUE
SCEExMFmCZ09 | SCE | Ex | MFm | CZ09 | 23054 | TRUE
SCEExMFmCZ10 | SCE | Ex | MFm | CZ10 | 784 | TRUE
SCEExMFmCZ11 | SCE | Ex | MFm | CZ11 | 0 | FALSE
SCEExMFmCZ12 | SCE | Ex | MFm | CZ12 | 0 | FALSE
SCEExMFmCZ13 | SCE | Ex | MFm | CZ13 | 390 | TRUE
SCEExMFmCZ14 | SCE | Ex | MFm | CZ14 | 4 | TRUE
SCEExMFmCZ15 | SCE | Ex | MFm | CZ15 | 4 | TRUE
SCEExMFmCZ16 | SCE | Ex | MFm | CZ16 | 4 | TRUE
SCEExDMoCZ01 | SCE | Ex | DMo | CZ01 | 0 | FALSE
SCEExDMoCZ02 | SCE | Ex | DMo | CZ02 | 0 | FALSE
SCEExDMoCZ03 | SCE | Ex | DMo | CZ03 | 0 | FALSE
SCEExDMoCZ04 | SCE | Ex | DMo | CZ04 | 0 | FALSE
SCEExDMoCZ05 | SCE | Ex | DMo | CZ05 | 2 | TRUE
SCEExDMoCZ06 | SCE | Ex | DMo | CZ06 | 9889 | TRUE
SCEExDMoCZ07 | SCE | Ex | DMo | CZ07 | 0 | FALSE
SCEExDMoCZ08 | SCE | Ex | DMo | CZ08 | 2705 | TRUE
SCEExDMoCZ09 | SCE | Ex | DMo | CZ09 | 5748 | TRUE
SCEExDMoCZ10 | SCE | Ex | DMo | CZ10 | 1510 | TRUE
SCEExDMoCZ11 | SCE | Ex | DMo | CZ11 | 0 | FALSE
SCEExDMoCZ12 | SCE | Ex | DMo | CZ12 | 0 | FALSE
SCEExDMoCZ13 | SCE | Ex | DMo | CZ13 | 2 | TRUE
SCEExDMoCZ14 | SCE | Ex | DMo | CZ14 | 717 | TRUE
SCEExDMoCZ15 | SCE | Ex | DMo | CZ15 | 1549 | TRUE
SCEExDMoCZ16 | SCE | Ex | DMo | CZ16 | 391 | TRUE
SCENewSFmCZ01 | SCE | New | SFm | CZ01 | 0 | FALSE
SCENewSFmCZ02 | SCE | New | SFm | CZ02 | 0 | FALSE
SCENewSFmCZ03 | SCE | New | SFm | CZ03 | 0 | FALSE
SCENewSFmCZ04 | SCE | New | SFm | CZ04 | 0 | FALSE
SCENewSFmCZ05 | SCE | New | SFm | CZ05 | 9.8 | TRUE
SCENewSFmCZ06 | SCE | New | SFm | CZ06 | 1728.6 | TRUE
SCENewSFmCZ07 | SCE | New | SFm | CZ07 | 0 | FALSE
SCENewSFmCZ08 | SCE | New | SFm | CZ08 | 1256.2 | TRUE
SCENewSFmCZ09 | SCE | New | SFm | CZ09 | 1357.5 | TRUE
SCENewSFmCZ10 | SCE | New | SFm | CZ10 | 4708.4 | TRUE
SCENewSFmCZ11 | SCE | New | SFm | CZ11 | 0 | FALSE
SCENewSFmCZ12 | SCE | New | SFm | CZ12 | 0 | FALSE
SCENewSFmCZ13 | SCE | New | SFm | CZ13 | 545.8 | TRUE
SCENewSFmCZ14 | SCE | New | SFm | CZ14 | 727.2 | TRUE
SCENewSFmCZ15 | SCE | New | SFm | CZ15 | 142.4 | TRUE
SCENewSFmCZ16 | SCE | New | SFm | CZ16 | 254.8 | TRUE
SCENewMFmCZ01 | SCE | New | MFm | CZ01 | 0 | FALSE
SCENewMFmCZ02 | SCE | New | MFm | CZ02 | 0 | FALSE
SCENewMFmCZ03 | SCE | New | MFm | CZ03 | 0 | FALSE
SCENewMFmCZ04 | SCE | New | MFm | CZ04 | 0 | FALSE
SCENewMFmCZ05 | SCE | New | MFm | CZ05 | 1 | TRUE
SCENewMFmCZ06 | SCE | New | MFm | CZ06 | 2221.8 | TRUE
SCENewMFmCZ07 | SCE | New | MFm | CZ07 | 0 | FALSE
SCENewMFmCZ08 | SCE | New | MFm | CZ08 | 2585.7 | TRUE
SCENewMFmCZ09 | SCE | New | MFm | CZ09 | 2264.1 | TRUE
SCENewMFmCZ10 | SCE | New | MFm | CZ10 | 77.1 | TRUE
SCENewMFmCZ11 | SCE | New | MFm | CZ11 | 0 | FALSE
SCENewMFmCZ12 | SCE | New | MFm | CZ12 | 0 | FALSE
SCENewMFmCZ13 | SCE | New | MFm | CZ13 | 38.4 | TRUE
SCENewMFmCZ14 | SCE | New | MFm | CZ14 | 1 | TRUE
SCENewMFmCZ15 | SCE | New | MFm | CZ15 | 1 | TRUE
SCENewMFmCZ16 | SCE | New | MFm | CZ16 | 1 | TRUE
SCENewDMoCZ01 | SCE | New | DMo | CZ01 | 0 | FALSE
SCENewDMoCZ02 | SCE | New | DMo | CZ02 | 0 | FALSE
SCENewDMoCZ03 | SCE | New | DMo | CZ03 | 0 | FALSE
SCENewDMoCZ04 | SCE | New | DMo | CZ04 | 0 | FALSE
SCENewDMoCZ05 | SCE | New | DMo | CZ05 | 1 | TRUE
SCENewDMoCZ06 | SCE | New | DMo | CZ06 | 2201.25 | TRUE
SCENewDMoCZ07 | SCE | New | DMo | CZ07 | 0 | FALSE
SCENewDMoCZ08 | SCE | New | DMo | CZ08 | 602.25 | TRUE
SCENewDMoCZ09 | SCE | New | DMo | CZ09 | 1279.5 | TRUE
SCENewDMoCZ10 | SCE | New | DMo | CZ10 | 336 | TRUE
SCENewDMoCZ11 | SCE | New | DMo | CZ11 | 0 | FALSE
SCENewDMoCZ12 | SCE | New | DMo | CZ12 | 0 | FALSE
SCENewDMoCZ13 | SCE | New | DMo | CZ13 | 1 | TRUE
SCENewDMoCZ14 | SCE | New | DMo | CZ14 | 159.75 | TRUE
SCENewDMoCZ15 | SCE | New | DMo | CZ15 | 345 | TRUE
SCENewDMoCZ16 | SCE | New | DMo | CZ16 | 87 | TRUE
SDGExSFmCZ01 | SDG | Ex | SFm | CZ01 | 0 | FALSE
SDGExSFmCZ02 | SDG | Ex | SFm | CZ02 | 0 | FALSE
SDGExSFmCZ03 | SDG | Ex | SFm | CZ03 | 0 | FALSE
SDGExSFmCZ04 | SDG | Ex | SFm | CZ04 | 0 | FALSE
SDGExSFmCZ05 | SDG | Ex | SFm | CZ05 | 0 | FALSE
SDGExSFmCZ06 | SDG | Ex | SFm | CZ06 | 19749 | TRUE
SDGExSFmCZ07 | SDG | Ex | SFm | CZ07 | 45976 | TRUE
SDGExSFmCZ08 | SDG | Ex | SFm | CZ08 | 1171 | TRUE
SDGExSFmCZ09 | SDG | Ex | SFm | CZ09 | 0 | FALSE
SDGExSFmCZ10 | SDG | Ex | SFm | CZ10 | 29520 | TRUE
SDGExSFmCZ11 | SDG | Ex | SFm | CZ11 | 0 | FALSE
SDGExSFmCZ12 | SDG | Ex | SFm | CZ12 | 0 | FALSE
SDGExSFmCZ13 | SDG | Ex | SFm | CZ13 | 0 | FALSE
SDGExSFmCZ14 | SDG | Ex | SFm | CZ14 | 628 | TRUE
SDGExSFmCZ15 | SDG | Ex | SFm | CZ15 | 4 | TRUE
SDGExSFmCZ16 | SDG | Ex | SFm | CZ16 | 0 | FALSE
SDGExMFmCZ01 | SDG | Ex | MFm | CZ01 | 0 | FALSE
SDGExMFmCZ02 | SDG | Ex | MFm | CZ02 | 0 | FALSE
SDGExMFmCZ03 | SDG | Ex | MFm | CZ03 | 0 | FALSE
SDGExMFmCZ04 | SDG | Ex | MFm | CZ04 | 0 | FALSE
SDGExMFmCZ05 | SDG | Ex | MFm | CZ05 | 0 | FALSE
SDGExMFmCZ06 | SDG | Ex | MFm | CZ06 | 1585 | TRUE
SDGExMFmCZ07 | SDG | Ex | MFm | CZ07 | 22978 | TRUE
SDGExMFmCZ08 | SDG | Ex | MFm | CZ08 | 7887 | TRUE
SDGExMFmCZ09 | SDG | Ex | MFm | CZ09 | 0 | FALSE
SDGExMFmCZ10 | SDG | Ex | MFm | CZ10 | 7799 | TRUE
SDGExMFmCZ11 | SDG | Ex | MFm | CZ11 | 0 | FALSE
SDGExMFmCZ12 | SDG | Ex | MFm | CZ12 | 0 | FALSE
SDGExMFmCZ13 | SDG | Ex | MFm | CZ13 | 0 | FALSE
SDGExMFmCZ14 | SDG | Ex | MFm | CZ14 | 4 | TRUE
SDGExMFmCZ15 | SDG | Ex | MFm | CZ15 | 4 | TRUE
SDGExMFmCZ16 | SDG | Ex | MFm | CZ16 | 0 | FALSE
SDGExDMoCZ01 | SDG | Ex | DMo | CZ01 | 0 | FALSE
SDGExDMoCZ02 | SDG | Ex | DMo | CZ02 | 0 | FALSE
SDGExDMoCZ03 | SDG | Ex | DMo | CZ03 | 0 | FALSE
SDGExDMoCZ04 | SDG | Ex | DMo | CZ04 | 0 | FALSE
SDGExDMoCZ05 | SDG | Ex | DMo | CZ05 | 0 | FALSE
SDGExDMoCZ06 | SDG | Ex | DMo | CZ06 | 2 | TRUE
SDGExDMoCZ07 | SDG | Ex | DMo | CZ07 | 2443 | TRUE
SDGExDMoCZ08 | SDG | Ex | DMo | CZ08 | 2 | TRUE
SDGExDMoCZ09 | SDG | Ex | DMo | CZ09 | 0 | FALSE
SDGExDMoCZ10 | SDG | Ex | DMo | CZ10 | 4442 | TRUE
SDGExDMoCZ11 | SDG | Ex | DMo | CZ11 | 0 | FALSE
SDGExDMoCZ12 | SDG | Ex | DMo | CZ12 | 0 | FALSE
SDGExDMoCZ13 | SDG | Ex | DMo | CZ13 | 0 | FALSE
SDGExDMoCZ14 | SDG | Ex | DMo | CZ14 | 2 | TRUE
SDGExDMoCZ15 | SDG | Ex | DMo | CZ15 | 2 | TRUE
SDGExDMoCZ16 | SDG | Ex | DMo | CZ16 | 0 | FALSE
SDGNewSFmCZ01 | SDG | New | SFm | CZ01 | 0 | FALSE
SDGNewSFmCZ02 | SDG | New | SFm | CZ02 | 0 | FALSE
SDGNewSFmCZ03 | SDG | New | SFm | CZ03 | 0 | FALSE
SDGNewSFmCZ04 | SDG | New | SFm | CZ04 | 0 | FALSE
SDGNewSFmCZ05 | SDG | New | SFm | CZ05 | 0 | FALSE
SDGNewSFmCZ06 | SDG | New | SFm | CZ06 | 1074.8 | TRUE
SDGNewSFmCZ07 | SDG | New | SFm | CZ07 | 2502.2 | TRUE
SDGNewSFmCZ08 | SDG | New | SFm | CZ08 | 63.7 | TRUE
SDGNewSFmCZ09 | SDG | New | SFm | CZ09 | 0 | FALSE
SDGNewSFmCZ10 | SDG | New | SFm | CZ10 | 1606.6 | TRUE
SDGNewSFmCZ11 | SDG | New | SFm | CZ11 | 0 | FALSE
SDGNewSFmCZ12 | SDG | New | SFm | CZ12 | 0 | FALSE
SDGNewSFmCZ13 | SDG | New | SFm | CZ13 | 0 | FALSE
SDGNewSFmCZ14 | SDG | New | SFm | CZ14 | 34.2 | TRUE
SDGNewSFmCZ15 | SDG | New | SFm | CZ15 | 1 | TRUE
SDGNewSFmCZ16 | SDG | New | SFm | CZ16 | 0 | FALSE
SDGNewMFmCZ01 | SDG | New | MFm | CZ01 | 0 | FALSE
SDGNewMFmCZ02 | SDG | New | MFm | CZ02 | 0 | FALSE
SDGNewMFmCZ03 | SDG | New | MFm | CZ03 | 0 | FALSE
SDGNewMFmCZ04 | SDG | New | MFm | CZ04 | 0 | FALSE
SDGNewMFmCZ05 | SDG | New | MFm | CZ05 | 0 | FALSE
SDGNewMFmCZ06 | SDG | New | MFm | CZ06 | 155.7 | TRUE
SDGNewMFmCZ07 | SDG | New | MFm | CZ07 | 2256.6 | TRUE
SDGNewMFmCZ08 | SDG | New | MFm | CZ08 | 774.6 | TRUE
SDGNewMFmCZ09 | SDG | New | MFm | CZ09 | 0 | FALSE
SDGNewMFmCZ10 | SDG | New | MFm | CZ10 | 765.9 | TRUE
SDGNewMFmCZ11 | SDG | New | MFm | CZ11 | 0 | FALSE
SDGNewMFmCZ12 | SDG | New | MFm | CZ12 | 0 | FALSE
SDGNewMFmCZ13 | SDG | New | MFm | CZ13 | 0 | FALSE
SDGNewMFmCZ14 | SDG | New | MFm | CZ14 | 1 | TRUE
SDGNewMFmCZ15 | SDG | New | MFm | CZ15 | 1 | TRUE
SDGNewMFmCZ16 | SDG | New | MFm | CZ16 | 0 | FALSE
SDGNewDMoCZ01 | SDG | New | DMo | CZ01 | 0 | FALSE
SDGNewDMoCZ02 | SDG | New | DMo | CZ02 | 0 | FALSE
SDGNewDMoCZ03 | SDG | New | DMo | CZ03 | 0 | FALSE
SDGNewDMoCZ04 | SDG | New | DMo | CZ04 | 0 | FALSE
SDGNewDMoCZ05 | SDG | New | DMo | CZ05 | 0 | FALSE
SDGNewDMoCZ06 | SDG | New | DMo | CZ06 | 1 | TRUE
SDGNewDMoCZ07 | SDG | New | DMo | CZ07 | 543.75 | TRUE
SDGNewDMoCZ08 | SDG | New | DMo | CZ08 | 1 | TRUE
SDGNewDMoCZ09 | SDG | New | DMo | CZ09 | 0 | FALSE
SDGNewDMoCZ10 | SDG | New | DMo | CZ10 | 988.5 | TRUE
SDGNewDMoCZ11 | SDG | New | DMo | CZ11 | 0 | FALSE
SDGNewDMoCZ12 | SDG | New | DMo | CZ12 | 0 | FALSE
SDGNewDMoCZ13 | SDG | New | DMo | CZ13 | 0 | FALSE
SDGNewDMoCZ14 | SDG | New | DMo | CZ14 | 1 | TRUE
SDGNewDMoCZ15 | SDG | New | DMo | CZ15 | 1 | TRUE
SDGNewDMoCZ16 | SDG | New | DMo | CZ16 | 0 | FALSE
PGEOldSFmCZ01 | PGE | Old | SFm | CZ01 | 24942 | TRUE
PGEOldSFmCZ02 | PGE | Old | SFm | CZ02 | 171026 | TRUE
PGEOldSFmCZ03 | PGE | Old | SFm | CZ03 | 580923 | TRUE
PGEOldSFmCZ04 | PGE | Old | SFm | CZ04 | 316610 | TRUE
PGEOldSFmCZ05 | PGE | Old | SFm | CZ05 | 68160 | TRUE
PGEOldSFmCZ06 | PGE | Old | SFm | CZ06 | 0 | FALSE
PGEOldSFmCZ07 | PGE | Old | SFm | CZ07 | 0 | FALSE
PGEOldSFmCZ08 | PGE | Old | SFm | CZ08 | 0 | FALSE
PGEOldSFmCZ09 | PGE | Old | SFm | CZ09 | 0 | FALSE
PGEOldSFmCZ10 | PGE | Old | SFm | CZ10 | 0 | FALSE
PGEOldSFmCZ11 | PGE | Old | SFm | CZ11 | 179570 | TRUE
PGEOldSFmCZ12 | PGE | Old | SFm | CZ12 | 572425 | TRUE
PGEOldSFmCZ13 | PGE | Old | SFm | CZ13 | 256795 | TRUE
PGEOldSFmCZ14 | PGE | Old | SFm | CZ14 | 0 | FALSE
PGEOldSFmCZ15 | PGE | Old | SFm | CZ15 | 0 | FALSE
PGEOldSFmCZ16 | PGE | Old | SFm | CZ16 | 53105 | TRUE
PGEOldMFmCZ01 | PGE | Old | MFm | CZ01 | 7854 | TRUE
PGEOldMFmCZ02 | PGE | Old | MFm | CZ02 | 47967 | TRUE
PGEOldMFmCZ03 | PGE | Old | MFm | CZ03 | 471911 | TRUE
PGEOldMFmCZ04 | PGE | Old | MFm | CZ04 | 186307 | TRUE
PGEOldMFmCZ05 | PGE | Old | MFm | CZ05 | 20561 | TRUE
PGEOldMFmCZ06 | PGE | Old | MFm | CZ06 | 0 | FALSE
PGEOldMFmCZ07 | PGE | Old | MFm | CZ07 | 0 | FALSE
PGEOldMFmCZ08 | PGE | Old | MFm | CZ08 | 0 | FALSE
PGEOldMFmCZ09 | PGE | Old | MFm | CZ09 | 0 | FALSE
PGEOldMFmCZ10 | PGE | Old | MFm | CZ10 | 0 | FALSE
PGEOldMFmCZ11 | PGE | Old | MFm | CZ11 | 40648 | TRUE
PGEOldMFmCZ12 | PGE | Old | MFm | CZ12 | 201475 | TRUE
PGEOldMFmCZ13 | PGE | Old | MFm | CZ13 | 88917 | TRUE
PGEOldMFmCZ14 | PGE | Old | MFm | CZ14 | 0 | FALSE
PGEOldMFmCZ15 | PGE | Old | MFm | CZ15 | 0 | FALSE
PGEOldMFmCZ16 | PGE | Old | MFm | CZ16 | 412 | TRUE
PGEOldDMoCZ01 | PGE | Old | DMo | CZ01 | 1344 | TRUE
PGEOldDMoCZ02 | PGE | Old | DMo | CZ02 | 15154 | TRUE
PGEOldDMoCZ03 | PGE | Old | DMo | CZ03 | 13460 | TRUE
PGEOldDMoCZ04 | PGE | Old | DMo | CZ04 | 8668 | TRUE
PGEOldDMoCZ05 | PGE | Old | DMo | CZ05 | 10199 | TRUE
PGEOldDMoCZ06 | PGE | Old | DMo | CZ06 | 0 | FALSE
PGEOldDMoCZ07 | PGE | Old | DMo | CZ07 | 0 | FALSE
PGEOldDMoCZ08 | PGE | Old | DMo | CZ08 | 0 | FALSE
PGEOldDMoCZ09 | PGE | Old | DMo | CZ09 | 0 | FALSE
PGEOldDMoCZ10 | PGE | Old | DMo | CZ10 | 0 | FALSE
PGEOldDMoCZ11 | PGE | Old | DMo | CZ11 | 46463 | TRUE
PGEOldDMoCZ12 | PGE | Old | DMo | CZ12 | 27986 | TRUE
PGEOldDMoCZ13 | PGE | Old | DMo | CZ13 | 27321 | TRUE
PGEOldDMoCZ14 | PGE | Old | DMo | CZ14 | 0 | FALSE
PGEOldDMoCZ15 | PGE | Old | DMo | CZ15 | 0 | FALSE
PGEOldDMoCZ16 | PGE | Old | DMo | CZ16 | 10648 | TRUE
PGERecSFmCZ01 | PGE | Rec | SFm | CZ01 | 1790 | TRUE
PGERecSFmCZ02 | PGE | Rec | SFm | CZ02 | 1765.6 | TRUE
PGERecSFmCZ03 | PGE | Rec | SFm | CZ03 | 5350.4 | TRUE
PGERecSFmCZ04 | PGE | Rec | SFm | CZ04 | 4882.8 | TRUE
PGERecSFmCZ05 | PGE | Rec | SFm | CZ05 | 845.2 | TRUE
PGERecSFmCZ06 | PGE | Rec | SFm | CZ06 | 0 | FALSE
PGERecSFmCZ07 | PGE | Rec | SFm | CZ07 | 0 | FALSE
PGERecSFmCZ08 | PGE | Rec | SFm | CZ08 | 0 | FALSE
PGERecSFmCZ09 | PGE | Rec | SFm | CZ09 | 0 | FALSE
PGERecSFmCZ10 | PGE | Rec | SFm | CZ10 | 0 | FALSE
PGERecSFmCZ11 | PGE | Rec | SFm | CZ11 | 7091.2 | TRUE
PGERecSFmCZ12 | PGE | Rec | SFm | CZ12 | 16142.8 | TRUE
PGERecSFmCZ13 | PGE | Rec | SFm | CZ13 | 6764.8 | TRUE
PGERecSFmCZ14 | PGE | Rec | SFm | CZ14 | 0 | FALSE
PGERecSFmCZ15 | PGE | Rec | SFm | CZ15 | 0 | FALSE
PGERecSFmCZ16 | PGE | Rec | SFm | CZ16 | 199.2 | TRUE
PGERecMFmCZ01 | PGE | Rec | MFm | CZ01 | 2322.88 | TRUE
PGERecMFmCZ02 | PGE | Rec | MFm | CZ02 | 4712.4 | TRUE
PGERecMFmCZ03 | PGE | Rec | MFm | CZ03 | 14814.31 | TRUE
PGERecMFmCZ04 | PGE | Rec | MFm | CZ04 | 7942.06 | TRUE
PGERecMFmCZ05 | PGE | Rec | MFm | CZ05 | 2 | TRUE
PGERecMFmCZ06 | PGE | Rec | MFm | CZ06 | 0 | FALSE
PGERecMFmCZ07 | PGE | Rec | MFm | CZ07 | 0 | FALSE
PGERecMFmCZ08 | PGE | Rec | MFm | CZ08 | 0 | FALSE
PGERecMFmCZ09 | PGE | Rec | MFm | CZ09 | 0 | FALSE
PGERecMFmCZ10 | PGE | Rec | MFm | CZ10 | 0 | FALSE
PGERecMFmCZ11 | PGE | Rec | MFm | CZ11 | 412.93 | TRUE
PGERecMFmCZ12 | PGE | Rec | MFm | CZ12 | 9521.19 | TRUE
PGERecMFmCZ13 | PGE | Rec | MFm | CZ13 | 1216.18 | TRUE
PGERecMFmCZ14 | PGE | Rec | MFm | CZ14 | 0 | FALSE
PGERecMFmCZ15 | PGE | Rec | MFm | CZ15 | 0 | FALSE
PGERecMFmCZ16 | PGE | Rec | MFm | CZ16 | 2 | TRUE
PGERecDMoCZ01 | PGE | Rec | DMo | CZ01 | 1 | TRUE
PGERecDMoCZ02 | PGE | Rec | DMo | CZ02 | 390 | TRUE
PGERecDMoCZ03 | PGE | Rec | DMo | CZ03 | 116.25 | TRUE
PGERecDMoCZ04 | PGE | Rec | DMo | CZ04 | 687 | TRUE
PGERecDMoCZ05 | PGE | Rec | DMo | CZ05 | 170.25 | TRUE
PGERecDMoCZ06 | PGE | Rec | DMo | CZ06 | 0 | FALSE
PGERecDMoCZ07 | PGE | Rec | DMo | CZ07 | 0 | FALSE
PGERecDMoCZ08 | PGE | Rec | DMo | CZ08 | 0 | FALSE
PGERecDMoCZ09 | PGE | Rec | DMo | CZ09 | 0 | FALSE
PGERecDMoCZ10 | PGE | Rec | DMo | CZ10 | 0 | FALSE
PGERecDMoCZ11 | PGE | Rec | DMo | CZ11 | 724.5 | TRUE
PGERecDMoCZ12 | PGE | Rec | DMo | CZ12 | 549.75 | TRUE
PGERecDMoCZ13 | PGE | Rec | DMo | CZ13 | 285 | TRUE
PGERecDMoCZ14 | PGE | Rec | DMo | CZ14 | 0 | FALSE
PGERecDMoCZ15 | PGE | Rec | DMo | CZ15 | 0 | FALSE
PGERecDMoCZ16 | PGE | Rec | DMo | CZ16 | 111 | TRUE
SCEOldSFmCZ01 | SCE | Old | SFm | CZ01 | 0 | FALSE
SCEOldSFmCZ02 | SCE | Old | SFm | CZ02 | 0 | FALSE
SCEOldSFmCZ03 | SCE | Old | SFm | CZ03 | 0 | FALSE
SCEOldSFmCZ04 | SCE | Old | SFm | CZ04 | 0 | FALSE
SCEOldSFmCZ05 | SCE | Old | SFm | CZ05 | 2823 | TRUE
SCEOldSFmCZ06 | SCE | Old | SFm | CZ06 | 333049 | TRUE
SCEOldSFmCZ07 | SCE | Old | SFm | CZ07 | 0 | FALSE
SCEOldSFmCZ08 | SCE | Old | SFm | CZ08 | 438327 | TRUE
SCEOldSFmCZ09 | SCE | Old | SFm | CZ09 | 497111 | TRUE
SCEOldSFmCZ10 | SCE | Old | SFm | CZ10 | 428876 | TRUE
SCEOldSFmCZ11 | SCE | Old | SFm | CZ11 | 0 | FALSE
SCEOldSFmCZ12 | SCE | Old | SFm | CZ12 | 0 | FALSE
SCEOldSFmCZ13 | SCE | Old | SFm | CZ13 | 64934 | TRUE
SCEOldSFmCZ14 | SCE | Old | SFm | CZ14 | 183477 | TRUE
SCEOldSFmCZ15 | SCE | Old | SFm | CZ15 | 46848 | TRUE
SCEOldSFmCZ16 | SCE | Old | SFm | CZ16 | 98464 | TRUE
SCEOldMFmCZ01 | SCE | Old | MFm | CZ01 | 0 | FALSE
SCEOldMFmCZ02 | SCE | Old | MFm | CZ02 | 0 | FALSE
SCEOldMFmCZ03 | SCE | Old | MFm | CZ03 | 0 | FALSE
SCEOldMFmCZ04 | SCE | Old | MFm | CZ04 | 0 | FALSE
SCEOldMFmCZ05 | SCE | Old | MFm | CZ05 | 1030 | TRUE
SCEOldMFmCZ06 | SCE | Old | MFm | CZ06 | 311454 | TRUE
SCEOldMFmCZ07 | SCE | Old | MFm | CZ07 | 0 | FALSE
SCEOldMFmCZ08 | SCE | Old | MFm | CZ08 | 213734 | TRUE
SCEOldMFmCZ09 | SCE | Old | MFm | CZ09 | 200834 | TRUE
SCEOldMFmCZ10 | SCE | Old | MFm | CZ10 | 65045 | TRUE
SCEOldMFmCZ11 | SCE | Old | MFm | CZ11 | 0 | FALSE
SCEOldMFmCZ12 | SCE | Old | MFm | CZ12 | 0 | FALSE
SCEOldMFmCZ13 | SCE | Old | MFm | CZ13 | 4956 | TRUE
SCEOldMFmCZ14 | SCE | Old | MFm | CZ14 | 19498 | TRUE
SCEOldMFmCZ15 | SCE | Old | MFm | CZ15 | 45331 | TRUE
SCEOldMFmCZ16 | SCE | Old | MFm | CZ16 | 14485 | TRUE
SCEOldDMoCZ01 | SCE | Old | DMo | CZ01 | 0 | FALSE
SCEOldDMoCZ02 | SCE | Old | DMo | CZ02 | 0 | FALSE
SCEOldDMoCZ03 | SCE | Old | DMo | CZ03 | 0 | FALSE
SCEOldDMoCZ04 | SCE | Old | DMo | CZ04 | 0 | FALSE
SCEOldDMoCZ05 | SCE | Old | DMo | CZ05 | 2 | TRUE
SCEOldDMoCZ06 | SCE | Old | DMo | CZ06 | 17818 | TRUE
SCEOldDMoCZ07 | SCE | Old | DMo | CZ07 | 0 | FALSE
SCEOldDMoCZ08 | SCE | Old | DMo | CZ08 | 22310 | TRUE
SCEOldDMoCZ09 | SCE | Old | DMo | CZ09 | 25590 | TRUE
SCEOldDMoCZ10 | SCE | Old | DMo | CZ10 | 48655 | TRUE
SCEOldDMoCZ11 | SCE | Old | DMo | CZ11 | 0 | FALSE
SCEOldDMoCZ12 | SCE | Old | DMo | CZ12 | 0 | FALSE
SCEOldDMoCZ13 | SCE | Old | DMo | CZ13 | 6040 | TRUE
SCEOldDMoCZ14 | SCE | Old | DMo | CZ14 | 14751 | TRUE
SCEOldDMoCZ15 | SCE | Old | DMo | CZ15 | 4117 | TRUE
SCEOldDMoCZ16 | SCE | Old | DMo | CZ16 | 15153 | TRUE
SCERecSFmCZ01 | SCE | Rec | SFm | CZ01 | 0 | FALSE
SCERecSFmCZ02 | SCE | Rec | SFm | CZ02 | 0 | FALSE
SCERecSFmCZ03 | SCE | Rec | SFm | CZ03 | 0 | FALSE
SCERecSFmCZ04 | SCE | Rec | SFm | CZ04 | 0 | FALSE
SCERecSFmCZ05 | SCE | Rec | SFm | CZ05 | 39.2 | TRUE
SCERecSFmCZ06 | SCE | Rec | SFm | CZ06 | 6914.4 | TRUE
SCERecSFmCZ07 | SCE | Rec | SFm | CZ07 | 0 | FALSE
SCERecSFmCZ08 | SCE | Rec | SFm | CZ08 | 5024.8 | TRUE
SCERecSFmCZ09 | SCE | Rec | SFm | CZ09 | 5430 | TRUE
SCERecSFmCZ10 | SCE | Rec | SFm | CZ10 | 18833.6 | TRUE
SCERecSFmCZ11 | SCE | Rec | SFm | CZ11 | 0 | FALSE
SCERecSFmCZ12 | SCE | Rec | SFm | CZ12 | 0 | FALSE
SCERecSFmCZ13 | SCE | Rec | SFm | CZ13 | 2183.2 | TRUE
SCERecSFmCZ14 | SCE | Rec | SFm | CZ14 | 2908.8 | TRUE
SCERecSFmCZ15 | SCE | Rec | SFm | CZ15 | 569.6 | TRUE
SCERecSFmCZ16 | SCE | Rec | SFm | CZ16 | 1019.2 | TRUE
SCERecMFmCZ01 | SCE | Rec | MFm | CZ01 | 0 | FALSE
SCERecMFmCZ02 | SCE | Rec | MFm | CZ02 | 0 | FALSE
SCERecMFmCZ03 | SCE | Rec | MFm | CZ03 | 0 | FALSE
SCERecMFmCZ04 | SCE | Rec | MFm | CZ04 | 0 | FALSE
SCERecMFmCZ05 | SCE | Rec | MFm | CZ05 | 2 | TRUE
SCERecMFmCZ06 | SCE | Rec | MFm | CZ06 | 8813.14 | TRUE
SCERecMFmCZ07 | SCE | Rec | MFm | CZ07 | 0 | FALSE
SCERecMFmCZ08 | SCE | Rec | MFm | CZ08 | 10256.61 | TRUE
SCERecMFmCZ09 | SCE | Rec | MFm | CZ09 | 8980.93 | TRUE
SCERecMFmCZ10 | SCE | Rec | MFm | CZ10 | 305.83 | TRUE
SCERecMFmCZ11 | SCE | Rec | MFm | CZ11 | 0 | FALSE
SCERecMFmCZ12 | SCE | Rec | MFm | CZ12 | 0 | FALSE
SCERecMFmCZ13 | SCE | Rec | MFm | CZ13 | 152.32 | TRUE
SCERecMFmCZ14 | SCE | Rec | MFm | CZ14 | 2 | TRUE
SCERecMFmCZ15 | SCE | Rec | MFm | CZ15 | 2 | TRUE
SCERecMFmCZ16 | SCE | Rec | MFm | CZ16 | 2 | TRUE
SCERecDMoCZ01 | SCE | Rec | DMo | CZ01 | 0 | FALSE
SCERecDMoCZ02 | SCE | Rec | DMo | CZ02 | 0 | FALSE
SCERecDMoCZ03 | SCE | Rec | DMo | CZ03 | 0 | FALSE
SCERecDMoCZ04 | SCE | Rec | DMo | CZ04 | 0 | FALSE
SCERecDMoCZ05 | SCE | Rec | DMo | CZ05 | 1 | TRUE
SCERecDMoCZ06 | SCE | Rec | DMo | CZ06 | 2201.25 | TRUE
SCERecDMoCZ07 | SCE | Rec | DMo | CZ07 | 0 | FALSE
SCERecDMoCZ08 | SCE | Rec | DMo | CZ08 | 602.25 | TRUE
SCERecDMoCZ09 | SCE | Rec | DMo | CZ09 | 1279.5 | TRUE
SCERecDMoCZ10 | SCE | Rec | DMo | CZ10 | 336 | TRUE
SCERecDMoCZ11 | SCE | Rec | DMo | CZ11 | 0 | FALSE
SCERecDMoCZ12 | SCE | Rec | DMo | CZ12 | 0 | FALSE
SCERecDMoCZ13 | SCE | Rec | DMo | CZ13 | 1 | TRUE
SCERecDMoCZ14 | SCE | Rec | DMo | CZ14 | 159.75 | TRUE
SCERecDMoCZ15 | SCE | Rec | DMo | CZ15 | 345 | TRUE
SCERecDMoCZ16 | SCE | Rec | DMo | CZ16 | 87 | TRUE
SDGOldSFmCZ01 | SDG | Old | SFm | CZ01 | 0 | FALSE
SDGOldSFmCZ02 | SDG | Old | SFm | CZ02 | 0 | FALSE
SDGOldSFmCZ03 | SDG | Old | SFm | CZ03 | 0 | FALSE
SDGOldSFmCZ04 | SDG | Old | SFm | CZ04 | 0 | FALSE
SDGOldSFmCZ05 | SDG | Old | SFm | CZ05 | 0 | FALSE
SDGOldSFmCZ06 | SDG | Old | SFm | CZ06 | 49358 | TRUE
SDGOldSFmCZ07 | SDG | Old | SFm | CZ07 | 366949 | TRUE
SDGOldSFmCZ08 | SDG | Old | SFm | CZ08 | 7566 | TRUE
SDGOldSFmCZ09 | SDG | Old | SFm | CZ09 | 0 | FALSE
SDGOldSFmCZ10 | SDG | Old | SFm | CZ10 | 163516 | TRUE
SDGOldSFmCZ11 | SDG | Old | SFm | CZ11 | 0 | FALSE
SDGOldSFmCZ12 | SDG | Old | SFm | CZ12 | 0 | FALSE
SDGOldSFmCZ13 | SDG | Old | SFm | CZ13 | 0 | FALSE
SDGOldSFmCZ14 | SDG | Old | SFm | CZ14 | 6553 | TRUE
SDGOldSFmCZ15 | SDG | Old | SFm | CZ15 | 2565 | TRUE
SDGOldSFmCZ16 | SDG | Old | SFm | CZ16 | 0 | FALSE
SDGOldMFmCZ01 | SDG | Old | MFm | CZ01 | 0 | FALSE
SDGOldMFmCZ02 | SDG | Old | MFm | CZ02 | 0 | FALSE
SDGOldMFmCZ03 | SDG | Old | MFm | CZ03 | 0 | FALSE
SDGOldMFmCZ04 | SDG | Old | MFm | CZ04 | 0 | FALSE
SDGOldMFmCZ05 | SDG | Old | MFm | CZ05 | 0 | FALSE
SDGOldMFmCZ06 | SDG | Old | MFm | CZ06 | 16122 | TRUE
SDGOldMFmCZ07 | SDG | Old | MFm | CZ07 | 215404 | TRUE
SDGOldMFmCZ08 | SDG | Old | MFm | CZ08 | 10897 | TRUE
SDGOldMFmCZ09 | SDG | Old | MFm | CZ09 | 0 | FALSE
SDGOldMFmCZ10 | SDG | Old | MFm | CZ10 | 62886 | TRUE
SDGOldMFmCZ11 | SDG | Old | MFm | CZ11 | 0 | FALSE
SDGOldMFmCZ12 | SDG | Old | MFm | CZ12 | 0 | FALSE
SDGOldMFmCZ13 | SDG | Old | MFm | CZ13 | 0 | FALSE
SDGOldMFmCZ14 | SDG | Old | MFm | CZ14 | 262 | TRUE
SDGOldMFmCZ15 | SDG | Old | MFm | CZ15 | 181 | TRUE
SDGOldMFmCZ16 | SDG | Old | MFm | CZ16 | 0 | FALSE
SDGOldDMoCZ01 | SDG | Old | DMo | CZ01 | 0 | FALSE
SDGOldDMoCZ02 | SDG | Old | DMo | CZ02 | 0 | FALSE
SDGOldDMoCZ03 | SDG | Old | DMo | CZ03 | 0 | FALSE
SDGOldDMoCZ04 | SDG | Old | DMo | CZ04 | 0 | FALSE
SDGOldDMoCZ05 | SDG | Old | DMo | CZ05 | 0 | FALSE
SDGOldDMoCZ06 | SDG | Old | DMo | CZ06 | 2 | TRUE
SDGOldDMoCZ07 | SDG | Old | DMo | CZ07 | 22811 | TRUE
SDGOldDMoCZ08 | SDG | Old | DMo | CZ08 | 2232 | TRUE
SDGOldDMoCZ09 | SDG | Old | DMo | CZ09 | 0 | FALSE
SDGOldDMoCZ10 | SDG | Old | DMo | CZ10 | 19215 | TRUE
SDGOldDMoCZ11 | SDG | Old | DMo | CZ11 | 0 | FALSE
SDGOldDMoCZ12 | SDG | Old | DMo | CZ12 | 0 | FALSE
SDGOldDMoCZ13 | SDG | Old | DMo | CZ13 | 0 | FALSE
SDGOldDMoCZ14 | SDG | Old | DMo | CZ14 | 924 | TRUE
SDGOldDMoCZ15 | SDG | Old | DMo | CZ15 | 2 | TRUE
SDGOldDMoCZ16 | SDG | Old | DMo | CZ16 | 0 | FALSE
SDGRecSFmCZ01 | SDG | Rec | SFm | CZ01 | 0 | FALSE
SDGRecSFmCZ02 | SDG | Rec | SFm | CZ02 | 0 | FALSE
SDGRecSFmCZ03 | SDG | Rec | SFm | CZ03 | 0 | FALSE
SDGRecSFmCZ04 | SDG | Rec | SFm | CZ04 | 0 | FALSE
SDGRecSFmCZ05 | SDG | Rec | SFm | CZ05 | 0 | FALSE
SDGRecSFmCZ06 | SDG | Rec | SFm | CZ06 | 4299.2 | TRUE
SDGRecSFmCZ07 | SDG | Rec | SFm | CZ07 | 10008.8 | TRUE
SDGRecSFmCZ08 | SDG | Rec | SFm | CZ08 | 254.8 | TRUE
SDGRecSFmCZ09 | SDG | Rec | SFm | CZ09 | 0 | FALSE
SDGRecSFmCZ10 | SDG | Rec | SFm | CZ10 | 6426.4 | TRUE
SDGRecSFmCZ11 | SDG | Rec | SFm | CZ11 | 0 | FALSE
SDGRecSFmCZ12 | SDG | Rec | SFm | CZ12 | 0 | FALSE
SDGRecSFmCZ13 | SDG | Rec | SFm | CZ13 | 0 | FALSE
SDGRecSFmCZ14 | SDG | Rec | SFm | CZ14 | 136.8 | TRUE
SDGRecSFmCZ15 | SDG | Rec | SFm | CZ15 | 2 | TRUE
SDGRecSFmCZ16 | SDG | Rec | SFm | CZ16 | 0 | FALSE
SDGRecMFmCZ01 | SDG | Rec | MFm | CZ01 | 0 | FALSE
SDGRecMFmCZ02 | SDG | Rec | MFm | CZ02 | 0 | FALSE
SDGRecMFmCZ03 | SDG | Rec | MFm | CZ03 | 0 | FALSE
SDGRecMFmCZ04 | SDG | Rec | MFm | CZ04 | 0 | FALSE
SDGRecMFmCZ05 | SDG | Rec | MFm | CZ05 | 0 | FALSE
SDGRecMFmCZ06 | SDG | Rec | MFm | CZ06 | 617.61 | TRUE
SDGRecMFmCZ07 | SDG | Rec | MFm | CZ07 | 8951.18 | TRUE
SDGRecMFmCZ08 | SDG | Rec | MFm | CZ08 | 3072.58 | TRUE
SDGRecMFmCZ09 | SDG | Rec | MFm | CZ09 | 0 | FALSE
SDGRecMFmCZ10 | SDG | Rec | MFm | CZ10 | 3038.07 | TRUE
SDGRecMFmCZ11 | SDG | Rec | MFm | CZ11 | 0 | FALSE
SDGRecMFmCZ12 | SDG | Rec | MFm | CZ12 | 0 | FALSE
SDGRecMFmCZ13 | SDG | Rec | MFm | CZ13 | 0 | FALSE
SDGRecMFmCZ14 | SDG | Rec | MFm | CZ14 | 2 | TRUE
SDGRecMFmCZ15 | SDG | Rec | MFm | CZ15 | 2 | TRUE
SDGRecMFmCZ16 | SDG | Rec | MFm | CZ16 | 0 | FALSE
SDGRecDMoCZ01 | SDG | Rec | DMo | CZ01 | 0 | FALSE
SDGRecDMoCZ02 | SDG | Rec | DMo | CZ02 | 0 | FALSE
SDGRecDMoCZ03 | SDG | Rec | DMo | CZ03 | 0 | FALSE
SDGRecDMoCZ04 | SDG | Rec | DMo | CZ04 | 0 | FALSE
SDGRecDMoCZ05 | SDG | Rec | DMo | CZ05 | 0 | FALSE
SDGRecDMoCZ06 | SDG | Rec | DMo | CZ06 | 1 | TRUE
SDGRecDMoCZ07 | SDG | Rec | DMo | CZ07 | 543.75 | TRUE
SDGRecDMoCZ08 | SDG | Rec | DMo | CZ08 | 1 | TRUE
SDGRecDMoCZ09 | SDG | Rec | DMo | CZ09 | 0 | FALSE
SDGRecDMoCZ10 | SDG | Rec | DMo | CZ10 | 988.5 | TRUE
SDGRecDMoCZ11 | SDG | Rec | DMo | CZ11 | 0 | FALSE
SDGRecDMoCZ12 | SDG | Rec | DMo | CZ12 | 0 | FALSE
SDGRecDMoCZ13 | SDG | Rec | DMo | CZ13 | 0 | FALSE
SDGRecDMoCZ14 | SDG | Rec | DMo | CZ14 | 1 | TRUE
SDGRecDMoCZ15 | SDG | Rec | DMo | CZ15 | 1 | TRUE
SDGRecDMoCZ16 | SDG | Rec | DMo | CZ16 | 0 | FALSE

## Bldg wts
Building Weights by IOU and Vintage
Index | IOU | Bldg | Vint | Loc | Wt
PGESFmExIOU | PGE | SFm | Ex | IOU | 205935
PGEMFmExIOU | PGE | MFm | Ex | IOU | 105104
PGEDMoExIOU | PGE | DMo | Ex | IOU | 13635
PGESFmNewIOU | PGE | SFm | New | IOU | 11208
PGEMFmNewIOU | PGE | MFm | New | IOU | 10323.5
PGEDMoNewIOU | PGE | DMo | New | IOU | 3034.75
SCESFmExIOU | SCE | SFm | Ex | IOU | 197165
SCEMFmExIOU | SCE | MFm | Ex | IOU | 73196
SCEDMoExIOU | SCE | DMo | Ex | IOU | 22513
SCESFmNewIOU | SCE | SFm | New | IOU | 10730.7
SCEMFmNewIOU | SCE | MFm | New | IOU | 7191.1
SCEDMoNewIOU | SCE | DMo | New | IOU | 5012.75
SDGSFmExIOU | SDG | SFm | Ex | IOU | 97048
SDGMFmExIOU | SDG | MFm | Ex | IOU | 40257
SDGDMoExIOU | SDG | DMo | Ex | IOU | 6893
SDGSFmNewIOU | SDG | SFm | New | IOU | 5282.5
SDGMFmNewIOU | SDG | MFm | New | IOU | 3954.8
SDGDMoNewIOU | SDG | DMo | New | IOU | 1536.25
PGESFmOldIOU | PGE | SFm | Old | IOU | 2223556
PGEMFmOldIOU | PGE | MFm | Old | IOU | 1066052
PGEDMoOldIOU | PGE | DMo | Old | IOU | 161243
PGESFmRecIOU | PGE | SFm | Rec | IOU | 44832
PGEMFmRecIOU | PGE | MFm | Rec | IOU | 40945.95
PGEDMoRecIOU | PGE | DMo | Rec | IOU | 3034.75
SCESFmOldIOU | SCE | SFm | Old | IOU | 2093909
SCEMFmOldIOU | SCE | MFm | Old | IOU | 876367
SCEDMoOldIOU | SCE | DMo | Old | IOU | 154436
SCESFmRecIOU | SCE | SFm | Rec | IOU | 42922.8
SCEMFmRecIOU | SCE | MFm | Rec | IOU | 28516.83
SCEDMoRecIOU | SCE | DMo | Rec | IOU | 5012.75
SDGSFmOldIOU | SDG | SFm | Old | IOU | 596507
SDGMFmOldIOU | SDG | MFm | Old | IOU | 305752
SDGDMoOldIOU | SDG | DMo | Old | IOU | 45186
SDGSFmRecIOU | SDG | SFm | Rec | IOU | 21128
SDGMFmRecIOU | SDG | MFm | Rec | IOU | 15683.44
SDGDMoRecIOU | SDG | DMo | Rec | IOU | 1536.25
PGESFmExCZ01 | PGE | SFm | Ex | CZ01 | 8222
PGESFmExCZ02 | PGE | SFm | Ex | CZ02 | 8110
PGESFmExCZ03 | PGE | SFm | Ex | CZ03 | 24577
PGESFmExCZ04 | PGE | SFm | Ex | CZ04 | 22429
PGESFmExCZ05 | PGE | SFm | Ex | CZ05 | 3882
PGESFmExCZ11 | PGE | SFm | Ex | CZ11 | 32574
PGESFmExCZ12 | PGE | SFm | Ex | CZ12 | 74152
PGESFmExCZ13 | PGE | SFm | Ex | CZ13 | 31074
PGESFmExCZ16 | PGE | SFm | Ex | CZ16 | 915
PGEMFmExCZ01 | PGE | MFm | Ex | CZ01 | 5963
PGEMFmExCZ02 | PGE | MFm | Ex | CZ02 | 12097
PGEMFmExCZ03 | PGE | MFm | Ex | CZ03 | 38028
PGEMFmExCZ04 | PGE | MFm | Ex | CZ04 | 20387
PGEMFmExCZ05 | PGE | MFm | Ex | CZ05 | 4
PGEMFmExCZ11 | PGE | MFm | Ex | CZ11 | 1059
PGEMFmExCZ12 | PGE | MFm | Ex | CZ12 | 24441
PGEMFmExCZ13 | PGE | MFm | Ex | CZ13 | 3121
PGEMFmExCZ16 | PGE | MFm | Ex | CZ16 | 4
PGEDMoExCZ01 | PGE | DMo | Ex | CZ01 | 2
PGEDMoExCZ02 | PGE | DMo | Ex | CZ02 | 1753
PGEDMoExCZ03 | PGE | DMo | Ex | CZ03 | 522
PGEDMoExCZ04 | PGE | DMo | Ex | CZ04 | 3087
PGEDMoExCZ05 | PGE | DMo | Ex | CZ05 | 765
PGEDMoExCZ11 | PGE | DMo | Ex | CZ11 | 3256
PGEDMoExCZ12 | PGE | DMo | Ex | CZ12 | 2471
PGEDMoExCZ13 | PGE | DMo | Ex | CZ13 | 1281
PGEDMoExCZ16 | PGE | DMo | Ex | CZ16 | 498
PGESFmNewCZ01 | PGE | SFm | New | CZ01 | 447.5
PGESFmNewCZ02 | PGE | SFm | New | CZ02 | 441.4
PGESFmNewCZ03 | PGE | SFm | New | CZ03 | 1337.6
PGESFmNewCZ04 | PGE | SFm | New | CZ04 | 1220.7
PGESFmNewCZ05 | PGE | SFm | New | CZ05 | 211.3
PGESFmNewCZ11 | PGE | SFm | New | CZ11 | 1772.8
PGESFmNewCZ12 | PGE | SFm | New | CZ12 | 4035.7
PGESFmNewCZ13 | PGE | SFm | New | CZ13 | 1691.2
PGESFmNewCZ16 | PGE | SFm | New | CZ16 | 49.8
PGEMFmNewCZ01 | PGE | MFm | New | CZ01 | 585.6
PGEMFmNewCZ02 | PGE | MFm | New | CZ02 | 1188
PGEMFmNewCZ03 | PGE | MFm | New | CZ03 | 3734.7
PGEMFmNewCZ04 | PGE | MFm | New | CZ04 | 2002.2
PGEMFmNewCZ05 | PGE | MFm | New | CZ05 | 1
PGEMFmNewCZ11 | PGE | MFm | New | CZ11 | 104.1
PGEMFmNewCZ12 | PGE | MFm | New | CZ12 | 2400.3
PGEMFmNewCZ13 | PGE | MFm | New | CZ13 | 306.6
PGEMFmNewCZ16 | PGE | MFm | New | CZ16 | 1
PGEDMoNewCZ01 | PGE | DMo | New | CZ01 | 1
PGEDMoNewCZ02 | PGE | DMo | New | CZ02 | 390
PGEDMoNewCZ03 | PGE | DMo | New | CZ03 | 116.25
PGEDMoNewCZ04 | PGE | DMo | New | CZ04 | 687
PGEDMoNewCZ05 | PGE | DMo | New | CZ05 | 170.25
PGEDMoNewCZ11 | PGE | DMo | New | CZ11 | 724.5
PGEDMoNewCZ12 | PGE | DMo | New | CZ12 | 549.75
PGEDMoNewCZ13 | PGE | DMo | New | CZ13 | 285
PGEDMoNewCZ16 | PGE | DMo | New | CZ16 | 111
SCESFmExCZ05 | SCE | SFm | Ex | CZ05 | 179
SCESFmExCZ06 | SCE | SFm | Ex | CZ06 | 31762
SCESFmExCZ08 | SCE | SFm | Ex | CZ08 | 23081
SCESFmExCZ09 | SCE | SFm | Ex | CZ09 | 24943
SCESFmExCZ10 | SCE | SFm | Ex | CZ10 | 86512
SCESFmExCZ13 | SCE | SFm | Ex | CZ13 | 10029
SCESFmExCZ14 | SCE | SFm | Ex | CZ14 | 13361
SCESFmExCZ15 | SCE | SFm | Ex | CZ15 | 2617
SCESFmExCZ16 | SCE | SFm | Ex | CZ16 | 4681
SCEMFmExCZ05 | SCE | MFm | Ex | CZ05 | 4
SCEMFmExCZ06 | SCE | MFm | Ex | CZ06 | 22623
SCEMFmExCZ08 | SCE | MFm | Ex | CZ08 | 26329
SCEMFmExCZ09 | SCE | MFm | Ex | CZ09 | 23054
SCEMFmExCZ10 | SCE | MFm | Ex | CZ10 | 784
SCEMFmExCZ13 | SCE | MFm | Ex | CZ13 | 390
SCEMFmExCZ14 | SCE | MFm | Ex | CZ14 | 4
SCEMFmExCZ15 | SCE | MFm | Ex | CZ15 | 4
SCEMFmExCZ16 | SCE | MFm | Ex | CZ16 | 4
SCEDMoExCZ05 | SCE | DMo | Ex | CZ05 | 2
SCEDMoExCZ06 | SCE | DMo | Ex | CZ06 | 9889
SCEDMoExCZ08 | SCE | DMo | Ex | CZ08 | 2705
SCEDMoExCZ09 | SCE | DMo | Ex | CZ09 | 5748
SCEDMoExCZ10 | SCE | DMo | Ex | CZ10 | 1510
SCEDMoExCZ13 | SCE | DMo | Ex | CZ13 | 2
SCEDMoExCZ14 | SCE | DMo | Ex | CZ14 | 717
SCEDMoExCZ15 | SCE | DMo | Ex | CZ15 | 1549
SCEDMoExCZ16 | SCE | DMo | Ex | CZ16 | 391
SCESFmNewCZ05 | SCE | SFm | New | CZ05 | 9.8
SCESFmNewCZ06 | SCE | SFm | New | CZ06 | 1728.6
SCESFmNewCZ08 | SCE | SFm | New | CZ08 | 1256.2
SCESFmNewCZ09 | SCE | SFm | New | CZ09 | 1357.5
SCESFmNewCZ10 | SCE | SFm | New | CZ10 | 4708.4
SCESFmNewCZ13 | SCE | SFm | New | CZ13 | 545.8
SCESFmNewCZ14 | SCE | SFm | New | CZ14 | 727.2
SCESFmNewCZ15 | SCE | SFm | New | CZ15 | 142.4
SCESFmNewCZ16 | SCE | SFm | New | CZ16 | 254.8
SCEMFmNewCZ05 | SCE | MFm | New | CZ05 | 1
SCEMFmNewCZ06 | SCE | MFm | New | CZ06 | 2221.8
SCEMFmNewCZ08 | SCE | MFm | New | CZ08 | 2585.7
SCEMFmNewCZ09 | SCE | MFm | New | CZ09 | 2264.1
SCEMFmNewCZ10 | SCE | MFm | New | CZ10 | 77.1
SCEMFmNewCZ13 | SCE | MFm | New | CZ13 | 38.4
SCEMFmNewCZ14 | SCE | MFm | New | CZ14 | 1
SCEMFmNewCZ15 | SCE | MFm | New | CZ15 | 1
SCEMFmNewCZ16 | SCE | MFm | New | CZ16 | 1
SCEDMoNewCZ05 | SCE | DMo | New | CZ05 | 1
SCEDMoNewCZ06 | SCE | DMo | New | CZ06 | 2201.25
SCEDMoNewCZ08 | SCE | DMo | New | CZ08 | 602.25
SCEDMoNewCZ09 | SCE | DMo | New | CZ09 | 1279.5
SCEDMoNewCZ10 | SCE | DMo | New | CZ10 | 336
SCEDMoNewCZ13 | SCE | DMo | New | CZ13 | 1
SCEDMoNewCZ14 | SCE | DMo | New | CZ14 | 159.75
SCEDMoNewCZ15 | SCE | DMo | New | CZ15 | 345
SCEDMoNewCZ16 | SCE | DMo | New | CZ16 | 87
SDGSFmExCZ06 | SDG | SFm | Ex | CZ06 | 19749
SDGSFmExCZ07 | SDG | SFm | Ex | CZ07 | 45976
SDGSFmExCZ08 | SDG | SFm | Ex | CZ08 | 1171
SDGSFmExCZ10 | SDG | SFm | Ex | CZ10 | 29520
SDGSFmExCZ14 | SDG | SFm | Ex | CZ14 | 628
SDGSFmExCZ15 | SDG | SFm | Ex | CZ15 | 4
SDGMFmExCZ06 | SDG | MFm | Ex | CZ06 | 1585
SDGMFmExCZ07 | SDG | MFm | Ex | CZ07 | 22978
SDGMFmExCZ08 | SDG | MFm | Ex | CZ08 | 7887
SDGMFmExCZ10 | SDG | MFm | Ex | CZ10 | 7799
SDGMFmExCZ14 | SDG | MFm | Ex | CZ14 | 4
SDGMFmExCZ15 | SDG | MFm | Ex | CZ15 | 4
SDGDMoExCZ06 | SDG | DMo | Ex | CZ06 | 2
SDGDMoExCZ07 | SDG | DMo | Ex | CZ07 | 2443
SDGDMoExCZ08 | SDG | DMo | Ex | CZ08 | 2
SDGDMoExCZ10 | SDG | DMo | Ex | CZ10 | 4442
SDGDMoExCZ14 | SDG | DMo | Ex | CZ14 | 2
SDGDMoExCZ15 | SDG | DMo | Ex | CZ15 | 2
SDGSFmNewCZ06 | SDG | SFm | New | CZ06 | 1074.8
SDGSFmNewCZ07 | SDG | SFm | New | CZ07 | 2502.2
SDGSFmNewCZ08 | SDG | SFm | New | CZ08 | 63.7
SDGSFmNewCZ10 | SDG | SFm | New | CZ10 | 1606.6
SDGSFmNewCZ14 | SDG | SFm | New | CZ14 | 34.2
SDGSFmNewCZ15 | SDG | SFm | New | CZ15 | 1
SDGMFmNewCZ06 | SDG | MFm | New | CZ06 | 155.7
SDGMFmNewCZ07 | SDG | MFm | New | CZ07 | 2256.6
SDGMFmNewCZ08 | SDG | MFm | New | CZ08 | 774.6
SDGMFmNewCZ10 | SDG | MFm | New | CZ10 | 765.9
SDGMFmNewCZ14 | SDG | MFm | New | CZ14 | 1
SDGMFmNewCZ15 | SDG | MFm | New | CZ15 | 1
SDGDMoNewCZ06 | SDG | DMo | New | CZ06 | 1
SDGDMoNewCZ07 | SDG | DMo | New | CZ07 | 543.75
SDGDMoNewCZ08 | SDG | DMo | New | CZ08 | 1
SDGDMoNewCZ10 | SDG | DMo | New | CZ10 | 988.5
SDGDMoNewCZ14 | SDG | DMo | New | CZ14 | 1
SDGDMoNewCZ15 | SDG | DMo | New | CZ15 | 1
PGESFmOldCZ01 | PGE | SFm | Old | CZ01 | 24942
PGESFmOldCZ02 | PGE | SFm | Old | CZ02 | 171026
PGESFmOldCZ03 | PGE | SFm | Old | CZ03 | 580923
PGESFmOldCZ04 | PGE | SFm | Old | CZ04 | 316610
PGESFmOldCZ05 | PGE | SFm | Old | CZ05 | 68160
PGESFmOldCZ11 | PGE | SFm | Old | CZ11 | 179570
PGESFmOldCZ12 | PGE | SFm | Old | CZ12 | 572425
PGESFmOldCZ13 | PGE | SFm | Old | CZ13 | 256795
PGESFmOldCZ16 | PGE | SFm | Old | CZ16 | 53105
PGEMFmOldCZ01 | PGE | MFm | Old | CZ01 | 7854
PGEMFmOldCZ02 | PGE | MFm | Old | CZ02 | 47967
PGEMFmOldCZ03 | PGE | MFm | Old | CZ03 | 471911
PGEMFmOldCZ04 | PGE | MFm | Old | CZ04 | 186307
PGEMFmOldCZ05 | PGE | MFm | Old | CZ05 | 20561
PGEMFmOldCZ11 | PGE | MFm | Old | CZ11 | 40648
PGEMFmOldCZ12 | PGE | MFm | Old | CZ12 | 201475
PGEMFmOldCZ13 | PGE | MFm | Old | CZ13 | 88917
PGEMFmOldCZ16 | PGE | MFm | Old | CZ16 | 412
PGEDMoOldCZ01 | PGE | DMo | Old | CZ01 | 1344
PGEDMoOldCZ02 | PGE | DMo | Old | CZ02 | 15154
PGEDMoOldCZ03 | PGE | DMo | Old | CZ03 | 13460
PGEDMoOldCZ04 | PGE | DMo | Old | CZ04 | 8668
PGEDMoOldCZ05 | PGE | DMo | Old | CZ05 | 10199
PGEDMoOldCZ11 | PGE | DMo | Old | CZ11 | 46463
PGEDMoOldCZ12 | PGE | DMo | Old | CZ12 | 27986
PGEDMoOldCZ13 | PGE | DMo | Old | CZ13 | 27321
PGEDMoOldCZ16 | PGE | DMo | Old | CZ16 | 10648
PGESFmRecCZ01 | PGE | SFm | Rec | CZ01 | 1790
PGESFmRecCZ02 | PGE | SFm | Rec | CZ02 | 1765.6
PGESFmRecCZ03 | PGE | SFm | Rec | CZ03 | 5350.4
PGESFmRecCZ04 | PGE | SFm | Rec | CZ04 | 4882.8
PGESFmRecCZ05 | PGE | SFm | Rec | CZ05 | 845.2
PGESFmRecCZ11 | PGE | SFm | Rec | CZ11 | 7091.2
PGESFmRecCZ12 | PGE | SFm | Rec | CZ12 | 16142.8
PGESFmRecCZ13 | PGE | SFm | Rec | CZ13 | 6764.8
PGESFmRecCZ16 | PGE | SFm | Rec | CZ16 | 199.2
PGEMFmRecCZ01 | PGE | MFm | Rec | CZ01 | 2322.88
PGEMFmRecCZ02 | PGE | MFm | Rec | CZ02 | 4712.4
PGEMFmRecCZ03 | PGE | MFm | Rec | CZ03 | 14814.31
PGEMFmRecCZ04 | PGE | MFm | Rec | CZ04 | 7942.06
PGEMFmRecCZ05 | PGE | MFm | Rec | CZ05 | 2
PGEMFmRecCZ11 | PGE | MFm | Rec | CZ11 | 412.93
PGEMFmRecCZ12 | PGE | MFm | Rec | CZ12 | 9521.19
PGEMFmRecCZ13 | PGE | MFm | Rec | CZ13 | 1216.18
PGEMFmRecCZ16 | PGE | MFm | Rec | CZ16 | 2
PGEDMoRecCZ01 | PGE | DMo | Rec | CZ01 | 1
PGEDMoRecCZ02 | PGE | DMo | Rec | CZ02 | 390
PGEDMoRecCZ03 | PGE | DMo | Rec | CZ03 | 116.25
PGEDMoRecCZ04 | PGE | DMo | Rec | CZ04 | 687
PGEDMoRecCZ05 | PGE | DMo | Rec | CZ05 | 170.25
PGEDMoRecCZ11 | PGE | DMo | Rec | CZ11 | 724.5
PGEDMoRecCZ12 | PGE | DMo | Rec | CZ12 | 549.75
PGEDMoRecCZ13 | PGE | DMo | Rec | CZ13 | 285
PGEDMoRecCZ16 | PGE | DMo | Rec | CZ16 | 111
SCESFmOldCZ05 | SCE | SFm | Old | CZ05 | 2823
SCESFmOldCZ06 | SCE | SFm | Old | CZ06 | 333049
SCESFmOldCZ08 | SCE | SFm | Old | CZ08 | 438327
SCESFmOldCZ09 | SCE | SFm | Old | CZ09 | 497111
SCESFmOldCZ10 | SCE | SFm | Old | CZ10 | 428876
SCESFmOldCZ13 | SCE | SFm | Old | CZ13 | 64934
SCESFmOldCZ14 | SCE | SFm | Old | CZ14 | 183477
SCESFmOldCZ15 | SCE | SFm | Old | CZ15 | 46848
SCESFmOldCZ16 | SCE | SFm | Old | CZ16 | 98464
SCEMFmOldCZ05 | SCE | MFm | Old | CZ05 | 1030
SCEMFmOldCZ06 | SCE | MFm | Old | CZ06 | 311454
SCEMFmOldCZ08 | SCE | MFm | Old | CZ08 | 213734
SCEMFmOldCZ09 | SCE | MFm | Old | CZ09 | 200834
SCEMFmOldCZ10 | SCE | MFm | Old | CZ10 | 65045
SCEMFmOldCZ13 | SCE | MFm | Old | CZ13 | 4956
SCEMFmOldCZ14 | SCE | MFm | Old | CZ14 | 19498
SCEMFmOldCZ15 | SCE | MFm | Old | CZ15 | 45331
SCEMFmOldCZ16 | SCE | MFm | Old | CZ16 | 14485
SCEDMoOldCZ05 | SCE | DMo | Old | CZ05 | 2
SCEDMoOldCZ06 | SCE | DMo | Old | CZ06 | 17818
SCEDMoOldCZ08 | SCE | DMo | Old | CZ08 | 22310
SCEDMoOldCZ09 | SCE | DMo | Old | CZ09 | 25590
SCEDMoOldCZ10 | SCE | DMo | Old | CZ10 | 48655
SCEDMoOldCZ13 | SCE | DMo | Old | CZ13 | 6040
SCEDMoOldCZ14 | SCE | DMo | Old | CZ14 | 14751
SCEDMoOldCZ15 | SCE | DMo | Old | CZ15 | 4117
SCEDMoOldCZ16 | SCE | DMo | Old | CZ16 | 15153
SCESFmRecCZ05 | SCE | SFm | Rec | CZ05 | 39.2
SCESFmRecCZ06 | SCE | SFm | Rec | CZ06 | 6914.4
SCESFmRecCZ08 | SCE | SFm | Rec | CZ08 | 5024.8
SCESFmRecCZ09 | SCE | SFm | Rec | CZ09 | 5430
SCESFmRecCZ10 | SCE | SFm | Rec | CZ10 | 18833.6
SCESFmRecCZ13 | SCE | SFm | Rec | CZ13 | 2183.2
SCESFmRecCZ14 | SCE | SFm | Rec | CZ14 | 2908.8
SCESFmRecCZ15 | SCE | SFm | Rec | CZ15 | 569.6
SCESFmRecCZ16 | SCE | SFm | Rec | CZ16 | 1019.2
SCEMFmRecCZ05 | SCE | MFm | Rec | CZ05 | 2
SCEMFmRecCZ06 | SCE | MFm | Rec | CZ06 | 8813.14
SCEMFmRecCZ08 | SCE | MFm | Rec | CZ08 | 10256.61
SCEMFmRecCZ09 | SCE | MFm | Rec | CZ09 | 8980.93
SCEMFmRecCZ10 | SCE | MFm | Rec | CZ10 | 305.83
SCEMFmRecCZ13 | SCE | MFm | Rec | CZ13 | 152.32
SCEMFmRecCZ14 | SCE | MFm | Rec | CZ14 | 2
SCEMFmRecCZ15 | SCE | MFm | Rec | CZ15 | 2
SCEMFmRecCZ16 | SCE | MFm | Rec | CZ16 | 2
SCEDMoRecCZ05 | SCE | DMo | Rec | CZ05 | 1
SCEDMoRecCZ06 | SCE | DMo | Rec | CZ06 | 2201.25
SCEDMoRecCZ08 | SCE | DMo | Rec | CZ08 | 602.25
SCEDMoRecCZ09 | SCE | DMo | Rec | CZ09 | 1279.5
SCEDMoRecCZ10 | SCE | DMo | Rec | CZ10 | 336
SCEDMoRecCZ13 | SCE | DMo | Rec | CZ13 | 1
SCEDMoRecCZ14 | SCE | DMo | Rec | CZ14 | 159.75
SCEDMoRecCZ15 | SCE | DMo | Rec | CZ15 | 345
SCEDMoRecCZ16 | SCE | DMo | Rec | CZ16 | 87
SDGSFmOldCZ06 | SDG | SFm | Old | CZ06 | 49358
SDGSFmOldCZ07 | SDG | SFm | Old | CZ07 | 366949
SDGSFmOldCZ08 | SDG | SFm | Old | CZ08 | 7566
SDGSFmOldCZ10 | SDG | SFm | Old | CZ10 | 163516
SDGSFmOldCZ14 | SDG | SFm | Old | CZ14 | 6553
SDGSFmOldCZ15 | SDG | SFm | Old | CZ15 | 2565
SDGMFmOldCZ06 | SDG | MFm | Old | CZ06 | 16122
SDGMFmOldCZ07 | SDG | MFm | Old | CZ07 | 215404
SDGMFmOldCZ08 | SDG | MFm | Old | CZ08 | 10897
SDGMFmOldCZ10 | SDG | MFm | Old | CZ10 | 62886
SDGMFmOldCZ14 | SDG | MFm | Old | CZ14 | 262
SDGMFmOldCZ15 | SDG | MFm | Old | CZ15 | 181
SDGDMoOldCZ06 | SDG | DMo | Old | CZ06 | 2
SDGDMoOldCZ07 | SDG | DMo | Old | CZ07 | 22811
SDGDMoOldCZ08 | SDG | DMo | Old | CZ08 | 2232
SDGDMoOldCZ10 | SDG | DMo | Old | CZ10 | 19215
SDGDMoOldCZ14 | SDG | DMo | Old | CZ14 | 924
SDGDMoOldCZ15 | SDG | DMo | Old | CZ15 | 2
SDGSFmRecCZ06 | SDG | SFm | Rec | CZ06 | 4299.2
SDGSFmRecCZ07 | SDG | SFm | Rec | CZ07 | 10008.8
SDGSFmRecCZ08 | SDG | SFm | Rec | CZ08 | 254.8
SDGSFmRecCZ10 | SDG | SFm | Rec | CZ10 | 6426.4
SDGSFmRecCZ14 | SDG | SFm | Rec | CZ14 | 136.8
SDGSFmRecCZ15 | SDG | SFm | Rec | CZ15 | 2
SDGMFmRecCZ06 | SDG | MFm | Rec | CZ06 | 617.61
SDGMFmRecCZ07 | SDG | MFm | Rec | CZ07 | 8951.18
SDGMFmRecCZ08 | SDG | MFm | Rec | CZ08 | 3072.58
SDGMFmRecCZ10 | SDG | MFm | Rec | CZ10 | 3038.07
SDGMFmRecCZ14 | SDG | MFm | Rec | CZ14 | 2
SDGMFmRecCZ15 | SDG | MFm | Rec | CZ15 | 2
SDGDMoRecCZ06 | SDG | DMo | Rec | CZ06 | 1
SDGDMoRecCZ07 | SDG | DMo | Rec | CZ07 | 543.75
SDGDMoRecCZ08 | SDG | DMo | Rec | CZ08 | 1
SDGDMoRecCZ10 | SDG | DMo | Rec | CZ10 | 988.5
SDGDMoRecCZ14 | SDG | DMo | Rec | CZ14 | 1
SDGDMoRecCZ15 | SDG | DMo | Rec | CZ15 | 1
AnySFmOldCZ01 | Any | SFm | Old | CZ01 | 24942
AnySFmOldCZ02 | Any | SFm | Old | CZ02 | 171026
AnySFmOldCZ03 | Any | SFm | Old | CZ03 | 580923
AnySFmOldCZ04 | Any | SFm | Old | CZ04 | 316610
AnySFmOldCZ05 | Any | SFm | Old | CZ05 | 70983
AnySFmOldCZ11 | Any | SFm | Old | CZ11 | 179570
AnySFmOldCZ12 | Any | SFm | Old | CZ12 | 572425
AnySFmOldCZ13 | Any | SFm | Old | CZ13 | 321729
AnySFmOldCZ16 | Any | SFm | Old | CZ16 | 151569
AnyMFmOldCZ01 | Any | MFm | Old | CZ01 | 7854
AnyMFmOldCZ02 | Any | MFm | Old | CZ02 | 47967
AnyMFmOldCZ03 | Any | MFm | Old | CZ03 | 471911
AnyMFmOldCZ04 | Any | MFm | Old | CZ04 | 186307
AnyMFmOldCZ05 | Any | MFm | Old | CZ05 | 21591
AnyMFmOldCZ11 | Any | MFm | Old | CZ11 | 40648
AnyMFmOldCZ12 | Any | MFm | Old | CZ12 | 201475
AnyMFmOldCZ13 | Any | MFm | Old | CZ13 | 93873
AnyMFmOldCZ16 | Any | MFm | Old | CZ16 | 14897
AnyDMoOldCZ01 | Any | DMo | Old | CZ01 | 1344
AnyDMoOldCZ02 | Any | DMo | Old | CZ02 | 15154
AnyDMoOldCZ03 | Any | DMo | Old | CZ03 | 13460
AnyDMoOldCZ04 | Any | DMo | Old | CZ04 | 8668
AnyDMoOldCZ05 | Any | DMo | Old | CZ05 | 10201
AnyDMoOldCZ11 | Any | DMo | Old | CZ11 | 46463
AnyDMoOldCZ12 | Any | DMo | Old | CZ12 | 27986
AnyDMoOldCZ13 | Any | DMo | Old | CZ13 | 33361
AnyDMoOldCZ16 | Any | DMo | Old | CZ16 | 25801
AnySFmRecCZ01 | Any | SFm | Rec | CZ01 | 1790
AnySFmRecCZ02 | Any | SFm | Rec | CZ02 | 1765.6
AnySFmRecCZ03 | Any | SFm | Rec | CZ03 | 5350.4
AnySFmRecCZ04 | Any | SFm | Rec | CZ04 | 4882.8
AnySFmRecCZ05 | Any | SFm | Rec | CZ05 | 884.4
AnySFmRecCZ11 | Any | SFm | Rec | CZ11 | 7091.2
AnySFmRecCZ12 | Any | SFm | Rec | CZ12 | 16142.8
AnySFmRecCZ13 | Any | SFm | Rec | CZ13 | 8948
AnySFmRecCZ16 | Any | SFm | Rec | CZ16 | 1218.4
AnyMFmRecCZ01 | Any | MFm | Rec | CZ01 | 2322.88
AnyMFmRecCZ02 | Any | MFm | Rec | CZ02 | 4712.4
AnyMFmRecCZ03 | Any | MFm | Rec | CZ03 | 14814.31
AnyMFmRecCZ04 | Any | MFm | Rec | CZ04 | 7942.06
AnyMFmRecCZ05 | Any | MFm | Rec | CZ05 | 4
AnyMFmRecCZ11 | Any | MFm | Rec | CZ11 | 412.93
AnyMFmRecCZ12 | Any | MFm | Rec | CZ12 | 9521.19
AnyMFmRecCZ13 | Any | MFm | Rec | CZ13 | 1368.5
AnyMFmRecCZ16 | Any | MFm | Rec | CZ16 | 4
AnyDMoRecCZ01 | Any | DMo | Rec | CZ01 | 1
AnyDMoRecCZ02 | Any | DMo | Rec | CZ02 | 390
AnyDMoRecCZ03 | Any | DMo | Rec | CZ03 | 116.25
AnyDMoRecCZ04 | Any | DMo | Rec | CZ04 | 687
AnyDMoRecCZ05 | Any | DMo | Rec | CZ05 | 171.25
AnyDMoRecCZ11 | Any | DMo | Rec | CZ11 | 724.5
AnyDMoRecCZ12 | Any | DMo | Rec | CZ12 | 549.75
AnyDMoRecCZ13 | Any | DMo | Rec | CZ13 | 286
AnyDMoRecCZ16 | Any | DMo | Rec | CZ16 | 198
AnySFmOldCZ06 | Any | SFm | Old | CZ06 | 382407
AnySFmOldCZ08 | Any | SFm | Old | CZ08 | 445893
AnySFmOldCZ09 | Any | SFm | Old | CZ09 | 497111
AnySFmOldCZ10 | Any | SFm | Old | CZ10 | 592392
AnySFmOldCZ14 | Any | SFm | Old | CZ14 | 190030
AnySFmOldCZ15 | Any | SFm | Old | CZ15 | 49413
AnyMFmOldCZ06 | Any | MFm | Old | CZ06 | 327576
AnyMFmOldCZ08 | Any | MFm | Old | CZ08 | 224631
AnyMFmOldCZ09 | Any | MFm | Old | CZ09 | 200834
AnyMFmOldCZ10 | Any | MFm | Old | CZ10 | 127931
AnyMFmOldCZ14 | Any | MFm | Old | CZ14 | 19760
AnyMFmOldCZ15 | Any | MFm | Old | CZ15 | 45512
AnyDMoOldCZ06 | Any | DMo | Old | CZ06 | 17820
AnyDMoOldCZ08 | Any | DMo | Old | CZ08 | 24542
AnyDMoOldCZ09 | Any | DMo | Old | CZ09 | 25590
AnyDMoOldCZ10 | Any | DMo | Old | CZ10 | 67870
AnyDMoOldCZ14 | Any | DMo | Old | CZ14 | 15675
AnyDMoOldCZ15 | Any | DMo | Old | CZ15 | 4119
AnySFmRecCZ06 | Any | SFm | Rec | CZ06 | 11213.6
AnySFmRecCZ08 | Any | SFm | Rec | CZ08 | 5279.6
AnySFmRecCZ09 | Any | SFm | Rec | CZ09 | 5430
AnySFmRecCZ10 | Any | SFm | Rec | CZ10 | 25260
AnySFmRecCZ14 | Any | SFm | Rec | CZ14 | 3045.6
AnySFmRecCZ15 | Any | SFm | Rec | CZ15 | 571.6
AnyMFmRecCZ06 | Any | MFm | Rec | CZ06 | 9430.75
AnyMFmRecCZ08 | Any | MFm | Rec | CZ08 | 13329.19
AnyMFmRecCZ09 | Any | MFm | Rec | CZ09 | 8980.93
AnyMFmRecCZ10 | Any | MFm | Rec | CZ10 | 3343.9
AnyMFmRecCZ14 | Any | MFm | Rec | CZ14 | 4
AnyMFmRecCZ15 | Any | MFm | Rec | CZ15 | 4
AnyDMoRecCZ06 | Any | DMo | Rec | CZ06 | 2202.25
AnyDMoRecCZ08 | Any | DMo | Rec | CZ08 | 603.25
AnyDMoRecCZ09 | Any | DMo | Rec | CZ09 | 1279.5
AnyDMoRecCZ10 | Any | DMo | Rec | CZ10 | 1324.5
AnyDMoRecCZ14 | Any | DMo | Rec | CZ14 | 160.75
AnyDMoRecCZ15 | Any | DMo | Rec | CZ15 | 346
AnySFmOldCZ07 | Any | SFm | Old | CZ07 | 366949
AnyMFmOldCZ07 | Any | MFm | Old | CZ07 | 215404
AnyDMoOldCZ07 | Any | DMo | Old | CZ07 | 22811
AnySFmRecCZ07 | Any | SFm | Rec | CZ07 | 10008.8
AnyMFmRecCZ07 | Any | MFm | Rec | CZ07 | 8951.18
AnyDMoRecCZ07 | Any | DMo | Rec | CZ07 | 543.75