## Weighted Avg EUL
Measure | EUL_ID | EUL | Savings Weights | Scenario weights
Added Attic Insulation | BS-CeilIns | 20 | 12.32% | 12.32%
Attic Air Seal | BS-Wthr | 11 | 11.71% | 18%
Duct Sealing | HV-DuctSeal-BW | 18 | 10.68% | 10.68%
Duct Insulation | HVAC-DuctInsul | 20 | 65.3% | 59%
| WEIGHTED AVERAGE: | 18.7328 | 18.7328 | 18.1664
The methodology used for the weighted EUL is sound and it was approved on 3/10/22 by Jennifer McW and Rachel M.
The only aspect of the methodology that was somewhat questionable is the use of savings from the CA CMUA POU TRM for attic air sealing (since DEER does not have an air sealing measure.) The scenario weights column checks the change in EUL if the air sealing savings were higher and it only changes the EUL by half a year. Thus the initial savings weights are OK.

## MMBTUs
| for SFm |  |  | %Distrib= % savings contributed from each measure | [5 empty] | deemed saving per ton cooling capacity |  |  |  | no UES?? Equals DBD mmbtu minus the three others mmbtus? | [9 empty] | capacity =sizing factor * average area
| Combined Simulation Results |  |  | Added Attic Insulation |  |  | Attic Air Seal |  |  | Duct Sealing |  |  | Duct Insulation |  |  |  | Attic Insulation Add R38 |  | Duct Sealing |  | Attic Air Seal |  | AC System Sizing |  | Deeply Buried Ducts
CZ | MMBTUs | MMBTU*SFm | %Distrib | MMBTUs | MMBTU*SFm | %Distrib | MMBTUs | MMBTU*SFm | %Distrib | MMBTUs | MMBTU*SFm | %Distrib | MMBTUs | MMBTU*SFm | %Distrib | EUL | kWh UES | Therms UES | kWh UES | Therms UES | kWh UES | Therms UES | Sizing Factor (ft2/ton): | Capacity (tons) | kWh UES | Therms UES
CZ01 | 12.2232 | 10487.512 | 0.03142% | 1.2477 | 1070.4843 | 0.003207% | 1.5397 | 1321.0943 | 0.003958% | 1.5105 | 1296.0516 | 0.003883% | 7.9253 | 6799.8818 | 0.02037% | 18.6191 | 0.005 | 0.008 | 5.41 | 6.74 | 14.5 | 30.3 | 700 | 2.1814 | 0.06 | 0.078 | DBD results are for combined measure and come from simulation
CZ02 | 14.7058 | 898743.51 | 2.692% | 1.8056 | 110346.4164 | 0.3306% | 1.3749 | 84027.478 | 0.2517% | 1.1499 | 70274.7697 | 0.2105% | 10.3754 | 634094.846 | 1.9% | 19.0022 | 0.013 | 0.0097 | 5.92 | 4.32 | 14.6 | 27 | 700 | 2.5429 | 0.106 | 0.079
CZ03 | 12.0189 | 1515716.8599 | 4.541% | 2.2257 | 280685.423 | 0.8408% | 1.5397 | 194177.7728 | 0.5817% | 1.0123 | 127661.5714 | 0.3824% | 7.2412 | 913192.0927 | 2.736% | 18.6786 | 0.009 | 0.0135 | 4.86 | 4.23 | 14.5 | 30.3 | 700 | 2.3029 | 0.075 | 0.072
CZ04 | 11.0504 | 1439111.0253 | 4.311% | 1.7699 | 230493.9788 | 0.6905% | 1.3358 | 173958.7745 | 0.5211% | 1.0891 | 141840.7385 | 0.4249% | 6.8556 | 892817.5335 | 2.675% | 18.715 | 0.013 | 0.0094 | 11.7 | 3.52 | 15.1 | 26.2 | 647 | 2.779 | 0.16 | 0.056
CZ05 | 17.4573 | 127874.6802 | 0.3831% | 3.4187 | 25042.192 | 0.07502% | 1.6661 | 12204.1957 | 0.03656% | 1.4724 | 10785.0736 | 0.03231% | 10.9001 | 79843.2189 | 0.2392% | 18.9724 | 0.01 | 0.0174 | 4.5 | 4.79 | 15.3 | 32.8 | 647 | 2.9784 | 0.076 | 0.088
CZ06 | 8.5429 | 1147982.8989 | 3.439% | 1.5586 | 209435.6254 | 0.6274% | 1.6661 | 223887.4277 | 0.6707% | 0.57328 | 77035.6966 | 0.2308% | 4.745 | 637624.1492 | 1.91% | 18.1105 | 0.01 | 0.0084 | 8.8 | 1.78 | 15.3 | 32.8 | 647 | 2.7558 | 0.144 | 0.043
CZ07 | 6.3673 | 745691.1652 | 2.234% | 1.1268 | 131966.4775 | 0.3953% | 1.6661 | 195122.1801 | 0.5845% | 0.63522 | 74392.7065 | 0.2229% | 2.9391 | 344209.8011 | 1.031% | 17.4455 | 0.008 | 0.0067 | 10.8 | 1.99 | 15.3 | 32.8 | 600 | 2.6933 | 0.129 | 0.035
CZ08 | 7.1865 | 1996509.5064 | 5.981% | 0.90918 | 252583.1527 | 0.7567% | 0.88445 | 245713.0322 | 0.7361% | 0.64578 | 179407.9497 | 0.5375% | 4.7471 | 1318805.3719 | 3.951% | 18.7126 | 0.013 | 0.0052 | 14.2 | 1.62 | 11.4 | 17.3 | 525 | 3.0686 | 0.223 | 0.037
CZ09 | 9.3761 | 4779699.1677 | 14.32% | 1.3098 | 667721.6946 | 2% | 0.97178 | 495393.2341 | 1.484% | 0.956 | 487348.5321 | 1.46% | 6.1384 | 3129235.7068 | 9.374% | 18.8633 | 0.017 | 0.007 | 22.7 | 2.13 | 15.7 | 18.9 | 525 | 3.2914 | 0.33 | 0.043
CZ10 | 11.3334 | 5019434.4769 | 15.04% | 1.5949 | 706355.526 | 2.116% | 1.0195 | 451530.4279 | 1.353% | 1.2821 | 567815.6279 | 1.701% | 7.4369 | 3293732.8951 | 9.867% | 18.9641 | 0.025 | 0.0068 | 16.5 | 2.31 | 17.3 | 19.8 | 467 | 4.4625 | 0.275 | 0.045
CZ11 | 12.6249 | 2281946.068 | 6.836% | 1.0672 | 192887.768 | 0.5778% | 1.3169 | 238032.3863 | 0.7131% | 1.3708 | 247776.1233 | 0.7423% | 8.87 | 1603249.7905 | 4.803% | 18.844 | 0.023 | 0.0055 | 23.4 | 3.44 | 27.5 | 25.4 | 525 | 3.2343 | 0.362 | 0.062
CZ12 | 12.6858 | 7981800.058 | 23.91% | 1.2334 | 776041.1384 | 2.325% | 1.3612 | 856432.7906 | 2.566% | 1.4003 | 881028.7869 | 2.639% | 8.691 | 5468297.3421 | 16.38% | 18.8136 | 0.013 | 0.0063 | 16.1 | 3.47 | 21.2 | 26.5 | 525 | 3.4838 | 0.245 | 0.061
CZ13 | 10.7425 | 3157894.5924 | 9.46% | 0.9811 | 288406.8234 | 0.864% | 1.5512 | 455998.603 | 1.366% | 1.4108 | 414712.2977 | 1.242% | 6.7994 | 1998776.8683 | 5.988% | 18.4378 | 0.025 | 0.0054 | 28.4 | 3.23 | 47.6 | 29.4 | 467 | 3.3597 | 0.424 | 0.054
CZ14 | 11.7462 | 1332056.3599 | 3.99% | 1.3541 | 153560.2688 | 0.46% | 1.5512 | 175911.3687 | 0.527% | 1.6165 | 183312.519 | 0.5491% | 7.2244 | 819272.2034 | 2.454% | 18.5362 | 0.032 | 0.0071 | 38.3 | 3.26 | 47.6 | 29.4 | 467 | 3.5396 | 0.5 | 0.054
CZ15 | 9.1852 | 441129.4622 | 1.321% | 0.86314 | 41453.359 | 0.1242% | 0.91703 | 44041.3596 | 0.1319% | 1.1458 | 55030.1814 | 0.1649% | 6.2592 | 300604.5621 | 0.9005% | 18.852 | 0.037 | 0.003 | 38 | 1.08 | 68.6 | 16 | 420 | 4.8214 | 0.626 | 0.024
CZ16 | 15.4471 | 505198.3657 | 1.513% | 1.3112 | 42882.9511 | 0.1285% | 1.8355 | 60029.5304 | 0.1798% | 1.4104 | 46127.4423 | 0.1382% | 10.89 | 356158.4419 | 1.067% | 18.748 | 0.005 | 0.0086 | 17.7 | 6 | 20.8 | 36 | 700 | 2.1357 | 0.244 | 0.095
|  | 33381275.7087 | 100% |  | 4110933.2793 | 12.32% |  | 3907781.6558 | 11.71% |  | 3565846.0683 | 10.68% |  | 21796714.7054 | 65.3% | 18.7328
[15 empty] | standard deviation | 0.39126
|  | MMBTU(attic insulation) = (Electricity UES + Gas UES)* Average sqft RASS (building type) | [7 empty] | Q: in the document, the UES is normalized based on attic area, why using total area here?
|  | MMBTU(attic air seal) = (Electricity UES + Gas UES)* Infiltration_through_the_attic | [7 empty] | Q: how is the UES of attic and duct seal calculated? Why the UES not multiplies area?
MMBTU(duct seal) =(Electricity UES + Gas UES)*AC system capacity
MMBTU(DBD) = (Electricity UES+ Gas UES)* Average sqft RASS (building type)
MMBTU(duct insulation)= MMBTU(DBD)-MMBTU(attic insulation)-MMBTU(attic air seal)-MMBTU(duct seal)
|  | MMBTU*SFm = MMBTUs (column) * number for CAC (climate zone, age larger than 9 years) | [6 empty] | Q: why age limit? Only applicable to old buildings or simulation is based on old buildings?
|  | number of CAC= counts of families with CAC (climate zone,, age larger than 9 years) | [6 empty] | A: Program exclusion (no after 2001, no MFM and DMO)
[10 empty] | Measure | EUL_ID | EUL
[10 empty] | Added Attic Insulation | BS-CeilIns | 20
[10 empty] | Attic Air Seal | BS-Wthr | 11
[10 empty] | Duct Sealing | HV-DuctSeal-BW | 18
[10 empty] | Duct Insulation | HVAC-DuctInsul | 20
Note on R2: SWBE006D, SWBE006-01
Note on T2: SWSV001-04, SWSV001E
Note on V2: CMUA POU TRM, 3rd Edition, 2017 12/5/2017 12.6.1 Savings Table Air Sealing One-Story, 30%
Note on Z2: Draft DBD Work Paper SWBE00X-01, SWBE00XA Reduce duct total duct leakage from 40% to 12% Seal the attic plane from the conditioned space Increase attic insulation to R-60 Cover duct with a minimum of 4 inches over the top without mounds

## Lookups
|  |  | 2019 RASS | Building Age: | Before 1975 |  |  | 1975-1978 |  |  | 1979-1983 |  |  | 1984-1991 |  |  | 1992-1999 |  |  | 2000-2005 |  |  | 2006-2012
|  |  |  | Climate Zone | 9-13 YRS | 14-30 YRS | 31 + YRS | 9-13 YRS | 14-30 YRS | 31 + YRS | 9-13 YRS | 14-30 YRS | 31 + YRS | 9-13 YRS | 14-30 YRS | 31 + YRS | 9-13 YRS | 14-30 YRS | 31 + YRS | 9-13 YRS | 14-30 YRS | 31 + YRS | 9-13 YRS | 14-30 YRS | 31 + YRS
CZ | Num. of CAC |  | Single Family | CZ01 | 159 | 47 | 48 |  | 24 | [11 empty] | 473
CZ01 | 858 |  |  | CZ02 | 8581 | 8502 | 310 | 694 | 8225 | 836 | 498 | 12569 | 626 | 1462 | 3754 | 1051 | 648 | 3599 |  | 333 | 3046 |  | 1847
CZ02 | 61115 |  |  | CZ03 | 6678 | 16787 | 1031 | 1168 | 393 | 188 | 115 | 733 | 90 | 5671 | 3888 | 4163 | 2200 | 9640 |  | 4039 | 23392 |  | 5263
CZ03 | 126111 |  |  | CZ04 | 10303 | 35066 | 8897 | 3277 | 5400 | 120 | 1175 | 7596 | 2748 | 1064 | 2250 | 373 | 1160 | 13547 |  | 488 | 6202 |  | 3961
CZ04 | 130232 |  |  | CZ05 | 111 | 5672 | 60 |  | 41 |  |  | 76 | 85 | 60 | 343 |  |  | 34 |  |  | 639
CZ05 | 7325 |  |  | CZ06 | 17226 | 27262 | 1009 | 581 | 1200 | 3545 | 6008 | 3203 | 214 | 5693 | 6764 | 439 | 606 | 7206 |  | 424 | 15198 |  | 1373
CZ06 | 134378 |  |  | CZ07 | 15898 | 22663 | 157 | 655 | 850 | 262 | 3396 | 1034 | 205 | 3251 | 7868 | 698 | 537 | 6628 |  | 7672 | 16687 |  | 2845
CZ07 | 117113 |  |  | CZ08 | 37188 | 38051 | 8064 | 5957 | 2290 | 6696 | 2942 | 6040 | 9693 | 8867 | 12426 | 12032 | 3018 | 22389 |  | 3387 | 13378 |  | 9557
CZ08 | 277815 |  |  | CZ09 | 118651 | 108994 | 13532 | 3470 | 3895 | 785 | 8167 | 18549 | 13924 | 10087 | 17307 | 7718 | 552 | 18865 |  | 1370 | 25304 |  | 2246
CZ09 | 509777 |  |  | CZ10 | 59828 | 38418 | 1995 | 7993 | 14314 | 5100 | 11344 | 14250 | 6023 | 14804 | 50378 | 10783 | 3953 | 29021 |  | 11017 | 67296 |  | 45761
CZ10 | 442888 |  |  | CZ11 | 32533 | 46980 | 11530 | 1393 | 1224 | 3758 | 997 | 3645 | 179 | 16394 | 6290 | 7321 | 14637 | 3185 |  | 5728 | 9724 |  | 3197
CZ11 | 180750 |  |  | CZ12 | 111957 | 105778 | 15854 | 30511 | 26329 | 2057 | 17038 | 12567 | 1998 | 19010 | 27560 | 3815 | 5649 | 66848 |  | 11499 | 86942 |  | 20125
CZ12 | 629190 |  |  | CZ13 | 14294 | 89016 | 8217 | 12017 | 7546 | 5878 | 5907 | 2502 | 928 | 3185 | 19732 | 5912 | 14263 | 29596 |  | 6037 | 29497 |  | 18777
CZ13 | 293964 |  |  | CZ14 | 7689 | 11785 | 806 | 2848 | 948 | 157 | 5717 | 1146 | 449 | 16479 | 6240 | 8242 | 719 | 15676 |  | 6724 | 11425 |  | 9277
CZ14 | 113403 |  |  | CZ15 | 13044 | 1462 |  | 1468 | 289 |  | 308 | 1176 | 387 | 2474 | 910 | 433 | 545 | 8874 |  | 1473 | 4731 |  | 1626
CZ15 | 48026 |  |  | CZ16 | 1043 | 12851 | 28 | 220 | 209 |  | 112 | 10333 |  | 490 | 797 | 332 | 467 | 2947 |  | 304 | 1000 |  | 857
CZ16 | 32705 |  | Townhouse, Duplex, Row House | CZ01
Total | 3105650 |  |  | CZ02 |  |  | 64 | 386 | 23 | 42 | 72 | 199 | 41 | 212 | 1926 |  | 228 | 200 |  | 50 | 469 |  | 120
|  |  |  | CZ03 | 5810 | 329 | 92 | 34 | 104 | 57 | 110 | 73 | 218 |  | 129 | 627 |  | 311 |  | 16532 | 304 |  | 6017
| Area (ft2): | 1743 |  | CZ04 | 794 | 666 | 122 |  | 23 |  | 491 | 363 | 96 | 5985 | 524 | 258 | 245 | 1572 |  | 326 | 4394 |  | 6321
| Heat Rate (BTU/kWh): | 3412 |  | CZ05 | [9 empty] | 40 | [6 empty] | 108
| % Infiltration through the attic: | 50% |  | CZ06 | 5858 | 368 | 142 | 319 | 620 | 178 | 4239 | 163 |  | 454 | 4911 | 372 | 131 | 6695 |  | 2442 | 2323 |  | 739
|  |  |  | CZ07 | 26 | 354 | 141 | 75 | 2687 | 74 | 70 | 262 |  | 301 | 3682 | 63 | 112 | 911 |  | 335 | 7678 |  | 390
|  |  |  | CZ08 | 927 | 1468 | 717 | 510 | 112 | 248 | 304 | 1099 | 513 | 1591 | 9321 | 709 | 224 | 10962 |  | 9532 | 3532 |  | 652
|  |  |  | CZ09 | 8831 | 2863 | 365 | 4493 | 2804 | 2962 | 376 | 6822 | 689 | 1083 | 8629 | 1144 | 175 | 4612 |  | 5875 | 922 |  | 793
|  |  |  | CZ10 | 2843 | 731 | 190 | 2714 | 112 |  | 3535 | 501 | 17620 | 268 | 374 | 222 | 154 | 3091 |  | 210 | 5947 |  | 819
|  |  |  | CZ11 | 51 | 2566 |  |  | 45 |  | 331 | 348 | 75 | 45 | 210 | 91 |  | 69 |  | 37 |  |  | 369
|  |  |  | CZ12 | 5276 | 1830 | 2967 | 639 | 720 | 331 | 771 | 5216 | 181 | 681 | 1063 | 583 | 345 | 4990 |  | 194 | 375 |  | 6674
|  |  |  | CZ13 | 929 | 1011 |  |  | 430 | 35 | 48 |  | 312 | 329 | 143 | 46 | 58 | 42 |  | 45 |  |  | 129
|  |  |  | CZ14 |  | 5225 |  |  | 42 |  |  |  |  | 301 | 142 | 150 |  |  |  |  | 222
|  |  |  | CZ15 | 601 | 173 |  |  | 325 |  | 280 |  | 104 |  | 231 | 483 |  |  |  | 124 |  |  | 504
|  |  |  | CZ16 |  | 45 | [7 empty] | 120 | 22
|  |  | Apt Condo 2-4 Units | CZ01 | 107
|  |  |  | CZ02 | 90 | 141 |  |  | 153 |  |  |  |  | 90 | [8 empty] | 28
|  |  |  | CZ03 |  | 4127 | 2079 | 70 |  | 65 |  |  | 89 | 3165 | 240 | [7 empty] | 90
|  |  |  | CZ04 | 263 | 231 | 57 | 50 | 129 |  |  | 30 |  |  |  |  | 154 | 628 |  | 176 | 99 |  | 2608
|  |  |  | CZ05 | [11 empty] | 56
|  |  |  | CZ06 | 75 | 367 | 240 |  | 220 | 69 | 66 | 286 | 208 |  | 4431 | 38 | 68 | 186 |  | 93 | 85 |  | 41
|  |  |  | CZ07 | 302 | 184 | 369 | 210 | 72 |  | 105 | 185 |  | 75 | 482 | 160 | 186 | 5582 |  | 168 | 230 |  | 336
|  |  |  | CZ08 | 2729 | 10862 | 768 | 157 | 373 | 309 | 277 | 1119 | 74 | 109 | 4628 |  | 158 | 2511 |  | 3115 | 331 |  | 5899
|  |  |  | CZ09 | 4935 | 15085 | 614 | 190 | 2804 | 46 | 859 | 15259 | 555 | 1323 | 1299 | 156 | 22797 | 1876 |  | 6914 | 7982 |  | 229
|  |  |  | CZ10 | 37 | 57 | 419 | 87 | 181 | 408 | 3897 | 180 | 320 | 2477 | 1085 |  | 30 | 447 |  | 340 | 888 |  | 426
|  |  |  | CZ11 | 149 | 2813 | 39 |  |  |  | 201 | 3966 |  |  |  |  | 246 | 289 |  |  | 55 |  | 40
|  |  |  | CZ12 | 2447 | 4798 | 582 | 122 | 115 | 5505 | 379 | 4586 | 249 | 2152 | 396 | 205 | 7945 | 465 |  | 225 | 176 |  | 470
|  |  |  | CZ13 | 952 | 1175 | 149 |  | 2790 | 5443 | 217 | 41 | 86 | 235 |  | 62 | 2910 | 195 |  | 2009 | 102 |  | 737
|  |  |  | CZ14 |  |  |  | 124 |  |  | 253 | [8 empty] | 558 |  |  | 59
|  |  |  | CZ15 | 93 | 916 | 342 | 206 | 438 |  | 1420 | 115 |  | 1116 | 300 | 204 |  | 506 |  | 293 |  |  | 52
|  |  |  | CZ16 | 331 | [5 empty] | 130 |  |  |  | 67

## RASS CAC SurveyReport
Saturation Report
Report Year: 2019
Report View: Building Type, Building Age, Title 24 Climate Zones
Survey Section: Space Cooling
Survey Question: Age of main central air conditioner - C3
Report Detail: Weighted, Include No Response, Include Not-Applicable
Filtered By:
The query returns 39,985 records, representing 12,206,453 Population. * Results represent a sample of fewer than 25 households.
Survey Question : Age of main central air conditioner - C3
Building Type | Building Age | Title 24 Climate Zones | LESS THAN ONE YEAR | 1-3 YRS | 4-8 YRS | 9-13 YRS | 14-30 YRS | 31 + YRS | NO RESPONSE | NOT APPLICABLE | Total
Single Family | Before 1975 | 1 | 44 |  |  | 159 | 47 | 48 | 41 | 19991 | 20330
|  | % | 0.2% |  |  | 0.8% | 0.2% | 0.2% | 0.2% | 98.3% | 100%
|  | 2 | 3649 | 3477 | 3725 | 8581 | 8502 | 310 | 1409 | 88159 | 117812
|  | % | 3.1% | 3% | 3.2% | 7.3% | 7.2% | 0.3% | 1.2% | 74.8% | 100%
|  | 3 | 2466 | 4041 | 47180 | 6678 | 16787 | 1031 | 4606 | 402923 | 485712
|  | % | 0.5% | 0.8% | 9.7% | 1.4% | 3.5% | 0.2% | 0.9% | 83% | 100%
|  | 4 | 2428 | 21968 | 25970 | 10303 | 35066 | 8897 | 5770 | 82929 | 193331
|  | % | 1.3% | 11.4% | 13.4% | 5.3% | 18.1% | 4.6% | 3% | 42.9% | 100%
|  | 5 | 54 | 274 | 160 | 111 | 5672 | 60 | 412 | 30670 | 37412
|  | % | 0.1% | 0.7% | 0.4% | 0.3% | 15.2% | 0.2% | 1.1% | 82% | 100%
|  | 6 | 10696 | 44568 | 26710 | 17226 | 27262 | 1009 | 2689 | 205302 | 335461
|  | % | 3.2% | 13.3% | 8% | 5.1% | 8.1% | 0.3% | 0.8% | 61.2% | 100%
|  | 7 | 7345 | 8079 | 11800 | 15898 | 22663 | 157 | 9627 | 128272 | 203839
|  | % | 3.6% | 4% | 5.8% | 7.8% | 11.1% | 0.1% | 4.7% | 62.9% | 100%
|  | 8 | 9183 | 44599 | 50507 | 37188 | 38051 | 8064 | 7950 | 171569 | 367111
|  | % | 2.5% | 12.1% | 13.8% | 10.1% | 10.4% | 2.2% | 2.2% | 46.7% | 100%
|  | 9 | 16223 | 37664 | 118808 | 118651 | 108994 | 13532 | 9349 | 141960 | 565181
|  | % | 2.9% | 6.7% | 21% | 21% | 19.3% | 2.4% | 1.7% | 25.1% | 100%
|  | 10 | 17918 | 11783 | 30016 | 59828 | 38418 | 1995 | 2854 | 44811 | 207622
|  | % | 8.6% | 5.7% | 14.5% | 28.8% | 18.5% | 1% | 1.4% | 21.6% | 100%
|  | 11 | 9136 | 8328 | 10607 | 32533 | 46980 | 11530 | 1039 | 29687 | 149840
|  | % | 6.1% | 5.6% | 7.1% | 21.7% | 31.4% | 7.7% | 0.7% | 19.8% | 100%
|  | 12 | 23064 | 46998 | 57833 | 111957 | 105778 | 15854 | 21693 | 75979 | 459156
|  | % | 5% | 10.2% | 12.6% | 24.4% | 23% | 3.5% | 4.7% | 16.5% | 100%
|  | 13 | 2878 | 15716 | 19641 | 14294 | 89016 | 8217 | 9773 | 44390 | 203924
|  | % | 1.4% | 7.7% | 9.6% | 7% | 43.7% | 4% | 4.8% | 21.8% | 100%
|  | 14 | 207 | 1313 | 8548 | 7689 | 11785 | 806 | 1829 | 18987 | 51163
|  | % | 0.4% | 2.6% | 16.7% | 15% | 23% | 1.6% | 3.6% | 37.1% | 100%
|  | 15 | 1362 | 4531 | 2632 | 13044 | 1462 |  | 377 | 2093 | 25500
|  | % | 5.3% | 17.8% | 10.3% | 51.2% | 5.7% |  | 1.5% | 8.2% | 100%
|  | 16 | 9648 | 1135 | 2338 | 1043 | 12851 | 28 | 2357 | 16661 | 46061
|  | % | 20.9% | 2.5% | 5.1% | 2.3% | 27.9% | 0.1% | 5.1% | 36.2% | 100%
Single Family | 1975-1978 | 1 |  |  |  |  | 24 |  |  | 1567 | 1591
|  | % |  |  |  |  | 1.5% |  |  | 98.5% | 100%
|  | 2 | 136 | 5127 | 520 | 694 | 8225 | 836 | 85 | 17483 | 33105
|  | % | 0.4% | 15.5% | 1.6% | 2.1% | 24.8% | 2.5% | 0.3% | 52.8% | 100%
|  | 3 | 557 | 757 | 303 | 1168 | 393 | 188 | 3251 | 30568 | 37184
|  | % | 1.5% | 2% | 0.8% | 3.1% | 1.1% | 0.5% | 8.7% | 82.2% | 100%
|  | 4 | 6037 | 1516 | 1980 | 3277 | 5400 | 120 | 60 | 4002 | 22392
|  | % | 27% | 6.8% | 8.8% | 14.6% | 24.1% | 0.5% | 0.3% | 17.9% | 100%
|  | 5 |  |  | 57 |  | 41 |  |  | 1961 | 2059
|  | % |  |  | 2.8% |  | 2% |  |  | 95.2% | 100%
|  | 6 | 111 | 760 | 7178 | 581 | 1200 | 3545 | 266 | 14687 | 28328
|  | % | 0.4% | 2.7% | 25.3% | 2% | 4.2% | 12.5% | 0.9% | 51.8% | 100%
|  | 7 | 642 | 5349 | 6223 | 655 | 850 | 262 | 58 | 17944 | 31982
|  | % | 2% | 16.7% | 19.5% | 2% | 2.7% | 0.8% | 0.2% | 56.1% | 100%
|  | 8 |  | 3548 | 2298 | 5957 | 2290 | 6696 | 170 | 27223 | 48181
|  | % |  | 7.4% | 4.8% | 12.4% | 4.8% | 13.9% | 0.4% | 56.5% | 100%
|  | 9 | 1059 | 12422 | 9574 | 3470 | 3895 | 785 | 179 | 4014 | 35398
|  | % | 3% | 35.1% | 27% | 9.8% | 11% | 2.2% | 0.5% | 11.3% | 100%
|  | 10 | 533 | 5754 | 10779 | 7993 | 14314 | 5100 | 3056 | 957 | 48486
|  | % | 1.1% | 11.9% | 22.2% | 16.5% | 29.5% | 10.5% | 6.3% | 2% | 100%
|  | 11 | 4387 | 4680 | 5072 | 1393 | 1224 | 3758 | 64 | 582 | 21160
|  | % | 20.7% | 22.1% | 24% | 6.6% | 5.8% | 17.8% | 0.3% | 2.8% | 100%
|  | 12 | 707 | 3417 | 21910 | 30511 | 26329 | 2057 | 854 | 7086 | 92871
|  | % | 0.8% | 3.7% | 23.6% | 32.9% | 28.4% | 2.2% | 0.9% | 7.6% | 100%
|  | 13 | 565 | 9656 | 10658 | 12017 | 7546 | 5878 | 486 | 525 | 47331
|  | % | 1.2% | 20.4% | 22.5% | 25.4% | 15.9% | 12.4% | 1% | 1.1% | 100%
|  | 14 | 154 | 581 | 1181 | 2848 | 948 | 157 | 102 | 460 | 6430
|  | % | 2.4% | 9% | 18.4% | 44.3% | 14.7% | 2.4% | 1.6% | 7.2% | 100%
|  | 15 |  | 701 | 1631 | 1468 | 289 |  |  |  | 4089
|  | % |  | 17.1% | 39.9% | 35.9% | 7.1% |  |  |  | 100%
|  | 16 | 1211 | 182 | 380 | 220 | 209 |  | 263 | 762 | 3227
|  | % | 37.5% | 5.6% | 11.8% | 6.8% | 6.5% |  | 8.1% | 23.6% | 100%
Single Family | 1979-1983 | 1 | [7 empty] | 4133 | 4133
|  | % | [7 empty] | 100% | 100%
|  | 2 | 226 | 316 | 883 | 498 | 12569 | 626 |  | 18962 | 34080
|  | % | 0.7% | 0.9% | 2.6% | 1.5% | 36.9% | 1.8% |  | 55.6% | 100%
|  | 3 |  |  | 457 | 115 | 733 | 90 |  | 34681 | 36076
|  | % |  |  | 1.3% | 0.3% | 2% | 0.2% |  | 96.1% | 100%
|  | 4 |  | 407 | 1318 | 1175 | 7596 | 2748 | 266 | 5301 | 18811
|  | % |  | 2.2% | 7% | 6.2% | 40.4% | 14.6% | 1.4% | 28.2% | 100%
|  | 5 |  |  |  |  | 76 | 85 | 102 | 1309 | 1572
|  | % |  |  |  |  | 4.8% | 5.4% | 6.5% | 83.3% | 100%
|  | 6 | 106 | 633 | 1571 | 6008 | 3203 | 214 | 78 | 12112 | 23925
|  | % | 0.4% | 2.6% | 6.6% | 25.1% | 13.4% | 0.9% | 0.3% | 50.6% | 100%
|  | 7 | 460 | 584 | 659 | 3396 | 1034 | 205 | 1202 | 12057 | 19597
|  | % | 2.3% | 3% | 3.4% | 17.3% | 5.3% | 1% | 6.1% | 61.5% | 100%
|  | 8 | 387 | 4049 | 1842 | 2942 | 6040 | 9693 | 10714 | 2997 | 38664
|  | % | 1% | 10.5% | 4.8% | 7.6% | 15.6% | 25.1% | 27.7% | 7.8% | 100%
|  | 9 | 19 | 2094 | 14114 | 8167 | 18549 | 13924 | 660 | 1211 | 58737
|  | % | 0% | 3.6% | 24% | 13.9% | 31.6% | 23.7% | 1.1% | 2.1% | 100%
|  | 10 | 854 | 4201 | 14735 | 11344 | 14250 | 6023 | 580 | 1268 | 53254
|  | % | 1.6% | 7.9% | 27.7% | 21.3% | 26.8% | 11.3% | 1.1% | 2.4% | 100%
|  | 11 | 105 | 4803 | 1351 | 997 | 3645 | 179 | 162 | 683 | 11925
|  | % | 0.9% | 40.3% | 11.3% | 8.4% | 30.6% | 1.5% | 1.4% | 5.7% | 100%
|  | 12 | 727 | 8654 | 9359 | 17038 | 12567 | 1998 | 837 | 2921 | 54101
|  | % | 1.3% | 16% | 17.3% | 31.5% | 23.2% | 3.7% | 1.5% | 5.4% | 100%
|  | 13 | 2335 | 12120 | 11905 | 5907 | 2502 | 928 | 237 | 808 | 36742
|  | % | 6.4% | 33% | 32.4% | 16.1% | 6.8% | 2.5% | 0.6% | 2.2% | 100%
|  | 14 | 114 | 14700 | 6210 | 5717 | 1146 | 449 | 26 | 742 | 29104
|  | % | 0.4% | 50.5% | 21.3% | 19.6% | 3.9% | 1.5% | 0.1% | 2.5% | 100%
|  | 15 |  | 280 | 897 | 308 | 1176 | 387 | 132 |  | 3180
|  | % |  | 8.8% | 28.2% | 9.7% | 37% | 12.2% | 4.1% |  | 100%
|  | 16 | 84 | 446 | 156 | 112 | 10333 |  | 105 | 1749 | 12985
|  | % | 0.6% | 3.4% | 1.2% | 0.9% | 79.6% |  | 0.8% | 13.5% | 100%
Single Family | 1984-1991 | 1 |  |  | 67 |  |  |  |  | 2045 | 2112
|  | % |  |  | 3.2% |  |  |  |  | 96.8% | 100%
|  | 2 | 184 | 1552 | 1304 | 1462 | 3754 | 1051 | 158 | 17889 | 27354
|  | % | 0.7% | 5.7% | 4.8% | 5.3% | 13.7% | 3.8% | 0.6% | 65.4% | 100%
|  | 3 | 3073 | 1029 | 497 | 5671 | 3888 | 4163 |  | 40763 | 59082
|  | % | 5.2% | 1.7% | 0.8% | 9.6% | 6.6% | 7% |  | 69% | 100%
|  | 4 | 2656 | 533 | 4705 | 1064 | 2250 | 373 | 296 | 5508 | 17384
|  | % | 15.3% | 3.1% | 27.1% | 6.1% | 12.9% | 2.1% | 1.7% | 31.7% | 100%
|  | 5 |  | 74 | 243 | 60 | 343 |  | 77 | 7252 | 8049
|  | % |  | 0.9% | 3% | 0.7% | 4.3% |  | 1% | 90.1% | 100%
|  | 6 | 881 | 3828 | 1481 | 5693 | 6764 | 439 | 385 | 6453 | 25924
|  | % | 3.4% | 14.8% | 5.7% | 22% | 26.1% | 1.7% | 1.5% | 24.9% | 100%
|  | 7 | 667 | 3560 | 1196 | 3251 | 7868 | 698 | 361 | 4643 | 22243
|  | % | 3% | 16% | 5.4% | 14.6% | 35.4% | 3.1% | 1.6% | 20.9% | 100%
|  | 8 | 1250 | 7024 | 5206 | 8867 | 12426 | 12032 | 276 | 4869 | 51950
|  | % | 2.4% | 13.5% | 10% | 17.1% | 23.9% | 23.2% | 0.5% | 9.4% | 100%
|  | 9 | 6711 | 17031 | 6035 | 10087 | 17307 | 7718 | 3496 | 2554 | 70939
|  | % | 9.5% | 24% | 8.5% | 14.2% | 24.4% | 10.9% | 4.9% | 3.6% | 100%
|  | 10 | 16798 | 35976 | 46776 | 14804 | 50378 | 10783 | 7626 | 1625 | 184765
|  | % | 9.1% | 19.5% | 25.3% | 8% | 27.3% | 5.8% | 4.1% | 0.9% | 100%
|  | 11 | 355 | 890 | 19567 | 16394 | 6290 | 7321 | 255 | 1227 | 52299
|  | % | 0.7% | 1.7% | 37.4% | 31.3% | 12% | 14% | 0.5% | 2.3% | 100%
|  | 12 | 2162 | 15062 | 41032 | 19010 | 27560 | 3815 | 2083 | 12444 | 123168
|  | % | 1.8% | 12.2% | 33.3% | 15.4% | 22.4% | 3.1% | 1.7% | 10.1% | 100%
|  | 13 | 4109 | 5796 | 5098 | 3185 | 19732 | 5912 | 914 | 10759 | 55505
|  | % | 7.4% | 10.4% | 9.2% | 5.7% | 35.6% | 10.7% | 1.6% | 19.4% | 100%
|  | 14 | 2245 | 6527 | 7823 | 16479 | 6240 | 8242 | 808 | 4499 | 52861
|  | % | 4.2% | 12.3% | 14.8% | 31.2% | 11.8% | 15.6% | 1.5% | 8.5% | 100%
|  | 15 | 709 | 348 | 2410 | 2474 | 910 | 433 | 404 | 4557 | 12244
|  | % | 5.8% | 2.8% | 19.7% | 20.2% | 7.4% | 3.5% | 3.3% | 37.2% | 100%
|  | 16 | 146 | 700 | 224 | 490 | 797 | 332 | 109 | 7969 | 10765
|  | % | 1.4% | 6.5% | 2.1% | 4.5% | 7.4% | 3.1% | 1% | 74% | 100%
Single Family | 1992-1999 | 1 | [7 empty] | 1924 | 1924
|  | % | [7 empty] | 100% | 100%
|  | 2 | 10150 | 308 | 413 | 648 | 3599 |  | 223 | 3765 | 19105
|  | % | 53.1% | 1.6% | 2.2% | 3.4% | 18.8% |  | 1.2% | 19.7% | 100%
|  | 3 | 641 |  | 615 | 2200 | 9640 |  | 425 | 15039 | 28559
|  | % | 2.2% |  | 2.2% | 7.7% | 33.8% |  | 1.5% | 52.7% | 100%
|  | 4 | 147 | 1154 | 412 | 1160 | 13547 |  | 157 | 2339 | 18916
|  | % | 0.8% | 6.1% | 2.2% | 6.1% | 71.6% |  | 0.8% | 12.4% | 100%
|  | 5 | 91 |  |  |  | 34 |  |  | 4898 | 5023
|  | % | 1.8% |  |  |  | 0.7% |  |  | 97.5% | 100%
|  | 6 | 261 | 7307 | 2801 | 606 | 7206 |  | 170 | 1770 | 20121
|  | % | 1.3% | 36.3% | 13.9% | 3% | 35.8% |  | 0.8% | 8.8% | 100%
|  | 7 | 262 | 1345 | 967 | 537 | 6628 |  | 93 | 3863 | 13694
|  | % | 1.9% | 9.8% | 7.1% | 3.9% | 48.4% |  | 0.7% | 28.2% | 100%
|  | 8 | 772 | 25360 | 2496 | 3018 | 22389 |  | 448 | 3388 | 57870
|  | % | 1.3% | 43.8% | 4.3% | 5.2% | 38.7% |  | 0.8% | 5.9% | 100%
|  | 9 | 364 | 3570 | 2271 | 552 | 18865 |  | 330 | 5211 | 31163
|  | % | 1.2% | 11.5% | 7.3% | 1.8% | 60.5% |  | 1.1% | 16.7% | 100%
|  | 10 | 848 | 12541 | 11915 | 3953 | 29021 |  | 6349 | 761 | 65388
|  | % | 1.3% | 19.2% | 18.2% | 6% | 44.4% |  | 9.7% | 1.2% | 100%
|  | 11 | 164 | 1609 | 961 | 14637 | 3185 |  | 38 | 811 | 21405
|  | % | 0.8% | 7.5% | 4.5% | 68.4% | 14.9% |  | 0.2% | 3.8% | 100%
|  | 12 | 5517 | 11142 | 14534 | 5649 | 66848 |  | 883 | 1154 | 105727
|  | % | 5.2% | 10.5% | 13.7% | 5.3% | 63.2% |  | 0.8% | 1.1% | 100%
|  | 13 | 569 | 4848 | 12864 | 14263 | 29596 |  | 701 | 659 | 63500
|  | % | 0.9% | 7.6% | 20.3% | 22.5% | 46.6% |  | 1.1% | 1% | 100%
|  | 14 | 4519 | 2951 | 8611 | 719 | 15676 |  |  | 3156 | 35631
|  | % | 12.7% | 8.3% | 24.2% | 2% | 44% |  |  | 8.9% | 100%
|  | 15 | 92 | 1870 | 707 | 545 | 8874 |  | 236 |  | 12324
|  | % | 0.7% | 15.2% | 5.7% | 4.4% | 72% |  | 1.9% |  | 100%
|  | 16 | 71 | 61 | 1793 | 467 | 2947 |  |  | 1620 | 6959
|  | % | 1% | 0.9% | 25.8% | 6.7% | 42.3% |  |  | 23.3% | 100%
Single Family | 2000-2005 | 1 | 17 |  |  |  | 473 |  | 117 | 1329 | 1936
|  | % | 0.9% |  |  |  | 24.4% |  | 6% | 68.6% | 100%
|  | 2 | 552 |  | 286 | 333 | 3046 |  |  | 510 | 4727
|  | % | 11.7% |  | 6% | 7% | 64.4% |  |  | 10.8% | 100%
|  | 3 |  | 153 | 132 | 4039 | 23392 |  | 74 | 3139 | 30929
|  | % |  | 0.5% | 0.4% | 13.1% | 75.6% |  | 0.2% | 10.1% | 100%
|  | 4 | 113 | 297 | 6886 | 488 | 6202 |  | 79 | 5330 | 19395
|  | % | 0.6% | 1.5% | 35.5% | 2.5% | 32% |  | 0.4% | 27.5% | 100%
|  | 5 |  | 147 | 258 |  | 639 |  |  | 2542 | 3586
|  | % |  | 4.1% | 7.2% |  | 17.8% |  |  | 70.9% | 100%
|  | 6 | 407 | 6674 | 387 | 424 | 15198 |  | 3078 | 10039 | 36207
|  | % | 1.1% | 18.4% | 1.1% | 1.2% | 42% |  | 8.5% | 27.7% | 100%
|  | 7 | 203 | 628 | 508 | 7672 | 16687 |  | 242 | 9183 | 35123
|  | % | 0.6% | 1.8% | 1.4% | 21.8% | 47.5% |  | 0.7% | 26.1% | 100%
|  | 8 | 79 | 1118 | 423 | 3387 | 13378 |  | 295 | 3411 | 22090
|  | % | 0.4% | 5.1% | 1.9% | 15.3% | 60.6% |  | 1.3% | 15.4% | 100%
|  | 9 | 410 | 495 | 27 | 1370 | 25304 |  | 246 | 2443 | 30295
|  | % | 1.4% | 1.6% | 0.1% | 4.5% | 83.5% |  | 0.8% | 8.1% | 100%
|  | 10 | 630 | 7780 | 8205 | 11017 | 67296 |  | 2063 | 876 | 97867
|  | % | 0.6% | 7.9% | 8.4% | 11.3% | 68.8% |  | 2.1% | 0.9% | 100%
|  | 11 | 992 | 827 | 4924 | 5728 | 9724 |  | 4919 | 226 | 27340
|  | % | 3.6% | 3% | 18% | 21% | 35.6% |  | 18% | 0.8% | 100%
|  | 12 | 4751 | 11668 | 8284 | 11499 | 86942 |  | 647 | 4733 | 128524
|  | % | 3.7% | 9.1% | 6.4% | 8.9% | 67.6% |  | 0.5% | 3.7% | 100%
|  | 13 | 531 | 487 | 640 | 6037 | 29497 |  | 439 | 576 | 38207
|  | % | 1.4% | 1.3% | 1.7% | 15.8% | 77.2% |  | 1.1% | 1.5% | 100%
|  | 14 | 159 | 713 | 3427 | 6724 | 11425 |  | 271 | 286 | 23005
|  | % | 0.7% | 3.1% | 14.9% | 29.2% | 49.7% |  | 1.2% | 1.2% | 100%
|  | 15 |  | 936 | 1136 | 1473 | 4731 |  |  | 40 | 8315
|  | % |  | 11.3% | 13.7% | 17.7% | 56.9% |  |  | 0.5% | 100%
|  | 16 |  | 121 | 67 | 304 | 1000 |  | 102 | 592 | 2186
|  | % |  | 5.5% | 3.1% | 13.9% | 45.7% |  | 4.7% | 27.1% | 100%
Single Family | 2006-2012 | 1 | [7 empty] | 492 | 492
|  | % | [7 empty] | 100% | 100%
|  | 2 | 35 | 79 | 228 | 1847 |  |  |  | 818 | 3006
|  | % | 1.2% | 2.6% | 7.6% | 61.4% |  |  |  | 27.2% | 100%
|  | 3 |  |  | 53 | 5263 |  |  |  | 1343 | 6658
|  | % |  |  | 0.8% | 79% |  |  |  | 20.2% | 100%
|  | 4 |  |  | 576 | 3961 |  |  | 45 | 234 | 4815
|  | % |  |  | 12% | 82.2% |  |  | 0.9% | 4.9% | 100%
|  | 5 |  |  | 49 |  |  |  |  | 1109 | 1158
|  | % |  |  | 4.2% |  |  |  |  | 95.8% | 100%
|  | 6 |  |  | 570 | 1373 |  |  | 117 | 490 | 2550
|  | % |  |  | 22.4% | 53.8% |  |  | 4.6% | 19.2% | 100%
|  | 7 |  | 216 | 625 | 2845 |  |  | 82 | 445 | 4213
|  | % |  | 5.1% | 14.8% | 67.5% |  |  | 2% | 10.6% | 100%
|  | 8 | 35 | 978 | 846 | 9557 |  |  |  |  | 11416
|  | % | 0.3% | 8.6% | 7.4% | 83.7% |  |  |  |  | 100%
|  | 9 |  | 196 | 401 | 2246 |  |  |  | 545 | 3387
|  | % |  | 5.8% | 11.8% | 66.3% |  |  |  | 16.1% | 100%
|  | 10 | 201 | 1824 | 4290 | 45761 |  |  | 231 | 151 | 52458
|  | % | 0.4% | 3.5% | 8.2% | 87.2% |  |  | 0.4% | 0.3% | 100%
|  | 11 |  | 428 | 5634 | 3197 |  |  | 116 | 182 | 9557
|  | % |  | 4.5% | 59% | 33.5% |  |  | 1.2% | 1.9% | 100%
|  | 12 | 403 | 247 | 3642 | 20125 |  |  | 137 | 862 | 25416
|  | % | 1.6% | 1% | 14.3% | 79.2% |  |  | 0.5% | 3.4% | 100%
|  | 13 |  | 406 | 8026 | 18777 |  |  | 217 | 424 | 27850
|  | % |  | 1.5% | 28.8% | 67.4% |  |  | 0.8% | 1.5% | 100%
|  | 14 | 402 | 5027 | 622 | 9277 |  |  | 76 | 173 | 15576
|  | % | 2.6% | 32.3% | 4% | 59.6% |  |  | 0.5% | 1.1% | 100%
|  | 15 | 437 | 163 | 870 | 1626 |  |  |  | 298 | 3393
|  | % | 12.9% | 4.8% | 25.6% | 47.9% |  |  |  | 8.8% | 100%
|  | 16 | 72 | 56 | 216 | 857 |  |  | 140 | 693 | 2034
|  | % | 3.5% | 2.7% | 10.6% | 42.2% |  |  | 6.9% | 34.1% | 100%
Single Family | 2013-2019 | 1 | [7 empty] | 155 | 155
|  | % | [7 empty] | 100% | 100%
|  | 2 | 6416 | 476 | 1533 |  |  |  | 17 | 76 | 8518
|  | % | 75.3% | 5.6% | 18% |  |  |  | 0.2% | 0.9% | 100%
|  | 3 | 107 | 366 | 261 |  |  |  |  | 2353 | 3086
|  | % | 3.5% | 11.9% | 8.5% |  |  |  |  | 76.2% | 100%
|  | 4 |  | 773 | 2158 |  |  |  |  | 55 | 2986
|  | % |  | 25.9% | 72.3% |  |  |  |  | 1.9% | 100%
|  | 5 | 39 | 147 | 100 |  |  |  |  | 741 | 1027
|  | % | 3.8% | 14.3% | 9.7% |  |  |  |  | 72.1% | 100%
|  | 6 | 34 | 3820 | 3512 |  |  |  |  | 154 | 7520
|  | % | 0.4% | 50.8% | 46.7% |  |  |  |  | 2.1% | 100%
|  | 7 | 114 | 3999 | 3238 |  |  |  | 93 | 3128 | 10572
|  | % | 1.1% | 37.8% | 30.6% |  |  |  | 0.9% | 29.6% | 100%
|  | 8 | 257 | 3746 | 9206 | [5 empty] | 13209
|  | % | 1.9% | 28.4% | 69.7% | [5 empty] | 100%
|  | 9 | 437 | 6000 | 14674 |  |  |  |  | 305 | 21416
|  | % | 2% | 28% | 68.5% |  |  |  |  | 1.4% | 100%
|  | 10 | 227 | 17639 | 22243 |  |  |  | 92 | 277 | 40478
|  | % | 0.6% | 43.6% | 55% |  |  |  | 0.2% | 0.7% | 100%
|  | 11 |  | 6043 | 1417 |  |  |  | 117 |  | 7577
|  | % |  | 79.8% | 18.7% |  |  |  | 1.5% |  | 100%
|  | 12 | 252 | 8124 | 20355 |  |  |  | 250 | 554 | 29535
|  | % | 0.9% | 27.5% | 68.9% |  |  |  | 0.8% | 1.9% | 100%
|  | 13 | 153 | 5730 | 4063 |  |  |  | 176 | 126 | 10247
|  | % | 1.5% | 55.9% | 39.6% |  |  |  | 1.7% | 1.2% | 100%
|  | 14 | 243 | 197 | 10551 | [5 empty] | 10991
|  | % | 2.2% | 1.8% | 96% | [5 empty] | 100%
|  | 15 |  | 185 | 952 | [5 empty] | 1137
|  | % |  | 16.3% | 83.7% | [5 empty] | 100%
|  | 16 | 13 | 183 | [5 empty] | 111 | 307
|  | % | 4.2% | 59.6% | [5 empty] | 36.2% | 100%
Townhouse, Duplex, Row House | Before 1975 | 1 |  |  | 102 |  |  |  |  | 8362 | 8464
|  | % |  |  | 1.2% |  |  |  |  | 98.8% | 100%
|  | 2 | 127 | 5128 | 2169 |  |  | 64 | 131 | 4563 | 12180
|  | % | 1% | 42.1% | 17.8% |  |  | 0.5% | 1.1% | 37.5% | 100%
|  | 3 | 146 | 131 | 286 | 5810 | 329 | 92 | 851 | 59544 | 67188
|  | % | 0.2% | 0.2% | 0.4% | 8.6% | 0.5% | 0.1% | 1.3% | 88.6% | 100%
|  | 4 | 231 | 1187 | 810 | 794 | 666 | 122 | 39 | 10641 | 14490
|  | % | 1.6% | 8.2% | 5.6% | 5.5% | 4.6% | 0.8% | 0.3% | 73.4% | 100%
|  | 5 | [7 empty] | 2011 | 2011
|  | % | [7 empty] | 100% | 100%
|  | 6 | 225 | 790 | 3023 | 5858 | 368 | 142 | 3302 | 26159 | 39867
|  | % | 0.6% | 2% | 7.6% | 14.7% | 0.9% | 0.4% | 8.3% | 65.6% | 100%
|  | 7 | 84 | 401 | 644 | 26 | 354 | 141 | 240 | 18031 | 19921
|  | % | 0.4% | 2% | 3.2% | 0.1% | 1.8% | 0.7% | 1.2% | 90.5% | 100%
|  | 8 | 521 | 898 | 1288 | 927 | 1468 | 717 | 6239 | 13063 | 25120
|  | % | 2.1% | 3.6% | 5.1% | 3.7% | 5.8% | 2.9% | 24.8% | 52% | 100%
|  | 9 | 941 | 16581 | 9847 | 8831 | 2863 | 365 | 3505 | 56470 | 99401
|  | % | 0.9% | 16.7% | 9.9% | 8.9% | 2.9% | 0.4% | 3.5% | 56.8% | 100%
|  | 10 | 47 | 162 | 628 | 2843 | 731 | 190 | 376 | 945 | 5921
|  | % | 0.8% | 2.7% | 10.6% | 48% | 12.3% | 3.2% | 6.3% | 16% | 100%
|  | 11 |  |  | 170 | 51 | 2566 |  | 63 | 1460 | 4310
|  | % |  |  | 3.9% | 1.2% | 59.5% |  | 1.5% | 33.9% | 100%
|  | 12 | 764 | 1015 | 6598 | 5276 | 1830 | 2967 | 3484 | 2046 | 23980
|  | % | 3.2% | 4.2% | 27.5% | 22% | 7.6% | 12.4% | 14.5% | 8.5% | 100%
|  | 13 |  | 169 | 39 | 929 | 1011 |  | 317 | 2246 | 4711
|  | % |  | 3.6% | 0.8% | 19.7% | 21.5% |  | 6.7% | 47.7% | 100%
|  | 14 |  | 73 | 169 |  | 5225 |  |  | 305 | 5771
|  | % |  | 1.3% | 2.9% |  | 90.5% |  |  | 5.3% | 100%
|  | 15 |  | 1141 | 630 | 601 | 173 |  |  | 300 | 2844
|  | % |  | 40.1% | 22.1% | 21.1% | 6.1% |  |  | 10.5% | 100%
|  | 16 |  |  | 33 |  | 45 |  |  | 299 | 377
|  | % |  |  | 8.7% |  | 11.9% |  |  | 79.4% | 100%
Townhouse, Duplex, Row House | 1975-1978 | 1
%
|  | 2 | 624 | 242 |  | 386 | 23 | 42 |  | 2036 | 3352
|  | % | 18.6% | 7.2% |  | 11.5% | 0.7% | 1.3% |  | 60.7% | 100%
|  | 3 | 391 | 2016 |  | 34 | 104 | 57 |  | 7405 | 10006
|  | % | 3.9% | 20.1% |  | 0.3% | 1% | 0.6% |  | 74% | 100%
|  | 4 | 144 |  | 77 |  | 23 |  |  | 5981 | 6225
|  | % | 2.3% |  | 1.2% |  | 0.4% |  |  | 96.1% | 100%
|  | 5 | [7 empty] | 74 | 74
|  | % | [7 empty] | 100% | 100%
|  | 6 | 190 | 3700 | 277 | 319 | 620 | 178 | 359 | 7905 | 13548
|  | % | 1.4% | 27.3% | 2% | 2.4% | 4.6% | 1.3% | 2.6% | 58.3% | 100%
|  | 7 | 181 | 498 | 134 | 75 | 2687 | 74 | 80 | 2632 | 6361
|  | % | 2.8% | 7.8% | 2.1% | 1.2% | 42.2% | 1.2% | 1.3% | 41.4% | 100%
|  | 8 |  | 540 | 617 | 510 | 112 | 248 | 140 | 290 | 2457
|  | % |  | 22% | 25.1% | 20.8% | 4.5% | 10.1% | 5.7% | 11.8% | 100%
|  | 9 | 426 | 153 | 816 | 4493 | 2804 | 2962 | 4214 | 2191 | 18059
|  | % | 2.4% | 0.8% | 4.5% | 24.9% | 15.5% | 16.4% | 23.3% | 12.1% | 100%
|  | 10 |  | 267 | 157 | 2714 | 112 |  | 62 | 113 | 3425
|  | % |  | 7.8% | 4.6% | 79.2% | 3.3% |  | 1.8% | 3.3% | 100%
|  | 11 |  |  | 261 |  | 45 |  |  |  | 306
|  | % |  |  | 85.2% |  | 14.8% |  |  |  | 100%
|  | 12 | 55 | 7188 | 2710 | 639 | 720 | 331 | 77 | 34 | 11751
|  | % | 0.5% | 61.2% | 23.1% | 5.4% | 6.1% | 2.8% | 0.7% | 0.3% | 100%
|  | 13 |  |  | 102 |  | 430 | 35 |  | 234 | 801
|  | % |  |  | 12.7% |  | 53.7% | 4.4% |  | 29.2% | 100%
|  | 14 |  |  | 279 |  | 42 |  |  | 464 | 785
|  | % |  |  | 35.5% |  | 5.4% |  |  | 59.1% | 100%
|  | 15 | 139 | 275 | 426 |  | 325 |  |  |  | 1165
|  | % | 11.9% | 23.6% | 36.6% |  | 27.9% |  |  |  | 100%
|  | 16 | [7 empty] | 318 | 318
|  | % | [7 empty] | 100% | 100%
Townhouse, Duplex, Row House | 1979-1983 | 1 | [7 empty] | 35 | 35
|  | % | [7 empty] | 100% | 100%
|  | 2 |  | 1422 | 1623 | 72 | 199 | 41 |  | 475 | 3831
|  | % |  | 37.1% | 42.3% | 1.9% | 5.2% | 1.1% |  | 12.4% | 100%
|  | 3 |  |  | 54 | 110 | 73 | 218 |  | 11002 | 11457
|  | % |  |  | 0.5% | 1% | 0.6% | 1.9% |  | 96% | 100%
|  | 4 |  |  | 480 | 491 | 363 | 96 | 127 | 17323 | 18880
|  | % |  |  | 2.5% | 2.6% | 1.9% | 0.5% | 0.7% | 91.8% | 100%
|  | 5 | [7 empty] | 65 | 65
|  | % | [7 empty] | 100% | 100%
|  | 6 | 166 | 1658 | 132 | 4239 | 163 |  | 293 | 6516 | 13166
|  | % | 1.3% | 12.6% | 1% | 32.2% | 1.2% |  | 2.2% | 49.5% | 100%
|  | 7 | 104 | 3219 | 348 | 70 | 262 |  |  | 11359 | 15361
|  | % | 0.7% | 21% | 2.3% | 0.5% | 1.7% |  |  | 73.9% | 100%
|  | 8 | 71 | 187 | 586 | 304 | 1099 | 513 | 131 | 2803 | 5693
|  | % | 1.2% | 3.3% | 10.3% | 5.3% | 19.3% | 9% | 2.3% | 49.2% | 100%
|  | 9 | 257 | 3258 | 12113 | 376 | 6822 | 689 | 266 | 312 | 24093
|  | % | 1.1% | 13.5% | 50.3% | 1.6% | 28.3% | 2.9% | 1.1% | 1.3% | 100%
|  | 10 | 242 | 294 | 757 | 3535 | 501 | 17620 | 134 | 154 | 23236
|  | % | 1% | 1.3% | 3.3% | 15.2% | 2.2% | 75.8% | 0.6% | 0.7% | 100%
|  | 11 |  |  | 248 | 331 | 348 | 75 |  | 258 | 1260
|  | % |  |  | 19.7% | 26.3% | 27.6% | 5.9% |  | 20.5% | 100%
|  | 12 | 295 | 445 | 620 | 771 | 5216 | 181 | 115 | 277 | 7920
|  | % | 3.7% | 5.6% | 7.8% | 9.7% | 65.9% | 2.3% | 1.5% | 3.5% | 100%
|  | 13 | 95 |  | 2665 | 48 |  | 312 |  |  | 3120
|  | % | 3.1% |  | 85.4% | 1.5% |  | 10% |  |  | 100%
|  | 14 | [6 empty] | 73 | 79 | 152
|  | % | [6 empty] | 48.1% | 51.9% | 100%
|  | 15 | 184 | 569 | 683 | 280 |  | 104 | 125 |  | 1945
|  | % | 9.4% | 29.3% | 35.1% | 14.4% |  | 5.3% | 6.4% |  | 100%
|  | 16 |  |  | 127 |  |  |  |  | 215 | 342
|  | % |  |  | 37.1% |  |  |  |  | 62.9% | 100%
Townhouse, Duplex, Row House | 1984-1991 | 1 | [7 empty] | 26 | 26
|  | % | [7 empty] | 100% | 100%
|  | 2 |  | 98 | 27 | 212 | 1926 |  | 51 | 1945 | 4259
|  | % |  | 2.3% | 0.6% | 5% | 45.2% |  | 1.2% | 45.7% | 100%
|  | 3 | 41 |  |  |  | 129 | 627 |  | 29204 | 30001
|  | % | 0.1% |  |  |  | 0.4% | 2.1% |  | 97.3% | 100%
|  | 4 | 175 | 209 | 248 | 5985 | 524 | 258 |  | 1143 | 8541
|  | % | 2% | 2.4% | 2.9% | 70.1% | 6.1% | 3% |  | 13.4% | 100%
|  | 5 |  |  |  | 40 |  |  |  | 722 | 762
|  | % |  |  |  | 5.2% |  |  |  | 94.8% | 100%
|  | 6 | 3329 | 4526 | 326 | 454 | 4911 | 372 | 3619 | 10879 | 28415
|  | % | 11.7% | 15.9% | 1.1% | 1.6% | 17.3% | 1.3% | 12.7% | 38.3% | 100%
|  | 7 | 108 | 3454 | 606 | 301 | 3682 | 63 | 192 | 8263 | 16668
|  | % | 0.6% | 20.7% | 3.6% | 1.8% | 22.1% | 0.4% | 1.2% | 49.6% | 100%
|  | 8 | 90 | 432 | 288 | 1591 | 9321 | 709 | 96 | 777 | 13303
|  | % | 0.7% | 3.2% | 2.2% | 12% | 70.1% | 5.3% | 0.7% | 5.8% | 100%
|  | 9 | 578 | 193 | 2171 | 1083 | 8629 | 1144 | 47 | 2708 | 16552
|  | % | 3.5% | 1.2% | 13.1% | 6.5% | 52.1% | 6.9% | 0.3% | 16.4% | 100%
|  | 10 | 3248 | 445 | 181 | 268 | 374 | 222 | 138 | 188 | 5064
|  | % | 64.1% | 8.8% | 3.6% | 5.3% | 7.4% | 4.4% | 2.7% | 3.7% | 100%
|  | 11 | 184 |  | 64 | 45 | 210 | 91 |  |  | 594
|  | % | 30.9% |  | 10.8% | 7.6% | 35.3% | 15.4% |  |  | 100%
|  | 12 | 584 | 526 | 9911 | 681 | 1063 | 583 |  | 171 | 13519
|  | % | 4.3% | 3.9% | 73.3% | 5% | 7.9% | 4.3% |  | 1.3% | 100%
|  | 13 |  | 630 |  | 329 | 143 | 46 | 40 | 140 | 1328
|  | % |  | 47.5% |  | 24.8% | 10.8% | 3.4% | 3% | 10.6% | 100%
|  | 14 |  |  | 57 | 301 | 142 | 150 |  | 217 | 867
|  | % |  |  | 6.6% | 34.7% | 16.4% | 17.3% |  | 25.1% | 100%
|  | 15 |  | 347 | 926 |  | 231 | 483 | 362 |  | 2349
|  | % |  | 14.8% | 39.4% |  | 9.8% | 20.6% | 15.4% |  | 100%
|  | 16 |  |  | 7 | 120 | 22 |  |  | 222 | 371
|  | % |  |  | 1.9% | 32.3% | 5.9% |  |  | 59.8% | 100%
Townhouse, Duplex, Row House | 1992-1999 | 1 | [7 empty] | 142 | 142
|  | % | [7 empty] | 100% | 100%
|  | 2 | 28 |  | 150 | 228 | 200 |  |  | 272 | 878
|  | % | 3.2% |  | 17.1% | 26% | 22.8% |  |  | 31% | 100%
|  | 3 | 57 | 112 | 35 |  | 311 |  |  | 1618 | 2133
|  | % | 2.7% | 5.3% | 1.6% |  | 14.6% |  |  | 75.9% | 100%
|  | 4 | 196 |  | 144 | 245 | 1572 |  | 112 | 273 | 2542
|  | % | 7.7% |  | 5.7% | 9.6% | 61.8% |  | 4.4% | 10.7% | 100%
|  | 5 |  |  | 147 |  |  |  |  | 5083 | 5230
|  | % |  |  | 2.8% |  |  |  |  | 97.2% | 100%
|  | 6 |  | 257 | 4149 | 131 | 6695 |  |  | 550 | 11782
|  | % |  | 2.2% | 35.2% | 1.1% | 56.8% |  |  | 4.7% | 100%
|  | 7 | 83 | 237 |  | 112 | 911 |  |  | 669 | 2011
|  | % | 4.1% | 11.8% |  | 5.6% | 45.3% |  |  | 33.3% | 100%
|  | 8 |  | 623 |  | 224 | 10962 |  | 60 | 434 | 12303
|  | % |  | 5.1% |  | 1.8% | 89.1% |  | 0.5% | 3.5% | 100%
|  | 9 | 52 | 99 |  | 175 | 4612 |  | 382 | 310 | 5629
|  | % | 0.9% | 1.7% |  | 3.1% | 81.9% |  | 6.8% | 5.5% | 100%
|  | 10 |  | 23 | 77 | 154 | 3091 |  |  | 1675 | 5020
|  | % |  | 0.5% | 1.5% | 3.1% | 61.6% |  |  | 33.4% | 100%
|  | 11 |  |  |  |  | 69 |  |  | 62 | 131
|  | % |  |  |  |  | 52.9% |  |  | 47.1% | 100%
|  | 12 | 77 | 51 | 81 | 345 | 4990 |  | 21 |  | 5565
|  | % | 1.4% | 0.9% | 1.5% | 6.2% | 89.7% |  | 0.4% |  | 100%
|  | 13 |  |  |  | 58 | 42 |  |  | 43 | 143
|  | % |  |  |  | 40.5% | 29.2% |  |  | 30.3% | 100%
14
%
|  | 15 |  |  | 527 | [5 empty] | 527
|  | % |  |  | 100% | [5 empty] | 100%
|  | 16 | [7 empty] | 196 | 196
|  | % | [7 empty] | 100% | 100%
Townhouse, Duplex, Row House | 2000-2005 | 1
%
|  | 2 |  |  |  | 50 | 469 |  | 40 | 103 | 662
|  | % |  |  |  | 7.5% | 70.8% |  | 6% | 15.6% | 100%
|  | 3 |  |  |  | 16532 | 304 |  |  | 1254 | 18090
|  | % |  |  |  | 91.4% | 1.7% |  |  | 6.9% | 100%
|  | 4 |  | 2884 | 5722 | 326 | 4394 |  |  | 764 | 14090
|  | % |  | 20.5% | 40.6% | 2.3% | 31.2% |  |  | 5.4% | 100%
|  | 5 |  | 80 |  |  | 108 |  |  | 263 | 451
|  | % |  | 17.7% |  |  | 24% |  |  | 58.3% | 100%
|  | 6 | 91 | 123 | 202 | 2442 | 2323 |  | 34 | 1949 | 7164
|  | % | 1.3% | 1.7% | 2.8% | 34.1% | 32.4% |  | 0.5% | 27.2% | 100%
|  | 7 | 79 |  | 4381 | 335 | 7678 |  |  | 3501 | 15973
|  | % | 0.5% |  | 27.4% | 2.1% | 48.1% |  |  | 21.9% | 100%
|  | 8 |  |  |  | 9532 | 3532 |  | 71 | 270 | 13405
|  | % |  |  |  | 71.1% | 26.3% |  | 0.5% | 2% | 100%
|  | 9 |  | 160 | 86 | 5875 | 922 |  | 342 |  | 7384
|  | % |  | 2.2% | 1.2% | 79.6% | 12.5% |  | 4.6% |  | 100%
|  | 10 | 42 | 2446 | 45 | 210 | 5947 |  |  | 213 | 8903
|  | % | 0.5% | 27.5% | 0.5% | 2.4% | 66.8% |  |  | 2.4% | 100%
|  | 11 |  |  |  | 37 |  |  |  |  | 36
|  | % |  |  |  | 100% |  |  |  |  | 100%
|  | 12 |  |  | 243 | 194 | 375 |  | 66 |  | 877
|  | % |  |  | 27.8% | 22.1% | 42.7% |  | 7.5% |  | 100%
|  | 13 |  | 154 | 2637 | 45 |  |  |  | 70 | 2906
|  | % |  | 5.3% | 90.8% | 1.5% |  |  |  | 2.4% | 100%
|  | 14 |  | 208 |  |  | 222 |  |  |  | 430
|  | % |  | 48.4% |  |  | 51.6% |  |  |  | 100%
|  | 15 |  |  | 361 | 124 |  |  |  |  | 485
|  | % |  |  | 74.4% | 25.6% |  |  |  |  | 100%
|  | 16 | [7 empty] | 421 | 421
|  | % | [7 empty] | 100% | 100%
Townhouse, Duplex, Row House | 2006-2012 | 1 | [7 empty] | 2490 | 2490
|  | % | [7 empty] | 100% | 100%
|  | 2 |  |  |  | 120 |  |  |  | 1560 | 1680
|  | % |  |  |  | 7.1% |  |  |  | 92.9% | 100%
|  | 3 |  |  | 32 | 6017 |  |  |  | 4958 | 11006
|  | % |  |  | 0.3% | 54.7% |  |  |  | 45% | 100%
|  | 4 |  |  | 158 | 6321 |  |  |  | 99 | 6578
|  | % |  |  | 2.4% | 96.1% |  |  |  | 1.5% | 100%
|  | 5 |  |  | 42 |  |  |  |  | 228 | 270
|  | % |  |  | 15.5% |  |  |  |  | 84.5% | 100%
|  | 6 |  | 25 | 2498 | 739 |  |  |  | 433 | 3694
|  | % |  | 0.7% | 67.6% | 20% |  |  |  | 11.7% | 100%
|  | 7 |  | 101 | 3684 | 390 |  |  |  | 4221 | 8396
|  | % |  | 1.2% | 43.9% | 4.6% |  |  |  | 50.3% | 100%
|  | 8 | 132 | 228 | 380 | 652 |  |  |  | 216 | 1608
|  | % | 8.2% | 14.2% | 23.6% | 40.5% |  |  |  | 13.4% | 100%
|  | 9 | 51 |  | 26 | 793 |  |  |  | 123 | 993
|  | % | 5.2% |  | 2.7% | 79.8% |  |  |  | 12.4% | 100%
|  | 10 |  |  | 151 | 819 |  |  | 104 |  | 1073
|  | % |  |  | 14% | 76.3% |  |  | 9.7% |  | 100%
|  | 11 |  |  | 2088 | 369 |  |  |  | 59 | 2516
|  | % |  |  | 83% | 14.7% |  |  |  | 2.3% | 100%
|  | 12 |  |  | 195 | 6674 |  |  |  | 2397 | 9266
|  | % |  |  | 2.1% | 72% |  |  |  | 25.9% | 100%
|  | 13 |  |  | 4187 | 129 |  |  |  | 32 | 4348
|  | % |  |  | 96.3% | 3% |  |  |  | 0.7% | 100%
|  | 14 | [7 empty] | 112 | 112
|  | % | [7 empty] | 100% | 100%
|  | 15 |  |  |  | 504 |  |  |  |  | 504
|  | % |  |  |  | 100% |  |  |  |  | 100%
16
%
Townhouse, Duplex, Row House | 2013-2019 | 1 | [7 empty] | 62 | 62
|  | % | [7 empty] | 100% | 100%
|  | 2 |  |  | 100 |  |  |  |  | 159 | 259
|  | % |  |  | 38.6% |  |  |  |  | 61.4% | 100%
|  | 3 |  | 247 | 253 |  |  |  |  | 450 | 950
|  | % |  | 26% | 26.6% |  |  |  |  | 47.4% | 100%
|  | 4 | 184 | 288 | 384 |  |  |  | 79 | 217 | 1152
|  | % | 16% | 25% | 33.3% |  |  |  | 6.8% | 18.8% | 100%
|  | 5 | [7 empty] | 45 | 45
|  | % | [7 empty] | 100% | 100%
|  | 6 | 31 | 132 | 265 |  |  |  |  | 34 | 462
|  | % | 6.7% | 28.6% | 57.2% |  |  |  |  | 7.4% | 100%
|  | 7 |  | 189 | 6159 | [5 empty] | 6348
|  | % |  | 3% | 97% | [5 empty] | 100%
|  | 8 |  | 829 | 3803 |  |  |  | 31 | 218 | 4881
|  | % |  | 17% | 77.9% |  |  |  | 0.6% | 4.5% | 100%
|  | 9 |  | 240 | 362 |  |  |  |  | 506 | 1108
|  | % |  | 21.6% | 32.7% |  |  |  |  | 45.7% | 100%
|  | 10 |  | 431 | 39 |  |  |  |  | 79 | 549
|  | % |  | 78.5% | 7.1% |  |  |  |  | 14.4% | 100%
|  | 11 |  |  | 101 | [5 empty] | 100
|  | % |  |  | 100% | [5 empty] | 100%
|  | 12 |  | 8531 | 114 | [5 empty] | 8645
|  | % |  | 98.7% | 1.3% | [5 empty] | 100%
|  | 13 |  | 76 | 193 |  |  |  |  | 73 | 341
|  | % |  | 22.3% | 56.4% |  |  |  |  | 21.3% | 100%
14
%
|  | 15 |  |  | 132 | [5 empty] | 132
|  | % |  |  | 100% | [5 empty] | 100%
16
%
Apt Condo 2-4 Units | Before 1975 | 1 |  |  |  | 107 |  |  |  | 1042 | 1149
|  | % |  |  |  | 9.3% |  |  |  | 90.7% | 100%
|  | 2 |  | 35 |  | 90 | 141 |  |  | 4004 | 4270
|  | % |  | 0.8% |  | 2.1% | 3.3% |  |  | 93.8% | 100%
|  | 3 | 17 | 1732 | 630 |  | 4127 | 2079 | 472 | 74461 | 83517
|  | % | 0% | 2.1% | 0.8% |  | 4.9% | 2.5% | 0.6% | 89.2% | 100%
|  | 4 | 267 | 193 | 66 | 263 | 231 | 57 | 86 | 19828 | 20990
|  | % | 1.3% | 0.9% | 0.3% | 1.3% | 1.1% | 0.3% | 0.4% | 94.5% | 100%
|  | 5 |  | 93 | [5 empty] | 542 | 634
|  | % |  | 14.6% | [5 empty] | 85.4% | 100%
|  | 6 |  | 2022 | 678 | 75 | 367 | 240 | 287 | 26452 | 30121
|  | % |  | 6.7% | 2.3% | 0.2% | 1.2% | 0.8% | 1% | 87.8% | 100%
|  | 7 | 2125 | 4336 | 222 | 302 | 184 | 369 | 257 | 22972 | 30767
|  | % | 6.9% | 14.1% | 0.7% | 1% | 0.6% | 1.2% | 0.8% | 74.7% | 100%
|  | 8 | 468 | 668 | 3978 | 2729 | 10862 | 768 | 963 | 22958 | 43393
|  | % | 1.1% | 1.5% | 9.2% | 6.3% | 25% | 1.8% | 2.2% | 52.9% | 100%
|  | 9 | 5066 | 6945 | 5991 | 4935 | 15085 | 614 | 5778 | 51902 | 96316
|  | % | 5.3% | 7.2% | 6.2% | 5.1% | 15.7% | 0.6% | 6% | 53.9% | 100%
|  | 10 | 116 | 117 | 4275 | 37 | 57 | 419 | 257 | 1002 | 6280
|  | % | 1.8% | 1.9% | 68.1% | 0.6% | 0.9% | 6.7% | 4.1% | 16% | 100%
|  | 11 |  | 221 | 191 | 149 | 2813 | 39 | 591 | 226 | 4230
|  | % |  | 5.2% | 4.5% | 3.5% | 66.5% | 0.9% | 14% | 5.4% | 100%
|  | 12 | 183 | 1086 | 1257 | 2447 | 4798 | 582 | 2845 | 7795 | 20993
|  | % | 0.9% | 5.2% | 6% | 11.7% | 22.9% | 2.8% | 13.6% | 37.1% | 100%
|  | 13 | 132 | 3737 | 2307 | 952 | 1175 | 149 | 1998 | 2327 | 12777
|  | % | 1% | 29.2% | 18.1% | 7.4% | 9.2% | 1.2% | 15.6% | 18.2% | 100%
|  | 14 | 177 | 50 | 51 |  |  |  |  | 924 | 1202
|  | % | 14.7% | 4.2% | 4.3% |  |  |  |  | 76.8% | 100%
|  | 15 | 319 | 1530 | 665 | 93 | 916 | 342 | 45 |  | 3910
|  | % | 8.2% | 39.1% | 17% | 2.4% | 23.4% | 8.7% | 1.2% |  | 100%
|  | 16 |  |  | 399 | 331 |  |  |  | 496 | 1226
|  | % |  |  | 32.5% | 27% |  |  |  | 40.5% | 100%
Apt Condo 2-4 Units | 1975-1978 | 1
%
|  | 2 |  | 227 | 32 |  | 153 |  |  | 1750 | 2162
|  | % |  | 10.5% | 1.5% |  | 7.1% |  |  | 80.9% | 100%
|  | 3 |  |  |  | 70 |  | 65 |  | 3078 | 3213
|  | % |  |  |  | 2.2% |  | 2% |  | 95.8% | 100%
|  | 4 | 39 | 503 | 253 | 50 | 129 |  |  | 7980 | 8954
|  | % | 0.4% | 5.6% | 2.8% | 0.6% | 1.4% |  |  | 89.1% | 100%
|  | 5 | [7 empty] | 4514 | 4514
|  | % | [7 empty] | 100% | 100%
|  | 6 |  |  |  |  | 220 | 69 | 59 | 6703 | 7051
|  | % |  |  |  |  | 3.1% | 1% | 0.8% | 95.1% | 100%
|  | 7 |  | 92 | 99 | 210 | 72 |  | 80 | 9640 | 10193
|  | % |  | 0.9% | 1% | 2.1% | 0.7% |  | 0.8% | 94.6% | 100%
|  | 8 | 113 | 24 | 141 | 157 | 373 | 309 |  | 3239 | 4355
|  | % | 2.6% | 0.5% | 3.2% | 3.6% | 8.6% | 7.1% |  | 74.4% | 100%
|  | 9 |  | 481 | 246 | 190 | 2804 | 46 | 59 | 722 | 4548
|  | % |  | 10.6% | 5.4% | 4.2% | 61.7% | 1% | 1.3% | 15.9% | 100%
|  | 10 |  | 563 | 47 | 87 | 181 | 408 | 369 | 25 | 1678
|  | % |  | 33.5% | 2.8% | 5.2% | 10.8% | 24.3% | 22% | 1.5% | 100%
|  | 11 |  | 89 | [5 empty] | 613 | 702
|  | % |  | 12.7% | [5 empty] | 87.3% | 100%
|  | 12 | 26 | 256 | 2512 | 122 | 115 | 5505 |  | 339 | 8874
|  | % | 0.3% | 2.9% | 28.3% | 1.4% | 1.3% | 62% |  | 3.8% | 100%
|  | 13 | 55 |  | 188 |  | 2790 | 5443 |  |  | 8476
|  | % | 0.7% |  | 2.2% |  | 32.9% | 64.2% |  |  | 100%
|  | 14 |  |  |  | 124 |  |  |  |  | 124
|  | % |  |  |  | 100% |  |  |  |  | 100%
|  | 15 |  | 664 | 1222 | 206 | 438 |  | 184 |  | 2714
|  | % |  | 24.5% | 45% | 7.6% | 16.1% |  | 6.8% |  | 100%
16
%
Apt Condo 2-4 Units | 1979-1983 | 1 | [7 empty] | 269 | 269
|  | % | [7 empty] | 100% | 100%
|  | 2 |  |  | 28 |  |  |  | 31 | 6405 | 6464
|  | % |  |  | 0.4% |  |  |  | 0.5% | 99.1% | 100%
|  | 3 | [5 empty] | 89 |  | 18218 | 18307
|  | % | [5 empty] | 0.5% |  | 99.5% | 100%
|  | 4 |  | 58 | 81 |  | 30 |  |  | 1182 | 1351
|  | % |  | 4.3% | 6% |  | 2.2% |  |  | 87.4% | 100%
|  | 5 | [7 empty] | 281 | 280
|  | % | [7 empty] | 100% | 100%
|  | 6 | 40 | 417 |  | 66 | 286 | 208 |  | 5386 | 6403
|  | % | 0.6% | 6.5% |  | 1% | 4.5% | 3.2% |  | 84.1% | 100%
|  | 7 |  | 3956 | 118 | 105 | 185 |  | 148 | 16249 | 20761
|  | % |  | 19.1% | 0.6% | 0.5% | 0.9% |  | 0.7% | 78.3% | 100%
|  | 8 | 218 | 364 | 80 | 277 | 1119 | 74 |  | 680 | 2812
|  | % | 7.7% | 12.9% | 2.9% | 9.9% | 39.8% | 2.6% |  | 24.2% | 100%
|  | 9 |  | 4392 | 521 | 859 | 15259 | 555 |  | 1472 | 23057
|  | % |  | 19% | 2.3% | 3.7% | 66.2% | 2.4% |  | 6.4% | 100%
|  | 10 | 39 | 16328 | 405 | 3897 | 180 | 320 | 338 | 348 | 21855
|  | % | 0.2% | 74.7% | 1.9% | 17.8% | 0.8% | 1.5% | 1.5% | 1.6% | 100%
|  | 11 | 52 |  |  | 201 | 3966 |  | 67 | 338 | 4623
|  | % | 1.1% |  |  | 4.3% | 85.8% |  | 1.4% | 7.3% | 100%
|  | 12 |  | 173 | 145 | 379 | 4586 | 249 | 62 | 243 | 5837
|  | % |  | 3% | 2.5% | 6.5% | 78.6% | 4.3% | 1.1% | 4.2% | 100%
|  | 13 |  |  | 194 | 217 | 41 | 86 | 194 | 509 | 1240
|  | % |  |  | 15.6% | 17.5% | 3.3% | 6.9% | 15.6% | 41% | 100%
|  | 14 |  |  |  | 253 |  |  |  | 34 | 287
|  | % |  |  |  | 88% |  |  |  | 12% | 100%
|  | 15 | 196 | 331 | 1368 | 1420 | 115 |  | 289 |  | 3718
|  | % | 5.3% | 8.9% | 36.8% | 38.2% | 3.1% |  | 7.8% |  | 100%
|  | 16 |  |  |  | 130 |  |  |  |  | 130
|  | % |  |  |  | 100% |  |  |  |  | 100%
Apt Condo 2-4 Units | 1984-1991 | 1 | [7 empty] | 47 | 47
|  | % | [7 empty] | 100% | 100%
|  | 2 |  |  | 133 | 90 |  |  |  | 1941 | 2163
|  | % |  |  | 6.1% | 4.2% |  |  |  | 89.7% | 100%
|  | 3 |  |  | 179 | 3165 | 240 |  |  | 5598 | 9181
|  | % |  |  | 1.9% | 34.5% | 2.6% |  |  | 61% | 100%
|  | 4 | 57 |  | 57 |  |  |  |  | 483 | 595
|  | % | 9.5% |  | 9.5% |  |  |  |  | 81% | 100%
|  | 5 | [5 empty] | 56 |  | 88 | 144
|  | % | [5 empty] | 39% |  | 61% | 100%
|  | 6 | 118 | 3533 | 276 |  | 4431 | 38 | 84 | 16584 | 25064
|  | % | 0.5% | 14.1% | 1.1% |  | 17.7% | 0.2% | 0.3% | 66.2% | 100%
|  | 7 |  | 128 | 406 | 75 | 482 | 160 | 37 | 15605 | 16893
|  | % |  | 0.8% | 2.4% | 0.4% | 2.9% | 0.9% | 0.2% | 92.4% | 100%
|  | 8 | 52 | 71 | 2597 | 109 | 4628 |  |  | 829 | 8286
|  | % | 0.6% | 0.9% | 31.3% | 1.3% | 55.9% |  |  | 10% | 100%
|  | 9 | 239 | 867 | 408 | 1323 | 1299 | 156 | 240 | 1597 | 6129
|  | % | 3.9% | 14.1% | 6.7% | 21.6% | 21.2% | 2.5% | 3.9% | 26.1% | 100%
|  | 10 |  | 110 | 496 | 2477 | 1085 |  | 111 | 276 | 4555
|  | % |  | 2.4% | 10.9% | 54.4% | 23.8% |  | 2.4% | 6.1% | 100%
|  | 11 | [7 empty] | 59 | 59
|  | % | [7 empty] | 100% | 100%
|  | 12 | 49 | 70 | 2537 | 2152 | 396 | 205 | 57 | 536 | 6002
|  | % | 0.8% | 1.2% | 42.3% | 35.9% | 6.6% | 3.4% | 0.9% | 8.9% | 100%
|  | 13 | 74 | 54 | 103 | 235 |  | 62 |  | 31 | 559
|  | % | 13.3% | 9.7% | 18.4% | 42% |  | 11.1% |  | 5.5% | 100%
|  | 14 |  |  | 3468 |  |  |  | 151 |  | 3619
|  | % |  |  | 95.8% |  |  |  | 4.2% |  | 100%
|  | 15 |  | 276 | 1306 | 1116 | 300 | 204 |  |  | 3202
|  | % |  | 8.6% | 40.8% | 34.9% | 9.4% | 6.4% |  |  | 100%
|  | 16 |  |  |  |  | 67 |  | 336 | 116 | 519
|  | % |  |  |  |  | 13% |  | 64.7% | 22.4% | 100%
Apt Condo 2-4 Units | 1992-1999 | 1 | [7 empty] | 54 | 54
|  | % | [7 empty] | 100% | 100%
|  | 2 | 54 |  | 126 | [5 empty] | 180
|  | % | 30.1% |  | 69.9% | [5 empty] | 100%
|  | 3 |  |  | 32 |  |  |  |  | 8569 | 8601
|  | % |  |  | 0.4% |  |  |  |  | 99.6% | 100%
|  | 4 |  |  | 166 | 154 | 628 |  | 5507 |  | 6455
|  | % |  |  | 2.6% | 2.4% | 9.7% |  | 85.3% |  | 100%
|  | 5 | [7 empty] | 118 | 118
|  | % | [7 empty] | 100% | 100%
|  | 6 |  | 48 | 77 | 68 | 186 |  |  | 4614 | 4993
|  | % |  | 1% | 1.5% | 1.4% | 3.7% |  |  | 92.4% | 100%
|  | 7 |  | 151 | 90 | 186 | 5582 |  |  | 2264 | 8273
|  | % |  | 1.8% | 1.1% | 2.2% | 67.5% |  |  | 27.4% | 100%
|  | 8 |  | 492 |  | 158 | 2511 |  |  | 2779 | 5939
|  | % |  | 8.3% |  | 2.7% | 42.3% |  |  | 46.8% | 100%
|  | 9 |  | 96 |  | 22797 | 1876 |  |  | 186 | 24955
|  | % |  | 0.4% |  | 91.4% | 7.5% |  |  | 0.7% | 100%
|  | 10 | 238 |  | 101 | 30 | 447 |  |  | 6933 | 7748
|  | % | 3.1% |  | 1.3% | 0.4% | 5.8% |  |  | 89.5% | 100%
|  | 11 |  |  | 252 | 246 | 289 |  |  |  | 787
|  | % |  |  | 32% | 31.2% | 36.8% |  |  |  | 100%
|  | 12 | 140 |  | 250 | 7945 | 465 |  | 107 | 25 | 8932
|  | % | 1.6% |  | 2.8% | 88.9% | 5.2% |  | 1.2% | 0.3% | 100%
|  | 13 |  | 453 | 2756 | 2910 | 195 |  |  |  | 6314
|  | % |  | 7.2% | 43.6% | 46.1% | 3.1% |  |  |  | 100%
|  | 14 |  |  | 182 |  |  |  |  | 194 | 376
|  | % |  |  | 48.3% |  |  |  |  | 51.7% | 100%
|  | 15 |  |  | 102 |  | 506 |  |  |  | 608
|  | % |  |  | 16.8% |  | 83.2% |  |  |  | 100%
|  | 16 | [7 empty] | 106 | 106
|  | % | [7 empty] | 100% | 100%
Apt Condo 2-4 Units | 2000-2005 | 1 | [7 empty] | 102 | 102
|  | % | [7 empty] | 100% | 100%
|  | 2 | [7 empty] | 367 | 367
|  | % | [7 empty] | 100% | 100%
|  | 3 |  |  | 3796 |  |  |  |  | 2310 | 6106
|  | % |  |  | 62.2% |  |  |  |  | 37.8% | 100%
|  | 4 |  | 58 |  | 176 | 99 |  | 62 | 552 | 946
|  | % |  | 6.2% |  | 18.6% | 10.4% |  | 6.6% | 58.3% | 100%
|  | 5 | [7 empty] | 1845 | 1845
|  | % | [7 empty] | 100% | 100%
|  | 6 | 3774 |  | 51 | 93 | 85 |  |  | 1984 | 5987
|  | % | 63% |  | 0.8% | 1.6% | 1.4% |  |  | 33.1% | 100%
|  | 7 |  | 35 |  | 168 | 230 |  |  | 95 | 527
|  | % |  | 6.7% |  | 31.8% | 43.6% |  |  | 17.9% | 100%
|  | 8 |  | 3692 | 89 | 3115 | 331 |  |  | 2396 | 9623
|  | % |  | 38.4% | 0.9% | 32.4% | 3.4% |  |  | 24.9% | 100%
|  | 9 |  | 199 | 365 | 6914 | 7982 |  |  | 122 | 15581
|  | % |  | 1.3% | 2.3% | 44.4% | 51.2% |  |  | 0.8% | 100%
|  | 10 | 21 | 34 | 118 | 340 | 888 |  | 64 | 134 | 1599
|  | % | 1.3% | 2.1% | 7.4% | 21.3% | 55.6% |  | 4% | 8.4% | 100%
|  | 11 |  |  |  |  | 55 |  |  |  | 55
|  | % |  |  |  |  | 100% |  |  |  | 100%
|  | 12 | 70 | 85 |  | 225 | 176 |  |  | 239 | 795
|  | % | 8.8% | 10.7% |  | 28.3% | 22.2% |  |  | 30.1% | 100%
|  | 13 |  | 444 | 2367 | 2009 | 102 |  |  | 2086 | 7008
|  | % |  | 6.3% | 33.8% | 28.7% | 1.5% |  |  | 29.8% | 100%
|  | 14 |  |  | 29 | 558 |  |  |  |  | 587
|  | % |  |  | 5% | 95% |  |  |  |  | 100%
|  | 15 |  |  |  | 293 |  |  |  | 173 | 465
|  | % |  |  |  | 62.8% |  |  |  | 37.2% | 100%
16
%
Apt Condo 2-4 Units | 2006-2012 | 1
%
|  | 2 |  |  | 36 | 28 |  |  |  | 120 | 184
|  | % |  |  | 19.6% | 15.1% |  |  |  | 65.4% | 100%
|  | 3 |  |  |  | 90 |  |  |  | 616 | 706
|  | % |  |  |  | 12.8% |  |  |  | 87.2% | 100%
|  | 4 |  | 3864 |  | 2608 |  |  |  | 337 | 6809
|  | % |  | 56.8% |  | 38.3% |  |  |  | 4.9% | 100%
|  | 5 | [7 empty] | 112 | 112
|  | % | [7 empty] | 100% | 100%
|  | 6 |  |  |  | 41 |  |  |  |  | 40
|  | % |  |  |  | 100% |  |  |  |  | 100%
|  | 7 |  |  | 133 | 336 |  |  |  | 439 | 908
|  | % |  |  | 14.7% | 37% |  |  |  | 48.3% | 100%
|  | 8 |  |  | 4156 | 5899 |  |  | 57 | 212 | 10324
|  | % |  |  | 40.3% | 57.1% |  |  | 0.6% | 2% | 100%
|  | 9 | 6121 |  | 398 | 229 |  |  |  |  | 6748
|  | % | 90.7% |  | 5.9% | 3.4% |  |  |  |  | 100%
|  | 10 |  |  | 33 | 426 |  |  |  |  | 459
|  | % |  |  | 7.2% | 92.8% |  |  |  |  | 100%
|  | 11 |  |  |  | 40 |  |  |  |  | 40
|  | % |  |  |  | 100% |  |  |  |  | 100%
|  | 12 |  |  | 251 | 470 |  |  | 246 | 63 | 1030
|  | % |  |  | 24.4% | 45.6% |  |  | 23.9% | 6.1% | 100%
|  | 13 |  |  | 2051 | 737 |  |  |  | 1873 | 4660
|  | % |  |  | 44% | 15.8% |  |  |  | 40.2% | 100%
|  | 14 |  |  |  | 59 |  |  |  |  | 59
|  | % |  |  |  | 100% |  |  |  |  | 100%
|  | 15 |  |  |  | 52 |  |  |  |  | 52
|  | % |  |  |  | 100% |  |  |  |  | 100%
16
%
Apt Condo 2-4 Units | 2013-2019 | 1 | [7 empty] | 127 | 127
|  | % | [7 empty] | 100% | 100%
|  | 2 | 154 | [7 empty] | 154
|  | % | 100% | [7 empty] | 100%
|  | 3 | [7 empty] | 179 | 179
|  | % | [7 empty] | 100% | 100%
|  | 4 |  | 11483 | [5 empty] | 254 | 11737
|  | % |  | 97.8% | [5 empty] | 2.2% | 100%
|  | 5 | [7 empty] | 49 | 49
|  | % | [7 empty] | 100% | 100%
|  | 6 |  | 272 | 53 |  |  |  | 26 | 53 | 404
|  | % |  | 67.5% | 13.1% |  |  |  | 6.3% | 13.1% | 100%
|  | 7 | 60 | 195 | 91 |  |  |  |  | 3113 | 3459
|  | % | 1.7% | 5.6% | 2.6% |  |  |  |  | 90% | 100%
|  | 8 | 156 | 517 | 78 | [5 empty] | 751
|  | % | 20.8% | 68.8% | 10.4% | [5 empty] | 100%
|  | 9 |  | 59 | 135 | [5 empty] | 194
|  | % |  | 30.3% | 69.7% | [5 empty] | 100%
|  | 10 |  |  | 196 |  |  |  | 199 |  | 395
|  | % |  |  | 49.6% |  |  |  | 50.4% |  | 100%
|  | 11 | [6 empty] | 10383 |  | 10383
|  | % | [6 empty] | 100% |  | 100%
|  | 12 |  | 148 | 177 |  |  |  | 110 |  | 435
|  | % |  | 34% | 40.7% |  |  |  | 25.3% |  | 100%
|  | 13 |  |  | 165 |  |  |  |  | 64 | 229
|  | % |  |  | 72% |  |  |  |  | 28% | 100%
|  | 14 |  | 141 | [6 empty] | 141
|  | % |  | 100% | [6 empty] | 100%
15
%
16
%
Apt Condo 5+ Units | Before 1975 | 1 |  |  |  |  | 123 |  | 5415 | 1906 | 7444
|  | % |  |  |  |  | 1.7% |  | 72.7% | 25.6% | 100%
|  | 2 |  | 175 | 64 | 136 | 31 | 56 | 1581 | 10103 | 12146
|  | % |  | 1.4% | 0.5% | 1.1% | 0.3% | 0.5% | 13% | 83.2% | 100%
|  | 3 | 37 | 33 | 153 | 289 | 203 | 261 | 4058 | 107536 | 112570
|  | % | 0% | 0% | 0.1% | 0.3% | 0.2% | 0.2% | 3.6% | 95.5% | 100%
|  | 4 | 32 | 75 | 71 | 170 | 365 | 2977 | 515 | 22657 | 26861
|  | % | 0.1% | 0.3% | 0.3% | 0.6% | 1.4% | 11.1% | 1.9% | 84.3% | 100%
|  | 5 | [7 empty] | 7300 | 7300
|  | % | [7 empty] | 100% | 100%
|  | 6 | 311 | 664 | 3481 | 3638 | 9772 | 554 | 2405 | 105531 | 126356
|  | % | 0.2% | 0.5% | 2.8% | 2.9% | 7.7% | 0.4% | 1.9% | 83.5% | 100%
|  | 7 | 6305 | 3778 | 624 | 3562 | 614 | 613 | 722 | 49724 | 65942
|  | % | 9.6% | 5.7% | 0.9% | 5.4% | 0.9% | 0.9% | 1.1% | 75.4% | 100%
|  | 8 | 97 | 7958 | 20489 | 8830 | 7298 | 8334 | 11150 | 44428 | 108584
|  | % | 0.1% | 7.3% | 18.9% | 8.1% | 6.7% | 7.7% | 10.3% | 40.9% | 100%
|  | 9 | 666 | 11540 | 25420 | 9733 | 9999 | 2778 | 22687 | 85145 | 167968
|  | % | 0.4% | 6.9% | 15.1% | 5.8% | 6% | 1.7% | 13.5% | 50.7% | 100%
|  | 10 | 1952 | 669 | 3584 | 2779 | 1317 | 500 | 941 | 3588 | 15330
|  | % | 12.7% | 4.4% | 23.4% | 18.1% | 8.6% | 3.3% | 6.1% | 23.4% | 100%
|  | 11 | 71 | 51 | 298 | 422 | 282 | 339 | 482 | 2268 | 4211
|  | % | 1.7% | 1.2% | 7.1% | 10% | 6.7% | 8.1% | 11.4% | 53.8% | 100%
|  | 12 | 429 | 1252 | 20925 | 1331 | 7308 | 6193 | 6506 | 7661 | 51605
|  | % | 0.8% | 2.4% | 40.5% | 2.6% | 14.2% | 12% | 12.6% | 14.8% | 100%
|  | 13 | 2347 | 2975 | 2057 | 485 | 702 | 208 | 8799 | 2535 | 20107
|  | % | 11.7% | 14.8% | 10.2% | 2.4% | 3.5% | 1% | 43.8% | 12.6% | 100%
|  | 14 |  |  | 260 | 5586 | 154 |  | 195 | 144 | 6339
|  | % |  |  | 4.1% | 88.1% | 2.4% |  | 3.1% | 2.3% | 100%
|  | 15 | 282 | 1305 | 665 | 813 | 269 |  | 81 | 787 | 4201
|  | % | 6.7% | 31.1% | 15.8% | 19.3% | 6.4% |  | 1.9% | 18.7% | 100%
|  | 16 |  | 13 |  |  | 240 | 571 |  | 5185 | 6007
|  | % |  | 0.2% |  |  | 4% | 9.5% |  | 86.3% | 100%
Apt Condo 5+ Units | 1975-1978 | 1 | [7 empty] | 153 | 153
|  | % | [7 empty] | 100% | 100%
|  | 2 | 106 |  | 92 | 62 | 140 | 65 | 309 | 3941 | 4715
|  | % | 2.3% |  | 1.9% | 1.3% | 3% | 1.4% | 6.6% | 83.6% | 100%
|  | 3 |  |  | 168 |  | 173 |  | 250 | 19858 | 20449
|  | % |  |  | 0.8% |  | 0.8% |  | 1.2% | 97.1% | 100%
|  | 4 |  |  |  | 356 | 328 |  |  | 1166 | 1850
|  | % |  |  |  | 19.2% | 17.7% |  |  | 63% | 100%
|  | 5 | [7 empty] | 172 | 172
|  | % | [7 empty] | 100% | 100%
|  | 6 | 4065 | 227 | 7666 | 168 | 3882 | 67 | 119 | 22782 | 38976
|  | % | 10.4% | 0.6% | 19.7% | 0.4% | 10% | 0.2% | 0.3% | 58.4% | 100%
|  | 7 | 71 | 1843 | 268 |  | 266 | 111 | 225 | 11655 | 14439
|  | % | 0.5% | 12.8% | 1.9% |  | 1.8% | 0.8% | 1.6% | 80.7% | 100%
|  | 8 | 143 | 584 | 9285 | 1080 | 190 | 154 | 49 | 12894 | 24379
|  | % | 0.6% | 2.4% | 38.1% | 4.4% | 0.8% | 0.6% | 0.2% | 52.9% | 100%
|  | 9 | 3183 |  | 890 | 383 | 4826 | 320 | 2310 | 8177 | 20089
|  | % | 15.8% |  | 4.4% | 1.9% | 24% | 1.6% | 11.5% | 40.7% | 100%
|  | 10 |  | 35 | 78 | 301 | 8607 | 147 | 64 | 313 | 9545
|  | % |  | 0.4% | 0.8% | 3.2% | 90.2% | 1.5% | 0.7% | 3.3% | 100%
|  | 11 | 67 | 801 | 405 |  | 252 |  |  | 140 | 1664
|  | % | 4% | 48.2% | 24.3% |  | 15.1% |  |  | 8.4% | 100%
|  | 12 |  | 522 | 272 | 2384 | 4151 | 3536 | 318 | 3294 | 14477
|  | % |  | 3.6% | 1.9% | 16.5% | 28.7% | 24.4% | 2.2% | 22.8% | 100%
|  | 13 | 53 |  | 2191 | 148 | 34 | 2350 |  |  | 4775
|  | % | 1.1% |  | 45.9% | 3.1% | 0.7% | 49.2% |  |  | 100%
|  | 14 |  |  | 105 | 207 |  |  |  | 55 | 367
|  | % |  |  | 28.6% | 56.3% |  |  |  | 15% | 100%
|  | 15 | 93 | 1101 | 118 |  | 355 |  | 79 | 127 | 1873
|  | % | 5% | 58.8% | 6.3% |  | 18.9% |  | 4.2% | 6.8% | 100%
|  | 16 |  | 44 | 162 |  |  |  |  | 150 | 356
|  | % |  | 12.2% | 45.6% |  |  |  |  | 42.2% | 100%
Apt Condo 5+ Units | 1979-1983 | 1 | [7 empty] | 39 | 39
|  | % | [7 empty] | 100% | 100%
|  | 2 |  | 62 | 28 |  | 188 | 215 | 154 | 7779 | 8426
|  | % |  | 0.7% | 0.3% |  | 2.2% | 2.6% | 1.8% | 92.3% | 100%
|  | 3 |  |  | 47 |  | 222 | 108 | 345 | 6242 | 6963
|  | % |  |  | 0.7% |  | 3.2% | 1.5% | 4.9% | 89.7% | 100%
|  | 4 | 167 |  | 172 |  | 2814 | 78 | 65 | 5421 | 8717
|  | % | 1.9% |  | 2% |  | 32.3% | 0.9% | 0.7% | 62.2% | 100%
|  | 5 | 63 | [5 empty] | 102 | 263 | 428
|  | % | 14.8% | [5 empty] | 23.7% | 61.5% | 100%
|  | 6 | 22 | 5723 | 789 | 2071 | 1348 | 171 | 81 | 5510 | 15715
|  | % | 0.1% | 36.4% | 5% | 13.2% | 8.6% | 1.1% | 0.5% | 35.1% | 100%
|  | 7 |  | 483 | 765 | 172 | 772 | 244 | 189 | 9431 | 12055
|  | % |  | 4% | 6.3% | 1.4% | 6.4% | 2% | 1.6% | 78.2% | 100%
|  | 8 |  | 120 | 276 | 3247 | 7811 | 410 | 229 | 6162 | 18255
|  | % |  | 0.7% | 1.5% | 17.8% | 42.8% | 2.2% | 1.3% | 33.8% | 100%
|  | 9 | 422 | 5988 | 10789 | 11534 | 7747 | 1691 | 4105 | 14011 | 56286
|  | % | 0.8% | 10.6% | 19.2% | 20.5% | 13.8% | 3% | 7.3% | 24.9% | 100%
|  | 10 | 38 |  | 4340 | 3849 | 887 | 481 | 520 | 617 | 10731
|  | % | 0.3% |  | 40.4% | 35.9% | 8.3% | 4.5% | 4.8% | 5.7% | 100%
|  | 11 |  |  |  | 45 | 63 | 387 | 49 | 2506 | 3050
|  | % |  |  |  | 1.5% | 2.1% | 12.7% | 1.6% | 82.2% | 100%
|  | 12 |  | 297 | 637 | 248 | 5209 | 3518 | 3242 | 5502 | 18651
|  | % |  | 1.6% | 3.4% | 1.3% | 27.9% | 18.9% | 17.4% | 29.5% | 100%
|  | 13 | 48 | 210 | 242 | 2160 | 1628 | 136 | 173 | 686 | 5283
|  | % | 0.9% | 4% | 4.6% | 40.9% | 30.8% | 2.6% | 3.3% | 13% | 100%
|  | 14 |  | 132 |  | 172 | 389 | 29 | 34 | 205 | 961
|  | % |  | 13.7% |  | 17.9% | 40.5% | 3% | 3.5% | 21.3% | 100%
|  | 15 |  | 504 | 591 | 469 | 398 | 169 | 115 | 205 | 2451
|  | % |  | 20.6% | 24.1% | 19.1% | 16.2% | 6.9% | 4.7% | 8.4% | 100%
|  | 16 |  |  |  |  | 120 |  |  | 203 | 323
|  | % |  |  |  |  | 37.1% |  |  | 62.9% | 100%
Apt Condo 5+ Units | 1984-1991 | 1
%
|  | 2 |  | 152 |  | 285 | 9564 |  |  | 6526 | 16527
|  | % |  | 0.9% |  | 1.7% | 57.9% |  |  | 39.5% | 100%
|  | 3 |  |  | 128 | 6753 | 395 | 157 | 57 | 30607 | 38096
|  | % |  |  | 0.3% | 17.7% | 1% | 0.4% | 0.1% | 80.3% | 100%
|  | 4 | 65 |  | 112 | 651 | 746 |  | 385 | 1980 | 3938
|  | % | 1.7% |  | 2.8% | 16.5% | 18.9% |  | 9.8% | 50.3% | 100%
|  | 5 | [7 empty] | 725 | 725
|  | % | [7 empty] | 100% | 100%
|  | 6 | 41 | 185 | 6861 | 594 | 5872 | 304 | 4188 | 9635 | 27680
|  | % | 0.1% | 0.7% | 24.8% | 2.1% | 21.2% | 1.1% | 15.1% | 34.8% | 100%
|  | 7 | 2607 | 894 | 4180 | 674 | 6394 | 692 | 295 | 14319 | 30055
|  | % | 8.7% | 3% | 13.9% | 2.2% | 21.3% | 2.3% | 1% | 47.6% | 100%
|  | 8 | 2637 | 379 | 3727 | 6244 | 6708 | 311 | 1076 | 15252 | 36334
|  | % | 7.3% | 1% | 10.3% | 17.2% | 18.5% | 0.9% | 3% | 42% | 100%
|  | 9 | 262 | 11055 | 5840 | 9368 | 8584 | 5632 | 1991 | 4282 | 47013
|  | % | 0.6% | 23.5% | 12.4% | 19.9% | 18.3% | 12% | 4.2% | 9.1% | 100%
|  | 10 | 74 | 661 | 11076 | 11694 | 25299 | 326 | 7413 | 1066 | 57608
|  | % | 0.1% | 1.1% | 19.2% | 20.3% | 43.9% | 0.6% | 12.9% | 1.8% | 100%
|  | 11 |  |  | 402 | 39 | 283 | 307 | 524 |  | 1555
|  | % |  |  | 25.9% | 2.5% | 18.2% | 19.7% | 33.7% |  | 100%
|  | 12 | 104 | 315 | 748 | 477 | 8073 | 1013 | 215 | 6020 | 16964
|  | % | 0.6% | 1.9% | 4.4% | 2.8% | 47.6% | 6% | 1.3% | 35.5% | 100%
|  | 13 | 59 | 588 | 219 | 283 | 2132 | 42 | 2245 |  | 5566
|  | % | 1.1% | 10.6% | 3.9% | 5.1% | 38.3% | 0.8% | 40.3% |  | 100%
|  | 14 |  |  |  | 208 | 320 | 144 | 338 | 36 | 1046
|  | % |  |  |  | 19.9% | 30.6% | 13.8% | 32.3% | 3.5% | 100%
|  | 15 |  | 325 | 1769 | 617 | 1337 | 96 |  |  | 4144
|  | % |  | 7.9% | 42.7% | 14.9% | 32.3% | 2.3% |  |  | 100%
|  | 16 |  |  |  |  | 91 | 86 |  | 486 | 663
|  | % |  |  |  |  | 13.7% | 12.9% |  | 73.4% | 100%
Apt Condo 5+ Units | 1992-1999 | 1 | [7 empty] | 118 | 118
|  | % | [7 empty] | 100% | 100%
|  | 2 |  |  |  | 131 | 2091 |  |  | 2479 | 4701
|  | % |  |  |  | 2.8% | 44.5% |  |  | 52.7% | 100%
|  | 3 |  |  | 8500 | 2942 | 143 |  | 53 | 22238 | 33876
|  | % |  |  | 25.1% | 8.7% | 0.4% |  | 0.2% | 65.6% | 100%
|  | 4 | 188 | 198 | 268 | 106 | 3608 |  | 111 | 13255 | 17734
|  | % | 1.1% | 1.1% | 1.5% | 0.6% | 20.3% |  | 0.6% | 74.7% | 100%
|  | 5 | [7 empty] | 59 | 59
|  | % | [7 empty] | 100% | 100%
|  | 6 | 163 | 2059 | 3517 | 4551 | 5805 |  | 84 | 3771 | 19948
|  | % | 0.8% | 10.3% | 17.6% | 22.8% | 29.1% |  | 0.4% | 18.9% | 100%
|  | 7 | 133 | 215 | 195 | 258 | 6617 |  | 2971 | 7002 | 17390
|  | % | 0.8% | 1.2% | 1.1% | 1.5% | 38% |  | 17.1% | 40.3% | 100%
|  | 8 |  | 2189 | 358 | 6378 | 5421 |  | 2804 | 391 | 17541
|  | % |  | 12.5% | 2% | 36.4% | 30.9% |  | 16% | 2.2% | 100%
|  | 9 | 80 | 13426 | 7731 | 8210 | 4351 |  | 693 | 1358 | 35849
|  | % | 0.2% | 37.5% | 21.6% | 22.9% | 12.1% |  | 1.9% | 3.8% | 100%
|  | 10 | 94 | 231 |  | 785 | 1090 |  | 477 | 11983 | 14660
|  | % | 0.6% | 1.6% |  | 5.4% | 7.4% |  | 3.3% | 81.7% | 100%
|  | 11 |  |  |  | 52 | 299 |  | 256 | 319 | 926
|  | % |  |  |  | 5.6% | 32.3% |  | 27.6% | 34.4% | 100%
|  | 12 | 83 |  | 375 | 238 | 7981 |  | 307 | 401 | 9382
|  | % | 0.9% |  | 4% | 2.5% | 85.1% |  | 3.3% | 4.3% | 100%
|  | 13 |  | 1906 | 491 | 2824 | 3126 |  | 94 | 185 | 8626
|  | % |  | 22.1% | 5.7% | 32.7% | 36.2% |  | 1.1% | 2.1% | 100%
|  | 14 |  |  |  |  | 81 |  | 205 | 66 | 352
|  | % |  |  |  |  | 23% |  | 58.2% | 18.9% | 100%
|  | 15 |  |  | 68 |  | 100 |  | 83 |  | 251
|  | % |  |  | 27.3% |  | 39.7% |  | 33% |  | 100%
|  | 16 | [7 empty] | 387 | 387
|  | % | [7 empty] | 100% | 100%
Apt Condo 5+ Units | 2000-2005 | 1
%
|  | 2 |  |  |  | 588 | 1647 |  | 45 | 331 | 2611
|  | % |  |  |  | 22.5% | 63.1% |  | 1.7% | 12.7% | 100%
|  | 3 | 194 |  | 165 | 393 | 907 |  | 162 | 15383 | 17203
|  | % | 1.1% |  | 1% | 2.3% | 5.3% |  | 0.9% | 89.4% | 100%
|  | 4 |  |  | 147 | 3930 | 10143 |  | 2702 | 705 | 17627
|  | % |  |  | 0.8% | 22.3% | 57.5% |  | 15.3% | 4% | 100%
|  | 5 |  |  |  |  | 3830 |  |  | 94 | 3924
|  | % |  |  |  |  | 97.6% |  |  | 2.4% | 100%
|  | 6 | 50 | 39 | 498 | 621 | 712 |  | 251 | 2301 | 4472
|  | % | 1.1% | 0.9% | 11.1% | 13.9% | 15.9% |  | 5.6% | 51.5% | 100%
|  | 7 | 147 | 284 | 364 | 1534 | 7279 |  | 374 | 1360 | 11341
|  | % | 1.3% | 2.5% | 3.2% | 13.5% | 64.2% |  | 3.3% | 12% | 100%
|  | 8 |  | 4968 | 9854 | 529 | 4384 |  | 155 | 12835 | 32725
|  | % |  | 15.2% | 30.1% | 1.6% | 13.4% |  | 0.5% | 39.2% | 100%
|  | 9 | 166 |  | 1197 | 8761 | 1397 |  | 301 | 7434 | 19255
|  | % | 0.9% |  | 6.2% | 45.5% | 7.3% |  | 1.6% | 38.6% | 100%
|  | 10 | 40 | 53 | 471 | 3149 | 3586 |  | 437 | 344 | 8080
|  | % | 0.5% | 0.7% | 5.8% | 39% | 44.4% |  | 5.4% | 4.3% | 100%
|  | 11 | 44 | 63 | 72 | 300 | 2938 |  | 397 |  | 3813
|  | % | 1.1% | 1.6% | 1.9% | 7.9% | 77.1% |  | 10.4% |  | 100%
|  | 12 |  | 127 | 168 | 721 | 7394 |  | 3455 | 211 | 12075
|  | % |  | 1% | 1.4% | 6% | 61.2% |  | 28.6% | 1.7% | 100%
|  | 13 |  | 2413 | 44 | 334 | 314 |  | 212 | 196 | 3513
|  | % |  | 68.7% | 1.2% | 9.5% | 8.9% |  | 6% | 5.6% | 100%
|  | 14 |  |  |  | 132 | 117 |  |  | 215 | 463
|  | % |  |  |  | 28.5% | 25.3% |  |  | 46.3% | 100%
|  | 15 |  |  | 43 |  | 100 |  |  |  | 143
|  | % |  |  | 30.1% |  | 69.9% |  |  |  | 100%
16
%
Apt Condo 5+ Units | 2006-2012 | 1 |  |  | 370 |  |  |  |  | 54 | 424
|  | % |  |  | 87.3% |  |  |  |  | 12.7% | 100%
|  | 2 |  |  |  | 213 |  |  | 63 | 181 | 457
|  | % |  |  |  | 46.7% |  |  | 13.8% | 39.5% | 100%
|  | 3 |  |  | 592 | 8752 |  |  | 109 | 28519 | 37972
|  | % |  |  | 1.6% | 23% |  |  | 0.3% | 75.1% | 100%
|  | 4 | 153 | 120 | 3537 | 4106 |  |  | 476 | 246 | 8638
|  | % | 1.8% | 1.4% | 40.9% | 47.5% |  |  | 5.5% | 2.8% | 100%
|  | 5 | [7 empty] | 94 | 94
|  | % | [7 empty] | 100% | 100%
|  | 6 |  | 69 | 4896 | 4041 |  |  | 114 | 65 | 9185
|  | % |  | 0.8% | 53.3% | 44% |  |  | 1.2% | 0.7% | 100%
|  | 7 | 145 | 2611 | 489 | 1697 |  |  | 175 | 590 | 5707
|  | % | 2.5% | 45.8% | 8.6% | 29.7% |  |  | 3.1% | 10.3% | 100%
|  | 8 | 60 | 161 | 967 | 2507 |  |  | 193 | 76 | 3964
|  | % | 1.5% | 4.1% | 24.4% | 63.3% |  |  | 4.9% | 1.9% | 100%
|  | 9 | 30 |  | 933 | 17017 |  |  | 6248 | 6738 | 30966
|  | % | 0.1% |  | 3% | 55% |  |  | 20.2% | 21.8% | 100%
|  | 10 |  | 126 | 185 | 3055 |  |  | 162 |  | 3528
|  | % |  | 3.6% | 5.2% | 86.6% |  |  | 4.6% |  | 100%
|  | 11 | 64 |  | 167 | 725 |  |  |  |  | 956
|  | % | 6.7% |  | 17.5% | 75.8% |  |  |  |  | 100%
|  | 12 | 113 | 70 | 262 | 6463 |  |  | 144 | 420 | 7471
|  | % | 1.5% | 0.9% | 3.5% | 86.5% |  |  | 1.9% | 5.6% | 100%
|  | 13 |  | 560 | 2058 | 771 |  |  |  | 123 | 3512
|  | % |  | 15.9% | 58.6% | 21.9% |  |  |  | 3.5% | 100%
|  | 14 |  |  |  | 87 |  |  |  |  | 87
|  | % |  |  |  | 100% |  |  |  |  | 100%
|  | 15 | 85 | 331 | 72 | [5 empty] | 488
|  | % | 17.5% | 67.8% | 14.7% | [5 empty] | 100%
|  | 16 | [7 empty] | 38 | 38
|  | % | [7 empty] | 100% | 100%
Apt Condo 5+ Units | 2013-2019 | 1
%
|  | 2 |  |  | 95 |  |  |  |  | 174 | 269
|  | % |  |  | 35.2% |  |  |  |  | 64.8% | 100%
|  | 3 |  | 7158 | 561 |  |  |  |  | 9819 | 17537
|  | % |  | 40.8% | 3.2% |  |  |  |  | 56% | 100%
|  | 4 | 56 | 710 | 11773 |  |  |  |  | 127 | 12666
|  | % | 0.4% | 5.6% | 92.9% |  |  |  |  | 1% | 100%
|  | 5 |  |  | 98 |  |  |  |  | 172 | 270
|  | % |  |  | 36.2% |  |  |  |  | 63.8% | 100%
|  | 6 |  | 3696 | 282 |  |  |  | 96 | 639 | 4713
|  | % |  | 78.4% | 6% |  |  |  | 2% | 13.6% | 100%
|  | 7 | 130 | 717 | 14214 |  |  |  |  | 539 | 15600
|  | % | 0.8% | 4.6% | 91.1% |  |  |  |  | 3.5% | 100%
|  | 8 |  | 10061 | 772 |  |  |  | 271 | 779 | 11883
|  | % |  | 84.7% | 6.5% |  |  |  | 2.3% | 6.6% | 100%
|  | 9 | 4077 | 1298 | 6268 |  |  |  | 463 | 556 | 12662
|  | % | 32.2% | 10.3% | 49.5% |  |  |  | 3.7% | 4.4% | 100%
|  | 10 | 91 | 138 | 480 |  |  |  |  | 51 | 759
|  | % | 12% | 18.2% | 63.2% |  |  |  |  | 6.7% | 100%
|  | 11 |  | 380 | 437 | [5 empty] | 817
|  | % |  | 46.5% | 53.5% | [5 empty] | 100%
|  | 12 |  | 5433 | 7997 |  |  |  | 66 | 136 | 13632
|  | % |  | 39.9% | 58.7% |  |  |  | 0.5% | 1% | 100%
|  | 13 |  |  | 88 |  |  |  |  | 180 | 268
|  | % |  |  | 32.8% |  |  |  |  | 67.2% | 100%
|  | 14 |  | 177 | [6 empty] | 177
|  | % |  | 100% | [6 empty] | 100%
|  | 15 |  |  | 47 | [5 empty] | 47
|  | % |  |  | 100% | [5 empty] | 100%
16
%
Mobile Home | Before 1975 | 1 | [7 empty] | 660 | 660
|  | % | [7 empty] | 100% | 100%
|  | 2 |  | 470 | 801 | 306 | 356 |  |  | 1367 | 3300
|  | % |  | 14.2% | 24.3% | 9.3% | 10.8% |  |  | 41.4% | 100%
|  | 3 | 69 |  | 92 |  |  | 4479 | 394 | 7232 | 12266
|  | % | 0.6% |  | 0.7% |  |  | 36.5% | 3.2% | 59% | 100%
|  | 4 |  | 196 | [5 empty] | 131 | 327
|  | % |  | 59.9% | [5 empty] | 40.1% | 100%
|  | 5 | [7 empty] | 391 | 391
|  | % | [7 empty] | 100% | 100%
|  | 6 | [6 empty] | 93 | 234 | 326
|  | % | [6 empty] | 28.3% | 71.7% | 100%
|  | 7 |  |  | 89 |  |  | 128 |  | 237 | 454
|  | % |  |  | 19.6% |  |  | 28.2% |  | 52.2% | 100%
|  | 8 |  |  | 69 | 92 | 278 |  |  | 3576 | 4015
|  | % |  |  | 1.7% | 2.3% | 6.9% |  |  | 89.1% | 100%
|  | 9 |  | 213 | 460 | 450 | 7313 |  |  | 296 | 8732
|  | % |  | 2.4% | 5.3% | 5.1% | 83.8% |  |  | 3.4% | 100%
|  | 10 | 44 | 269 | 811 | 2861 | 1094 | 326 |  | 1282 | 6687
|  | % | 0.7% | 4% | 12.1% | 42.8% | 16.4% | 4.9% |  | 19.2% | 100%
|  | 11 | 3801 | 180 | 228 | 4304 | 474 | 83 | 117 | 288 | 9475
|  | % | 40.1% | 1.9% | 2.4% | 45.4% | 5% | 0.9% | 1.2% | 3% | 100%
|  | 12 |  | 59 | 478 | 432 | 5312 | 174 | 281 | 4556 | 11292
|  | % |  | 0.5% | 4.2% | 3.8% | 47% | 1.5% | 2.5% | 40.3% | 100%
|  | 13 | 294 | 113 | 3863 | 465 | 444 | 7400 | 34 | 796 | 13409
|  | % | 2.2% | 0.8% | 28.8% | 3.5% | 3.3% | 55.2% | 0.3% | 5.9% | 100%
|  | 14 |  |  | 414 | 2265 | 308 | 242 | 114 | 390 | 3733
|  | % |  |  | 11.1% | 60.7% | 8.2% | 6.5% | 3% | 10.5% | 100%
|  | 15 | 108 | 938 | 342 | 340 | 541 | 435 | 391 | 730 | 3825
|  | % | 2.8% | 24.5% | 8.9% | 8.9% | 14.1% | 11.4% | 10.2% | 19.1% | 100%
|  | 16 |  | 61 |  | 212 | 69 | 67 | 23 | 310 | 741
|  | % |  | 8.3% |  | 28.6% | 9.2% | 9% | 3.2% | 41.8% | 100%
Mobile Home | 1975-1978 | 1 | [7 empty] | 17 | 17
|  | % | [7 empty] | 100% | 100%
|  | 2 |  |  | 308 |  | 121 | 46 | 50 | 169 | 694
|  | % |  |  | 44.3% |  | 17.5% | 6.6% | 7.2% | 24.4% | 100%
|  | 3 | [7 empty] | 8787 | 8786
|  | % | [7 empty] | 100% | 100%
|  | 4 | 3202 |  |  | 93 |  |  | 55 | 263 | 3612
|  | % | 88.6% |  |  | 2.6% |  |  | 1.5% | 7.3% | 100%
|  | 5 |  |  |  |  | 81 |  |  | 136 | 217
|  | % |  |  |  |  | 37.3% |  |  | 62.7% | 100%
|  | 6 |  | 97 |  | 108 | 193 |  |  | 284 | 682
|  | % |  | 14.3% |  | 15.9% | 28.2% |  |  | 41.6% | 100%
|  | 7 |  | 107 |  | 101 | 46 | 79 |  | 339 | 672
|  | % |  | 15.9% |  | 15.1% | 6.8% | 11.7% |  | 50.5% | 100%
|  | 8 |  |  | 168 | 193 | 84 | 128 |  | 275 | 848
|  | % |  |  | 19.8% | 22.8% | 9.9% | 15.1% |  | 32.5% | 100%
|  | 9 |  | 74 | 6342 | 251 |  | 173 | 159 | 225 | 7224
|  | % |  | 1% | 87.8% | 3.5% |  | 2.4% | 2.2% | 3.1% | 100%
|  | 10 | 187 | 288 | 516 | 12246 | 2318 | 214 | 276 | 740 | 16785
|  | % | 1.1% | 1.7% | 3.1% | 73% | 13.8% | 1.3% | 1.6% | 4.4% | 100%
|  | 11 | 70 |  | 152 | 30 | 476 | 51 | 66 | 201 | 1046
|  | % | 6.7% |  | 14.6% | 2.9% | 45.5% | 4.8% | 6.3% | 19.3% | 100%
|  | 12 | 56 | 160 | 336 | 151 | 368 | 126 | 456 | 231 | 1884
|  | % | 3% | 8.5% | 17.8% | 8% | 19.5% | 6.7% | 24.2% | 12.3% | 100%
|  | 13 |  | 192 | 115 | 246 | 144 |  |  |  | 697
|  | % |  | 27.6% | 16.5% | 35.2% | 20.7% |  |  |  | 100%
|  | 14 |  | 262 | 328 | 61 | 117 |  |  | 174 | 941
|  | % |  | 27.8% | 34.8% | 6.4% | 12.4% |  |  | 18.5% | 100%
|  | 15 | 514 | 250 | 1146 |  | 473 | 204 |  |  | 2587
|  | % | 19.9% | 9.7% | 44.3% |  | 18.3% | 7.9% |  |  | 100%
|  | 16 |  |  | 19 | 73 | 148 |  | 38 | 226 | 504
|  | % |  |  | 3.8% | 14.4% | 29.4% |  | 7.5% | 44.9% | 100%
Mobile Home | 1979-1983 | 1
%
|  | 2 |  |  | 77 |  |  | 31 |  | 541 | 649
|  | % |  |  | 11.9% |  |  | 4.8% |  | 83.3% | 100%
|  | 3 |  |  |  |  | 77 |  |  | 24 | 101
|  | % |  |  |  |  | 76.2% |  |  | 23.8% | 100%
|  | 4 |  |  | 71 | [5 empty] | 71
|  | % |  |  | 100% | [5 empty] | 100%
|  | 5 |  |  |  |  | 64 |  |  |  | 64
|  | % |  |  |  |  | 100% |  |  |  | 100%
|  | 6 |  |  |  |  | 95 |  | 272 | 212 | 579
|  | % |  |  |  |  | 16.4% |  | 47% | 36.6% | 100%
|  | 7 |  |  | 278 |  |  |  |  | 74 | 352
|  | % |  |  | 78.9% |  |  |  |  | 21.1% | 100%
|  | 8 |  | 88 | 289 |  | 310 |  |  | 101 | 788
|  | % |  | 11.1% | 36.7% |  | 39.3% |  |  | 12.9% | 100%
|  | 9 |  |  | 256 |  |  | 6429 |  | 360 | 7045
|  | % |  |  | 3.6% |  |  | 91.2% |  | 5.1% | 100%
|  | 10 |  | 71 | 704 | 315 | 743 | 164 |  | 278 | 2274
|  | % |  | 3.1% | 31% | 13.8% | 32.7% | 7.2% |  | 12.2% | 100%
|  | 11 | 48 | 101 | 49 | 79 | 114 | 96 | 138 | 56 | 681
|  | % | 7% | 14.8% | 7.2% | 11.6% | 16.8% | 14.1% | 20.3% | 8.2% | 100%
|  | 12 | 22 | 189 | 62 | 138 | 221 | 301 | 209 | 253 | 1395
|  | % | 1.6% | 13.6% | 4.4% | 9.9% | 15.9% | 21.6% | 15% | 18.1% | 100%
|  | 13 |  |  | 72 | 91 | 4810 | 3237 |  | 48 | 8258
|  | % |  |  | 0.9% | 1.1% | 58.2% | 39.2% |  | 0.6% | 100%
|  | 14 |  |  | 142 |  | 159 |  |  | 171 | 472
|  | % |  |  | 30.1% |  | 33.7% |  |  | 36.2% | 100%
|  | 15 |  | 340 | 349 | 507 |  |  |  |  | 1196
|  | % |  | 28.4% | 29.2% | 42.4% |  |  |  |  | 100%
|  | 16 | 51 | 105 |  | 105 | 65 | 287 | 80 | 82 | 774
|  | % | 6.6% | 13.5% |  | 13.6% | 8.3% | 37% | 10.3% | 10.6% | 100%
Mobile Home | 1984-1991 | 1 |  |  |  |  | 104 |  |  |  | 104
|  | % |  |  |  |  | 100% |  |  |  | 100%
|  | 2 |  | 117 | 290 |  | 244 |  | 53 | 158 | 861
|  | % |  | 13.6% | 33.6% |  | 28.3% |  | 6.1% | 18.4% | 100%
3
%
|  | 4 | [5 empty] | 124 |  | 145 | 269
|  | % | [5 empty] | 46.1% |  | 53.9% | 100%
|  | 5 | [7 empty] | 176 | 176
|  | % | [7 empty] | 100% | 100%
|  | 6 | 53 | [6 empty] | 237 | 290
|  | % | 18.2% | [6 empty] | 81.8% | 100%
7
%
|  | 8 |  |  | 92 |  |  |  |  | 3358 | 3450
|  | % |  |  | 2.7% |  |  |  |  | 97.3% | 100%
|  | 9 |  |  |  |  | 69 |  |  | 399 | 468
|  | % |  |  |  |  | 14.7% |  |  | 85.3% | 100%
|  | 10 |  | 473 | 569 | 483 | 1586 | 369 | 4204 | 124 | 7808
|  | % |  | 6.1% | 7.3% | 6.2% | 20.3% | 4.7% | 53.8% | 1.6% | 100%
|  | 11 | 163 | 54 | 44 | 2857 | 75 |  |  | 3664 | 6857
|  | % | 2.4% | 0.8% | 0.6% | 41.7% | 1.1% |  |  | 53.4% | 100%
|  | 12 |  | 127 | 213 |  | 217 |  |  | 75 | 632
|  | % |  | 20.1% | 33.7% |  | 34.4% |  |  | 11.9% | 100%
|  | 13 | 128 |  | 208 | 22 | 185 | 3961 | 152 | 342 | 4998
|  | % | 2.6% |  | 4.2% | 0.4% | 3.7% | 79.3% | 3% | 6.8% | 100%
|  | 14 |  |  | 145 |  | 232 | 193 | 519 | 980 | 2069
|  | % |  |  | 7% |  | 11.2% | 9.3% | 25.1% | 47.3% | 100%
|  | 15 |  |  | 695 |  | 320 | 352 | 899 |  | 2266
|  | % |  |  | 30.7% |  | 14.1% | 15.5% | 39.7% |  | 100%
|  | 16 |  | 104 | 194 |  | 5479 | 102 |  | 96 | 5975
|  | % |  | 1.7% | 3.2% |  | 91.7% | 1.7% |  | 1.6% | 100%
Mobile Home | 1992-1999 | 1
%
|  | 2 |  |  |  |  | 117 |  |  | 125 | 242
|  | % |  |  |  |  | 48.5% |  |  | 51.5% | 100%
|  | 3 |  |  |  | 64 |  |  |  |  | 64
|  | % |  |  |  | 100% |  |  |  |  | 100%
|  | 4 |  |  |  | 78 | 223 |  |  |  | 301
|  | % |  |  |  | 26% | 74% |  |  |  | 100%
5
%
|  | 6 |  |  | 72 | [5 empty] | 72
|  | % |  |  | 100% | [5 empty] | 100%
7
%
8
%
9
%
|  | 10 |  | 141 | 48 | 184 | 157 |  |  | 114 | 644
|  | % |  | 21.9% | 7.4% | 28.6% | 24.4% |  |  | 17.7% | 100%
|  | 11 |  | 5300 |  | 35 | 228 |  | 103 | 104 | 5770
|  | % |  | 91.9% |  | 0.6% | 4% |  | 1.8% | 1.8% | 100%
|  | 12 | 47 |  | 90 | 52 | 298 |  |  | 90 | 577
|  | % | 8.2% |  | 15.5% | 9% | 51.6% |  |  | 15.6% | 100%
|  | 13 |  |  | 9293 |  | 211 |  |  |  | 9504
|  | % |  |  | 97.8% |  | 2.2% |  |  |  | 100%
|  | 14 | 163 |  |  |  | 57 |  |  |  | 220
|  | % | 74.2% |  |  |  | 25.8% |  |  |  | 100%
|  | 15 |  |  |  |  | 575 |  |  |  | 575
|  | % |  |  |  |  | 100% |  |  |  | 100%
|  | 16 | [7 empty] | 87 | 87
|  | % | [7 empty] | 100% | 100%
Mobile Home | 2000-2005 | 1
%
2
%
|  | 3 |  |  | 157 |  |  |  |  | 362 | 519
|  | % |  |  | 30.2% |  |  |  |  | 69.8% | 100%
|  | 4 |  | 59 | 140 | 55 | 240 |  | 65 |  | 559
|  | % |  | 10.6% | 25% | 9.9% | 42.8% |  | 11.6% |  | 100%
5
%
|  | 6 | [7 empty] | 59 | 59
|  | % | [7 empty] | 100% | 100%
|  | 7 |  |  |  | 124 | 107 |  |  |  | 231
|  | % |  |  |  | 53.7% | 46.3% |  |  |  | 100%
|  | 8 |  |  |  | 4135 | 77 |  |  |  | 4212
|  | % |  |  |  | 98.2% | 1.8% |  |  |  | 100%
|  | 9 |  |  |  | 93 |  |  |  |  | 93
|  | % |  |  |  | 100% |  |  |  |  | 100%
|  | 10 | 26 |  | 211 | 269 | 4515 |  |  | 188 | 5209
|  | % | 0.5% |  | 4.1% | 5.2% | 86.7% |  |  | 3.6% | 100%
|  | 11 |  |  | 57 |  | 275 |  |  | 30 | 361
|  | % |  |  | 15.6% |  | 76.1% |  |  | 8.3% | 100%
|  | 12 |  |  | 197 | 59 | 744 |  |  | 73 | 1073
|  | % |  |  | 18.4% | 5.5% | 69.3% |  |  | 6.8% | 100%
|  | 13 |  | 32 | 126 |  | 258 |  |  |  | 416
|  | % |  | 7.6% | 30.4% |  | 62% |  |  |  | 100%
|  | 14 |  |  | 48 | 513 | 237 |  |  |  | 798
|  | % |  |  | 6.1% | 64.3% | 29.7% |  |  |  | 100%
|  | 15 | [6 empty] | 378 |  | 378
|  | % | [6 empty] | 100% |  | 100%
|  | 16 |  |  | 118 |  | 98 |  |  |  | 216
|  | % |  |  | 54.8% |  | 45.2% |  |  |  | 100%
Mobile Home | 2006-2012 | 1
%
|  | 2 |  |  |  | 126 |  |  |  |  | 126
|  | % |  |  |  | 100% |  |  |  |  | 100%
|  | 3 | [7 empty] | 65 | 65
|  | % | [7 empty] | 100% | 100%
|  | 4 |  |  |  | 85 |  |  |  |  | 85
|  | % |  |  |  | 100% |  |  |  |  | 100%
|  | 5 | [7 empty] | 66 | 66
|  | % | [7 empty] | 100% | 100%
|  | 6 | [7 empty] | 62 | 62
|  | % | [7 empty] | 100% | 100%
7
%
8
%
9
%
|  | 10 |  |  | 59 | 168 |  |  |  |  | 227
|  | % |  |  | 26% | 74% |  |  |  |  | 100%
|  | 11 |  | 53 |  | 54 |  |  |  |  | 107
|  | % |  | 49.6% |  | 50.4% |  |  |  |  | 100%
|  | 12 |  |  | 26 | 371 |  |  |  |  | 397
|  | % |  |  | 6.6% | 93.4% |  |  |  |  | 100%
|  | 13 |  |  |  | 288 |  |  |  |  | 288
|  | % |  |  |  | 100% |  |  |  |  | 100%
|  | 14 | [7 empty] | 30 | 30
|  | % | [7 empty] | 100% | 100%
15
%
|  | 16 | [6 empty] | 80 | 14 | 94
|  | % | [6 empty] | 84.8% | 15.2% | 100%
Mobile Home | 2013-2019 | 1
%
2
%
|  | 3 | [7 empty] | 125 | 125
|  | % | [7 empty] | 100% | 100%
|  | 4 |  |  | 70 | [5 empty] | 70
|  | % |  |  | 100% | [5 empty] | 100%
5
%
|  | 6 |  | 84 | 63 | [5 empty] | 147
|  | % |  | 57.2% | 42.8% | [5 empty] | 100%
7
%
|  | 8 |  |  | 93 | [5 empty] | 93
|  | % |  |  | 100% | [5 empty] | 100%
|  | 9 |  |  | 250 | [5 empty] | 250
|  | % |  |  | 100% | [5 empty] | 100%
|  | 10 |  | 72 | 106 | [5 empty] | 178
|  | % |  | 40.4% | 59.6% | [5 empty] | 100%
|  | 11 |  | 51 |  |  |  |  | 51 |  | 102
|  | % |  | 50% |  |  |  |  | 50% |  | 100%
|  | 12 |  | 193 | 143 | [5 empty] | 336
|  | % |  | 57.4% | 42.6% | [5 empty] | 100%
|  | 13 | 48 |  | 103 | [5 empty] | 150
|  | % | 31.9% |  | 68.1% | [5 empty] | 100%
|  | 14 |  |  | 135 | [5 empty] | 135
|  | % |  |  | 100% | [5 empty] | 100%
15
%
16
%
Other | Before 1975 | 1 | [7 empty] | 389 | 389
|  | % | [7 empty] | 100% | 100%
|  | 2 |  | 100 |  | 25 |  |  |  | 672 | 797
|  | % |  | 12.5% |  | 3.1% |  |  |  | 84.3% | 100%
|  | 3 |  |  |  |  | 5346 | 175 | 23 | 16978 | 22522
|  | % |  |  |  |  | 23.7% | 0.8% | 0.1% | 75.4% | 100%
|  | 4 |  |  |  |  | 233 |  |  | 205 | 438
|  | % |  |  |  |  | 53.3% |  |  | 46.7% | 100%
|  | 5 | 73 | [6 empty] | 162 | 235
|  | % | 31.1% | [6 empty] | 68.9% | 100%
|  | 6 |  | 4160 | 165 | 191 |  |  |  | 22378 | 26893
|  | % |  | 15.5% | 0.6% | 0.7% |  |  |  | 83.2% | 100%
|  | 7 | 29 |  | 2127 | 63 | 149 |  | 3059 | 3987 | 9414
|  | % | 0.3% |  | 22.6% | 0.7% | 1.6% |  | 32.5% | 42.3% | 100%
|  | 8 | 104 |  | 482 | 225 | 51 | 212 | 202 | 3975 | 5251
|  | % | 2% |  | 9.2% | 4.3% | 1% | 4% | 3.8% | 75.7% | 100%
|  | 9 |  |  | 502 | 573 | 5040 | 412 | 121 | 11713 | 18361
|  | % |  |  | 2.7% | 3.1% | 27.5% | 2.2% | 0.7% | 63.8% | 100%
|  | 10 | 77 | 78 | 306 | 117 | 511 | 234 |  | 23 | 1346
|  | % | 5.7% | 5.8% | 22.7% | 8.7% | 38% | 17.4% |  | 1.7% | 100%
|  | 11 | 99 |  | 162 |  |  |  | 81 | 208 | 550
|  | % | 18% |  | 29.4% |  |  |  | 14.8% | 37.8% | 100%
|  | 12 | 351 | 3514 | 148 | 295 | 11969 |  | 326 | 5241 | 21844
|  | % | 1.6% | 16.1% | 0.7% | 1.3% | 54.8% |  | 1.5% | 24% | 100%
|  | 13 |  | 194 | 637 | 67 | 207 |  |  | 307 | 1412
|  | % |  | 13.7% | 45.1% | 4.8% | 14.6% |  |  | 21.8% | 100%
|  | 14 |  |  |  |  | 39 |  | 137 | 45 | 221
|  | % |  |  |  |  | 17.5% |  | 62.2% | 20.3% | 100%
|  | 15 |  |  | 72 | 282 |  |  |  |  | 354
|  | % |  |  | 20.4% | 79.6% |  |  |  |  | 100%
|  | 16 |  | 415 |  |  |  |  | 199 | 623 | 1237
|  | % |  | 33.5% |  |  |  |  | 16.1% | 50.4% | 100%
Other | 1975-1978 | 1
%
|  | 2 |  |  | 103 |  |  |  |  | 62 | 165
|  | % |  |  | 62.4% |  |  |  |  | 37.6% | 100%
3
%
|  | 4 | [7 empty] | 102 | 102
|  | % | [7 empty] | 100% | 100%
|  | 5 | [7 empty] | 81 | 81
|  | % | [7 empty] | 100% | 100%
|  | 6 |  |  | 341 |  |  |  |  | 4864 | 5205
|  | % |  |  | 6.5% |  |  |  |  | 93.5% | 100%
|  | 7 |  |  | 60 |  |  |  |  | 99 | 159
|  | % |  |  | 37.6% |  |  |  |  | 62.4% | 100%
|  | 8 |  |  |  | 88 |  |  |  | 610 | 698
|  | % |  |  |  | 12.6% |  |  |  | 87.4% | 100%
|  | 9 | [5 empty] | 570 |  |  | 570
|  | % | [5 empty] | 100% |  |  | 100%
10
%
|  | 11 |  |  |  | 78 |  |  |  |  | 78
|  | % |  |  |  | 100% |  |  |  |  | 100%
|  | 12 | 49 | 96 | [6 empty] | 145
|  | % | 34% | 66% | [6 empty] | 100%
|  | 13 | 43 | [5 empty] | 43 |  | 84
|  | % | 50% | [5 empty] | 50% |  | 100%
14
%
|  | 15 |  | 340 | [6 empty] | 340
|  | % |  | 100% | [6 empty] | 100%
16
%
Other | 1979-1983 | 1
%
|  | 2 | [7 empty] | 143 | 143
|  | % | [7 empty] | 100% | 100%
|  | 3 | [7 empty] | 73 | 73
|  | % | [7 empty] | 100% | 100%
|  | 4 |  |  |  |  | 90 |  |  | 64 | 154
|  | % |  |  |  |  | 58.6% |  |  | 41.4% | 100%
5
%
|  | 6 |  | 69 | [5 empty] | 197 | 266
|  | % |  | 26% | [5 empty] | 74% | 100%
|  | 7 |  |  |  | 62 | 46 |  |  |  | 108
|  | % |  |  |  | 57.1% | 42.9% |  |  |  | 100%
|  | 8 |  |  |  |  | 87 |  |  | 81 | 168
|  | % |  |  |  |  | 51.8% |  |  | 48.2% | 100%
|  | 9 |  |  | 47 |  | 117 |  |  |  | 164
|  | % |  |  | 28.4% |  | 71.6% |  |  |  | 100%
|  | 10 |  | 7775 | 55 | 2292 |  |  |  |  | 10122
|  | % |  | 76.8% | 0.5% | 22.6% |  |  |  |  | 100%
11
%
|  | 12 |  |  | 68 |  |  |  | 76 | 94 | 238
|  | % |  |  | 28.6% |  |  |  | 31.9% | 39.5% | 100%
|  | 13 | [7 empty] | 89 | 89
|  | % | [7 empty] | 100% | 100%
14
%
|  | 15 |  | 87 | [6 empty] | 87
|  | % |  | 100% | [6 empty] | 100%
|  | 16 |  |  |  |  | 4316 |  |  |  | 4316
|  | % |  |  |  |  | 100% |  |  |  | 100%
Other | 1984-1991 | 1
%
|  | 2 |  | 81 | [5 empty] | 132 | 213
|  | % |  | 38.1% | [5 empty] | 61.9% | 100%
|  | 3 |  | 223 | [5 empty] | 148 | 371
|  | % |  | 60.2% | [5 empty] | 39.8% | 100%
|  | 4 | 329 | 140 | 70 |  |  |  |  | 114 | 653
|  | % | 50.4% | 21.5% | 10.7% |  |  |  |  | 17.5% | 100%
5
%
|  | 6 |  |  |  |  | 66 |  |  | 519 | 585
|  | % |  |  |  |  | 11.2% |  |  | 88.8% | 100%
|  | 7 |  |  | 80 | 99 |  | 159 |  | 192 | 529
|  | % |  |  | 15.1% | 18.7% |  | 29.9% |  | 36.3% | 100%
|  | 8 |  |  | 38 |  |  |  |  | 106 | 144
|  | % |  |  | 26.3% |  |  |  |  | 73.7% | 100%
|  | 9 |  |  | 171 | 57 |  | 205 | 60 | 390 | 883
|  | % |  |  | 19.3% | 6.5% |  | 23.2% | 6.7% | 44.2% | 100%
|  | 10 | 7262 |  |  | 46 | 37 | 31 |  | 164 | 7540
|  | % | 96.3% |  |  | 0.6% | 0.5% | 0.4% |  | 2.2% | 100%
|  | 11 |  | 76 | [6 empty] | 76
|  | % |  | 100% | [6 empty] | 100%
|  | 12 | 52 | 145 |  |  | 120 |  | 95 |  | 410
|  | % | 12.6% | 35.2% |  |  | 29.2% |  | 23% |  | 100%
|  | 13 |  |  | 64 |  |  | 459 | 121 |  | 644
|  | % |  |  | 10% |  |  | 71.2% | 18.8% |  | 100%
|  | 14 |  |  |  | 209 |  | 147 |  | 73 | 427
|  | % |  |  |  | 48.7% |  | 34.2% |  | 17.1% | 100%
|  | 15 |  |  |  |  | 160 |  |  |  | 160
|  | % |  |  |  |  | 100% |  |  |  | 100%
|  | 16 |  |  | 92 |  |  |  |  | 45 | 137
|  | % |  |  | 67% |  |  |  |  | 33% | 100%
Other | 1992-1999 | 1
%
|  | 2 | [7 empty] | 256 | 256
|  | % | [7 empty] | 100% | 100%
|  | 3 |  |  |  | 85 | 30 |  |  | 55 | 170
|  | % |  |  |  | 50% | 17.8% |  |  | 32.2% | 100%
|  | 4 |  |  |  |  | 76 |  |  |  | 76
|  | % |  |  |  |  | 100% |  |  |  | 100%
5
%
|  | 6 |  |  | 66 |  | 103 |  |  |  | 169
|  | % |  |  | 39% |  | 61% |  |  |  | 100%
7
%
|  | 8 |  |  |  |  | 146 |  |  |  | 146
|  | % |  |  |  |  | 100% |  |  |  | 100%
9
%
|  | 10 |  |  | 200 |  | 157 |  |  |  | 357
|  | % |  |  | 56% |  | 44% |  |  |  | 100%
|  | 11 |  |  |  |  | 65 |  |  | 85 | 150
|  | % |  |  |  |  | 43.4% |  |  | 56.6% | 100%
|  | 12 |  |  | 94 |  | 210 |  |  | 74 | 378
|  | % |  |  | 24.9% |  | 55.6% |  |  | 19.5% | 100%
|  | 13 |  |  |  |  | 3576 |  |  |  | 3576
|  | % |  |  |  |  | 100% |  |  |  | 100%
|  | 14 |  |  |  |  | 220 |  |  |  | 220
|  | % |  |  |  |  | 100% |  |  |  | 100%
15
%
|  | 16 | [7 empty] | 91 | 90
|  | % | [7 empty] | 100% | 100%
Other | 2000-2005 | 1
%
|  | 2 |  |  |  |  | 329 |  |  |  | 329
|  | % |  |  |  |  | 100% |  |  |  | 100%
|  | 3 |  |  |  |  | 69 |  |  | 79 | 147
|  | % |  |  |  |  | 46.7% |  |  | 53.3% | 100%
|  | 4 |  |  |  |  | 129 |  |  |  | 129
|  | % |  |  |  |  | 100% |  |  |  | 100%
5
%
6
%
|  | 7 | [7 empty] | 36 | 36
|  | % | [7 empty] | 100% | 100%
|  | 8 |  |  |  |  | 76 |  |  | 51 | 127
|  | % |  |  |  |  | 59.5% |  |  | 40.5% | 100%
|  | 9 |  |  |  |  | 1916 |  |  | 3612 | 5528
|  | % |  |  |  |  | 34.7% |  |  | 65.3% | 100%
|  | 10 |  |  | 102 |  |  |  | 3627 | 40 | 3768
|  | % |  |  | 2.7% |  |  |  | 96.2% | 1.1% | 100%
|  | 11 |  |  | 173 | 91 |  |  |  | 53 | 317
|  | % |  |  | 54.5% | 28.7% |  |  |  | 16.8% | 100%
|  | 12 |  |  | 116 |  | 445 |  |  |  | 561
|  | % |  |  | 20.6% |  | 79.4% |  |  |  | 100%
|  | 13 |  | 103 |  |  | 100 |  |  |  | 203
|  | % |  | 50.8% |  |  | 49.2% |  |  |  | 100%
|  | 14 |  |  |  |  | 75 |  |  |  | 75
|  | % |  |  |  |  | 100% |  |  |  | 100%
|  | 15 |  |  | 421 | [5 empty] | 421
|  | % |  |  | 100% | [5 empty] | 100%
|  | 16 |  |  |  |  | 98 |  |  |  | 98
|  | % |  |  |  |  | 100% |  |  |  | 100%
Other | 2006-2012 | 1
%
|  | 2 |  |  |  | 34 |  |  |  | 43 | 77
|  | % |  |  |  | 44.3% |  |  |  | 55.7% | 100%
|  | 3 | [7 empty] | 4514 | 4514
|  | % | [7 empty] | 100% | 100%
|  | 4 |  |  | 152 | [5 empty] | 152
|  | % |  |  | 100% | [5 empty] | 100%
5
%
6
%
|  | 7 |  |  | 180 |  |  |  |  | 55 | 235
|  | % |  |  | 76.5% |  |  |  |  | 23.5% | 100%
|  | 8 |  |  | 85 | [5 empty] | 84
|  | % |  |  | 100% | [5 empty] | 100%
|  | 9 |  |  | 593 |  |  |  |  | 183 | 776
|  | % |  |  | 76.5% |  |  |  |  | 23.5% | 100%
|  | 10 | [7 empty] | 40 | 40
|  | % | [7 empty] | 100% | 100%
|  | 11 |  |  |  | 3343 |  |  |  |  | 3343
|  | % |  |  |  | 100% |  |  |  |  | 100%
|  | 12 |  |  |  | 106 |  |  | 69 | 163 | 338
|  | % |  |  |  | 31.2% |  |  | 20.4% | 48.3% | 100%
13
%
|  | 14 |  |  |  | 46 |  |  |  | 58 | 104
|  | % |  |  |  | 44% |  |  |  | 56% | 100%
15
%
16
%
Other | 2013-2019 | 1
%
|  | 2 | [7 empty] | 44 | 44
|  | % | [7 empty] | 100% | 100%
3
%
|  | 4 | 90 | [7 empty] | 90
|  | % | 100% | [7 empty] | 100%
5
%
6
%
7
%
8
%
9
%
10
%
11
%
|  | 12 |  |  | 97 | [5 empty] | 97
|  | % |  |  | 100% | [5 empty] | 100%
|  | 13 |  | 372 | [6 empty] | 372
|  | % |  | 100% | [6 empty] | 100%
14
%
|  | 15 |  |  | 334 | [5 empty] | 334
|  | % |  |  | 100% | [5 empty] | 100%
16
%
Total | Before 1975 | 1 | 44 |  | 102 | 266 | 171 | 48 | 5455 | 32349 | 38435
|  | % | 0.1% |  | 0.3% | 0.7% | 0.4% | 0.1% | 14.2% | 84.2% | 100%
|  | 2 | 3776 | 9385 | 6759 | 9137 | 9031 | 430 | 3120 | 108868 | 150505
|  | % | 2.5% | 6.2% | 4.5% | 6.1% | 6% | 0.3% | 2.1% | 72.3% | 100%
|  | 3 | 2734 | 5937 | 48339 | 12777 | 26792 | 8116 | 10403 | 668674 | 783772
|  | % | 0.3% | 0.8% | 6.2% | 1.6% | 3.4% | 1% | 1.3% | 85.3% | 100%
|  | 4 | 2957 | 23619 | 26916 | 11531 | 36560 | 12052 | 6410 | 136392 | 256437
|  | % | 1.2% | 9.2% | 10.5% | 4.5% | 14.3% | 4.7% | 2.5% | 53.2% | 100%
|  | 5 | 128 | 366 | 160 | 111 | 5672 | 60 | 412 | 41076 | 47984
|  | % | 0.3% | 0.8% | 0.3% | 0.2% | 11.8% | 0.1% | 0.9% | 85.6% | 100%
|  | 6 | 11232 | 52203 | 34058 | 26988 | 37770 | 1945 | 8775 | 386057 | 559027
|  | % | 2% | 9.3% | 6.1% | 4.8% | 6.8% | 0.3% | 1.6% | 69.1% | 100%
|  | 7 | 15887 | 16594 | 15505 | 19851 | 23964 | 1408 | 13904 | 223222 | 330334
|  | % | 4.8% | 5% | 4.7% | 6% | 7.3% | 0.4% | 4.2% | 67.6% | 100%
|  | 8 | 10373 | 54123 | 76814 | 49991 | 58009 | 18095 | 26503 | 259569 | 553477
|  | % | 1.9% | 9.8% | 13.9% | 9% | 10.5% | 3.3% | 4.8% | 46.9% | 100%
|  | 9 | 22895 | 72944 | 161028 | 143172 | 149292 | 17699 | 41441 | 347486 | 955957
|  | % | 2.4% | 7.6% | 16.8% | 15% | 15.6% | 1.9% | 4.3% | 36.3% | 100%
|  | 10 | 20153 | 13079 | 39620 | 68465 | 42128 | 3663 | 4428 | 51652 | 243188
|  | % | 8.3% | 5.4% | 16.3% | 28.2% | 17.3% | 1.5% | 1.8% | 21.2% | 100%
|  | 11 | 13106 | 8778 | 11656 | 37459 | 53116 | 11991 | 2373 | 34136 | 172615
|  | % | 7.6% | 5.1% | 6.8% | 21.7% | 30.8% | 6.9% | 1.4% | 19.8% | 100%
|  | 12 | 24791 | 53923 | 87240 | 121737 | 136994 | 25769 | 35135 | 103278 | 588867
|  | % | 4.2% | 9.2% | 14.8% | 20.7% | 23.3% | 4.4% | 6% | 17.5% | 100%
|  | 13 | 5649 | 22904 | 28544 | 17191 | 92555 | 15973 | 20921 | 52602 | 256339
|  | % | 2.2% | 8.9% | 11.1% | 6.7% | 36.1% | 6.2% | 8.2% | 20.5% | 100%
|  | 14 | 384 | 1436 | 9443 | 15541 | 17510 | 1048 | 2274 | 20794 | 68430
|  | % | 0.6% | 2.1% | 13.8% | 22.7% | 25.6% | 1.5% | 3.3% | 30.4% | 100%
|  | 15 | 2071 | 9445 | 5006 | 15172 | 3361 | 777 | 894 | 3910 | 40636
|  | % | 5.1% | 23.2% | 12.3% | 37.3% | 8.3% | 1.9% | 2.2% | 9.6% | 100%
|  | 16 | 9648 | 1623 | 2770 | 1586 | 13204 | 665 | 2579 | 23573 | 55648
|  | % | 17.3% | 2.9% | 5% | 2.9% | 23.7% | 1.2% | 4.6% | 42.4% | 100%
Total | 1975-1978 | 1 |  |  |  |  | 24 |  |  | 1737 | 1761
|  | % |  |  |  |  | 1.3% |  |  | 98.7% | 100%
|  | 2 | 866 | 5596 | 1055 | 1142 | 8661 | 989 | 444 | 25442 | 44195
|  | % | 2% | 12.7% | 2.4% | 2.6% | 19.6% | 2.2% | 1% | 57.6% | 100%
|  | 3 | 948 | 2773 | 471 | 1273 | 670 | 309 | 3500 | 69695 | 79638
|  | % | 1.2% | 3.5% | 0.6% | 1.6% | 0.8% | 0.4% | 4.4% | 87.5% | 100%
|  | 4 | 9422 | 2020 | 2310 | 3776 | 5880 | 120 | 115 | 19494 | 43137
|  | % | 21.8% | 4.7% | 5.4% | 8.8% | 13.6% | 0.3% | 0.3% | 45.2% | 100%
|  | 5 |  |  | 57 |  | 122 |  |  | 6938 | 7117
|  | % |  |  | 0.8% |  | 1.7% |  |  | 97.5% | 100%
|  | 6 | 4365 | 4785 | 15463 | 1176 | 6114 | 3859 | 802 | 57224 | 93788
|  | % | 4.7% | 5.1% | 16.5% | 1.3% | 6.5% | 4.1% | 0.9% | 61% | 100%
|  | 7 | 894 | 7888 | 6783 | 1041 | 3921 | 526 | 443 | 42309 | 63804
|  | % | 1.4% | 12.4% | 10.6% | 1.6% | 6.1% | 0.8% | 0.7% | 66.3% | 100%
|  | 8 | 256 | 4696 | 12509 | 7985 | 3048 | 7533 | 358 | 44530 | 80915
|  | % | 0.3% | 5.8% | 15.5% | 9.9% | 3.8% | 9.3% | 0.4% | 55% | 100%
|  | 9 | 4668 | 13130 | 17868 | 8788 | 14329 | 4856 | 6920 | 15329 | 85888
|  | % | 5.4% | 15.3% | 20.8% | 10.2% | 16.7% | 5.7% | 8.1% | 17.8% | 100%
|  | 10 | 719 | 6908 | 11576 | 23340 | 25532 | 5869 | 3827 | 2149 | 79919
|  | % | 0.9% | 8.6% | 14.5% | 29.2% | 31.9% | 7.3% | 4.8% | 2.7% | 100%
|  | 11 | 4523 | 5570 | 5890 | 1501 | 1997 | 3809 | 130 | 1536 | 24956
|  | % | 18.1% | 22.3% | 23.6% | 6% | 8% | 15.3% | 0.5% | 6.2% | 100%
|  | 12 | 893 | 11638 | 27741 | 33807 | 31682 | 11555 | 1704 | 10983 | 130002
|  | % | 0.7% | 9% | 21.3% | 26% | 24.4% | 8.9% | 1.3% | 8.4% | 100%
|  | 13 | 715 | 9849 | 13253 | 12411 | 10943 | 13705 | 529 | 759 | 62162
|  | % | 1.2% | 15.8% | 21.3% | 20% | 17.6% | 22% | 0.9% | 1.2% | 100%
|  | 14 | 154 | 843 | 1893 | 3239 | 1108 | 157 | 102 | 1154 | 8650
|  | % | 1.8% | 9.7% | 21.9% | 37.4% | 12.8% | 1.8% | 1.2% | 13.3% | 100%
|  | 15 | 746 | 3330 | 4543 | 1675 | 1880 | 204 | 262 | 127 | 12766
|  | % | 5.8% | 26.1% | 35.6% | 13.1% | 14.7% | 1.6% | 2.1% | 1% | 100%
|  | 16 | 1211 | 225 | 561 | 292 | 357 |  | 301 | 1456 | 4403
|  | % | 27.5% | 5.1% | 12.7% | 6.6% | 8.1% |  | 6.8% | 33.1% | 100%
Total | 1979-1983 | 1 | [7 empty] | 4477 | 4477
|  | % | [7 empty] | 100% | 100%
|  | 2 | 226 | 1800 | 2638 | 570 | 12956 | 914 | 185 | 34305 | 53594
|  | % | 0.4% | 3.4% | 4.9% | 1.1% | 24.2% | 1.7% | 0.3% | 64% | 100%
|  | 3 |  |  | 558 | 225 | 1104 | 505 | 345 | 70240 | 72976
|  | % |  |  | 0.8% | 0.3% | 1.5% | 0.7% | 0.5% | 96.3% | 100%
|  | 4 | 167 | 466 | 2122 | 1666 | 10894 | 2923 | 458 | 29291 | 47987
|  | % | 0.3% | 1% | 4.4% | 3.5% | 22.7% | 6.1% | 1% | 61% | 100%
|  | 5 | 63 |  |  |  | 140 | 85 | 203 | 1917 | 2408
|  | % | 2.6% |  |  |  | 5.8% | 3.5% | 8.4% | 79.6% | 100%
|  | 6 | 334 | 8500 | 2491 | 12384 | 5095 | 593 | 724 | 29933 | 60053
|  | % | 0.6% | 14.2% | 4.1% | 20.6% | 8.5% | 1% | 1.2% | 49.8% | 100%
|  | 7 | 564 | 8241 | 2168 | 3806 | 2299 | 449 | 1539 | 49170 | 68236
|  | % | 0.8% | 12.1% | 3.2% | 5.6% | 3.4% | 0.7% | 2.3% | 72.1% | 100%
|  | 8 | 675 | 4808 | 3072 | 6769 | 16466 | 10690 | 11074 | 12823 | 66377
|  | % | 1% | 7.2% | 4.6% | 10.2% | 24.8% | 16.1% | 16.7% | 19.3% | 100%
|  | 9 | 699 | 15732 | 37839 | 20936 | 48493 | 23287 | 5031 | 17366 | 169382
|  | % | 0.4% | 9.3% | 22.3% | 12.4% | 28.6% | 13.7% | 3% | 10.3% | 100%
|  | 10 | 1173 | 28669 | 20996 | 25232 | 16560 | 24606 | 1571 | 2665 | 121472
|  | % | 1% | 23.6% | 17.3% | 20.8% | 13.6% | 20.3% | 1.3% | 2.2% | 100%
|  | 11 | 204 | 4904 | 1649 | 1654 | 8137 | 737 | 416 | 3840 | 21540
|  | % | 0.9% | 22.8% | 7.7% | 7.7% | 37.8% | 3.4% | 1.9% | 17.8% | 100%
|  | 12 | 1044 | 9759 | 10891 | 18573 | 27800 | 6247 | 4541 | 9290 | 88144
|  | % | 1.2% | 11.1% | 12.4% | 21.1% | 31.5% | 7.1% | 5.2% | 10.5% | 100%
|  | 13 | 2478 | 12330 | 15078 | 8423 | 8980 | 4699 | 604 | 2140 | 54732
|  | % | 4.5% | 22.5% | 27.5% | 15.4% | 16.4% | 8.6% | 1.1% | 3.9% | 100%
|  | 14 | 114 | 14831 | 6353 | 6142 | 1694 | 478 | 133 | 1230 | 30974
|  | % | 0.4% | 47.9% | 20.5% | 19.8% | 5.5% | 1.5% | 0.4% | 4% | 100%
|  | 15 | 379 | 2110 | 3887 | 2984 | 1689 | 659 | 661 | 205 | 12574
|  | % | 3% | 16.8% | 30.9% | 23.7% | 13.4% | 5.2% | 5.3% | 1.6% | 100%
|  | 16 | 136 | 551 | 283 | 347 | 14834 | 287 | 185 | 2250 | 18872
|  | % | 0.7% | 2.9% | 1.5% | 1.8% | 78.6% | 1.5% | 1% | 11.9% | 100%
Total | 1984-1991 | 1 |  |  | 67 |  | 104 |  |  | 2118 | 2289
|  | % |  |  | 2.9% |  | 4.5% |  |  | 92.5% | 100%
|  | 2 | 184 | 1999 | 1753 | 2049 | 15488 | 1051 | 262 | 28592 | 51378
|  | % | 0.4% | 3.9% | 3.4% | 4% | 30.1% | 2% | 0.5% | 55.6% | 100%
|  | 3 | 3114 | 1253 | 804 | 15589 | 4652 | 4947 | 57 | 106318 | 136733
|  | % | 2.3% | 0.9% | 0.6% | 11.4% | 3.4% | 3.6% | 0% | 77.8% | 100%
|  | 4 | 3281 | 882 | 5192 | 7699 | 3519 | 754 | 681 | 9373 | 31381
|  | % | 10.5% | 2.8% | 16.5% | 24.5% | 11.2% | 2.4% | 2.2% | 29.9% | 100%
|  | 5 |  | 74 | 243 | 100 | 343 | 56 | 77 | 8963 | 9856
|  | % |  | 0.7% | 2.5% | 1% | 3.5% | 0.6% | 0.8% | 91% | 100%
|  | 6 | 4422 | 12072 | 8944 | 6740 | 22043 | 1152 | 8275 | 44307 | 107955
|  | % | 4.1% | 11.2% | 8.3% | 6.2% | 20.4% | 1.1% | 7.7% | 41% | 100%
|  | 7 | 3383 | 8036 | 6468 | 4399 | 18426 | 1771 | 884 | 43022 | 86389
|  | % | 3.9% | 9.3% | 7.5% | 5.1% | 21.3% | 2% | 1% | 49.8% | 100%
|  | 8 | 4028 | 7905 | 11948 | 16812 | 33084 | 13052 | 1448 | 25191 | 113468
|  | % | 3.6% | 7% | 10.5% | 14.8% | 29.2% | 11.5% | 1.3% | 22.2% | 100%
|  | 9 | 7791 | 29145 | 14624 | 21918 | 35887 | 14854 | 5834 | 11931 | 141984
|  | % | 5.5% | 20.5% | 10.3% | 15.4% | 25.3% | 10.5% | 4.1% | 8.4% | 100%
|  | 10 | 27382 | 37666 | 59099 | 29772 | 78758 | 11732 | 19493 | 3441 | 267343
|  | % | 10.2% | 14.1% | 22.1% | 11.1% | 29.5% | 4.4% | 7.3% | 1.3% | 100%
|  | 11 | 702 | 1020 | 20077 | 19335 | 6857 | 7719 | 779 | 4950 | 61437
|  | % | 1.1% | 1.7% | 32.7% | 31.5% | 11.2% | 12.6% | 1.3% | 8.1% | 100%
|  | 12 | 2951 | 16245 | 54441 | 22320 | 37429 | 5616 | 2449 | 19246 | 160695
|  | % | 1.8% | 10.1% | 33.9% | 13.9% | 23.3% | 3.5% | 1.5% | 12% | 100%
|  | 13 | 4370 | 7068 | 5691 | 4054 | 22193 | 10481 | 3471 | 11272 | 68599
|  | % | 6.4% | 10.3% | 8.3% | 5.9% | 32.4% | 15.3% | 5.1% | 16.4% | 100%
|  | 14 | 2245 | 6527 | 11492 | 17196 | 6934 | 8875 | 1817 | 5805 | 60890
|  | % | 3.7% | 10.7% | 18.9% | 28.2% | 11.4% | 14.6% | 3% | 9.5% | 100%
|  | 15 | 709 | 1296 | 7106 | 4208 | 3259 | 1567 | 1664 | 4557 | 24365
|  | % | 2.9% | 5.3% | 29.2% | 17.3% | 13.4% | 6.4% | 6.8% | 18.7% | 100%
|  | 16 | 146 | 805 | 517 | 610 | 6456 | 520 | 444 | 8934 | 18432
|  | % | 0.8% | 4.4% | 2.8% | 3.3% | 35% | 2.8% | 2.4% | 48.5% | 100%
Total | 1992-1999 | 1 | [7 empty] | 2237 | 2237
|  | % | [7 empty] | 100% | 100%
|  | 2 | 10232 | 308 | 689 | 1007 | 6008 |  | 223 | 6896 | 25363
|  | % | 40.3% | 1.2% | 2.7% | 4% | 23.7% |  | 0.9% | 27.2% | 100%
|  | 3 | 698 | 112 | 9181 | 5291 | 10124 |  | 478 | 47519 | 73403
|  | % | 1% | 0.2% | 12.5% | 7.2% | 13.8% |  | 0.7% | 64.7% | 100%
|  | 4 | 531 | 1353 | 990 | 1743 | 19653 |  | 5886 | 15867 | 46023
|  | % | 1.2% | 2.9% | 2.2% | 3.8% | 42.7% |  | 12.8% | 34.5% | 100%
|  | 5 | 91 |  | 147 |  | 34 |  |  | 10157 | 10429
|  | % | 0.9% |  | 1.4% |  | 0.3% |  |  | 97.4% | 100%
|  | 6 | 424 | 9671 | 10681 | 5355 | 19994 |  | 254 | 10704 | 57083
|  | % | 0.7% | 16.9% | 18.7% | 9.4% | 35% |  | 0.4% | 18.8% | 100%
|  | 7 | 478 | 1947 | 1252 | 1093 | 19738 |  | 3064 | 13799 | 41371
|  | % | 1.2% | 4.7% | 3% | 2.6% | 47.7% |  | 7.4% | 33.4% | 100%
|  | 8 | 772 | 28664 | 2855 | 9777 | 41427 |  | 3312 | 6992 | 93798
|  | % | 0.8% | 30.6% | 3% | 10.4% | 44.2% |  | 3.5% | 7.5% | 100%
|  | 9 | 496 | 17191 | 10002 | 31733 | 29702 |  | 1405 | 7064 | 97592
|  | % | 0.5% | 17.6% | 10.2% | 32.5% | 30.4% |  | 1.4% | 7.2% | 100%
|  | 10 | 1180 | 12937 | 12341 | 5107 | 33963 |  | 6826 | 21466 | 93819
|  | % | 1.3% | 13.8% | 13.2% | 5.4% | 36.2% |  | 7.3% | 22.9% | 100%
|  | 11 | 164 | 6909 | 1212 | 14969 | 4136 |  | 397 | 1380 | 29167
|  | % | 0.6% | 23.7% | 4.2% | 51.3% | 14.2% |  | 1.4% | 4.7% | 100%
|  | 12 | 5863 | 11192 | 15423 | 14228 | 80792 |  | 1318 | 1743 | 130559
|  | % | 4.5% | 8.6% | 11.8% | 10.9% | 61.9% |  | 1% | 1.3% | 100%
|  | 13 | 569 | 7207 | 25403 | 20054 | 36746 |  | 795 | 887 | 91661
|  | % | 0.6% | 7.9% | 27.7% | 21.9% | 40.1% |  | 0.9% | 1% | 100%
|  | 14 | 4682 | 2951 | 8792 | 719 | 16033 |  | 205 | 3416 | 36797
|  | % | 12.7% | 8% | 23.9% | 2% | 43.6% |  | 0.6% | 9.3% | 100%
|  | 15 | 92 | 1870 | 1405 | 545 | 10055 |  | 319 |  | 14285
|  | % | 0.6% | 13.1% | 9.8% | 3.8% | 70.4% |  | 2.2% |  | 100%
|  | 16 | 71 | 61 | 1793 | 467 | 2947 |  |  | 2487 | 7826
|  | % | 0.9% | 0.8% | 22.9% | 6% | 37.7% |  |  | 31.8% | 100%
Total | 2000-2005 | 1 | 17 |  |  |  | 473 |  | 117 | 1431 | 2038
|  | % | 0.8% |  |  |  | 23.2% |  | 5.7% | 70.2% | 100%
|  | 2 | 552 |  | 286 | 971 | 5491 |  | 85 | 1312 | 8697
|  | % | 6.3% |  | 3.3% | 11.2% | 63.1% |  | 1% | 15.1% | 100%
|  | 3 | 194 | 153 | 4250 | 20964 | 24671 |  | 236 | 22526 | 72994
|  | % | 0.3% | 0.2% | 5.8% | 28.7% | 33.8% |  | 0.3% | 30.9% | 100%
|  | 4 | 113 | 3299 | 12895 | 4975 | 21206 |  | 2908 | 7351 | 52747
|  | % | 0.2% | 6.3% | 24.4% | 9.4% | 40.2% |  | 5.5% | 13.9% | 100%
|  | 5 |  | 227 | 258 |  | 4578 |  |  | 4744 | 9807
|  | % |  | 2.3% | 2.6% |  | 46.7% |  |  | 48.4% | 100%
|  | 6 | 4322 | 6835 | 1137 | 3580 | 18318 |  | 3364 | 16332 | 53888
|  | % | 8% | 12.7% | 2.1% | 6.6% | 34% |  | 6.2% | 30.3% | 100%
|  | 7 | 428 | 947 | 5253 | 9832 | 31981 |  | 615 | 14175 | 63231
|  | % | 0.7% | 1.5% | 8.3% | 15.5% | 50.6% |  | 1% | 22.4% | 100%
|  | 8 | 79 | 9779 | 10366 | 20698 | 21777 |  | 520 | 18964 | 82183
|  | % | 0.1% | 11.9% | 12.6% | 25.2% | 26.5% |  | 0.6% | 23.1% | 100%
|  | 9 | 576 | 854 | 1675 | 23012 | 37520 |  | 889 | 13610 | 78136
|  | % | 0.7% | 1.1% | 2.1% | 29.5% | 48% |  | 1.1% | 17.4% | 100%
|  | 10 | 760 | 10313 | 9153 | 14985 | 82232 |  | 6190 | 1795 | 125428
|  | % | 0.6% | 8.2% | 7.3% | 11.9% | 65.6% |  | 4.9% | 1.4% | 100%
|  | 11 | 1035 | 890 | 5226 | 6155 | 12993 |  | 5316 | 309 | 31924
|  | % | 3.2% | 2.8% | 16.4% | 19.3% | 40.7% |  | 16.7% | 1% | 100%
|  | 12 | 4821 | 11880 | 9008 | 12698 | 96076 |  | 4167 | 5257 | 143907
|  | % | 3.3% | 8.3% | 6.3% | 8.8% | 66.8% |  | 2.9% | 3.7% | 100%
|  | 13 | 531 | 3633 | 5814 | 8425 | 30270 |  | 651 | 2928 | 52252
|  | % | 1% | 7% | 11.1% | 16.1% | 57.9% |  | 1.2% | 5.6% | 100%
|  | 14 | 159 | 921 | 3504 | 7928 | 12076 |  | 271 | 501 | 25360
|  | % | 0.6% | 3.6% | 13.8% | 31.3% | 47.6% |  | 1.1% | 2% | 100%
|  | 15 |  | 936 | 1961 | 1890 | 4830 |  | 378 | 213 | 10207
|  | % |  | 9.2% | 19.2% | 18.5% | 47.3% |  | 3.7% | 2.1% | 100%
|  | 16 |  | 121 | 186 | 304 | 1195 |  | 102 | 1012 | 2920
|  | % |  | 4.1% | 6.4% | 10.4% | 40.9% |  | 3.5% | 34.7% | 100%
Total | 2006-2012 | 1 |  |  | 370 |  |  |  |  | 3035 | 3405
|  | % |  |  | 10.9% |  |  |  |  | 89.1% | 100%
|  | 2 | 35 | 79 | 264 | 2368 |  |  | 63 | 2721 | 5529
|  | % | 0.6% | 1.4% | 4.8% | 42.8% |  |  | 1.1% | 49.2% | 100%
|  | 3 |  |  | 676 | 20121 |  |  | 109 | 40014 | 60920
|  | % |  |  | 1.1% | 33% |  |  | 0.2% | 65.7% | 100%
|  | 4 | 153 | 3984 | 4423 | 17080 |  |  | 521 | 915 | 27076
|  | % | 0.6% | 14.7% | 16.3% | 63.1% |  |  | 1.9% | 3.4% | 100%
|  | 5 |  |  | 91 |  |  |  |  | 1609 | 1700
|  | % |  |  | 5.3% |  |  |  |  | 94.7% | 100%
|  | 6 |  | 94 | 7964 | 6193 |  |  | 231 | 1050 | 15532
|  | % |  | 0.6% | 51.3% | 39.9% |  |  | 1.5% | 6.8% | 100%
|  | 7 | 145 | 2928 | 5111 | 5268 |  |  | 257 | 5750 | 19459
|  | % | 0.7% | 15% | 26.3% | 27.1% |  |  | 1.3% | 29.5% | 100%
|  | 8 | 227 | 1367 | 6434 | 18615 |  |  | 251 | 503 | 27395
|  | % | 0.8% | 5% | 23.5% | 67.9% |  |  | 0.9% | 1.8% | 100%
|  | 9 | 6202 | 196 | 2351 | 20285 |  |  | 6248 | 7589 | 42870
|  | % | 14.5% | 0.5% | 5.5% | 47.3% |  |  | 14.6% | 17.7% | 100%
|  | 10 | 201 | 1950 | 4718 | 50229 |  |  | 497 | 190 | 57785
|  | % | 0.3% | 3.4% | 8.2% | 86.9% |  |  | 0.9% | 0.3% | 100%
|  | 11 | 64 | 481 | 7890 | 7728 |  |  | 116 | 240 | 16519
|  | % | 0.4% | 2.9% | 47.8% | 46.8% |  |  | 0.7% | 1.5% | 100%
|  | 12 | 515 | 317 | 4376 | 34208 |  |  | 596 | 3906 | 43918
|  | % | 1.2% | 0.7% | 10% | 77.9% |  |  | 1.4% | 8.9% | 100%
|  | 13 |  | 966 | 16322 | 20701 |  |  | 217 | 2452 | 40657
|  | % |  | 2.4% | 40.1% | 50.9% |  |  | 0.5% | 6% | 100%
|  | 14 | 402 | 5027 | 622 | 9468 |  |  | 76 | 374 | 15969
|  | % | 2.5% | 31.5% | 3.9% | 59.3% |  |  | 0.5% | 2.3% | 100%
|  | 15 | 522 | 493 | 942 | 2182 |  |  |  | 298 | 4437
|  | % | 11.8% | 11.1% | 21.2% | 49.2% |  |  |  | 6.7% | 100%
|  | 16 | 72 | 56 | 216 | 857 |  |  | 220 | 745 | 2166
|  | % | 3.3% | 2.6% | 10% | 39.6% |  |  | 10.1% | 34.4% | 100%
Total | 2013-2019 | 1 | [7 empty] | 345 | 345
|  | % | [7 empty] | 100% | 100%
|  | 2 | 6570 | 476 | 1728 |  |  |  | 17 | 454 | 9245
|  | % | 71.1% | 5.1% | 18.7% |  |  |  | 0.2% | 4.9% | 100%
|  | 3 | 107 | 7771 | 1075 |  |  |  |  | 12927 | 21878
|  | % | 0.5% | 35.5% | 4.9% |  |  |  |  | 59.1% | 100%
|  | 4 | 330 | 13254 | 14384 |  |  |  | 79 | 653 | 28700
|  | % | 1.1% | 46.2% | 50.1% |  |  |  | 0.3% | 2.3% | 100%
|  | 5 | 39 | 147 | 198 |  |  |  |  | 1007 | 1391
|  | % | 2.8% | 10.6% | 14.2% |  |  |  |  | 72.4% | 100%
|  | 6 | 65 | 8004 | 4175 |  |  |  | 121 | 880 | 13244
|  | % | 0.5% | 60.4% | 31.5% |  |  |  | 0.9% | 6.6% | 100%
|  | 7 | 304 | 5099 | 23703 |  |  |  | 93 | 6780 | 35979
|  | % | 0.8% | 14.2% | 65.9% |  |  |  | 0.3% | 18.8% | 100%
|  | 8 | 413 | 15154 | 13952 |  |  |  | 303 | 997 | 30819
|  | % | 1.3% | 49.2% | 45.3% |  |  |  | 1% | 3.2% | 100%
|  | 9 | 4514 | 7597 | 21688 |  |  |  | 463 | 1367 | 35628
|  | % | 12.7% | 21.3% | 60.9% |  |  |  | 1.3% | 3.8% | 100%
|  | 10 | 318 | 18280 | 23064 |  |  |  | 291 | 407 | 42360
|  | % | 0.8% | 43.2% | 54.4% |  |  |  | 0.7% | 1% | 100%
|  | 11 |  | 6474 | 1954 |  |  |  | 10550 |  | 18978
|  | % |  | 34.1% | 10.3% |  |  |  | 55.6% |  | 100%
|  | 12 | 252 | 22428 | 28884 |  |  |  | 425 | 690 | 52679
|  | % | 0.5% | 42.6% | 54.8% |  |  |  | 0.8% | 1.3% | 100%
|  | 13 | 201 | 6178 | 4610 |  |  |  | 176 | 443 | 11608
|  | % | 1.7% | 53.2% | 39.7% |  |  |  | 1.5% | 3.8% | 100%
|  | 14 | 243 | 516 | 10686 | [5 empty] | 11445
|  | % | 2.1% | 4.5% | 93.4% | [5 empty] | 100%
|  | 15 |  | 185 | 1465 | [5 empty] | 1650
|  | % |  | 11.2% | 88.8% | [5 empty] | 100%
|  | 16 | 13 | 183 | [5 empty] | 111 | 307
|  | % | 4.2% | 59.6% | [5 empty] | 36.2% | 100%
Grand Total |  |  | 311008 | 953144 | 1381892 | 1398735 | 2032002 | 334536 | 351975 | 3767184 | 10530476
|  |  | 100% | 100% | 100% | 100% | 100% | 100% | 100% | 100% | 100%

## RASS SQFT SurveyReport
Saturation Report |  |  |  |  | CLIMATE | SFm |  |  | MFm |  |  | Dmo
[5 empty] | ZONE | Mean X Counts | Counts | Avg SQFT | Mean X Counts | Counts | Avg SQFT | Mean X Counts | Counts | Avg SQFT
Report Year: 2019 |  |  |  |  | 1 | 82692264 | 54169 | 1527 | 8263430 | 8519 | 970 | 866129 | 781 | 1109
Report View: Title 24 Climate Zones, Building Type |  |  |  |  | 2 | 539076198 | 302826 | 1780 | 44451944 | 50977 | 872 | 7517808 | 6142 | 1224
Survey Section: Home & Lifestyle |  |  |  |  | 3 | 1674921470 | 1038915 | 1612 | 292075212 | 340414 | 858 | 30331800 | 22140 | 1370
Survey Question: Average square footage |  |  |  |  | 4 | 803072607 | 446645 | 1798 | 94369821 | 104507 | 903 | 6703470 | 5295 | 1266
Report Detail: Weighted, Include No Response, Include Not-Applicable |  |  |  |  | 5 | 151683700 | 78727 | 1927 | 36595780 | 13732 | 2665 | 1218033 | 969 | 1257
Filtered By: |  |  |  |  | 6 | 1295809558 | 726802 | 1783 | 281622043 | 290033 | 971 | 3093036 | 2281 | 1356
[5 empty] | 7 | 893232931 | 552581 | 1616 | 205511078 | 210997 | 974 | 2506614 | 1793 | 1398
The query returns 39,985 records, representing 12,206,453 Population. * Results represent a sample of fewer than 25 households. |  |  |  |  | 8 | 1373837931 | 853045 | 1611 | 272152472 | 302728 | 899 | 17224704 | 13824 | 1246
[5 empty] | 9 | 2138704566 | 1237647 | 1728 | 460661850 | 497475 | 926 | 27462864 | 24006 | 1144
Survey Question : Average square footage |  |  |  |  | 10 | 1877742851 | 900988 | 2084 | 135904000 | 137000 | 992 | 56887824 | 40432 | 1407
Title 24 Climate Zones | Building Type | MEAN | COUNTS | MEAN X COUNTS | 11 | 599285272 | 352989 | 1698 | 16744728 | 18564 | 902 | 27281608 | 24424 | 1117
1 | Single Family | 1784 | 40929 | 73017336 | 12 | 2192543944 | 1198948 | 1829 | 146471500 | 167396 | 875 | 23695980 | 18732 | 1265
1 | Townhouse, Duplex, Row House | 674 | 11304 | 7618896 | 13 | 949632185 | 605258 | 1569 | 56996784 | 64476 | 884 | 53592575 | 38695 | 1385
1 | Apt Condo 2-4 Units | 1062 | 1936 | 2056032 | 14 | 406138259 | 245689 | 1653 | 10156731 | 11661 | 871 | 28707822 | 22893 | 1254
1 | Apt Condo 5+ Units | 970 | 8519 | 8263430 | 15 | 201390396 | 99453 | 2025 | 17673006 | 15626 | 1131 | 15428750 | 12343 | 1250
1 | Mobile Home | 1109 | 781 | 866129 | 16 | 170040125 | 113723 | 1495 | 7064628 | 10209 | 692 | 16114035 | 8715 | 1849
1 | Other | 977 | 554 | 541258 | TOTALS | 15349804257 | 8808405 | 1743 | 2086715007 | 2244314 | 930 | 318633052 | 243465 | 1309
2 | Single Family | 1887 | 255897 | 482877639
2 | Townhouse, Duplex, Row House | 1243 | 29991 | 37278813
2 | Apt Condo 2-4 Units | 1117 | 16938 | 18919746
2 | Apt Condo 5+ Units | 872 | 50977 | 44451944
2 | Mobile Home | 1224 | 6142 | 7517808
2 | Other | 1906 | 2650 | 5050900
3 | Single Family | 1756 | 713146 | 1252284376
3 | Townhouse, Duplex, Row House | 1586 | 156341 | 247956826
3 | Apt Condo 2-4 Units | 1031 | 169428 | 174680268
3 | Apt Condo 5+ Units | 858 | 340414 | 292075212
3 | Mobile Home | 1370 | 22140 | 30331800
3 | Other | 935 | 45078 | 42147930
4 | Single Family | 1975 | 303277 | 598972075
4 | Townhouse, Duplex, Row House | 1380 | 76850 | 106053000
4 | Apt Condo 2-4 Units | 1474 | 66518 | 98047532
4 | Apt Condo 5+ Units | 903 | 104507 | 94369821
4 | Mobile Home | 1266 | 5295 | 6703470
4 | Other | 1619 | 2227 | 3605513
5 | Single Family | 2143 | 61467 | 131723781
5 | Townhouse, Duplex, Row House | 999 | 9051 | 9041949
5 | Apt Condo 2-4 Units | 1330 | 8209 | 10917970
5 | Apt Condo 5+ Units | 2665 | 13732 | 36595780
5 | Mobile Home | 1257 | 969 | 1218033
5 | Other | 1402 | 348 | 487896
6 | Single Family | 1987 | 496673 | 986889251
6 | Townhouse, Duplex, Row House | 1479 | 127717 | 188893443
6 | Apt Condo 2-4 Units | 1172 | 102412 | 120026864
6 | Apt Condo 5+ Units | 971 | 290033 | 281622043
6 | Mobile Home | 1356 | 2281 | 3093036
6 | Other | 1262 | 37152 | 46885824
7 | Single Family | 1906 | 356711 | 679891166
7 | Townhouse, Duplex, Row House | 1232 | 94895 | 116910640
7 | Apt Condo 2-4 Units | 955 | 100975 | 96431125
7 | Apt Condo 5+ Units | 974 | 210997 | 205511078
7 | Mobile Home | 1398 | 1793 | 2506614
7 | Other | 1231 | 10752 | 13235712
8 | Single Family | 1713 | 657387 | 1126103931
8 | Townhouse, Duplex, Row House | 1474 | 90849 | 133911426
8 | Apt Condo 2-4 Units | 1086 | 104809 | 113822574
8 | Apt Condo 5+ Units | 899 | 302728 | 272152472
8 | Mobile Home | 1246 | 13824 | 17224704
8 | Other | 1721 | 7704 | 13258584
9 | Single Family | 1954 | 854985 | 1670640690
9 | Townhouse, Duplex, Row House | 1372 | 188960 | 259253120
9 | Apt Condo 2-4 Units | 1078 | 193702 | 208810756
9 | Apt Condo 5+ Units | 926 | 497475 | 460661850
9 | Mobile Home | 1144 | 24006 | 27462864
9 | Other | 962 | 27520 | 26474240
10 | Single Family | 2172 | 798750 | 1734885000
10 | Townhouse, Duplex, Row House | 1277 | 54003 | 68961831
10 | Apt Condo 2-4 Units | 1532 | 48235 | 73896020
10 | Apt Condo 5+ Units | 992 | 137000 | 135904000
10 | Mobile Home | 1407 | 40432 | 56887824
10 | Other | 1390 | 23689 | 32927710
11 | Single Family | 1794 | 311443 | 558728742
11 | Townhouse, Duplex, Row House | 1085 | 9254 | 10040590
11 | Apt Condo 2-4 Units | 945 | 32292 | 30515940
11 | Apt Condo 5+ Units | 902 | 18564 | 16744728
11 | Mobile Home | 1117 | 24424 | 27281608
11 | Other | 1786 | 4845 | 8653170
12 | Single Family | 1942 | 1045203 | 2029784226
12 | Townhouse, Duplex, Row House | 1142 | 84087 | 96027354
12 | Apt Condo 2-4 Units | 958 | 69658 | 66732364
12 | Apt Condo 5+ Units | 875 | 167396 | 146471500
12 | Mobile Home | 1265 | 18732 | 23695980
12 | Other | 1288 | 24347 | 31358936
13 | Single Family | 1659 | 522478 | 866791002
13 | Townhouse, Duplex, Row House | 1009 | 20613 | 20798517
13 | Apt Condo 2-4 Units | 998 | 62167 | 62042666
13 | Apt Condo 5+ Units | 884 | 64476 | 56996784
13 | Mobile Home | 1385 | 38695 | 53592575
13 | Other | 1425 | 7266 | 10354050
14 | Single Family | 1708 | 227377 | 388359916
14 | Townhouse, Duplex, Row House | 1089 | 10445 | 11374605
14 | Apt Condo 2-4 Units | 814 | 7867 | 6403738
14 | Apt Condo 5+ Units | 871 | 11661 | 10156731
14 | Mobile Home | 1254 | 22893 | 28707822
14 | Other | 1730 | 1381 | 2389130
15 | Single Family | 2192 | 72823 | 159628016
15 | Townhouse, Duplex, Row House | 1706 | 10326 | 17616156
15 | Apt Condo 2-4 Units | 1481 | 16304 | 24146224
15 | Apt Condo 5+ Units | 1131 | 15626 | 17673006
15 | Mobile Home | 1250 | 12343 | 15428750
15 | Other | 1993 | 2142 | 4269006
16 | Single Family | 1527 | 106311 | 162336897
16 | Townhouse, Duplex, Row House | 1226 | 2130 | 2611380
16 | Apt Condo 2-4 Units | 964 | 5282 | 5091848
16 | Apt Condo 5+ Units | 692 | 10209 | 7064628
16 | Mobile Home | 1849 | 8715 | 16114035
16 | Other | 2338 | 5938 | 13883044
Total | Single Family | 1891
| Townhouse, Duplex, Row House | 1366
| Apt Condo 2-4 Units | 1105
| Apt Condo 5+ Units | 930
| Mobile Home | 1309
| Other | 1255
Grand Total |  | 1566