## DEER2023_EnergyImpact_Values
EnergyImpactID | Version | VersionSource | LastMod | PA | BldgType | BldgVint | BldgLoc | BldgHVAC | NormUnit | NumUnit | MeasArea | ScaleBasis | APreWBkWh | APreWBkW | APreWBtherm | AStdWBkWh | AStdWBkW | AStdWBtherm | APreEUkWh | APreEUkW | APreEUtherm | AStdEUkWh | AStdEUkW | AStdEUtherm | ElecImpactProfileID | GasImpactProfileID | Flag | SourceDesc
NE-HVAC-Chlr-AirCldScrewChlr-gte150tons-11.1EER-15.4IPLV | DEER2023 | D23 v0 |  | Any | ECC | Ex | CZ01 | Any | Cap-Tons | 357.09 | 300000 | None | 26 | 0.0573 | 0 | 13.9 | 0.0307 | 0 | 0 | 0 | 0 | 0 | 0 | 0 | DEER:HVAC_Chillers | Annual | 2023
NE-HVAC-Chlr-AirCldScrewChlr-gte150tons-11.1EER-15.4IPLV | DEER2023 | D23 v0 |  | Any | ECC | Ex | CZ02 | Any | Cap-Tons | 616.83 | 300000 | None | 89.7 | 0.088 | 0 | 48.1 | 0.0471 | 0 | 0 | 0 | 0 | 0 | 0 | 0 | DEER:HVAC_Chillers | Annual | 2023
NE-HVAC-Chlr-AirCldScrewChlr-gte150tons-11.1EER-15.4IPLV | DEER2023 | D23 v0 |  | Any | ECC | Ex | CZ03 | Any | Cap-Tons | 501.51 | 300000 | None | 75.5 | 0.0742 | 0 | 40.5 | 0.0398 | 0 | 0 | 0 | 0 | 0 | 0 | 0 | DEER:HVAC_Chillers | Annual | 2023
NE-HVAC-Chlr-AirCldScrewChlr-gte150tons-11.1EER-15.4IPLV | DEER2023 | D23 v0 |  | Any | ECC | Ex | CZ04 | Any | Cap-Tons | 640.77 | 300000 | None | 112 | 0.0955 | 0 | 60.1 | 0.0511 | 0 | 0 | 0 | 0 | 0 | 0 | 0 | DEER:HVAC_Chillers | Annual | 2023
NE-HVAC-Chlr-AirCldScrewChlr-gte150tons-11.1EER-15.4IPLV | DEER2023 | D23 v0 |  | Any | ECC | Ex | CZ05 | Any | Cap-Tons | 440.59 | 300000 | None | 98.5 | 0.0587 | 0 | 52.7 | 0.0314 | 0 | 0 | 0 | 0 | 0 | 0 | 0 | DEER:HVAC_Chillers | Annual | 2023
NE-HVAC-Chlr-AirCldScrewChlr-gte150tons-11.1EER-15.4IPLV | DEER2023 | D23 v0 |  | Any | ECC | Ex | CZ06 | Any | Cap-Tons | 681.82 | 300000 | None | 136 | 0.0715 | 0 | 72.9 | 0.0383 | 0 | 0 | 0 | 0 | 0 | 0 | 0 | DEER:HVAC_Chillers | Annual | 2023
NE-HVAC-Chlr-AirCldScrewChlr-gte150tons-11.1EER-15.4IPLV | DEER2023 | D23 v0 |  | Any | ECC | Ex | CZ07 | Any | Cap-Tons | 640.68 | 300000 | None | 124 | 0.0705 | 0 | 66.5 | 0.0377 | 0 | 0 | 0 | 0 | 0 | 0 | 0 | DEER:HVAC_Chillers | Annual | 2023
NE-HVAC-Chlr-AirCldScrewChlr-gte150tons-11.1EER-15.4IPLV | DEER2023 | D23 v0 |  | Any | ECC | Ex | CZ08 | Any | Cap-Tons | 731.41 | 300000 | None | 150 | 0.0703 | 0 | 80.1 | 0.0377 | 0 | 0 | 0 | 0 | 0 | 0 | 0 | DEER:HVAC_Chillers | Annual | 2023
NE-HVAC-Chlr-AirCldScrewChlr-gte150tons-11.1EER-15.4IPLV | DEER2023 | D23 v0 |  | Any | ECC | Ex | CZ09 | Any | Cap-Tons | 879.61 | 300000 | None | 118 | 0.071 | 0 | 63.3 | 0.038 | 0 | 0 | 0 | 0 | 0 | 0 | 0 | DEER:HVAC_Chillers | Annual | 2023
NE-HVAC-Chlr-AirCldScrewChlr-gte150tons-11.1EER-15.4IPLV | DEER2023 | D23 v0 |  | Any | ECC | Ex | CZ10 | Any | Cap-Tons | 762.59 | 300000 | None | 146 | 0.0602 | 0 | 78.3 | 0.0322 | 0 | 0 | 0 | 0 | 0 | 0 | 0 | DEER:HVAC_Chillers | Annual | 2023
NE-HVAC-Chlr-AirCldScrewChlr-gte150tons-11.1EER-15.4IPLV | DEER2023 | D23 v0 |  | Any | ECC | Ex | CZ11 | Any | Cap-Tons | 718.27 | 300000 | None | 146 | 0.0939 | 0 | 78 | 0.0503 | 0 | 0 | 0 | 0 | 0 | 0 | 0 | DEER:HVAC_Chillers | Annual | 2023
NE-HVAC-Chlr-AirCldScrewChlr-gte150tons-11.1EER-15.4IPLV | DEER2023 | D23 v0 |  | Any | ECC | Ex | CZ12 | Any | Cap-Tons | 652.19 | 300000 | None | 126 | 0.0893 | 0 | 67.4 | 0.0478 | 0 | 0 | 0 | 0 | 0 | 0 | 0 | DEER:HVAC_Chillers | Annual | 2023
NE-HVAC-Chlr-AirCldScrewChlr-gte150tons-11.1EER-15.4IPLV | DEER2023 | D23 v0 |  | Any | ECC | Ex | CZ13 | Any | Cap-Tons | 767.42 | 300000 | None | 153 | 0.0855 | 0 | 81.9 | 0.0458 | 0 | 0 | 0 | 0 | 0 | 0 | 0 | DEER:HVAC_Chillers | Annual | 2023
NE-HVAC-Chlr-AirCldScrewChlr-gte150tons-11.1EER-15.4IPLV | DEER2023 | D23 v0 |  | Any | ECC | Ex | CZ14 | Any | Cap-Tons | 827.23 | 300000 | None | 132 | 0.0691 | 0 | 70.4 | 0.037 | 0 | 0 | 0 | 0 | 0 | 0 | 0 | DEER:HVAC_Chillers | Annual | 2023
NE-HVAC-Chlr-AirCldScrewChlr-gte150tons-11.1EER-15.4IPLV | DEER2023 | D23 v0 |  | Any | ECC | Ex | CZ15 | Any | Cap-Tons | 1054.14 | 300000 | None | 200 | 0.0822 | 0 | 107 | 0.044 | 0 | 0 | 0 | 0 | 0 | 0 | 0 | DEER:HVAC_Chillers | Annual | 2023
NE-HVAC-Chlr-AirCldScrewChlr-gte150tons-11.1EER-15.4IPLV | DEER2023 | D23 v0 |  | Any | ECC | Ex | CZ16 | Any | Cap-Tons | 445.6 | 300000 | None | 86 | 0.0352 | 0 | 46.1 | 0.0188 | 0 | 0 | 0 | 0 | 0 | 0 | 0 | DEER:HVAC_Chillers | Annual | 2023
NE-HVAC-Chlr-AirCldScrewChlr-gte150tons-11.1EER-15.4IPLV | DEER2023 | D23 v0 |  | Any | ECC | New | CZ01 | Any | Cap-Tons | 308.24 | 300000 | None | 14 | 0.0321 | 0 | 14 | 0.0321 | 0 | 0 | 0 | 0 | 0 | 0 | 0 | DEER:HVAC_Chillers | Annual | 2023
NE-HVAC-Chlr-AirCldScrewChlr-gte150tons-11.1EER-15.4IPLV | DEER2023 | D23 v0 |  | Any | ECC | New | CZ02 | Any | Cap-Tons | 557.07 | 300000 | None | 46.7 | 0.0473 | 0 | 46.7 | 0.0473 | 0 | 0 | 0 | 0 | 0 | 0 | 0 | DEER:HVAC_Chillers | Annual | 2023
NE-HVAC-Chlr-AirCldScrewChlr-gte150tons-11.1EER-15.4IPLV | DEER2023 | D23 v0 |  | Any | ECC | New | CZ03 | Any | Cap-Tons | 427.47 | 300000 | None | 40.8 | 0.0419 | 0 | 40.8 | 0.0419 | 0 | 0 | 0 | 0 | 0 | 0 | 0 | DEER:HVAC_Chillers | Annual | 2023
NE-HVAC-Chlr-AirCldScrewChlr-gte150tons-11.1EER-15.4IPLV | DEER2023 | D23 v0 |  | Any | ECC | New | CZ04 | Any | Cap-Tons | 554.56 | 300000 | None | 60.5 | 0.0538 | 0 | 60.5 | 0.0538 | 0 | 0 | 0 | 0 | 0 | 0 | 0 | DEER:HVAC_Chillers | Annual | 2023
NE-HVAC-Chlr-AirCldScrewChlr-gte150tons-11.1EER-15.4IPLV | DEER2023 | D23 v0 |  | Any | ECC | New | CZ05 | Any | Cap-Tons | 371.74 | 300000 | None | 53.8 | 0.0329 | 0 | 53.8 | 0.0329 | 0 | 0 | 0 | 0 | 0 | 0 | 0 | DEER:HVAC_Chillers | Annual | 2023
NE-HVAC-Chlr-AirCldScrewChlr-gte150tons-11.1EER-15.4IPLV | DEER2023 | D23 v0 |  | Any | ECC | New | CZ06 | Any | Cap-Tons | 598.18 | 300000 | None | 72.3 | 0.0391 | 0 | 72.3 | 0.0391 | 0 | 0 | 0 | 0 | 0 | 0 | 0 | DEER:HVAC_Chillers | Annual | 2023
NE-HVAC-Chlr-AirCldScrewChlr-gte150tons-11.1EER-15.4IPLV | DEER2023 | D23 v0 |  | Any | ECC | New | CZ07 | Any | Cap-Tons | 563.05 | 300000 | None | 65.3 | 0.0389 | 0 | 65.3 | 0.0389 | 0 | 0 | 0 | 0 | 0 | 0 | 0 | DEER:HVAC_Chillers | Annual | 2023
NE-HVAC-Chlr-AirCldScrewChlr-gte150tons-11.1EER-15.4IPLV | DEER2023 | D23 v0 |  | Any | ECC | New | CZ08 | Any | Cap-Tons | 651.04 | 300000 | None | 77.9 | 0.0375 | 0 | 77.9 | 0.0375 | 0 | 0 | 0 | 0 | 0 | 0 | 0 | DEER:HVAC_Chillers | Annual | 2023
NE-HVAC-Chlr-AirCldScrewChlr-gte150tons-11.1EER-15.4IPLV | DEER2023 | D23 v0 |  | Any | ECC | New | CZ09 | Any | Cap-Tons | 783.42 | 300000 | None | 61.7 | 0.0381 | 0 | 61.7 | 0.0381 | 0 | 0 | 0 | 0 | 0 | 0 | 0 | DEER:HVAC_Chillers | Annual | 2023
NE-HVAC-Chlr-AirCldScrewChlr-gte150tons-11.1EER-15.4IPLV | DEER2023 | D23 v0 |  | Any | ECC | New | CZ10 | Any | Cap-Tons | 696.43 | 300000 | None | 76.2 | 0.0313 | 0 | 76.2 | 0.0313 | 0 | 0 | 0 | 0 | 0 | 0 | 0 | DEER:HVAC_Chillers | Annual | 2023
NE-HVAC-Chlr-AirCldScrewChlr-gte150tons-11.1EER-15.4IPLV | DEER2023 | D23 v0 |  | Any | ECC | New | CZ11 | Any | Cap-Tons | 638.16 | 300000 | None | 76.1 | 0.0479 | 0 | 76.1 | 0.0479 | 0 | 0 | 0 | 0 | 0 | 0 | 0 | DEER:HVAC_Chillers | Annual | 2023
NE-HVAC-Chlr-AirCldScrewChlr-gte150tons-11.1EER-15.4IPLV | DEER2023 | D23 v0 |  | Any | ECC | New | CZ12 | Any | Cap-Tons | 583.52 | 300000 | None | 66.4 | 0.0464 | 0 | 66.4 | 0.0464 | 0 | 0 | 0 | 0 | 0 | 0 | 0 | DEER:HVAC_Chillers | Annual | 2023
NE-HVAC-Chlr-AirCldScrewChlr-gte150tons-11.1EER-15.4IPLV | DEER2023 | D23 v0 |  | Any | ECC | New | CZ13 | Any | Cap-Tons | 689.72 | 300000 | None | 79.4 | 0.0423 | 0 | 79.4 | 0.0423 | 0 | 0 | 0 | 0 | 0 | 0 | 0 | DEER:HVAC_Chillers | Annual | 2023
NE-HVAC-Chlr-AirCldScrewChlr-gte150tons-11.1EER-15.4IPLV | DEER2023 | D23 v0 |  | Any | ECC | New | CZ14 | Any | Cap-Tons | 742.63 | 300000 | None | 68.2 | 0.0353 | 0 | 68.2 | 0.0353 | 0 | 0 | 0 | 0 | 0 | 0 | 0 | DEER:HVAC_Chillers | Annual | 2023
NE-HVAC-Chlr-AirCldScrewChlr-gte150tons-11.1EER-15.4IPLV | DEER2023 | D23 v0 |  | Any | ECC | New | CZ15 | Any | Cap-Tons | 966.26 | 300000 | None | 102 | 0.0404 | 0 | 102 | 0.0404 | 0 | 0 | 0 | 0 | 0 | 0 | 0 | DEER:HVAC_Chillers | Annual | 2023
NE-HVAC-Chlr-AirCldScrewChlr-gte150tons-11.1EER-15.4IPLV | DEER2023 | D23 v0 |  | Any | ECC | New | CZ16 | Any | Cap-Tons | 382.97 | 300000 | None | 45.3 | 0.016 | 0 | 45.3 | 0.016 | 0 | 0 | 0 | 0 | 0 | 0 | 0 | DEER:HVAC_Chillers | Annual | 2023
NE-HVAC-Chlr-AirCldScrewChlr-gte150tons-11.1EER-15.4IPLV | DEER2023 | D23 v0 |  | Any | ECC | Old | CZ01 | Any | Cap-Tons | 455.43 | 300000 | None | 19.8 | 0.066 | 0 | 8.44 | 0.0281 | 0 | 0 | 0 | 0 | 0 | 0 | 0 | DEER:HVAC_Chillers | Annual | 2023
NE-HVAC-Chlr-AirCldScrewChlr-gte150tons-11.1EER-15.4IPLV | DEER2023 | D23 v0 |  | Any | ECC | Old | CZ02 | Any | Cap-Tons | 748.31 | 300000 | None | 121 | 0.113 | 0 | 51.6 | 0.0481 | 0 | 0 | 0 | 0 | 0 | 0 | 0 | DEER:HVAC_Chillers | Annual | 2023
NE-HVAC-Chlr-AirCldScrewChlr-gte150tons-11.1EER-15.4IPLV | DEER2023 | D23 v0 |  | Any | ECC | Old | CZ03 | Any | Cap-Tons | 610.95 | 300000 | None | 93.7 | 0.0964 | 0 | 39.9 | 0.041 | 0 | 0 | 0 | 0 | 0 | 0 | 0 | DEER:HVAC_Chillers | Annual | 2023
NE-HVAC-Chlr-AirCldScrewChlr-gte150tons-11.1EER-15.4IPLV | DEER2023 | D23 v0 |  | Any | ECC | Old | CZ04 | Any | Cap-Tons | 758.76 | 300000 | None | 155 | 0.122 | 0 | 65.8 | 0.0521 | 0 | 0 | 0 | 0 | 0 | 0 | 0 | DEER:HVAC_Chillers | Annual | 2023
NE-HVAC-Chlr-AirCldScrewChlr-gte150tons-11.1EER-15.4IPLV | DEER2023 | D23 v0 |  | Any | ECC | Old | CZ05 | Any | Cap-Tons | 538.72 | 300000 | None | 124 | 0.0733 | 0 | 52.9 | 0.0312 | 0 | 0 | 0 | 0 | 0 | 0 | 0 | DEER:HVAC_Chillers | Annual | 2023
NE-HVAC-Chlr-AirCldScrewChlr-gte150tons-11.1EER-15.4IPLV | DEER2023 | D23 v0 |  | Any | ECC | Old | CZ06 | Any | Cap-Tons | 787.19 | 300000 | None | 189 | 0.0944 | 0 | 80.4 | 0.0402 | 0 | 0 | 0 | 0 | 0 | 0 | 0 | DEER:HVAC_Chillers | Annual | 2023
NE-HVAC-Chlr-AirCldScrewChlr-gte150tons-11.1EER-15.4IPLV | DEER2023 | D23 v0 |  | Any | ECC | Old | CZ07 | Any | Cap-Tons | 742.23 | 300000 | None | 167 | 0.0873 | 0 | 71.1 | 0.0371 | 0 | 0 | 0 | 0 | 0 | 0 | 0 | DEER:HVAC_Chillers | Annual | 2023
NE-HVAC-Chlr-AirCldScrewChlr-gte150tons-11.1EER-15.4IPLV | DEER2023 | D23 v0 |  | Any | ECC | Old | CZ08 | Any | Cap-Tons | 828.55 | 300000 | None | 212 | 0.0929 | 0 | 90.2 | 0.0395 | 0 | 0 | 0 | 0 | 0 | 0 | 0 | DEER:HVAC_Chillers | Annual | 2023
NE-HVAC-Chlr-AirCldScrewChlr-gte150tons-11.1EER-15.4IPLV | DEER2023 | D23 v0 |  | Any | ECC | Old | CZ09 | Any | Cap-Tons | 1006.25 | 300000 | None | 168 | 0.0917 | 0 | 71.7 | 0.039 | 0 | 0 | 0 | 0 | 0 | 0 | 0 | DEER:HVAC_Chillers | Annual | 2023
NE-HVAC-Chlr-AirCldScrewChlr-gte150tons-11.1EER-15.4IPLV | DEER2023 | D23 v0 |  | Any | ECC | Old | CZ10 | Any | Cap-Tons | 898.18 | 300000 | None | 206 | 0.0893 | 0 | 87.7 | 0.038 | 0 | 0 | 0 | 0 | 0 | 0 | 0 | DEER:HVAC_Chillers | Annual | 2023
NE-HVAC-Chlr-AirCldScrewChlr-gte150tons-11.1EER-15.4IPLV | DEER2023 | D23 v0 |  | Any | ECC | Old | CZ11 | Any | Cap-Tons | 864.53 | 300000 | None | 202 | 0.126 | 0 | 86.1 | 0.0536 | 0 | 0 | 0 | 0 | 0 | 0 | 0 | DEER:HVAC_Chillers | Annual | 2023
NE-HVAC-Chlr-AirCldScrewChlr-gte150tons-11.1EER-15.4IPLV | DEER2023 | D23 v0 |  | Any | ECC | Old | CZ12 | Any | Cap-Tons | 787.32 | 300000 | None | 174 | 0.123 | 0 | 74.2 | 0.0522 | 0 | 0 | 0 | 0 | 0 | 0 | 0 | DEER:HVAC_Chillers | Annual | 2023
NE-HVAC-Chlr-AirCldScrewChlr-gte150tons-11.1EER-15.4IPLV | DEER2023 | D23 v0 |  | Any | ECC | Old | CZ13 | Any | Cap-Tons | 915.83 | 300000 | None | 213 | 0.12 | 0 | 90.7 | 0.051 | 0 | 0 | 0 | 0 | 0 | 0 | 0 | DEER:HVAC_Chillers | Annual | 2023
NE-HVAC-Chlr-AirCldScrewChlr-gte150tons-11.1EER-15.4IPLV | DEER2023 | D23 v0 |  | Any | ECC | Old | CZ14 | Any | Cap-Tons | 971.71 | 300000 | None | 184 | 0.0991 | 0 | 78.1 | 0.0422 | 0 | 0 | 0 | 0 | 0 | 0 | 0 | DEER:HVAC_Chillers | Annual | 2023
NE-HVAC-Chlr-AirCldScrewChlr-gte150tons-11.1EER-15.4IPLV | DEER2023 | D23 v0 |  | Any | ECC | Old | CZ15 | Any | Cap-Tons | 1217.28 | 300000 | None | 281 | 0.114 | 0 | 120 | 0.0485 | 0 | 0 | 0 | 0 | 0 | 0 | 0 | DEER:HVAC_Chillers | Annual | 2023
NE-HVAC-Chlr-AirCldScrewChlr-gte150tons-11.1EER-15.4IPLV | DEER2023 | D23 v0 |  | Any | ECC | Old | CZ16 | Any | Cap-Tons | 555.43 | 300000 | None | 116 | 0.0535 | 0 | 49.2 | 0.0228 | 0 | 0 | 0 | 0 | 0 | 0 | 0 | DEER:HVAC_Chillers | Annual | 2023
NE-HVAC-Chlr-AirCldScrewChlr-gte150tons-11.1EER-15.4IPLV | DEER2023 | D23 v0 |  | Any | ECC | Rec | CZ01 | Any | Cap-Tons | 328.19 | 300000 | None | 14.2 | 0.0311 | 0 | 14.2 | 0.0311 | 0 | 0 | 0 | 0 | 0 | 0 | 0 | DEER:HVAC_Chillers | Annual | 2023
NE-HVAC-Chlr-AirCldScrewChlr-gte150tons-11.1EER-15.4IPLV | DEER2023 | D23 v0 |  | Any | ECC | Rec | CZ02 | Any | Cap-Tons | 577.57 | 300000 | None | 46.9 | 0.0468 | 0 | 46.9 | 0.0468 | 0 | 0 | 0 | 0 | 0 | 0 | 0 | DEER:HVAC_Chillers | Annual | 2023
NE-HVAC-Chlr-AirCldScrewChlr-gte150tons-11.1EER-15.4IPLV | DEER2023 | D23 v0 |  | Any | ECC | Rec | CZ03 | Any | Cap-Tons | 447.48 | 300000 | None | 41.1 | 0.0408 | 0 | 41.1 | 0.0408 | 0 | 0 | 0 | 0 | 0 | 0 | 0 | DEER:HVAC_Chillers | Annual | 2023
NE-HVAC-Chlr-AirCldScrewChlr-gte150tons-11.1EER-15.4IPLV | DEER2023 | D23 v0 |  | Any | ECC | Rec | CZ04 | Any | Cap-Tons | 577.27 | 300000 | None | 60.1 | 0.0527 | 0 | 60.1 | 0.0527 | 0 | 0 | 0 | 0 | 0 | 0 | 0 | DEER:HVAC_Chillers | Annual | 2023
NE-HVAC-Chlr-AirCldScrewChlr-gte150tons-11.1EER-15.4IPLV | DEER2023 | D23 v0 |  | Any | ECC | Rec | CZ05 | Any | Cap-Tons | 389.98 | 300000 | None | 53.9 | 0.0327 | 0 | 53.9 | 0.0327 | 0 | 0 | 0 | 0 | 0 | 0 | 0 | DEER:HVAC_Chillers | Annual | 2023
NE-HVAC-Chlr-AirCldScrewChlr-gte150tons-11.1EER-15.4IPLV | DEER2023 | D23 v0 |  | Any | ECC | Rec | CZ06 | Any | Cap-Tons | 620.47 | 300000 | None | 72.7 | 0.0393 | 0 | 72.7 | 0.0393 | 0 | 0 | 0 | 0 | 0 | 0 | 0 | DEER:HVAC_Chillers | Annual | 2023
NE-HVAC-Chlr-AirCldScrewChlr-gte150tons-11.1EER-15.4IPLV | DEER2023 | D23 v0 |  | Any | ECC | Rec | CZ07 | Any | Cap-Tons | 583.19 | 300000 | None | 66.3 | 0.0388 | 0 | 66.3 | 0.0388 | 0 | 0 | 0 | 0 | 0 | 0 | 0 | DEER:HVAC_Chillers | Annual | 2023
NE-HVAC-Chlr-AirCldScrewChlr-gte150tons-11.1EER-15.4IPLV | DEER2023 | D23 v0 |  | Any | ECC | Rec | CZ08 | Any | Cap-Tons | 673.3 | 300000 | None | 78.5 | 0.0374 | 0 | 78.5 | 0.0374 | 0 | 0 | 0 | 0 | 0 | 0 | 0 | DEER:HVAC_Chillers | Annual | 2023
NE-HVAC-Chlr-AirCldScrewChlr-gte150tons-11.1EER-15.4IPLV | DEER2023 | D23 v0 |  | Any | ECC | Rec | CZ09 | Any | Cap-Tons | 805.08 | 300000 | None | 62 | 0.038 | 0 | 62 | 0.038 | 0 | 0 | 0 | 0 | 0 | 0 | 0 | DEER:HVAC_Chillers | Annual | 2023
NE-HVAC-Chlr-AirCldScrewChlr-gte150tons-11.1EER-15.4IPLV | DEER2023 | D23 v0 |  | Any | ECC | Rec | CZ10 | Any | Cap-Tons | 718.38 | 300000 | None | 76.3 | 0.0307 | 0 | 76.3 | 0.0307 | 0 | 0 | 0 | 0 | 0 | 0 | 0 | DEER:HVAC_Chillers | Annual | 2023
NE-HVAC-Chlr-AirCldScrewChlr-gte150tons-11.1EER-15.4IPLV | DEER2023 | D23 v0 |  | Any | ECC | Rec | CZ11 | Any | Cap-Tons | 659.42 | 300000 | None | 75.5 | 0.0467 | 0 | 75.5 | 0.0467 | 0 | 0 | 0 | 0 | 0 | 0 | 0 | DEER:HVAC_Chillers | Annual | 2023
NE-HVAC-Chlr-AirCldScrewChlr-gte150tons-11.1EER-15.4IPLV | DEER2023 | D23 v0 |  | Any | ECC | Rec | CZ12 | Any | Cap-Tons | 603.29 | 300000 | None | 66.2 | 0.0453 | 0 | 66.2 | 0.0453 | 0 | 0 | 0 | 0 | 0 | 0 | 0 | DEER:HVAC_Chillers | Annual | 2023
NE-HVAC-Chlr-AirCldScrewChlr-gte150tons-11.1EER-15.4IPLV | DEER2023 | D23 v0 |  | Any | ECC | Rec | CZ13 | Any | Cap-Tons | 712.72 | 300000 | None | 79 | 0.0411 | 0 | 79 | 0.0411 | 0 | 0 | 0 | 0 | 0 | 0 | 0 | DEER:HVAC_Chillers | Annual | 2023
NE-HVAC-Chlr-AirCldScrewChlr-gte150tons-11.1EER-15.4IPLV | DEER2023 | D23 v0 |  | Any | ECC | Rec | CZ14 | Any | Cap-Tons | 766.06 | 300000 | None | 68 | 0.0348 | 0 | 68 | 0.0348 | 0 | 0 | 0 | 0 | 0 | 0 | 0 | DEER:HVAC_Chillers | Annual | 2023
NE-HVAC-Chlr-AirCldScrewChlr-gte150tons-11.1EER-15.4IPLV | DEER2023 | D23 v0 |  | Any | ECC | Rec | CZ15 | Any | Cap-Tons | 986.99 | 300000 | None | 102 | 0.0399 | 0 | 102 | 0.0399 | 0 | 0 | 0 | 0 | 0 | 0 | 0 | DEER:HVAC_Chillers | Annual | 2023
NE-HVAC-Chlr-AirCldScrewChlr-gte150tons-11.1EER-15.4IPLV | DEER2023 | D23 v0 |  | Any | ECC | Rec | CZ16 | Any | Cap-Tons | 400.46 | 300000 | None | 45.2 | 0.0155 | 0 | 45.2 | 0.0155 | 0 | 0 | 0 | 0 | 0 | 0 | 0 | DEER:HVAC_Chillers | Annual | 2023
NE-HVAC-Chlr-AirCldScrewChlr-gte150tons-11.1EER-15.4IPLV | DEER2023 | D23 v0 |  | Any | ESe | Ex | CZ01 | Any | Cap-Tons | 173.55 | 149999 | None | 19.7 | 0.0348 | 0 | 10.6 | 0.0186 | 0 | 0 | 0 | 0 | 0 | 0 | 0 | DEER:HVAC_Chillers | Annual | 2023
NE-HVAC-Chlr-AirCldScrewChlr-gte150tons-11.1EER-15.4IPLV | DEER2023 | D23 v0 |  | Any | ESe | Ex | CZ02 | Any | Cap-Tons | 312.92 | 149999 | None | 69.6 | 0.0619 | 0 | 37.3 | 0.0332 | 0 | 0 | 0 | 0 | 0 | 0 | 0 | DEER:HVAC_Chillers | Annual | 2023
NE-HVAC-Chlr-AirCldScrewChlr-gte150tons-11.1EER-15.4IPLV | DEER2023 | D23 v0 |  | Any | ESe | Ex | CZ03 | Any | Cap-Tons | 263.06 | 149999 | None | 61.5 | 0.0479 | 0 | 32.9 | 0.0257 | 0 | 0 | 0 | 0 | 0 | 0 | 0 | DEER:HVAC_Chillers | Annual | 2023
NE-HVAC-Chlr-AirCldScrewChlr-gte150tons-11.1EER-15.4IPLV | DEER2023 | D23 v0 |  | Any | ESe | Ex | CZ04 | Any | Cap-Tons | 331.83 | 149999 | None | 95.5 | 0.0698 | 0 | 51.2 | 0.0374 | 0 | 0 | 0 | 0 | 0 | 0 | 0 | DEER:HVAC_Chillers | Annual | 2023
NE-HVAC-Chlr-AirCldScrewChlr-gte150tons-11.1EER-15.4IPLV | DEER2023 | D23 v0 |  | Any | ESe | Ex | CZ05 | Any | Cap-Tons | 231.01 | 149999 | None | 86.2 | 0.0381 | 0 | 46.1 | 0.0204 | 0 | 0 | 0 | 0 | 0 | 0 | 0 | DEER:HVAC_Chillers | Annual | 2023
NE-HVAC-Chlr-AirCldScrewChlr-gte150tons-11.1EER-15.4IPLV | DEER2023 | D23 v0 |  | Any | ESe | Ex | CZ06 | Any | Cap-Tons | 371.23 | 149999 | None | 108 | 0.0444 | 0 | 57.8 | 0.0238 | 0 | 0 | 0 | 0 | 0 | 0 | 0 | DEER:HVAC_Chillers | Annual | 2023
NE-HVAC-Chlr-AirCldScrewChlr-gte150tons-11.1EER-15.4IPLV | DEER2023 | D23 v0 |  | Any | ESe | Ex | CZ07 | Any | Cap-Tons | 354.65 | 149999 | None | 96 | 0.0367 | 0 | 51.4 | 0.0196 | 0 | 0 | 0 | 0 | 0 | 0 | 0 | DEER:HVAC_Chillers | Annual | 2023
NE-HVAC-Chlr-AirCldScrewChlr-gte150tons-11.1EER-15.4IPLV | DEER2023 | D23 v0 |  | Any | ESe | Ex | CZ08 | Any | Cap-Tons | 394.17 | 149999 | None | 126 | 0.0486 | 0 | 67.6 | 0.026 | 0 | 0 | 0 | 0 | 0 | 0 | 0 | DEER:HVAC_Chillers | Annual | 2023
NE-HVAC-Chlr-AirCldScrewChlr-gte150tons-11.1EER-15.4IPLV | DEER2023 | D23 v0 |  | Any | ESe | Ex | CZ09 | Any | Cap-Tons | 476.28 | 149999 | None | 99.2 | 0.0485 | 0 | 53.1 | 0.026 | 0 | 0 | 0 | 0 | 0 | 0 | 0 | DEER:HVAC_Chillers | Annual | 2023
NE-HVAC-Chlr-AirCldScrewChlr-gte150tons-11.1EER-15.4IPLV | DEER2023 | D23 v0 |  | Any | ESe | Ex | CZ10 | Any | Cap-Tons | 396.53 | 149999 | None | 116 | 0.0295 | 0 | 62.2 | 0.0158 | 0 | 0 | 0 | 0 | 0 | 0 | 0 | DEER:HVAC_Chillers | Annual | 2023
NE-HVAC-Chlr-AirCldScrewChlr-gte150tons-11.1EER-15.4IPLV | DEER2023 | D23 v0 |  | Any | ESe | Ex | CZ11 | Any | Cap-Tons | 363.61 | 149999 | None | 112 | 0.0416 | 0 | 59.8 | 0.0223 | 0 | 0 | 0 | 0 | 0 | 0 | 0 | DEER:HVAC_Chillers | Annual | 2023
NE-HVAC-Chlr-AirCldScrewChlr-gte150tons-11.1EER-15.4IPLV | DEER2023 | D23 v0 |  | Any | ESe | Ex | CZ12 | Any | Cap-Tons | 330.97 | 149999 | None | 98.1 | 0.0419 | 0 | 52.5 | 0.0224 | 0 | 0 | 0 | 0 | 0 | 0 | 0 | DEER:HVAC_Chillers | Annual | 2023
NE-HVAC-Chlr-AirCldScrewChlr-gte150tons-11.1EER-15.4IPLV | DEER2023 | D23 v0 |  | Any | ESe | Ex | CZ13 | Any | Cap-Tons | 398.61 | 149999 | None | 114 | 0.037 | 0 | 61.3 | 0.0198 | 0 | 0 | 0 | 0 | 0 | 0 | 0 | DEER:HVAC_Chillers | Annual | 2023
NE-HVAC-Chlr-AirCldScrewChlr-gte150tons-11.1EER-15.4IPLV | DEER2023 | D23 v0 |  | Any | ESe | Ex | CZ14 | Any | Cap-Tons | 437.3 | 149999 | None | 98.2 | 0.0309 | 0 | 52.6 | 0.0165 | 0 | 0 | 0 | 0 | 0 | 0 | 0 | DEER:HVAC_Chillers | Annual | 2023
NE-HVAC-Chlr-AirCldScrewChlr-gte150tons-11.1EER-15.4IPLV | DEER2023 | D23 v0 |  | Any | ESe | Ex | CZ15 | Any | Cap-Tons | 562.55 | 149999 | None | 157 | 0.0358 | 0 | 83.8 | 0.0192 | 0 | 0 | 0 | 0 | 0 | 0 | 0 | DEER:HVAC_Chillers | Annual | 2023
NE-HVAC-Chlr-AirCldScrewChlr-gte150tons-11.1EER-15.4IPLV | DEER2023 | D23 v0 |  | Any | ESe | Ex | CZ16 | Any | Cap-Tons | 230.34 | 149999 | None | 66.6 | 0.0319 | 0 | 35.6 | 0.0171 | 0 | 0 | 0 | 0 | 0 | 0 | 0 | DEER:HVAC_Chillers | Annual | 2023
NE-HVAC-Chlr-AirCldScrewChlr-gte150tons-11.1EER-15.4IPLV | DEER2023 | D23 v0 |  | Any | ESe | New | CZ01 | Any | Cap-Tons | 147.6 | 149999 | None | 10 | 0.0191 | 0 | 10 | 0.0191 | 0 | 0 | 0 | 0 | 0 | 0 | 0 | DEER:HVAC_Chillers | Annual | 2023
NE-HVAC-Chlr-AirCldScrewChlr-gte150tons-11.1EER-15.4IPLV | DEER2023 | D23 v0 |  | Any | ESe | New | CZ02 | Any | Cap-Tons | 285.23 | 149999 | None | 33 | 0.0307 | 0 | 33 | 0.0307 | 0 | 0 | 0 | 0 | 0 | 0 | 0 | DEER:HVAC_Chillers | Annual | 2023
NE-HVAC-Chlr-AirCldScrewChlr-gte150tons-11.1EER-15.4IPLV | DEER2023 | D23 v0 |  | Any | ESe | New | CZ03 | Any | Cap-Tons | 220.45 | 149999 | None | 26.6 | 0.0221 | 0 | 26.6 | 0.0221 | 0 | 0 | 0 | 0 | 0 | 0 | 0 | DEER:HVAC_Chillers | Annual | 2023
NE-HVAC-Chlr-AirCldScrewChlr-gte150tons-11.1EER-15.4IPLV | DEER2023 | D23 v0 |  | Any | ESe | New | CZ04 | Any | Cap-Tons | 285.75 | 149999 | None | 42.1 | 0.0326 | 0 | 42.1 | 0.0326 | 0 | 0 | 0 | 0 | 0 | 0 | 0 | DEER:HVAC_Chillers | Annual | 2023
NE-HVAC-Chlr-AirCldScrewChlr-gte150tons-11.1EER-15.4IPLV | DEER2023 | D23 v0 |  | Any | ESe | New | CZ05 | Any | Cap-Tons | 186.52 | 149999 | None | 39.1 | 0.0198 | 0 | 39.1 | 0.0198 | 0 | 0 | 0 | 0 | 0 | 0 | 0 | DEER:HVAC_Chillers | Annual | 2023
NE-HVAC-Chlr-AirCldScrewChlr-gte150tons-11.1EER-15.4IPLV | DEER2023 | D23 v0 |  | Any | ESe | New | CZ06 | Any | Cap-Tons | 322.47 | 149999 | None | 46.3 | 0.0191 | 0 | 46.3 | 0.0191 | 0 | 0 | 0 | 0 | 0 | 0 | 0 | DEER:HVAC_Chillers | Annual | 2023
NE-HVAC-Chlr-AirCldScrewChlr-gte150tons-11.1EER-15.4IPLV | DEER2023 | D23 v0 |  | Any | ESe | New | CZ07 | Any | Cap-Tons | 305.32 | 149999 | None | 40.4 | 0.0172 | 0 | 40.4 | 0.0172 | 0 | 0 | 0 | 0 | 0 | 0 | 0 | DEER:HVAC_Chillers | Annual | 2023
NE-HVAC-Chlr-AirCldScrewChlr-gte150tons-11.1EER-15.4IPLV | DEER2023 | D23 v0 |  | Any | ESe | New | CZ08 | Any | Cap-Tons | 346.61 | 149999 | None | 55.4 | 0.0209 | 0 | 55.4 | 0.0209 | 0 | 0 | 0 | 0 | 0 | 0 | 0 | DEER:HVAC_Chillers | Annual | 2023
NE-HVAC-Chlr-AirCldScrewChlr-gte150tons-11.1EER-15.4IPLV | DEER2023 | D23 v0 |  | Any | ESe | New | CZ09 | Any | Cap-Tons | 411.97 | 149999 | None | 44.5 | 0.0223 | 0 | 44.5 | 0.0223 | 0 | 0 | 0 | 0 | 0 | 0 | 0 | DEER:HVAC_Chillers | Annual | 2023
NE-HVAC-Chlr-AirCldScrewChlr-gte150tons-11.1EER-15.4IPLV | DEER2023 | D23 v0 |  | Any | ESe | New | CZ10 | Any | Cap-Tons | 362.49 | 149999 | None | 56 | 0.0137 | 0 | 56 | 0.0137 | 0 | 0 | 0 | 0 | 0 | 0 | 0 | DEER:HVAC_Chillers | Annual | 2023
NE-HVAC-Chlr-AirCldScrewChlr-gte150tons-11.1EER-15.4IPLV | DEER2023 | D23 v0 |  | Any | ESe | New | CZ11 | Any | Cap-Tons | 328.09 | 149999 | None | 54.3 | 0.0204 | 0 | 54.3 | 0.0204 | 0 | 0 | 0 | 0 | 0 | 0 | 0 | DEER:HVAC_Chillers | Annual | 2023
NE-HVAC-Chlr-AirCldScrewChlr-gte150tons-11.1EER-15.4IPLV | DEER2023 | D23 v0 |  | Any | ESe | New | CZ12 | Any | Cap-Tons | 302.83 | 149999 | None | 46.6 | 0.0197 | 0 | 46.6 | 0.0197 | 0 | 0 | 0 | 0 | 0 | 0 | 0 | DEER:HVAC_Chillers | Annual | 2023
NE-HVAC-Chlr-AirCldScrewChlr-gte150tons-11.1EER-15.4IPLV | DEER2023 | D23 v0 |  | Any | ESe | New | CZ13 | Any | Cap-Tons | 365.92 | 149999 | None | 55.4 | 0.0178 | 0 | 55.4 | 0.0178 | 0 | 0 | 0 | 0 | 0 | 0 | 0 | DEER:HVAC_Chillers | Annual | 2023
NE-HVAC-Chlr-AirCldScrewChlr-gte150tons-11.1EER-15.4IPLV | DEER2023 | D23 v0 |  | Any | ESe | New | CZ14 | Any | Cap-Tons | 398.63 | 149999 | None | 46.4 | 0.014 | 0 | 46.4 | 0.014 | 0 | 0 | 0 | 0 | 0 | 0 | 0 | DEER:HVAC_Chillers | Annual | 2023
NE-HVAC-Chlr-AirCldScrewChlr-gte150tons-11.1EER-15.4IPLV | DEER2023 | D23 v0 |  | Any | ESe | New | CZ15 | Any | Cap-Tons | 512.92 | 149999 | None | 75.3 | 0.0164 | 0 | 75.3 | 0.0164 | 0 | 0 | 0 | 0 | 0 | 0 | 0 | DEER:HVAC_Chillers | Annual | 2023
NE-HVAC-Chlr-AirCldScrewChlr-gte150tons-11.1EER-15.4IPLV | DEER2023 | D23 v0 |  | Any | ESe | New | CZ16 | Any | Cap-Tons | 202.18 | 149999 | None | 30.5 | 0.0138 | 0 | 30.5 | 0.0138 | 0 | 0 | 0 | 0 | 0 | 0 | 0 | DEER:HVAC_Chillers | Annual | 2023
NE-HVAC-Chlr-AirCldScrewChlr-gte150tons-11.1EER-15.4IPLV | DEER2023 | D23 v0 |  | Any | ESe | Old | CZ01 | Any | Cap-Tons | 212.57 | 149999 | None | 17.8 | 0.0493 | 0 | 7.59 | 0.021 | 0 | 0 | 0 | 0 | 0 | 0 | 0 | DEER:HVAC_Chillers | Annual | 2023
NE-HVAC-Chlr-AirCldScrewChlr-gte150tons-11.1EER-15.4IPLV | DEER2023 | D23 v0 |  | Any | ESe | Old | CZ02 | Any | Cap-Tons | 371.36 | 149999 | None | 104 | 0.0883 | 0 | 44.5 | 0.0376 | 0 | 0 | 0 | 0 | 0 | 0 | 0 | DEER:HVAC_Chillers | Annual | 2023
NE-HVAC-Chlr-AirCldScrewChlr-gte150tons-11.1EER-15.4IPLV | DEER2023 | D23 v0 |  | Any | ESe | Old | CZ03 | Any | Cap-Tons | 297.72 | 149999 | None | 76.4 | 0.0652 | 0 | 32.5 | 0.0277 | 0 | 0 | 0 | 0 | 0 | 0 | 0 | DEER:HVAC_Chillers | Annual | 2023
NE-HVAC-Chlr-AirCldScrewChlr-gte150tons-11.1EER-15.4IPLV | DEER2023 | D23 v0 |  | Any | ESe | Old | CZ04 | Any | Cap-Tons | 374.23 | 149999 | None | 124 | 0.0868 | 0 | 52.9 | 0.0369 | 0 | 0 | 0 | 0 | 0 | 0 | 0 | DEER:HVAC_Chillers | Annual | 2023
NE-HVAC-Chlr-AirCldScrewChlr-gte150tons-11.1EER-15.4IPLV | DEER2023 | D23 v0 |  | Any | ESe | Old | CZ05 | Any | Cap-Tons | 255 | 149999 | None | 112 | 0.0555 | 0 | 47.6 | 0.0236 | 0 | 0 | 0 | 0 | 0 | 0 | 0 | DEER:HVAC_Chillers | Annual | 2023
NE-HVAC-Chlr-AirCldScrewChlr-gte150tons-11.1EER-15.4IPLV | DEER2023 | D23 v0 |  | Any | ESe | Old | CZ06 | Any | Cap-Tons | 405.59 | 149999 | None | 141 | 0.0593 | 0 | 60.1 | 0.0252 | 0 | 0 | 0 | 0 | 0 | 0 | 0 | DEER:HVAC_Chillers | Annual | 2023
NE-HVAC-Chlr-AirCldScrewChlr-gte150tons-11.1EER-15.4IPLV | DEER2023 | D23 v0 |  | Any | ESe | Old | CZ07 | Any | Cap-Tons | 380.46 | 149999 | None | 129 | 0.0533 | 0 | 55.1 | 0.0227 | 0 | 0 | 0 | 0 | 0 | 0 | 0 | DEER:HVAC_Chillers | Annual | 2023
NE-HVAC-Chlr-AirCldScrewChlr-gte150tons-11.1EER-15.4IPLV | DEER2023 | D23 v0 |  | Any | ESe | Old | CZ08 | Any | Cap-Tons | 429.85 | 149999 | None | 175 | 0.0663 | 0 | 74.4 | 0.0282 | 0 | 0 | 0 | 0 | 0 | 0 | 0 | DEER:HVAC_Chillers | Annual | 2023
NE-HVAC-Chlr-AirCldScrewChlr-gte150tons-11.1EER-15.4IPLV | DEER2023 | D23 v0 |  | Any | ESe | Old | CZ09 | Any | Cap-Tons | 516.87 | 149999 | None | 135 | 0.0649 | 0 | 57.6 | 0.0276 | 0 | 0 | 0 | 0 | 0 | 0 | 0 | DEER:HVAC_Chillers | Annual | 2023
NE-HVAC-Chlr-AirCldScrewChlr-gte150tons-11.1EER-15.4IPLV | DEER2023 | D23 v0 |  | Any | ESe | Old | CZ10 | Any | Cap-Tons | 452.57 | 149999 | None | 175 | 0.0476 | 0 | 74.6 | 0.0203 | 0 | 0 | 0 | 0 | 0 | 0 | 0 | DEER:HVAC_Chillers | Annual | 2023
NE-HVAC-Chlr-AirCldScrewChlr-gte150tons-11.1EER-15.4IPLV | DEER2023 | D23 v0 |  | Any | ESe | Old | CZ11 | Any | Cap-Tons | 429.05 | 149999 | None | 161 | 0.0607 | 0 | 68.6 | 0.0258 | 0 | 0 | 0 | 0 | 0 | 0 | 0 | DEER:HVAC_Chillers | Annual | 2023
NE-HVAC-Chlr-AirCldScrewChlr-gte150tons-11.1EER-15.4IPLV | DEER2023 | D23 v0 |  | Any | ESe | Old | CZ12 | Any | Cap-Tons | 390.97 | 149999 | None | 146 | 0.0648 | 0 | 62.3 | 0.0276 | 0 | 0 | 0 | 0 | 0 | 0 | 0 | DEER:HVAC_Chillers | Annual | 2023
NE-HVAC-Chlr-AirCldScrewChlr-gte150tons-11.1EER-15.4IPLV | DEER2023 | D23 v0 |  | Any | ESe | Old | CZ13 | Any | Cap-Tons | 457.18 | 149999 | None | 168 | 0.0572 | 0 | 71.7 | 0.0243 | 0 | 0 | 0 | 0 | 0 | 0 | 0 | DEER:HVAC_Chillers | Annual | 2023
NE-HVAC-Chlr-AirCldScrewChlr-gte150tons-11.1EER-15.4IPLV | DEER2023 | D23 v0 |  | Any | ESe | Old | CZ14 | Any | Cap-Tons | 497.93 | 149999 | None | 145 | 0.0488 | 0 | 61.6 | 0.0208 | 0 | 0 | 0 | 0 | 0 | 0 | 0 | DEER:HVAC_Chillers | Annual | 2023
NE-HVAC-Chlr-AirCldScrewChlr-gte150tons-11.1EER-15.4IPLV | DEER2023 | D23 v0 |  | Any | ESe | Old | CZ15 | Any | Cap-Tons | 636.65 | 149999 | None | 225 | 0.0529 | 0 | 95.6 | 0.0225 | 0 | 0 | 0 | 0 | 0 | 0 | 0 | DEER:HVAC_Chillers | Annual | 2023
NE-HVAC-Chlr-AirCldScrewChlr-gte150tons-11.1EER-15.4IPLV | DEER2023 | D23 v0 |  | Any | ESe | Old | CZ16 | Any | Cap-Tons | 272.66 | 149999 | None | 94 | 0.0491 | 0 | 40 | 0.0209 | 0 | 0 | 0 | 0 | 0 | 0 | 0 | DEER:HVAC_Chillers | Annual | 2023
NE-HVAC-Chlr-AirCldScrewChlr-gte150tons-11.1EER-15.4IPLV | DEER2023 | D23 v0 |  | Any | ESe | Rec | CZ01 | Any | Cap-Tons | 158.88 | 149999 | None | 10.1 | 0.0178 | 0 | 10.1 | 0.0178 | 0 | 0 | 0 | 0 | 0 | 0 | 0 | DEER:HVAC_Chillers | Annual | 2023
NE-HVAC-Chlr-AirCldScrewChlr-gte150tons-11.1EER-15.4IPLV | DEER2023 | D23 v0 |  | Any | ESe | Rec | CZ02 | Any | Cap-Tons | 295.36 | 149999 | None | 33.4 | 0.0305 | 0 | 33.4 | 0.0305 | 0 | 0 | 0 | 0 | 0 | 0 | 0 | DEER:HVAC_Chillers | Annual | 2023
NE-HVAC-Chlr-AirCldScrewChlr-gte150tons-11.1EER-15.4IPLV | DEER2023 | D23 v0 |  | Any | ESe | Rec | CZ03 | Any | Cap-Tons | 231.16 | 149999 | None | 27 | 0.0212 | 0 | 27 | 0.0212 | 0 | 0 | 0 | 0 | 0 | 0 | 0 | DEER:HVAC_Chillers | Annual | 2023
NE-HVAC-Chlr-AirCldScrewChlr-gte150tons-11.1EER-15.4IPLV | DEER2023 | D23 v0 |  | Any | ESe | Rec | CZ04 | Any | Cap-Tons | 295.42 | 149999 | None | 42.6 | 0.0324 | 0 | 42.6 | 0.0324 | 0 | 0 | 0 | 0 | 0 | 0 | 0 | DEER:HVAC_Chillers | Annual | 2023
NE-HVAC-Chlr-AirCldScrewChlr-gte150tons-11.1EER-15.4IPLV | DEER2023 | D23 v0 |  | Any | ESe | Rec | CZ05 | Any | Cap-Tons | 198.31 | 149999 | None | 39 | 0.019 | 0 | 39 | 0.019 | 0 | 0 | 0 | 0 | 0 | 0 | 0 | DEER:HVAC_Chillers | Annual | 2023
NE-HVAC-Chlr-AirCldScrewChlr-gte150tons-11.1EER-15.4IPLV | DEER2023 | D23 v0 |  | Any | ESe | Rec | CZ06 | Any | Cap-Tons | 334.12 | 149999 | None | 47.2 | 0.0188 | 0 | 47.2 | 0.0188 | 0 | 0 | 0 | 0 | 0 | 0 | 0 | DEER:HVAC_Chillers | Annual | 2023
NE-HVAC-Chlr-AirCldScrewChlr-gte150tons-11.1EER-15.4IPLV | DEER2023 | D23 v0 |  | Any | ESe | Rec | CZ07 | Any | Cap-Tons | 317.35 | 149999 | None | 41.3 | 0.0169 | 0 | 41.3 | 0.0169 | 0 | 0 | 0 | 0 | 0 | 0 | 0 | DEER:HVAC_Chillers | Annual | 2023
NE-HVAC-Chlr-AirCldScrewChlr-gte150tons-11.1EER-15.4IPLV | DEER2023 | D23 v0 |  | Any | ESe | Rec | CZ08 | Any | Cap-Tons | 358.78 | 149999 | None | 56 | 0.0204 | 0 | 56 | 0.0204 | 0 | 0 | 0 | 0 | 0 | 0 | 0 | DEER:HVAC_Chillers | Annual | 2023
NE-HVAC-Chlr-AirCldScrewChlr-gte150tons-11.1EER-15.4IPLV | DEER2023 | D23 v0 |  | Any | ESe | Rec | CZ09 | Any | Cap-Tons | 422.19 | 149999 | None | 45.1 | 0.0228 | 0 | 45.1 | 0.0228 | 0 | 0 | 0 | 0 | 0 | 0 | 0 | DEER:HVAC_Chillers | Annual | 2023
NE-HVAC-Chlr-AirCldScrewChlr-gte150tons-11.1EER-15.4IPLV | DEER2023 | D23 v0 |  | Any | ESe | Rec | CZ10 | Any | Cap-Tons | 373.02 | 149999 | None | 56.3 | 0.0135 | 0 | 56.3 | 0.0135 | 0 | 0 | 0 | 0 | 0 | 0 | 0 | DEER:HVAC_Chillers | Annual | 2023
NE-HVAC-Chlr-AirCldScrewChlr-gte150tons-11.1EER-15.4IPLV | DEER2023 | D23 v0 |  | Any | ESe | Rec | CZ11 | Any | Cap-Tons | 339.29 | 149999 | None | 54.1 | 0.02 | 0 | 54.1 | 0.02 | 0 | 0 | 0 | 0 | 0 | 0 | 0 | DEER:HVAC_Chillers | Annual | 2023
NE-HVAC-Chlr-AirCldScrewChlr-gte150tons-11.1EER-15.4IPLV | DEER2023 | D23 v0 |  | Any | ESe | Rec | CZ12 | Any | Cap-Tons | 313.35 | 149999 | None | 46.7 | 0.0193 | 0 | 46.7 | 0.0193 | 0 | 0 | 0 | 0 | 0 | 0 | 0 | DEER:HVAC_Chillers | Annual | 2023
NE-HVAC-Chlr-AirCldScrewChlr-gte150tons-11.1EER-15.4IPLV | DEER2023 | D23 v0 |  | Any | ESe | Rec | CZ13 | Any | Cap-Tons | 375.09 | 149999 | None | 55.8 | 0.0176 | 0 | 55.8 | 0.0176 | 0 | 0 | 0 | 0 | 0 | 0 | 0 | DEER:HVAC_Chillers | Annual | 2023
NE-HVAC-Chlr-AirCldScrewChlr-gte150tons-11.1EER-15.4IPLV | DEER2023 | D23 v0 |  | Any | ESe | Rec | CZ14 | Any | Cap-Tons | 410.21 | 149999 | None | 46.7 | 0.0138 | 0 | 46.7 | 0.0138 | 0 | 0 | 0 | 0 | 0 | 0 | 0 | DEER:HVAC_Chillers | Annual | 2023
NE-HVAC-Chlr-AirCldScrewChlr-gte150tons-11.1EER-15.4IPLV | DEER2023 | D23 v0 |  | Any | ESe | Rec | CZ15 | Any | Cap-Tons | 524.19 | 149999 | None | 74.9 | 0.0161 | 0 | 74.9 | 0.0161 | 0 | 0 | 0 | 0 | 0 | 0 | 0 | DEER:HVAC_Chillers | Annual | 2023
NE-HVAC-Chlr-AirCldScrewChlr-gte150tons-11.1EER-15.4IPLV | DEER2023 | D23 v0 |  | Any | ESe | Rec | CZ16 | Any | Cap-Tons | 212.42 | 149999 | None | 30.6 | 0.0129 | 0 | 30.6 | 0.0129 | 0 | 0 | 0 | 0 | 0 | 0 | 0 | DEER:HVAC_Chillers | Annual | 2023
NE-HVAC-Chlr-AirCldScrewChlr-gte150tons-11.1EER-15.4IPLV | DEER2023 | D23 v0 |  | Any | EUn | Ex | CZ01 | Any | Cap-Tons | 1361.91 | 930201 | None | 23.8 | 0.0472 | 0 | 12.7 | 0.0253 | 0 | 0 | 0 | 0 | 0 | 0 | 0 | DEER:HVAC_Chillers | Annual | 2023
NE-HVAC-Chlr-AirCldScrewChlr-gte150tons-11.1EER-15.4IPLV | DEER2023 | D23 v0 |  | Any | EUn | Ex | CZ02 | Any | Cap-Tons | 2191.38 | 930201 | None | 78.7 | 0.0774 | 0 | 42.2 | 0.0414 | 0 | 0 | 0 | 0 | 0 | 0 | 0 | DEER:HVAC_Chillers | Annual | 2023
NE-HVAC-Chlr-AirCldScrewChlr-gte150tons-11.1EER-15.4IPLV | DEER2023 | D23 v0 |  | Any | EUn | Ex | CZ03 | Any | Cap-Tons | 1790.86 | 930201 | None | 62.5 | 0.0654 | 0 | 33.5 | 0.035 | 0 | 0 | 0 | 0 | 0 | 0 | 0 | DEER:HVAC_Chillers | Annual | 2023
NE-HVAC-Chlr-AirCldScrewChlr-gte150tons-11.1EER-15.4IPLV | DEER2023 | D23 v0 |  | Any | EUn | Ex | CZ04 | Any | Cap-Tons | 2213.66 | 930201 | None | 98.9 | 0.0867 | 0 | 53 | 0.0464 | 0 | 0 | 0 | 0 | 0 | 0 | 0 | DEER:HVAC_Chillers | Annual | 2023
NE-HVAC-Chlr-AirCldScrewChlr-gte150tons-11.1EER-15.4IPLV | DEER2023 | D23 v0 |  | Any | EUn | Ex | CZ05 | Any | Cap-Tons | 1591.43 | 930201 | None | 82.6 | 0.0522 | 0 | 44.2 | 0.0279 | 0 | 0 | 0 | 0 | 0 | 0 | 0 | DEER:HVAC_Chillers | Annual | 2023
NE-HVAC-Chlr-AirCldScrewChlr-gte150tons-11.1EER-15.4IPLV | DEER2023 | D23 v0 |  | Any | EUn | Ex | CZ06 | Any | Cap-Tons | 2291.39 | 930201 | None | 114 | 0.0636 | 0 | 60.8 | 0.0341 | 0 | 0 | 0 | 0 | 0 | 0 | 0 | DEER:HVAC_Chillers | Annual | 2023
NE-HVAC-Chlr-AirCldScrewChlr-gte150tons-11.1EER-15.4IPLV | DEER2023 | D23 v0 |  | Any | EUn | Ex | CZ07 | Any | Cap-Tons | 2229.78 | 930201 | None | 97.2 | 0.0574 | 0 | 52.1 | 0.0307 | 0 | 0 | 0 | 0 | 0 | 0 | 0 | DEER:HVAC_Chillers | Annual | 2023
NE-HVAC-Chlr-AirCldScrewChlr-gte150tons-11.1EER-15.4IPLV | DEER2023 | D23 v0 |  | Any | EUn | Ex | CZ08 | Any | Cap-Tons | 2493.81 | 930201 | None | 127 | 0.0644 | 0 | 68.2 | 0.0345 | 0 | 0 | 0 | 0 | 0 | 0 | 0 | DEER:HVAC_Chillers | Annual | 2023
NE-HVAC-Chlr-AirCldScrewChlr-gte150tons-11.1EER-15.4IPLV | DEER2023 | D23 v0 |  | Any | EUn | Ex | CZ09 | Any | Cap-Tons | 2926.83 | 930201 | None | 105 | 0.0662 | 0 | 56 | 0.0354 | 0 | 0 | 0 | 0 | 0 | 0 | 0 | DEER:HVAC_Chillers | Annual | 2023
NE-HVAC-Chlr-AirCldScrewChlr-gte150tons-11.1EER-15.4IPLV | DEER2023 | D23 v0 |  | Any | EUn | Ex | CZ10 | Any | Cap-Tons | 2592.34 | 930201 | None | 128 | 0.0659 | 0 | 68.3 | 0.0353 | 0 | 0 | 0 | 0 | 0 | 0 | 0 | DEER:HVAC_Chillers | Annual | 2023
NE-HVAC-Chlr-AirCldScrewChlr-gte150tons-11.1EER-15.4IPLV | DEER2023 | D23 v0 |  | Any | EUn | Ex | CZ11 | Any | Cap-Tons | 2421.03 | 930201 | None | 132 | 0.0992 | 0 | 70.9 | 0.0531 | 0 | 0 | 0 | 0 | 0 | 0 | 0 | DEER:HVAC_Chillers | Annual | 2023
NE-HVAC-Chlr-AirCldScrewChlr-gte150tons-11.1EER-15.4IPLV | DEER2023 | D23 v0 |  | Any | EUn | Ex | CZ12 | Any | Cap-Tons | 2255.06 | 930201 | None | 113 | 0.0923 | 0 | 60.5 | 0.0494 | 0 | 0 | 0 | 0 | 0 | 0 | 0 | DEER:HVAC_Chillers | Annual | 2023
NE-HVAC-Chlr-AirCldScrewChlr-gte150tons-11.1EER-15.4IPLV | DEER2023 | D23 v0 |  | Any | EUn | Ex | CZ13 | Any | Cap-Tons | 2532.94 | 930201 | None | 141 | 0.0947 | 0 | 75.4 | 0.0507 | 0 | 0 | 0 | 0 | 0 | 0 | 0 | DEER:HVAC_Chillers | Annual | 2023
NE-HVAC-Chlr-AirCldScrewChlr-gte150tons-11.1EER-15.4IPLV | DEER2023 | D23 v0 |  | Any | EUn | Ex | CZ14 | Any | Cap-Tons | 2708.53 | 930201 | None | 120 | 0.0773 | 0 | 64.5 | 0.0414 | 0 | 0 | 0 | 0 | 0 | 0 | 0 | DEER:HVAC_Chillers | Annual | 2023
NE-HVAC-Chlr-AirCldScrewChlr-gte150tons-11.1EER-15.4IPLV | DEER2023 | D23 v0 |  | Any | EUn | Ex | CZ15 | Any | Cap-Tons | 3423.43 | 930201 | None | 179 | 0.0908 | 0 | 96 | 0.0486 | 0 | 0 | 0 | 0 | 0 | 0 | 0 | DEER:HVAC_Chillers | Annual | 2023
NE-HVAC-Chlr-AirCldScrewChlr-gte150tons-11.1EER-15.4IPLV | DEER2023 | D23 v0 |  | Any | EUn | Ex | CZ16 | Any | Cap-Tons | 1584.1 | 930201 | None | 79.4 | 0.0251 | 0 | 42.5 | 0.0134 | 0 | 0 | 0 | 0 | 0 | 0 | 0 | DEER:HVAC_Chillers | Annual | 2023
NE-HVAC-Chlr-AirCldScrewChlr-gte150tons-11.1EER-15.4IPLV | DEER2023 | D23 v0 |  | Any | EUn | New | CZ01 | Any | Cap-Tons | 1169.11 | 930201 | None | 10.9 | 0.0249 | 0 | 10.9 | 0.0249 | 0 | 0 | 0 | 0 | 0 | 0 | 0 | DEER:HVAC_Chillers | Annual | 2023
NE-HVAC-Chlr-AirCldScrewChlr-gte150tons-11.1EER-15.4IPLV | DEER2023 | D23 v0 |  | Any | EUn | New | CZ02 | Any | Cap-Tons | 1962.39 | 930201 | None | 40.5 | 0.0414 | 0 | 40.5 | 0.0414 | 0 | 0 | 0 | 0 | 0 | 0 | 0 | DEER:HVAC_Chillers | Annual | 2023
NE-HVAC-Chlr-AirCldScrewChlr-gte150tons-11.1EER-15.4IPLV | DEER2023 | D23 v0 |  | Any | EUn | New | CZ03 | Any | Cap-Tons | 1524.38 | 930201 | None | 32.7 | 0.0354 | 0 | 32.7 | 0.0354 | 0 | 0 | 0 | 0 | 0 | 0 | 0 | DEER:HVAC_Chillers | Annual | 2023
NE-HVAC-Chlr-AirCldScrewChlr-gte150tons-11.1EER-15.4IPLV | DEER2023 | D23 v0 |  | Any | EUn | New | CZ04 | Any | Cap-Tons | 1919.66 | 930201 | None | 51.3 | 0.0466 | 0 | 51.3 | 0.0466 | 0 | 0 | 0 | 0 | 0 | 0 | 0 | DEER:HVAC_Chillers | Annual | 2023
NE-HVAC-Chlr-AirCldScrewChlr-gte150tons-11.1EER-15.4IPLV | DEER2023 | D23 v0 |  | Any | EUn | New | CZ05 | Any | Cap-Tons | 1337.63 | 930201 | None | 43.6 | 0.029 | 0 | 43.6 | 0.029 | 0 | 0 | 0 | 0 | 0 | 0 | 0 | DEER:HVAC_Chillers | Annual | 2023
NE-HVAC-Chlr-AirCldScrewChlr-gte150tons-11.1EER-15.4IPLV | DEER2023 | D23 v0 |  | Any | EUn | New | CZ06 | Any | Cap-Tons | 2007.93 | 930201 | None | 58.9 | 0.0345 | 0 | 58.9 | 0.0345 | 0 | 0 | 0 | 0 | 0 | 0 | 0 | DEER:HVAC_Chillers | Annual | 2023
NE-HVAC-Chlr-AirCldScrewChlr-gte150tons-11.1EER-15.4IPLV | DEER2023 | D23 v0 |  | Any | EUn | New | CZ07 | Any | Cap-Tons | 1946.59 | 930201 | None | 50.1 | 0.0314 | 0 | 50.1 | 0.0314 | 0 | 0 | 0 | 0 | 0 | 0 | 0 | DEER:HVAC_Chillers | Annual | 2023
NE-HVAC-Chlr-AirCldScrewChlr-gte150tons-11.1EER-15.4IPLV | DEER2023 | D23 v0 |  | Any | EUn | New | CZ08 | Any | Cap-Tons | 2222.94 | 930201 | None | 64.4 | 0.0335 | 0 | 64.4 | 0.0335 | 0 | 0 | 0 | 0 | 0 | 0 | 0 | DEER:HVAC_Chillers | Annual | 2023
NE-HVAC-Chlr-AirCldScrewChlr-gte150tons-11.1EER-15.4IPLV | DEER2023 | D23 v0 |  | Any | EUn | New | CZ09 | Any | Cap-Tons | 2584.47 | 930201 | None | 53.1 | 0.0348 | 0 | 53.1 | 0.0348 | 0 | 0 | 0 | 0 | 0 | 0 | 0 | DEER:HVAC_Chillers | Annual | 2023
NE-HVAC-Chlr-AirCldScrewChlr-gte150tons-11.1EER-15.4IPLV | DEER2023 | D23 v0 |  | Any | EUn | New | CZ10 | Any | Cap-Tons | 2358.08 | 930201 | None | 65.4 | 0.0344 | 0 | 65.4 | 0.0344 | 0 | 0 | 0 | 0 | 0 | 0 | 0 | DEER:HVAC_Chillers | Annual | 2023
NE-HVAC-Chlr-AirCldScrewChlr-gte150tons-11.1EER-15.4IPLV | DEER2023 | D23 v0 |  | Any | EUn | New | CZ11 | Any | Cap-Tons | 2146.91 | 930201 | None | 69.2 | 0.0533 | 0 | 69.2 | 0.0533 | 0 | 0 | 0 | 0 | 0 | 0 | 0 | DEER:HVAC_Chillers | Annual | 2023
NE-HVAC-Chlr-AirCldScrewChlr-gte150tons-11.1EER-15.4IPLV | DEER2023 | D23 v0 |  | Any | EUn | New | CZ12 | Any | Cap-Tons | 2018.75 | 930201 | None | 58.7 | 0.0491 | 0 | 58.7 | 0.0491 | 0 | 0 | 0 | 0 | 0 | 0 | 0 | DEER:HVAC_Chillers | Annual | 2023
NE-HVAC-Chlr-AirCldScrewChlr-gte150tons-11.1EER-15.4IPLV | DEER2023 | D23 v0 |  | Any | EUn | New | CZ13 | Any | Cap-Tons | 2296.14 | 930201 | None | 72.2 | 0.0493 | 0 | 72.2 | 0.0493 | 0 | 0 | 0 | 0 | 0 | 0 | 0 | DEER:HVAC_Chillers | Annual | 2023
NE-HVAC-Chlr-AirCldScrewChlr-gte150tons-11.1EER-15.4IPLV | DEER2023 | D23 v0 |  | Any | EUn | New | CZ14 | Any | Cap-Tons | 2442.66 | 930201 | None | 62.7 | 0.0404 | 0 | 62.7 | 0.0404 | 0 | 0 | 0 | 0 | 0 | 0 | 0 | DEER:HVAC_Chillers | Annual | 2023
NE-HVAC-Chlr-AirCldScrewChlr-gte150tons-11.1EER-15.4IPLV | DEER2023 | D23 v0 |  | Any | EUn | New | CZ15 | Any | Cap-Tons | 3124.65 | 930201 | None | 92.2 | 0.046 | 0 | 92.2 | 0.046 | 0 | 0 | 0 | 0 | 0 | 0 | 0 | DEER:HVAC_Chillers | Annual | 2023
NE-HVAC-Chlr-AirCldScrewChlr-gte150tons-11.1EER-15.4IPLV | DEER2023 | D23 v0 |  | Any | EUn | New | CZ16 | Any | Cap-Tons | 1356.25 | 930201 | None | 39.7 | 0.0113 | 0 | 39.7 | 0.0113 | 0 | 0 | 0 | 0 | 0 | 0 | 0 | DEER:HVAC_Chillers | Annual | 2023
NE-HVAC-Chlr-AirCldScrewChlr-gte150tons-11.1EER-15.4IPLV | DEER2023 | D23 v0 |  | Any | EUn | Old | CZ01 | Any | Cap-Tons | 1772.85 | 930201 | None | 30.5 | 0.0563 | 0 | 13 | 0.024 | 0 | 0 | 0 | 0 | 0 | 0 | 0 | DEER:HVAC_Chillers | Annual | 2023
NE-HVAC-Chlr-AirCldScrewChlr-gte150tons-11.1EER-15.4IPLV | DEER2023 | D23 v0 |  | Any | EUn | Old | CZ02 | Any | Cap-Tons | 2720.26 | 930201 | None | 118 | 0.102 | 0 | 50.1 | 0.0434 | 0 | 0 | 0 | 0 | 0 | 0 | 0 | DEER:HVAC_Chillers | Annual | 2023
NE-HVAC-Chlr-AirCldScrewChlr-gte150tons-11.1EER-15.4IPLV | DEER2023 | D23 v0 |  | Any | EUn | Old | CZ03 | Any | Cap-Tons | 2207.6 | 930201 | None | 90.3 | 0.0874 | 0 | 38.4 | 0.0372 | 0 | 0 | 0 | 0 | 0 | 0 | 0 | DEER:HVAC_Chillers | Annual | 2023
NE-HVAC-Chlr-AirCldScrewChlr-gte150tons-11.1EER-15.4IPLV | DEER2023 | D23 v0 |  | Any | EUn | Old | CZ04 | Any | Cap-Tons | 2676.67 | 930201 | None | 146 | 0.113 | 0 | 62 | 0.0481 | 0 | 0 | 0 | 0 | 0 | 0 | 0 | DEER:HVAC_Chillers | Annual | 2023
NE-HVAC-Chlr-AirCldScrewChlr-gte150tons-11.1EER-15.4IPLV | DEER2023 | D23 v0 |  | Any | EUn | Old | CZ05 | Any | Cap-Tons | 1993.18 | 930201 | None | 118 | 0.0676 | 0 | 50.2 | 0.0288 | 0 | 0 | 0 | 0 | 0 | 0 | 0 | DEER:HVAC_Chillers | Annual | 2023
NE-HVAC-Chlr-AirCldScrewChlr-gte150tons-11.1EER-15.4IPLV | DEER2023 | D23 v0 |  | Any | EUn | Old | CZ06 | Any | Cap-Tons | 2694.06 | 930201 | None | 168 | 0.0852 | 0 | 71.4 | 0.0362 | 0 | 0 | 0 | 0 | 0 | 0 | 0 | DEER:HVAC_Chillers | Annual | 2023
NE-HVAC-Chlr-AirCldScrewChlr-gte150tons-11.1EER-15.4IPLV | DEER2023 | D23 v0 |  | Any | EUn | Old | CZ07 | Any | Cap-Tons | 2606.75 | 930201 | None | 142 | 0.0739 | 0 | 60.3 | 0.0315 | 0 | 0 | 0 | 0 | 0 | 0 | 0 | DEER:HVAC_Chillers | Annual | 2023
NE-HVAC-Chlr-AirCldScrewChlr-gte150tons-11.1EER-15.4IPLV | DEER2023 | D23 v0 |  | Any | EUn | Old | CZ08 | Any | Cap-Tons | 2922.65 | 930201 | None | 186 | 0.0858 | 0 | 79.1 | 0.0365 | 0 | 0 | 0 | 0 | 0 | 0 | 0 | DEER:HVAC_Chillers | Annual | 2023
NE-HVAC-Chlr-AirCldScrewChlr-gte150tons-11.1EER-15.4IPLV | DEER2023 | D23 v0 |  | Any | EUn | Old | CZ09 | Any | Cap-Tons | 3377.01 | 930201 | None | 158 | 0.0894 | 0 | 67.2 | 0.038 | 0 | 0 | 0 | 0 | 0 | 0 | 0 | DEER:HVAC_Chillers | Annual | 2023
NE-HVAC-Chlr-AirCldScrewChlr-gte150tons-11.1EER-15.4IPLV | DEER2023 | D23 v0 |  | Any | EUn | Old | CZ10 | Any | Cap-Tons | 3089.33 | 930201 | None | 191 | 0.0937 | 0 | 81.4 | 0.0399 | 0 | 0 | 0 | 0 | 0 | 0 | 0 | DEER:HVAC_Chillers | Annual | 2023
NE-HVAC-Chlr-AirCldScrewChlr-gte150tons-11.1EER-15.4IPLV | DEER2023 | D23 v0 |  | Any | EUn | Old | CZ11 | Any | Cap-Tons | 2970.72 | 930201 | None | 193 | 0.133 | 0 | 82.3 | 0.0566 | 0 | 0 | 0 | 0 | 0 | 0 | 0 | DEER:HVAC_Chillers | Annual | 2023
NE-HVAC-Chlr-AirCldScrewChlr-gte150tons-11.1EER-15.4IPLV | DEER2023 | D23 v0 |  | Any | EUn | Old | CZ12 | Any | Cap-Tons | 2800.83 | 930201 | None | 164 | 0.123 | 0 | 69.9 | 0.0524 | 0 | 0 | 0 | 0 | 0 | 0 | 0 | DEER:HVAC_Chillers | Annual | 2023
NE-HVAC-Chlr-AirCldScrewChlr-gte150tons-11.1EER-15.4IPLV | DEER2023 | D23 v0 |  | Any | EUn | Old | CZ13 | Any | Cap-Tons | 3130.89 | 930201 | None | 201 | 0.124 | 0 | 85.6 | 0.0528 | 0 | 0 | 0 | 0 | 0 | 0 | 0 | DEER:HVAC_Chillers | Annual | 2023
NE-HVAC-Chlr-AirCldScrewChlr-gte150tons-11.1EER-15.4IPLV | DEER2023 | D23 v0 |  | Any | EUn | Old | CZ14 | Any | Cap-Tons | 3249.2 | 930201 | None | 179 | 0.107 | 0 | 76 | 0.0454 | 0 | 0 | 0 | 0 | 0 | 0 | 0 | DEER:HVAC_Chillers | Annual | 2023
NE-HVAC-Chlr-AirCldScrewChlr-gte150tons-11.1EER-15.4IPLV | DEER2023 | D23 v0 |  | Any | EUn | Old | CZ15 | Any | Cap-Tons | 3992.27 | 930201 | None | 262 | 0.124 | 0 | 112 | 0.0529 | 0 | 0 | 0 | 0 | 0 | 0 | 0 | DEER:HVAC_Chillers | Annual | 2023
NE-HVAC-Chlr-AirCldScrewChlr-gte150tons-11.1EER-15.4IPLV | DEER2023 | D23 v0 |  | Any | EUn | Old | CZ16 | Any | Cap-Tons | 1972.8 | 930201 | None | 114 | 0.0429 | 0 | 48.4 | 0.0183 | 0 | 0 | 0 | 0 | 0 | 0 | 0 | DEER:HVAC_Chillers | Annual | 2023
NE-HVAC-Chlr-AirCldScrewChlr-gte150tons-11.1EER-15.4IPLV | DEER2023 | D23 v0 |  | Any | EUn | Rec | CZ01 | Any | Cap-Tons | 1219.97 | 930201 | None | 11.4 | 0.0251 | 0 | 11.4 | 0.0251 | 0 | 0 | 0 | 0 | 0 | 0 | 0 | DEER:HVAC_Chillers | Annual | 2023
NE-HVAC-Chlr-AirCldScrewChlr-gte150tons-11.1EER-15.4IPLV | DEER2023 | D23 v0 |  | Any | EUn | Rec | CZ02 | Any | Cap-Tons | 2023.93 | 930201 | None | 40.8 | 0.0412 | 0 | 40.8 | 0.0412 | 0 | 0 | 0 | 0 | 0 | 0 | 0 | DEER:HVAC_Chillers | Annual | 2023
NE-HVAC-Chlr-AirCldScrewChlr-gte150tons-11.1EER-15.4IPLV | DEER2023 | D23 v0 |  | Any | EUn | Rec | CZ03 | Any | Cap-Tons | 1586.39 | 930201 | None | 33.3 | 0.0358 | 0 | 33.3 | 0.0358 | 0 | 0 | 0 | 0 | 0 | 0 | 0 | DEER:HVAC_Chillers | Annual | 2023
NE-HVAC-Chlr-AirCldScrewChlr-gte150tons-11.1EER-15.4IPLV | DEER2023 | D23 v0 |  | Any | EUn | Rec | CZ04 | Any | Cap-Tons | 1978.37 | 930201 | None | 51.7 | 0.0464 | 0 | 51.7 | 0.0464 | 0 | 0 | 0 | 0 | 0 | 0 | 0 | DEER:HVAC_Chillers | Annual | 2023
NE-HVAC-Chlr-AirCldScrewChlr-gte150tons-11.1EER-15.4IPLV | DEER2023 | D23 v0 |  | Any | EUn | Rec | CZ05 | Any | Cap-Tons | 1396.88 | 930201 | None | 44.1 | 0.0287 | 0 | 44.1 | 0.0287 | 0 | 0 | 0 | 0 | 0 | 0 | 0 | DEER:HVAC_Chillers | Annual | 2023
NE-HVAC-Chlr-AirCldScrewChlr-gte150tons-11.1EER-15.4IPLV | DEER2023 | D23 v0 |  | Any | EUn | Rec | CZ06 | Any | Cap-Tons | 2068.44 | 930201 | None | 59.7 | 0.0345 | 0 | 59.7 | 0.0345 | 0 | 0 | 0 | 0 | 0 | 0 | 0 | DEER:HVAC_Chillers | Annual | 2023
NE-HVAC-Chlr-AirCldScrewChlr-gte150tons-11.1EER-15.4IPLV | DEER2023 | D23 v0 |  | Any | EUn | Rec | CZ07 | Any | Cap-Tons | 2007.46 | 930201 | None | 51.1 | 0.0318 | 0 | 51.1 | 0.0318 | 0 | 0 | 0 | 0 | 0 | 0 | 0 | DEER:HVAC_Chillers | Annual | 2023
NE-HVAC-Chlr-AirCldScrewChlr-gte150tons-11.1EER-15.4IPLV | DEER2023 | D23 v0 |  | Any | EUn | Rec | CZ08 | Any | Cap-Tons | 2284.12 | 930201 | None | 65.1 | 0.0337 | 0 | 65.1 | 0.0337 | 0 | 0 | 0 | 0 | 0 | 0 | 0 | DEER:HVAC_Chillers | Annual | 2023
NE-HVAC-Chlr-AirCldScrewChlr-gte150tons-11.1EER-15.4IPLV | DEER2023 | D23 v0 |  | Any | EUn | Rec | CZ09 | Any | Cap-Tons | 2638 | 930201 | None | 53.7 | 0.0349 | 0 | 53.7 | 0.0349 | 0 | 0 | 0 | 0 | 0 | 0 | 0 | DEER:HVAC_Chillers | Annual | 2023
NE-HVAC-Chlr-AirCldScrewChlr-gte150tons-11.1EER-15.4IPLV | DEER2023 | D23 v0 |  | Any | EUn | Rec | CZ10 | Any | Cap-Tons | 2414.06 | 930201 | None | 65.8 | 0.0342 | 0 | 65.8 | 0.0342 | 0 | 0 | 0 | 0 | 0 | 0 | 0 | DEER:HVAC_Chillers | Annual | 2023
NE-HVAC-Chlr-AirCldScrewChlr-gte150tons-11.1EER-15.4IPLV | DEER2023 | D23 v0 |  | Any | EUn | Rec | CZ11 | Any | Cap-Tons | 2202.26 | 930201 | None | 69.1 | 0.0518 | 0 | 69.1 | 0.0518 | 0 | 0 | 0 | 0 | 0 | 0 | 0 | DEER:HVAC_Chillers | Annual | 2023
NE-HVAC-Chlr-AirCldScrewChlr-gte150tons-11.1EER-15.4IPLV | DEER2023 | D23 v0 |  | Any | EUn | Rec | CZ12 | Any | Cap-Tons | 2073.98 | 930201 | None | 58.9 | 0.0478 | 0 | 58.9 | 0.0478 | 0 | 0 | 0 | 0 | 0 | 0 | 0 | DEER:HVAC_Chillers | Annual | 2023
NE-HVAC-Chlr-AirCldScrewChlr-gte150tons-11.1EER-15.4IPLV | DEER2023 | D23 v0 |  | Any | EUn | Rec | CZ13 | Any | Cap-Tons | 2353.89 | 930201 | None | 72.2 | 0.0485 | 0 | 72.2 | 0.0485 | 0 | 0 | 0 | 0 | 0 | 0 | 0 | DEER:HVAC_Chillers | Annual | 2023
NE-HVAC-Chlr-AirCldScrewChlr-gte150tons-11.1EER-15.4IPLV | DEER2023 | D23 v0 |  | Any | EUn | Rec | CZ14 | Any | Cap-Tons | 2500.9 | 930201 | None | 62.8 | 0.0397 | 0 | 62.8 | 0.0397 | 0 | 0 | 0 | 0 | 0 | 0 | 0 | DEER:HVAC_Chillers | Annual | 2023
NE-HVAC-Chlr-AirCldScrewChlr-gte150tons-11.1EER-15.4IPLV | DEER2023 | D23 v0 |  | Any | EUn | Rec | CZ15 | Any | Cap-Tons | 3183.82 | 930201 | None | 92.3 | 0.0457 | 0 | 92.3 | 0.0457 | 0 | 0 | 0 | 0 | 0 | 0 | 0 | DEER:HVAC_Chillers | Annual | 2023
NE-HVAC-Chlr-AirCldScrewChlr-gte150tons-11.1EER-15.4IPLV | DEER2023 | D23 v0 |  | Any | EUn | Rec | CZ16 | Any | Cap-Tons | 1408.44 | 930201 | None | 39.9 | 0.0109 | 0 | 39.9 | 0.0109 | 0 | 0 | 0 | 0 | 0 | 0 | 0 | DEER:HVAC_Chillers | Annual | 2023
NE-HVAC-Chlr-AirCldScrewChlr-gte150tons-11.1EER-15.4IPLV | DEER2023 | D23 v0 |  | Any | Hsp | Ex | CZ01 | Any | Cap-Tons | 533.81 | 235501 | None | 8.28 | 0.0191 | 0 | 4.43 | 0.0103 | 0 | 0 | 0 | 0 | 0 | 0 | 0 | DEER:HVAC_Chillers | Annual | 2023
NE-HVAC-Chlr-AirCldScrewChlr-gte150tons-11.1EER-15.4IPLV | DEER2023 | D23 v0 |  | Any | Hsp | Ex | CZ02 | Any | Cap-Tons | 820 | 235501 | None | 51.1 | 0.039 | 0 | 27.4 | 0.0209 | 0 | 0 | 0 | 0 | 0 | 0 | 0 | DEER:HVAC_Chillers | Annual | 2023
NE-HVAC-Chlr-AirCldScrewChlr-gte150tons-11.1EER-15.4IPLV | DEER2023 | D23 v0 |  | Any | Hsp | Ex | CZ03 | Any | Cap-Tons | 634.27 | 235501 | None | 44.1 | 0.034 | 0 | 23.6 | 0.0182 | 0 | 0 | 0 | 0 | 0 | 0 | 0 | DEER:HVAC_Chillers | Annual | 2023
NE-HVAC-Chlr-AirCldScrewChlr-gte150tons-11.1EER-15.4IPLV | DEER2023 | D23 v0 |  | Any | Hsp | Ex | CZ04 | Any | Cap-Tons | 782.15 | 235501 | None | 76.5 | 0.0461 | 0 | 40.9 | 0.0247 | 0 | 0 | 0 | 0 | 0 | 0 | 0 | DEER:HVAC_Chillers | Annual | 2023
NE-HVAC-Chlr-AirCldScrewChlr-gte150tons-11.1EER-15.4IPLV | DEER2023 | D23 v0 |  | Any | Hsp | Ex | CZ05 | Any | Cap-Tons | 634.02 | 235501 | None | 49.8 | 0.0247 | 0 | 26.7 | 0.0132 | 0 | 0 | 0 | 0 | 0 | 0 | 0 | DEER:HVAC_Chillers | Annual | 2023
NE-HVAC-Chlr-AirCldScrewChlr-gte150tons-11.1EER-15.4IPLV | DEER2023 | D23 v0 |  | Any | Hsp | Ex | CZ06 | Any | Cap-Tons | 821.24 | 235501 | None | 95.2 | 0.0335 | 0 | 51 | 0.0179 | 0 | 0 | 0 | 0 | 0 | 0 | 0 | DEER:HVAC_Chillers | Annual | 2023
NE-HVAC-Chlr-AirCldScrewChlr-gte150tons-11.1EER-15.4IPLV | DEER2023 | D23 v0 |  | Any | Hsp | Ex | CZ07 | Any | Cap-Tons | 834.77 | 235501 | None | 85.4 | 0.0287 | 0 | 45.7 | 0.0154 | 0 | 0 | 0 | 0 | 0 | 0 | 0 | DEER:HVAC_Chillers | Annual | 2023
NE-HVAC-Chlr-AirCldScrewChlr-gte150tons-11.1EER-15.4IPLV | DEER2023 | D23 v0 |  | Any | Hsp | Ex | CZ08 | Any | Cap-Tons | 899.22 | 235501 | None | 102 | 0.0334 | 0 | 54.4 | 0.0179 | 0 | 0 | 0 | 0 | 0 | 0 | 0 | DEER:HVAC_Chillers | Annual | 2023
NE-HVAC-Chlr-AirCldScrewChlr-gte150tons-11.1EER-15.4IPLV | DEER2023 | D23 v0 |  | Any | Hsp | Ex | CZ09 | Any | Cap-Tons | 1022.56 | 235501 | None | 85.5 | 0.036 | 0 | 45.8 | 0.0193 | 0 | 0 | 0 | 0 | 0 | 0 | 0 | DEER:HVAC_Chillers | Annual | 2023
NE-HVAC-Chlr-AirCldScrewChlr-gte150tons-11.1EER-15.4IPLV | DEER2023 | D23 v0 |  | Any | Hsp | Ex | CZ10 | Any | Cap-Tons | 921.97 | 235501 | None | 96.8 | 0.043 | 0 | 51.8 | 0.023 | 0 | 0 | 0 | 0 | 0 | 0 | 0 | DEER:HVAC_Chillers | Annual | 2023
NE-HVAC-Chlr-AirCldScrewChlr-gte150tons-11.1EER-15.4IPLV | DEER2023 | D23 v0 |  | Any | Hsp | Ex | CZ11 | Any | Cap-Tons | 917.45 | 235501 | None | 97.8 | 0.0574 | 0 | 52.4 | 0.0307 | 0 | 0 | 0 | 0 | 0 | 0 | 0 | DEER:HVAC_Chillers | Annual | 2023
NE-HVAC-Chlr-AirCldScrewChlr-gte150tons-11.1EER-15.4IPLV | DEER2023 | D23 v0 |  | Any | Hsp | Ex | CZ12 | Any | Cap-Tons | 877.6 | 235501 | None | 75.9 | 0.0521 | 0 | 40.7 | 0.0279 | 0 | 0 | 0 | 0 | 0 | 0 | 0 | DEER:HVAC_Chillers | Annual | 2023
NE-HVAC-Chlr-AirCldScrewChlr-gte150tons-11.1EER-15.4IPLV | DEER2023 | D23 v0 |  | Any | Hsp | Ex | CZ13 | Any | Cap-Tons | 930.6 | 235501 | None | 108 | 0.0567 | 0 | 57.6 | 0.0303 | 0 | 0 | 0 | 0 | 0 | 0 | 0 | DEER:HVAC_Chillers | Annual | 2023
NE-HVAC-Chlr-AirCldScrewChlr-gte150tons-11.1EER-15.4IPLV | DEER2023 | D23 v0 |  | Any | Hsp | Ex | CZ14 | Any | Cap-Tons | 978.59 | 235501 | None | 91.9 | 0.0477 | 0 | 49.2 | 0.0255 | 0 | 0 | 0 | 0 | 0 | 0 | 0 | DEER:HVAC_Chillers | Annual | 2023
NE-HVAC-Chlr-AirCldScrewChlr-gte150tons-11.1EER-15.4IPLV | DEER2023 | D23 v0 |  | Any | Hsp | Ex | CZ15 | Any | Cap-Tons | 1156.19 | 235501 | None | 151 | 0.0575 | 0 | 80.8 | 0.0308 | 0 | 0 | 0 | 0 | 0 | 0 | 0 | DEER:HVAC_Chillers | Annual | 2023
NE-HVAC-Chlr-AirCldScrewChlr-gte150tons-11.1EER-15.4IPLV | DEER2023 | D23 v0 |  | Any | Hsp | Ex | CZ16 | Any | Cap-Tons | 644.29 | 235501 | None | 51.9 | 0.0372 | 0 | 27.8 | 0.0199 | 0 | 0 | 0 | 0 | 0 | 0 | 0 | DEER:HVAC_Chillers | Annual | 2023
NE-HVAC-Chlr-AirCldScrewChlr-gte150tons-11.1EER-15.4IPLV | DEER2023 | D23 v0 |  | Any | Hsp | New | CZ01 | Any | Cap-Tons | 528.48 | 235501 | None | 4.21 | 0.00935 | 0 | 4.21 | 0.00935 | 0 | 0 | 0 | 0 | 0 | 0 | 0 | DEER:HVAC_Chillers | Annual | 2023
NE-HVAC-Chlr-AirCldScrewChlr-gte150tons-11.1EER-15.4IPLV | DEER2023 | D23 v0 |  | Any | Hsp | New | CZ02 | Any | Cap-Tons | 844.98 | 235501 | None | 24.8 | 0.0184 | 0 | 24.8 | 0.0184 | 0 | 0 | 0 | 0 | 0 | 0 | 0 | DEER:HVAC_Chillers | Annual | 2023
NE-HVAC-Chlr-AirCldScrewChlr-gte150tons-11.1EER-15.4IPLV | DEER2023 | D23 v0 |  | Any | Hsp | New | CZ03 | Any | Cap-Tons | 577.21 | 235501 | None | 22.2 | 0.0165 | 0 | 22.2 | 0.0165 | 0 | 0 | 0 | 0 | 0 | 0 | 0 | DEER:HVAC_Chillers | Annual | 2023
NE-HVAC-Chlr-AirCldScrewChlr-gte150tons-11.1EER-15.4IPLV | DEER2023 | D23 v0 |  | Any | Hsp | New | CZ04 | Any | Cap-Tons | 809.93 | 235501 | None | 35 | 0.021 | 0 | 35 | 0.021 | 0 | 0 | 0 | 0 | 0 | 0 | 0 | DEER:HVAC_Chillers | Annual | 2023
NE-HVAC-Chlr-AirCldScrewChlr-gte150tons-11.1EER-15.4IPLV | DEER2023 | D23 v0 |  | Any | Hsp | New | CZ05 | Any | Cap-Tons | 642.74 | 235501 | None | 22.9 | 0.0111 | 0 | 22.9 | 0.0111 | 0 | 0 | 0 | 0 | 0 | 0 | 0 | DEER:HVAC_Chillers | Annual | 2023
NE-HVAC-Chlr-AirCldScrewChlr-gte150tons-11.1EER-15.4IPLV | DEER2023 | D23 v0 |  | Any | Hsp | New | CZ06 | Any | Cap-Tons | 839.04 | 235501 | None | 43.7 | 0.014 | 0 | 43.7 | 0.014 | 0 | 0 | 0 | 0 | 0 | 0 | 0 | DEER:HVAC_Chillers | Annual | 2023
NE-HVAC-Chlr-AirCldScrewChlr-gte150tons-11.1EER-15.4IPLV | DEER2023 | D23 v0 |  | Any | Hsp | New | CZ07 | Any | Cap-Tons | 869.8 | 235501 | None | 38.9 | 0.0123 | 0 | 38.9 | 0.0123 | 0 | 0 | 0 | 0 | 0 | 0 | 0 | DEER:HVAC_Chillers | Annual | 2023
NE-HVAC-Chlr-AirCldScrewChlr-gte150tons-11.1EER-15.4IPLV | DEER2023 | D23 v0 |  | Any | Hsp | New | CZ08 | Any | Cap-Tons | 939.69 | 235501 | None | 45.4 | 0.0148 | 0 | 45.4 | 0.0148 | 0 | 0 | 0 | 0 | 0 | 0 | 0 | DEER:HVAC_Chillers | Annual | 2023
NE-HVAC-Chlr-AirCldScrewChlr-gte150tons-11.1EER-15.4IPLV | DEER2023 | D23 v0 |  | Any | Hsp | New | CZ09 | Any | Cap-Tons | 1074.04 | 235501 | None | 39.2 | 0.0162 | 0 | 39.2 | 0.0162 | 0 | 0 | 0 | 0 | 0 | 0 | 0 | DEER:HVAC_Chillers | Annual | 2023
NE-HVAC-Chlr-AirCldScrewChlr-gte150tons-11.1EER-15.4IPLV | DEER2023 | D23 v0 |  | Any | Hsp | New | CZ10 | Any | Cap-Tons | 948.9 | 235501 | None | 47 | 0.0198 | 0 | 47 | 0.0198 | 0 | 0 | 0 | 0 | 0 | 0 | 0 | DEER:HVAC_Chillers | Annual | 2023
NE-HVAC-Chlr-AirCldScrewChlr-gte150tons-11.1EER-15.4IPLV | DEER2023 | D23 v0 |  | Any | Hsp | New | CZ11 | Any | Cap-Tons | 964.21 | 235501 | None | 45.8 | 0.0262 | 0 | 45.8 | 0.0262 | 0 | 0 | 0 | 0 | 0 | 0 | 0 | DEER:HVAC_Chillers | Annual | 2023
NE-HVAC-Chlr-AirCldScrewChlr-gte150tons-11.1EER-15.4IPLV | DEER2023 | D23 v0 |  | Any | Hsp | New | CZ12 | Any | Cap-Tons | 908.7 | 235501 | None | 36.5 | 0.0243 | 0 | 36.5 | 0.0243 | 0 | 0 | 0 | 0 | 0 | 0 | 0 | DEER:HVAC_Chillers | Annual | 2023
NE-HVAC-Chlr-AirCldScrewChlr-gte150tons-11.1EER-15.4IPLV | DEER2023 | D23 v0 |  | Any | Hsp | New | CZ13 | Any | Cap-Tons | 967.74 | 235501 | None | 50.8 | 0.0252 | 0 | 50.8 | 0.0252 | 0 | 0 | 0 | 0 | 0 | 0 | 0 | DEER:HVAC_Chillers | Annual | 2023
NE-HVAC-Chlr-AirCldScrewChlr-gte150tons-11.1EER-15.4IPLV | DEER2023 | D23 v0 |  | Any | Hsp | New | CZ14 | Any | Cap-Tons | 1033.49 | 235501 | None | 43.3 | 0.0212 | 0 | 43.3 | 0.0212 | 0 | 0 | 0 | 0 | 0 | 0 | 0 | DEER:HVAC_Chillers | Annual | 2023
NE-HVAC-Chlr-AirCldScrewChlr-gte150tons-11.1EER-15.4IPLV | DEER2023 | D23 v0 |  | Any | Hsp | New | CZ15 | Any | Cap-Tons | 1221.38 | 235501 | None | 71 | 0.026 | 0 | 71 | 0.026 | 0 | 0 | 0 | 0 | 0 | 0 | 0 | DEER:HVAC_Chillers | Annual | 2023
NE-HVAC-Chlr-AirCldScrewChlr-gte150tons-11.1EER-15.4IPLV | DEER2023 | D23 v0 |  | Any | Hsp | New | CZ16 | Any | Cap-Tons | 655.23 | 235501 | None | 24.6 | 0.0166 | 0 | 24.6 | 0.0166 | 0 | 0 | 0 | 0 | 0 | 0 | 0 | DEER:HVAC_Chillers | Annual | 2023
NE-HVAC-Chlr-AirCldScrewChlr-gte150tons-11.1EER-15.4IPLV | DEER2023 | D23 v0 |  | Any | Hsp | Old | CZ01 | Any | Cap-Tons | 535.21 | 235501 | None | 14.5 | 0.0303 | 0 | 6.18 | 0.0129 | 0 | 0 | 0 | 0 | 0 | 0 | 0 | DEER:HVAC_Chillers | Annual | 2023
NE-HVAC-Chlr-AirCldScrewChlr-gte150tons-11.1EER-15.4IPLV | DEER2023 | D23 v0 |  | Any | Hsp | Old | CZ02 | Any | Cap-Tons | 794.05 | 235501 | None | 83.8 | 0.059 | 0 | 35.7 | 0.0251 | 0 | 0 | 0 | 0 | 0 | 0 | 0 | DEER:HVAC_Chillers | Annual | 2023
NE-HVAC-Chlr-AirCldScrewChlr-gte150tons-11.1EER-15.4IPLV | DEER2023 | D23 v0 |  | Any | Hsp | Old | CZ03 | Any | Cap-Tons | 640.72 | 235501 | None | 69.9 | 0.0494 | 0 | 29.8 | 0.021 | 0 | 0 | 0 | 0 | 0 | 0 | 0 | DEER:HVAC_Chillers | Annual | 2023
NE-HVAC-Chlr-AirCldScrewChlr-gte150tons-11.1EER-15.4IPLV | DEER2023 | D23 v0 |  | Any | Hsp | Old | CZ04 | Any | Cap-Tons | 769.77 | 235501 | None | 119 | 0.0657 | 0 | 50.5 | 0.0279 | 0 | 0 | 0 | 0 | 0 | 0 | 0 | DEER:HVAC_Chillers | Annual | 2023
NE-HVAC-Chlr-AirCldScrewChlr-gte150tons-11.1EER-15.4IPLV | DEER2023 | D23 v0 |  | Any | Hsp | Old | CZ05 | Any | Cap-Tons | 626.96 | 235501 | None | 78 | 0.036 | 0 | 33.2 | 0.0153 | 0 | 0 | 0 | 0 | 0 | 0 | 0 | DEER:HVAC_Chillers | Annual | 2023
NE-HVAC-Chlr-AirCldScrewChlr-gte150tons-11.1EER-15.4IPLV | DEER2023 | D23 v0 |  | Any | Hsp | Old | CZ06 | Any | Cap-Tons | 810.03 | 235501 | None | 150 | 0.0512 | 0 | 63.9 | 0.0218 | 0 | 0 | 0 | 0 | 0 | 0 | 0 | DEER:HVAC_Chillers | Annual | 2023
NE-HVAC-Chlr-AirCldScrewChlr-gte150tons-11.1EER-15.4IPLV | DEER2023 | D23 v0 |  | Any | Hsp | Old | CZ07 | Any | Cap-Tons | 820.15 | 235501 | None | 134 | 0.0446 | 0 | 57.2 | 0.019 | 0 | 0 | 0 | 0 | 0 | 0 | 0 | DEER:HVAC_Chillers | Annual | 2023
NE-HVAC-Chlr-AirCldScrewChlr-gte150tons-11.1EER-15.4IPLV | DEER2023 | D23 v0 |  | Any | Hsp | Old | CZ08 | Any | Cap-Tons | 883.7 | 235501 | None | 156 | 0.0477 | 0 | 66.5 | 0.0203 | 0 | 0 | 0 | 0 | 0 | 0 | 0 | DEER:HVAC_Chillers | Annual | 2023
NE-HVAC-Chlr-AirCldScrewChlr-gte150tons-11.1EER-15.4IPLV | DEER2023 | D23 v0 |  | Any | Hsp | Old | CZ09 | Any | Cap-Tons | 1004.1 | 235501 | None | 129 | 0.0508 | 0 | 55.1 | 0.0216 | 0 | 0 | 0 | 0 | 0 | 0 | 0 | DEER:HVAC_Chillers | Annual | 2023
NE-HVAC-Chlr-AirCldScrewChlr-gte150tons-11.1EER-15.4IPLV | DEER2023 | D23 v0 |  | Any | Hsp | Old | CZ10 | Any | Cap-Tons | 898.14 | 235501 | None | 155 | 0.0638 | 0 | 66.2 | 0.0271 | 0 | 0 | 0 | 0 | 0 | 0 | 0 | DEER:HVAC_Chillers | Annual | 2023
NE-HVAC-Chlr-AirCldScrewChlr-gte150tons-11.1EER-15.4IPLV | DEER2023 | D23 v0 |  | Any | Hsp | Old | CZ11 | Any | Cap-Tons | 891.61 | 235501 | None | 154 | 0.0822 | 0 | 65.5 | 0.035 | 0 | 0 | 0 | 0 | 0 | 0 | 0 | DEER:HVAC_Chillers | Annual | 2023
NE-HVAC-Chlr-AirCldScrewChlr-gte150tons-11.1EER-15.4IPLV | DEER2023 | D23 v0 |  | Any | Hsp | Old | CZ12 | Any | Cap-Tons | 853.37 | 235501 | None | 122 | 0.0767 | 0 | 51.8 | 0.0326 | 0 | 0 | 0 | 0 | 0 | 0 | 0 | DEER:HVAC_Chillers | Annual | 2023
NE-HVAC-Chlr-AirCldScrewChlr-gte150tons-11.1EER-15.4IPLV | DEER2023 | D23 v0 |  | Any | Hsp | Old | CZ13 | Any | Cap-Tons | 903.84 | 235501 | None | 168 | 0.0824 | 0 | 71.6 | 0.0351 | 0 | 0 | 0 | 0 | 0 | 0 | 0 | DEER:HVAC_Chillers | Annual | 2023
NE-HVAC-Chlr-AirCldScrewChlr-gte150tons-11.1EER-15.4IPLV | DEER2023 | D23 v0 |  | Any | Hsp | Old | CZ14 | Any | Cap-Tons | 940.36 | 235501 | None | 145 | 0.0704 | 0 | 61.6 | 0.03 | 0 | 0 | 0 | 0 | 0 | 0 | 0 | DEER:HVAC_Chillers | Annual | 2023
NE-HVAC-Chlr-AirCldScrewChlr-gte150tons-11.1EER-15.4IPLV | DEER2023 | D23 v0 |  | Any | Hsp | Old | CZ15 | Any | Cap-Tons | 1120.49 | 235501 | None | 232 | 0.0833 | 0 | 98.9 | 0.0355 | 0 | 0 | 0 | 0 | 0 | 0 | 0 | DEER:HVAC_Chillers | Annual | 2023
NE-HVAC-Chlr-AirCldScrewChlr-gte150tons-11.1EER-15.4IPLV | DEER2023 | D23 v0 |  | Any | Hsp | Old | CZ16 | Any | Cap-Tons | 635.02 | 235501 | None | 82.7 | 0.0564 | 0 | 35.2 | 0.024 | 0 | 0 | 0 | 0 | 0 | 0 | 0 | DEER:HVAC_Chillers | Annual | 2023
NE-HVAC-Chlr-AirCldScrewChlr-gte150tons-11.1EER-15.4IPLV | DEER2023 | D23 v0 |  | Any | Hsp | Rec | CZ01 | Any | Cap-Tons | 530.6 | 235501 | None | 4.4 | 0.00979 | 0 | 4.4 | 0.00979 | 0 | 0 | 0 | 0 | 0 | 0 | 0 | DEER:HVAC_Chillers | Annual | 2023
NE-HVAC-Chlr-AirCldScrewChlr-gte150tons-11.1EER-15.4IPLV | DEER2023 | D23 v0 |  | Any | Hsp | Rec | CZ02 | Any | Cap-Tons | 831.73 | 235501 | None | 26 | 0.0195 | 0 | 26 | 0.0195 | 0 | 0 | 0 | 0 | 0 | 0 | 0 | DEER:HVAC_Chillers | Annual | 2023
NE-HVAC-Chlr-AirCldScrewChlr-gte150tons-11.1EER-15.4IPLV | DEER2023 | D23 v0 |  | Any | Hsp | Rec | CZ03 | Any | Cap-Tons | 579.81 | 235501 | None | 23.1 | 0.0171 | 0 | 23.1 | 0.0171 | 0 | 0 | 0 | 0 | 0 | 0 | 0 | DEER:HVAC_Chillers | Annual | 2023
NE-HVAC-Chlr-AirCldScrewChlr-gte150tons-11.1EER-15.4IPLV | DEER2023 | D23 v0 |  | Any | Hsp | Rec | CZ04 | Any | Cap-Tons | 800.98 | 235501 | None | 36.6 | 0.0223 | 0 | 36.6 | 0.0223 | 0 | 0 | 0 | 0 | 0 | 0 | 0 | DEER:HVAC_Chillers | Annual | 2023
NE-HVAC-Chlr-AirCldScrewChlr-gte150tons-11.1EER-15.4IPLV | DEER2023 | D23 v0 |  | Any | Hsp | Rec | CZ05 | Any | Cap-Tons | 645.34 | 235501 | None | 24 | 0.0117 | 0 | 24 | 0.0117 | 0 | 0 | 0 | 0 | 0 | 0 | 0 | DEER:HVAC_Chillers | Annual | 2023
NE-HVAC-Chlr-AirCldScrewChlr-gte150tons-11.1EER-15.4IPLV | DEER2023 | D23 v0 |  | Any | Hsp | Rec | CZ06 | Any | Cap-Tons | 832.16 | 235501 | None | 45.7 | 0.0147 | 0 | 45.7 | 0.0147 | 0 | 0 | 0 | 0 | 0 | 0 | 0 | DEER:HVAC_Chillers | Annual | 2023
NE-HVAC-Chlr-AirCldScrewChlr-gte150tons-11.1EER-15.4IPLV | DEER2023 | D23 v0 |  | Any | Hsp | Rec | CZ07 | Any | Cap-Tons | 856.62 | 235501 | None | 41.2 | 0.013 | 0 | 41.2 | 0.013 | 0 | 0 | 0 | 0 | 0 | 0 | 0 | DEER:HVAC_Chillers | Annual | 2023
NE-HVAC-Chlr-AirCldScrewChlr-gte150tons-11.1EER-15.4IPLV | DEER2023 | D23 v0 |  | Any | Hsp | Rec | CZ08 | Any | Cap-Tons | 925.13 | 235501 | None | 47.8 | 0.0156 | 0 | 47.8 | 0.0156 | 0 | 0 | 0 | 0 | 0 | 0 | 0 | DEER:HVAC_Chillers | Annual | 2023
NE-HVAC-Chlr-AirCldScrewChlr-gte150tons-11.1EER-15.4IPLV | DEER2023 | D23 v0 |  | Any | Hsp | Rec | CZ09 | Any | Cap-Tons | 1054 | 235501 | None | 40.8 | 0.017 | 0 | 40.8 | 0.017 | 0 | 0 | 0 | 0 | 0 | 0 | 0 | DEER:HVAC_Chillers | Annual | 2023
NE-HVAC-Chlr-AirCldScrewChlr-gte150tons-11.1EER-15.4IPLV | DEER2023 | D23 v0 |  | Any | Hsp | Rec | CZ10 | Any | Cap-Tons | 935.51 | 235501 | None | 49 | 0.0214 | 0 | 49 | 0.0214 | 0 | 0 | 0 | 0 | 0 | 0 | 0 | DEER:HVAC_Chillers | Annual | 2023
NE-HVAC-Chlr-AirCldScrewChlr-gte150tons-11.1EER-15.4IPLV | DEER2023 | D23 v0 |  | Any | Hsp | Rec | CZ11 | Any | Cap-Tons | 947.99 | 235501 | None | 47.6 | 0.0272 | 0 | 47.6 | 0.0272 | 0 | 0 | 0 | 0 | 0 | 0 | 0 | DEER:HVAC_Chillers | Annual | 2023
NE-HVAC-Chlr-AirCldScrewChlr-gte150tons-11.1EER-15.4IPLV | DEER2023 | D23 v0 |  | Any | Hsp | Rec | CZ12 | Any | Cap-Tons | 894.79 | 235501 | None | 38 | 0.0255 | 0 | 38 | 0.0255 | 0 | 0 | 0 | 0 | 0 | 0 | 0 | DEER:HVAC_Chillers | Annual | 2023
NE-HVAC-Chlr-AirCldScrewChlr-gte150tons-11.1EER-15.4IPLV | DEER2023 | D23 v0 |  | Any | Hsp | Rec | CZ13 | Any | Cap-Tons | 951.67 | 235501 | None | 52.8 | 0.0267 | 0 | 52.8 | 0.0267 | 0 | 0 | 0 | 0 | 0 | 0 | 0 | DEER:HVAC_Chillers | Annual | 2023
NE-HVAC-Chlr-AirCldScrewChlr-gte150tons-11.1EER-15.4IPLV | DEER2023 | D23 v0 |  | Any | Hsp | Rec | CZ14 | Any | Cap-Tons | 1013.8 | 235501 | None | 45.1 | 0.0224 | 0 | 45.1 | 0.0224 | 0 | 0 | 0 | 0 | 0 | 0 | 0 | DEER:HVAC_Chillers | Annual | 2023
NE-HVAC-Chlr-AirCldScrewChlr-gte150tons-11.1EER-15.4IPLV | DEER2023 | D23 v0 |  | Any | Hsp | Rec | CZ15 | Any | Cap-Tons | 1200.56 | 235501 | None | 73.2 | 0.0273 | 0 | 73.2 | 0.0273 | 0 | 0 | 0 | 0 | 0 | 0 | 0 | DEER:HVAC_Chillers | Annual | 2023
NE-HVAC-Chlr-AirCldScrewChlr-gte150tons-11.1EER-15.4IPLV | DEER2023 | D23 v0 |  | Any | Hsp | Rec | CZ16 | Any | Cap-Tons | 650.23 | 235501 | None | 25.9 | 0.0175 | 0 | 25.9 | 0.0175 | 0 | 0 | 0 | 0 | 0 | 0 | 0 | DEER:HVAC_Chillers | Annual | 2023
NE-HVAC-Chlr-AirCldScrewChlr-gte150tons-11.1EER-15.4IPLV | DEER2023 | D23 v0 |  | Any | Htl | Ex | CZ01 | Any | Cap-Tons | 115.71 | 139999 | None | 66.3 | 0.0529 | 0 | 35.5 | 0.0284 | 0 | 0 | 0 | 0 | 0 | 0 | 0 | DEER:HVAC_Chillers | Annual | 2023
NE-HVAC-Chlr-AirCldScrewChlr-gte150tons-11.1EER-15.4IPLV | DEER2023 | D23 v0 |  | Any | Htl | Ex | CZ02 | Any | Cap-Tons | 183.21 | 139999 | None | 129 | 0.0808 | 0 | 69.3 | 0.0433 | 0 | 0 | 0 | 0 | 0 | 0 | 0 | DEER:HVAC_Chillers | Annual | 2023
NE-HVAC-Chlr-AirCldScrewChlr-gte150tons-11.1EER-15.4IPLV | DEER2023 | D23 v0 |  | Any | Htl | Ex | CZ03 | Any | Cap-Tons | 153.17 | 139999 | None | 119 | 0.0644 | 0 | 63.9 | 0.0345 | 0 | 0 | 0 | 0 | 0 | 0 | 0 | DEER:HVAC_Chillers | Annual | 2023
NE-HVAC-Chlr-AirCldScrewChlr-gte150tons-11.1EER-15.4IPLV | DEER2023 | D23 v0 |  | Any | Htl | Ex | CZ04 | Any | Cap-Tons | 194.81 | 139999 | None | 154 | 0.0845 | 0 | 82.6 | 0.0452 | 0 | 0 | 0 | 0 | 0 | 0 | 0 | DEER:HVAC_Chillers | Annual | 2023
NE-HVAC-Chlr-AirCldScrewChlr-gte150tons-11.1EER-15.4IPLV | DEER2023 | D23 v0 |  | Any | Htl | Ex | CZ05 | Any | Cap-Tons | 130.99 | 139999 | None | 143 | 0.0533 | 0 | 76.7 | 0.0285 | 0 | 0 | 0 | 0 | 0 | 0 | 0 | DEER:HVAC_Chillers | Annual | 2023
NE-HVAC-Chlr-AirCldScrewChlr-gte150tons-11.1EER-15.4IPLV | DEER2023 | D23 v0 |  | Any | Htl | Ex | CZ06 | Any | Cap-Tons | 190.89 | 139999 | None | 182 | 0.0622 | 0 | 97.3 | 0.0333 | 0 | 0 | 0 | 0 | 0 | 0 | 0 | DEER:HVAC_Chillers | Annual | 2023
NE-HVAC-Chlr-AirCldScrewChlr-gte150tons-11.1EER-15.4IPLV | DEER2023 | D23 v0 |  | Any | Htl | Ex | CZ07 | Any | Cap-Tons | 174.81 | 139999 | None | 173 | 0.0545 | 0 | 92.4 | 0.0292 | 0 | 0 | 0 | 0 | 0 | 0 | 0 | DEER:HVAC_Chillers | Annual | 2023
NE-HVAC-Chlr-AirCldScrewChlr-gte150tons-11.1EER-15.4IPLV | DEER2023 | D23 v0 |  | Any | Htl | Ex | CZ08 | Any | Cap-Tons | 202.54 | 139999 | None | 203 | 0.0679 | 0 | 109 | 0.0363 | 0 | 0 | 0 | 0 | 0 | 0 | 0 | DEER:HVAC_Chillers | Annual | 2023
NE-HVAC-Chlr-AirCldScrewChlr-gte150tons-11.1EER-15.4IPLV | DEER2023 | D23 v0 |  | Any | Htl | Ex | CZ09 | Any | Cap-Tons | 256.71 | 139999 | None | 159 | 0.0657 | 0 | 85.1 | 0.0352 | 0 | 0 | 0 | 0 | 0 | 0 | 0 | DEER:HVAC_Chillers | Annual | 2023
NE-HVAC-Chlr-AirCldScrewChlr-gte150tons-11.1EER-15.4IPLV | DEER2023 | D23 v0 |  | Any | Htl | Ex | CZ10 | Any | Cap-Tons | 223.55 | 139999 | None | 188 | 0.0786 | 0 | 101 | 0.0421 | 0 | 0 | 0 | 0 | 0 | 0 | 0 | DEER:HVAC_Chillers | Annual | 2023
NE-HVAC-Chlr-AirCldScrewChlr-gte150tons-11.1EER-15.4IPLV | DEER2023 | D23 v0 |  | Any | Htl | Ex | CZ11 | Any | Cap-Tons | 230.21 | 139999 | None | 183 | 0.109 | 0 | 97.9 | 0.0586 | 0 | 0 | 0 | 0 | 0 | 0 | 0 | DEER:HVAC_Chillers | Annual | 2023
NE-HVAC-Chlr-AirCldScrewChlr-gte150tons-11.1EER-15.4IPLV | DEER2023 | D23 v0 |  | Any | Htl | Ex | CZ12 | Any | Cap-Tons | 209.1 | 139999 | None | 162 | 0.105 | 0 | 86.8 | 0.056 | 0 | 0 | 0 | 0 | 0 | 0 | 0 | DEER:HVAC_Chillers | Annual | 2023
NE-HVAC-Chlr-AirCldScrewChlr-gte150tons-11.1EER-15.4IPLV | DEER2023 | D23 v0 |  | Any | Htl | Ex | CZ13 | Any | Cap-Tons | 229.18 | 139999 | None | 203 | 0.108 | 0 | 109 | 0.0576 | 0 | 0 | 0 | 0 | 0 | 0 | 0 | DEER:HVAC_Chillers | Annual | 2023
NE-HVAC-Chlr-AirCldScrewChlr-gte150tons-11.1EER-15.4IPLV | DEER2023 | D23 v0 |  | Any | Htl | Ex | CZ14 | Any | Cap-Tons | 241.39 | 139999 | None | 173 | 0.0905 | 0 | 92.9 | 0.0485 | 0 | 0 | 0 | 0 | 0 | 0 | 0 | DEER:HVAC_Chillers | Annual | 2023
NE-HVAC-Chlr-AirCldScrewChlr-gte150tons-11.1EER-15.4IPLV | DEER2023 | D23 v0 |  | Any | Htl | Ex | CZ15 | Any | Cap-Tons | 307.55 | 139999 | None | 248 | 0.105 | 0 | 133 | 0.0562 | 0 | 0 | 0 | 0 | 0 | 0 | 0 | DEER:HVAC_Chillers | Annual | 2023
NE-HVAC-Chlr-AirCldScrewChlr-gte150tons-11.1EER-15.4IPLV | DEER2023 | D23 v0 |  | Any | Htl | Ex | CZ16 | Any | Cap-Tons | 137.66 | 139999 | None | 145 | 0.0809 | 0 | 77.8 | 0.0433 | 0 | 0 | 0 | 0 | 0 | 0 | 0 | DEER:HVAC_Chillers | Annual | 2023
NE-HVAC-Chlr-AirCldScrewChlr-gte150tons-11.1EER-15.4IPLV | DEER2023 | D23 v0 |  | Any | Htl | New | CZ01 | Any | Cap-Tons | 93.87 | 139999 | None | 30.1 | 0.0261 | 0 | 30.1 | 0.0261 | 0 | 0 | 0 | 0 | 0 | 0 | 0 | DEER:HVAC_Chillers | Annual | 2023
NE-HVAC-Chlr-AirCldScrewChlr-gte150tons-11.1EER-15.4IPLV | DEER2023 | D23 v0 |  | Any | Htl | New | CZ02 | Any | Cap-Tons | 161.27 | 139999 | None | 64.7 | 0.0425 | 0 | 64.7 | 0.0425 | 0 | 0 | 0 | 0 | 0 | 0 | 0 | DEER:HVAC_Chillers | Annual | 2023
NE-HVAC-Chlr-AirCldScrewChlr-gte150tons-11.1EER-15.4IPLV | DEER2023 | D23 v0 |  | Any | Htl | New | CZ03 | Any | Cap-Tons | 126.21 | 139999 | None | 57.6 | 0.0334 | 0 | 57.6 | 0.0334 | 0 | 0 | 0 | 0 | 0 | 0 | 0 | DEER:HVAC_Chillers | Annual | 2023
NE-HVAC-Chlr-AirCldScrewChlr-gte150tons-11.1EER-15.4IPLV | DEER2023 | D23 v0 |  | Any | Htl | New | CZ04 | Any | Cap-Tons | 168.19 | 139999 | None | 77.5 | 0.0446 | 0 | 77.5 | 0.0446 | 0 | 0 | 0 | 0 | 0 | 0 | 0 | DEER:HVAC_Chillers | Annual | 2023
NE-HVAC-Chlr-AirCldScrewChlr-gte150tons-11.1EER-15.4IPLV | DEER2023 | D23 v0 |  | Any | Htl | New | CZ05 | Any | Cap-Tons | 107.21 | 139999 | None | 71.5 | 0.0281 | 0 | 71.5 | 0.0281 | 0 | 0 | 0 | 0 | 0 | 0 | 0 | DEER:HVAC_Chillers | Annual | 2023
NE-HVAC-Chlr-AirCldScrewChlr-gte150tons-11.1EER-15.4IPLV | DEER2023 | D23 v0 |  | Any | Htl | New | CZ06 | Any | Cap-Tons | 160.02 | 139999 | None | 91.3 | 0.0318 | 0 | 91.3 | 0.0318 | 0 | 0 | 0 | 0 | 0 | 0 | 0 | DEER:HVAC_Chillers | Annual | 2023
NE-HVAC-Chlr-AirCldScrewChlr-gte150tons-11.1EER-15.4IPLV | DEER2023 | D23 v0 |  | Any | Htl | New | CZ07 | Any | Cap-Tons | 146.32 | 139999 | None | 86.8 | 0.0278 | 0 | 86.8 | 0.0278 | 0 | 0 | 0 | 0 | 0 | 0 | 0 | DEER:HVAC_Chillers | Annual | 2023
NE-HVAC-Chlr-AirCldScrewChlr-gte150tons-11.1EER-15.4IPLV | DEER2023 | D23 v0 |  | Any | Htl | New | CZ08 | Any | Cap-Tons | 170.05 | 139999 | None | 104 | 0.0354 | 0 | 104 | 0.0354 | 0 | 0 | 0 | 0 | 0 | 0 | 0 | DEER:HVAC_Chillers | Annual | 2023
NE-HVAC-Chlr-AirCldScrewChlr-gte150tons-11.1EER-15.4IPLV | DEER2023 | D23 v0 |  | Any | Htl | New | CZ09 | Any | Cap-Tons | 220.81 | 139999 | None | 80.7 | 0.034 | 0 | 80.7 | 0.034 | 0 | 0 | 0 | 0 | 0 | 0 | 0 | DEER:HVAC_Chillers | Annual | 2023
NE-HVAC-Chlr-AirCldScrewChlr-gte150tons-11.1EER-15.4IPLV | DEER2023 | D23 v0 |  | Any | Htl | New | CZ10 | Any | Cap-Tons | 199.32 | 139999 | None | 96.6 | 0.0414 | 0 | 96.6 | 0.0414 | 0 | 0 | 0 | 0 | 0 | 0 | 0 | DEER:HVAC_Chillers | Annual | 2023
NE-HVAC-Chlr-AirCldScrewChlr-gte150tons-11.1EER-15.4IPLV | DEER2023 | D23 v0 |  | Any | Htl | New | CZ11 | Any | Cap-Tons | 204.97 | 139999 | None | 94.5 | 0.0576 | 0 | 94.5 | 0.0576 | 0 | 0 | 0 | 0 | 0 | 0 | 0 | DEER:HVAC_Chillers | Annual | 2023
NE-HVAC-Chlr-AirCldScrewChlr-gte150tons-11.1EER-15.4IPLV | DEER2023 | D23 v0 |  | Any | Htl | New | CZ12 | Any | Cap-Tons | 186.15 | 139999 | None | 82.8 | 0.0554 | 0 | 82.8 | 0.0554 | 0 | 0 | 0 | 0 | 0 | 0 | 0 | DEER:HVAC_Chillers | Annual | 2023
NE-HVAC-Chlr-AirCldScrewChlr-gte150tons-11.1EER-15.4IPLV | DEER2023 | D23 v0 |  | Any | Htl | New | CZ13 | Any | Cap-Tons | 204.46 | 139999 | None | 105 | 0.0566 | 0 | 105 | 0.0566 | 0 | 0 | 0 | 0 | 0 | 0 | 0 | DEER:HVAC_Chillers | Annual | 2023
NE-HVAC-Chlr-AirCldScrewChlr-gte150tons-11.1EER-15.4IPLV | DEER2023 | D23 v0 |  | Any | Htl | New | CZ14 | Any | Cap-Tons | 212.25 | 139999 | None | 93.3 | 0.0476 | 0 | 93.3 | 0.0476 | 0 | 0 | 0 | 0 | 0 | 0 | 0 | DEER:HVAC_Chillers | Annual | 2023
NE-HVAC-Chlr-AirCldScrewChlr-gte150tons-11.1EER-15.4IPLV | DEER2023 | D23 v0 |  | Any | Htl | New | CZ15 | Any | Cap-Tons | 273.39 | 139999 | None | 132 | 0.0547 | 0 | 132 | 0.0547 | 0 | 0 | 0 | 0 | 0 | 0 | 0 | DEER:HVAC_Chillers | Annual | 2023
NE-HVAC-Chlr-AirCldScrewChlr-gte150tons-11.1EER-15.4IPLV | DEER2023 | D23 v0 |  | Any | Htl | New | CZ16 | Any | Cap-Tons | 118.48 | 139999 | None | 73.1 | 0.0419 | 0 | 73.1 | 0.0419 | 0 | 0 | 0 | 0 | 0 | 0 | 0 | DEER:HVAC_Chillers | Annual | 2023
NE-HVAC-Chlr-AirCldScrewChlr-gte150tons-11.1EER-15.4IPLV | DEER2023 | D23 v0 |  | Any | Htl | Old | CZ01 | Any | Cap-Tons | 189.44 | 139999 | None | 112 | 0.0715 | 0 | 47.6 | 0.0304 | 0 | 0 | 0 | 0 | 0 | 0 | 0 | DEER:HVAC_Chillers | Annual | 2023
NE-HVAC-Chlr-AirCldScrewChlr-gte150tons-11.1EER-15.4IPLV | DEER2023 | D23 v0 |  | Any | Htl | Old | CZ02 | Any | Cap-Tons | 285.94 | 139999 | None | 194 | 0.107 | 0 | 82.6 | 0.0456 | 0 | 0 | 0 | 0 | 0 | 0 | 0 | DEER:HVAC_Chillers | Annual | 2023
NE-HVAC-Chlr-AirCldScrewChlr-gte150tons-11.1EER-15.4IPLV | DEER2023 | D23 v0 |  | Any | Htl | Old | CZ03 | Any | Cap-Tons | 240.75 | 139999 | None | 178 | 0.087 | 0 | 75.6 | 0.037 | 0 | 0 | 0 | 0 | 0 | 0 | 0 | DEER:HVAC_Chillers | Annual | 2023
NE-HVAC-Chlr-AirCldScrewChlr-gte150tons-11.1EER-15.4IPLV | DEER2023 | D23 v0 |  | Any | Htl | Old | CZ04 | Any | Cap-Tons | 295.48 | 139999 | None | 224 | 0.111 | 0 | 95.3 | 0.0474 | 0 | 0 | 0 | 0 | 0 | 0 | 0 | DEER:HVAC_Chillers | Annual | 2023
NE-HVAC-Chlr-AirCldScrewChlr-gte150tons-11.1EER-15.4IPLV | DEER2023 | D23 v0 |  | Any | Htl | Old | CZ05 | Any | Cap-Tons | 217.29 | 139999 | None | 212 | 0.0726 | 0 | 90.3 | 0.0309 | 0 | 0 | 0 | 0 | 0 | 0 | 0 | DEER:HVAC_Chillers | Annual | 2023
NE-HVAC-Chlr-AirCldScrewChlr-gte150tons-11.1EER-15.4IPLV | DEER2023 | D23 v0 |  | Any | Htl | Old | CZ06 | Any | Cap-Tons | 280.71 | 139999 | None | 255 | 0.082 | 0 | 109 | 0.0349 | 0 | 0 | 0 | 0 | 0 | 0 | 0 | DEER:HVAC_Chillers | Annual | 2023
NE-HVAC-Chlr-AirCldScrewChlr-gte150tons-11.1EER-15.4IPLV | DEER2023 | D23 v0 |  | Any | Htl | Old | CZ07 | Any | Cap-Tons | 262.15 | 139999 | None | 242 | 0.0706 | 0 | 103 | 0.0301 | 0 | 0 | 0 | 0 | 0 | 0 | 0 | DEER:HVAC_Chillers | Annual | 2023
NE-HVAC-Chlr-AirCldScrewChlr-gte150tons-11.1EER-15.4IPLV | DEER2023 | D23 v0 |  | Any | Htl | Old | CZ08 | Any | Cap-Tons | 296.24 | 139999 | None | 280 | 0.0881 | 0 | 119 | 0.0375 | 0 | 0 | 0 | 0 | 0 | 0 | 0 | DEER:HVAC_Chillers | Annual | 2023
NE-HVAC-Chlr-AirCldScrewChlr-gte150tons-11.1EER-15.4IPLV | DEER2023 | D23 v0 |  | Any | Htl | Old | CZ09 | Any | Cap-Tons | 359.2 | 139999 | None | 236 | 0.0894 | 0 | 100 | 0.0381 | 0 | 0 | 0 | 0 | 0 | 0 | 0 | DEER:HVAC_Chillers | Annual | 2023
NE-HVAC-Chlr-AirCldScrewChlr-gte150tons-11.1EER-15.4IPLV | DEER2023 | D23 v0 |  | Any | Htl | Old | CZ10 | Any | Cap-Tons | 334.32 | 139999 | None | 270 | 0.103 | 0 | 115 | 0.0437 | 0 | 0 | 0 | 0 | 0 | 0 | 0 | DEER:HVAC_Chillers | Annual | 2023
NE-HVAC-Chlr-AirCldScrewChlr-gte150tons-11.1EER-15.4IPLV | DEER2023 | D23 v0 |  | Any | Htl | Old | CZ11 | Any | Cap-Tons | 332.93 | 139999 | None | 267 | 0.146 | 0 | 114 | 0.0622 | 0 | 0 | 0 | 0 | 0 | 0 | 0 | DEER:HVAC_Chillers | Annual | 2023
NE-HVAC-Chlr-AirCldScrewChlr-gte150tons-11.1EER-15.4IPLV | DEER2023 | D23 v0 |  | Any | Htl | Old | CZ12 | Any | Cap-Tons | 305.93 | 139999 | None | 237 | 0.138 | 0 | 101 | 0.0587 | 0 | 0 | 0 | 0 | 0 | 0 | 0 | DEER:HVAC_Chillers | Annual | 2023
NE-HVAC-Chlr-AirCldScrewChlr-gte150tons-11.1EER-15.4IPLV | DEER2023 | D23 v0 |  | Any | Htl | Old | CZ13 | Any | Cap-Tons | 334.73 | 139999 | None | 289 | 0.141 | 0 | 123 | 0.0602 | 0 | 0 | 0 | 0 | 0 | 0 | 0 | DEER:HVAC_Chillers | Annual | 2023
NE-HVAC-Chlr-AirCldScrewChlr-gte150tons-11.1EER-15.4IPLV | DEER2023 | D23 v0 |  | Any | Htl | Old | CZ14 | Any | Cap-Tons | 333.41 | 139999 | None | 266 | 0.12 | 0 | 113 | 0.051 | 0 | 0 | 0 | 0 | 0 | 0 | 0 | DEER:HVAC_Chillers | Annual | 2023
NE-HVAC-Chlr-AirCldScrewChlr-gte150tons-11.1EER-15.4IPLV | DEER2023 | D23 v0 |  | Any | Htl | Old | CZ15 | Any | Cap-Tons | 389.63 | 139999 | None | 366 | 0.14 | 0 | 156 | 0.0597 | 0 | 0 | 0 | 0 | 0 | 0 | 0 | DEER:HVAC_Chillers | Annual | 2023
NE-HVAC-Chlr-AirCldScrewChlr-gte150tons-11.1EER-15.4IPLV | DEER2023 | D23 v0 |  | Any | Htl | Old | CZ16 | Any | Cap-Tons | 213.87 | 139999 | None | 216 | 0.105 | 0 | 91.8 | 0.0445 | 0 | 0 | 0 | 0 | 0 | 0 | 0 | DEER:HVAC_Chillers | Annual | 2023
NE-HVAC-Chlr-AirCldScrewChlr-gte150tons-11.1EER-15.4IPLV | DEER2023 | D23 v0 |  | Any | Htl | Rec | CZ01 | Any | Cap-Tons | 94.47 | 139999 | None | 30.9 | 0.0262 | 0 | 30.9 | 0.0262 | 0 | 0 | 0 | 0 | 0 | 0 | 0 | DEER:HVAC_Chillers | Annual | 2023
NE-HVAC-Chlr-AirCldScrewChlr-gte150tons-11.1EER-15.4IPLV | DEER2023 | D23 v0 |  | Any | Htl | Rec | CZ02 | Any | Cap-Tons | 161.81 | 139999 | None | 64.9 | 0.0426 | 0 | 64.9 | 0.0426 | 0 | 0 | 0 | 0 | 0 | 0 | 0 | DEER:HVAC_Chillers | Annual | 2023
NE-HVAC-Chlr-AirCldScrewChlr-gte150tons-11.1EER-15.4IPLV | DEER2023 | D23 v0 |  | Any | Htl | Rec | CZ03 | Any | Cap-Tons | 126.76 | 139999 | None | 58.6 | 0.0336 | 0 | 58.6 | 0.0336 | 0 | 0 | 0 | 0 | 0 | 0 | 0 | DEER:HVAC_Chillers | Annual | 2023
NE-HVAC-Chlr-AirCldScrewChlr-gte150tons-11.1EER-15.4IPLV | DEER2023 | D23 v0 |  | Any | Htl | Rec | CZ04 | Any | Cap-Tons | 168.88 | 139999 | None | 77.7 | 0.0447 | 0 | 77.7 | 0.0447 | 0 | 0 | 0 | 0 | 0 | 0 | 0 | DEER:HVAC_Chillers | Annual | 2023
NE-HVAC-Chlr-AirCldScrewChlr-gte150tons-11.1EER-15.4IPLV | DEER2023 | D23 v0 |  | Any | Htl | Rec | CZ05 | Any | Cap-Tons | 107.7 | 139999 | None | 72.5 | 0.0283 | 0 | 72.5 | 0.0283 | 0 | 0 | 0 | 0 | 0 | 0 | 0 | DEER:HVAC_Chillers | Annual | 2023
NE-HVAC-Chlr-AirCldScrewChlr-gte150tons-11.1EER-15.4IPLV | DEER2023 | D23 v0 |  | Any | Htl | Rec | CZ06 | Any | Cap-Tons | 160.81 | 139999 | None | 92.3 | 0.0321 | 0 | 92.3 | 0.0321 | 0 | 0 | 0 | 0 | 0 | 0 | 0 | DEER:HVAC_Chillers | Annual | 2023
NE-HVAC-Chlr-AirCldScrewChlr-gte150tons-11.1EER-15.4IPLV | DEER2023 | D23 v0 |  | Any | Htl | Rec | CZ07 | Any | Cap-Tons | 147.1 | 139999 | None | 88.2 | 0.0283 | 0 | 88.2 | 0.0283 | 0 | 0 | 0 | 0 | 0 | 0 | 0 | DEER:HVAC_Chillers | Annual | 2023
NE-HVAC-Chlr-AirCldScrewChlr-gte150tons-11.1EER-15.4IPLV | DEER2023 | D23 v0 |  | Any | Htl | Rec | CZ08 | Any | Cap-Tons | 170.69 | 139999 | None | 104 | 0.0355 | 0 | 104 | 0.0355 | 0 | 0 | 0 | 0 | 0 | 0 | 0 | DEER:HVAC_Chillers | Annual | 2023
NE-HVAC-Chlr-AirCldScrewChlr-gte150tons-11.1EER-15.4IPLV | DEER2023 | D23 v0 |  | Any | Htl | Rec | CZ09 | Any | Cap-Tons | 221.44 | 139999 | None | 80.7 | 0.034 | 0 | 80.7 | 0.034 | 0 | 0 | 0 | 0 | 0 | 0 | 0 | DEER:HVAC_Chillers | Annual | 2023
NE-HVAC-Chlr-AirCldScrewChlr-gte150tons-11.1EER-15.4IPLV | DEER2023 | D23 v0 |  | Any | Htl | Rec | CZ10 | Any | Cap-Tons | 199.98 | 139999 | None | 96.4 | 0.0418 | 0 | 96.4 | 0.0418 | 0 | 0 | 0 | 0 | 0 | 0 | 0 | DEER:HVAC_Chillers | Annual | 2023
NE-HVAC-Chlr-AirCldScrewChlr-gte150tons-11.1EER-15.4IPLV | DEER2023 | D23 v0 |  | Any | Htl | Rec | CZ11 | Any | Cap-Tons | 205.68 | 139999 | None | 94 | 0.0575 | 0 | 94 | 0.0575 | 0 | 0 | 0 | 0 | 0 | 0 | 0 | DEER:HVAC_Chillers | Annual | 2023
NE-HVAC-Chlr-AirCldScrewChlr-gte150tons-11.1EER-15.4IPLV | DEER2023 | D23 v0 |  | Any | Htl | Rec | CZ12 | Any | Cap-Tons | 186.82 | 139999 | None | 82.7 | 0.0552 | 0 | 82.7 | 0.0552 | 0 | 0 | 0 | 0 | 0 | 0 | 0 | DEER:HVAC_Chillers | Annual | 2023
NE-HVAC-Chlr-AirCldScrewChlr-gte150tons-11.1EER-15.4IPLV | DEER2023 | D23 v0 |  | Any | Htl | Rec | CZ13 | Any | Cap-Tons | 204.98 | 139999 | None | 105 | 0.0567 | 0 | 105 | 0.0567 | 0 | 0 | 0 | 0 | 0 | 0 | 0 | DEER:HVAC_Chillers | Annual | 2023
NE-HVAC-Chlr-AirCldScrewChlr-gte150tons-11.1EER-15.4IPLV | DEER2023 | D23 v0 |  | Any | Htl | Rec | CZ14 | Any | Cap-Tons | 212.84 | 139999 | None | 93.2 | 0.048 | 0 | 93.2 | 0.048 | 0 | 0 | 0 | 0 | 0 | 0 | 0 | DEER:HVAC_Chillers | Annual | 2023
NE-HVAC-Chlr-AirCldScrewChlr-gte150tons-11.1EER-15.4IPLV | DEER2023 | D23 v0 |  | Any | Htl | Rec | CZ15 | Any | Cap-Tons | 274.18 | 139999 | None | 131 | 0.0544 | 0 | 131 | 0.0544 | 0 | 0 | 0 | 0 | 0 | 0 | 0 | DEER:HVAC_Chillers | Annual | 2023
NE-HVAC-Chlr-AirCldScrewChlr-gte150tons-11.1EER-15.4IPLV | DEER2023 | D23 v0 |  | Any | Htl | Rec | CZ16 | Any | Cap-Tons | 118.8 | 139999 | None | 73.8 | 0.042 | 0 | 73.8 | 0.042 | 0 | 0 | 0 | 0 | 0 | 0 | 0 | DEER:HVAC_Chillers | Annual | 2023
NE-HVAC-Chlr-AirCldScrewChlr-gte150tons-11.1EER-15.4IPLV | DEER2023 | D23 v0 |  | Any | MBT | Ex | CZ01 | Any | Cap-Tons | 193.5 | 199999 | None | 28.9 | 0.0354 | 0 | 15.5 | 0.019 | 0 | 0 | 0 | 0 | 0 | 0 | 0 | DEER:HVAC_Chillers | Annual | 2023
NE-HVAC-Chlr-AirCldScrewChlr-gte150tons-11.1EER-15.4IPLV | DEER2023 | D23 v0 |  | Any | MBT | Ex | CZ02 | Any | Cap-Tons | 314.41 | 199999 | None | 88 | 0.0618 | 0 | 47.1 | 0.0331 | 0 | 0 | 0 | 0 | 0 | 0 | 0 | DEER:HVAC_Chillers | Annual | 2023
NE-HVAC-Chlr-AirCldScrewChlr-gte150tons-11.1EER-15.4IPLV | DEER2023 | D23 v0 |  | Any | MBT | Ex | CZ03 | Any | Cap-Tons | 252.63 | 199999 | None | 78.3 | 0.0477 | 0 | 41.9 | 0.0256 | 0 | 0 | 0 | 0 | 0 | 0 | 0 | DEER:HVAC_Chillers | Annual | 2023
NE-HVAC-Chlr-AirCldScrewChlr-gte150tons-11.1EER-15.4IPLV | DEER2023 | D23 v0 |  | Any | MBT | Ex | CZ04 | Any | Cap-Tons | 311.9 | 199999 | None | 114 | 0.0674 | 0 | 61.1 | 0.0361 | 0 | 0 | 0 | 0 | 0 | 0 | 0 | DEER:HVAC_Chillers | Annual | 2023
NE-HVAC-Chlr-AirCldScrewChlr-gte150tons-11.1EER-15.4IPLV | DEER2023 | D23 v0 |  | Any | MBT | Ex | CZ05 | Any | Cap-Tons | 245.06 | 199999 | None | 96.6 | 0.0381 | 0 | 51.7 | 0.0204 | 0 | 0 | 0 | 0 | 0 | 0 | 0 | DEER:HVAC_Chillers | Annual | 2023
NE-HVAC-Chlr-AirCldScrewChlr-gte150tons-11.1EER-15.4IPLV | DEER2023 | D23 v0 |  | Any | MBT | Ex | CZ06 | Any | Cap-Tons | 341.67 | 199999 | None | 134 | 0.0445 | 0 | 71.8 | 0.0238 | 0 | 0 | 0 | 0 | 0 | 0 | 0 | DEER:HVAC_Chillers | Annual | 2023
NE-HVAC-Chlr-AirCldScrewChlr-gte150tons-11.1EER-15.4IPLV | DEER2023 | D23 v0 |  | Any | MBT | Ex | CZ07 | Any | Cap-Tons | 333.52 | 199999 | None | 119 | 0.0393 | 0 | 63.7 | 0.0211 | 0 | 0 | 0 | 0 | 0 | 0 | 0 | DEER:HVAC_Chillers | Annual | 2023
NE-HVAC-Chlr-AirCldScrewChlr-gte150tons-11.1EER-15.4IPLV | DEER2023 | D23 v0 |  | Any | MBT | Ex | CZ08 | Any | Cap-Tons | 372.17 | 199999 | None | 145 | 0.0477 | 0 | 77.8 | 0.0256 | 0 | 0 | 0 | 0 | 0 | 0 | 0 | DEER:HVAC_Chillers | Annual | 2023
NE-HVAC-Chlr-AirCldScrewChlr-gte150tons-11.1EER-15.4IPLV | DEER2023 | D23 v0 |  | Any | MBT | Ex | CZ09 | Any | Cap-Tons | 421.97 | 199999 | None | 121 | 0.0528 | 0 | 64.8 | 0.0283 | 0 | 0 | 0 | 0 | 0 | 0 | 0 | DEER:HVAC_Chillers | Annual | 2023
NE-HVAC-Chlr-AirCldScrewChlr-gte150tons-11.1EER-15.4IPLV | DEER2023 | D23 v0 |  | Any | MBT | Ex | CZ10 | Any | Cap-Tons | 375.02 | 199999 | None | 136 | 0.0587 | 0 | 72.6 | 0.0314 | 0 | 0 | 0 | 0 | 0 | 0 | 0 | DEER:HVAC_Chillers | Annual | 2023
NE-HVAC-Chlr-AirCldScrewChlr-gte150tons-11.1EER-15.4IPLV | DEER2023 | D23 v0 |  | Any | MBT | Ex | CZ11 | Any | Cap-Tons | 385.48 | 199999 | None | 124 | 0.0811 | 0 | 66.3 | 0.0435 | 0 | 0 | 0 | 0 | 0 | 0 | 0 | DEER:HVAC_Chillers | Annual | 2023
NE-HVAC-Chlr-AirCldScrewChlr-gte150tons-11.1EER-15.4IPLV | DEER2023 | D23 v0 |  | Any | MBT | Ex | CZ12 | Any | Cap-Tons | 361.93 | 199999 | None | 105 | 0.074 | 0 | 56.3 | 0.0396 | 0 | 0 | 0 | 0 | 0 | 0 | 0 | DEER:HVAC_Chillers | Annual | 2023
NE-HVAC-Chlr-AirCldScrewChlr-gte150tons-11.1EER-15.4IPLV | DEER2023 | D23 v0 |  | Any | MBT | Ex | CZ13 | Any | Cap-Tons | 391.94 | 199999 | None | 132 | 0.0781 | 0 | 70.9 | 0.0418 | 0 | 0 | 0 | 0 | 0 | 0 | 0 | DEER:HVAC_Chillers | Annual | 2023
NE-HVAC-Chlr-AirCldScrewChlr-gte150tons-11.1EER-15.4IPLV | DEER2023 | D23 v0 |  | Any | MBT | Ex | CZ14 | Any | Cap-Tons | 403.6 | 199999 | None | 122 | 0.0687 | 0 | 65.4 | 0.0368 | 0 | 0 | 0 | 0 | 0 | 0 | 0 | DEER:HVAC_Chillers | Annual | 2023
NE-HVAC-Chlr-AirCldScrewChlr-gte150tons-11.1EER-15.4IPLV | DEER2023 | D23 v0 |  | Any | MBT | Ex | CZ15 | Any | Cap-Tons | 497.44 | 199999 | None | 185 | 0.0808 | 0 | 99 | 0.0433 | 0 | 0 | 0 | 0 | 0 | 0 | 0 | DEER:HVAC_Chillers | Annual | 2023
NE-HVAC-Chlr-AirCldScrewChlr-gte150tons-11.1EER-15.4IPLV | DEER2023 | D23 v0 |  | Any | MBT | Ex | CZ16 | Any | Cap-Tons | 253.24 | 199999 | None | 69.8 | 0.0522 | 0 | 37.4 | 0.028 | 0 | 0 | 0 | 0 | 0 | 0 | 0 | DEER:HVAC_Chillers | Annual | 2023
NE-HVAC-Chlr-AirCldScrewChlr-gte150tons-11.1EER-15.4IPLV | DEER2023 | D23 v0 |  | Any | MBT | New | CZ01 | Any | Cap-Tons | 173.07 | 199999 | None | 16.1 | 0.0183 | 0 | 16.1 | 0.0183 | 0 | 0 | 0 | 0 | 0 | 0 | 0 | DEER:HVAC_Chillers | Annual | 2023
NE-HVAC-Chlr-AirCldScrewChlr-gte150tons-11.1EER-15.4IPLV | DEER2023 | D23 v0 |  | Any | MBT | New | CZ02 | Any | Cap-Tons | 285.53 | 199999 | None | 44.8 | 0.0303 | 0 | 44.8 | 0.0303 | 0 | 0 | 0 | 0 | 0 | 0 | 0 | DEER:HVAC_Chillers | Annual | 2023
NE-HVAC-Chlr-AirCldScrewChlr-gte150tons-11.1EER-15.4IPLV | DEER2023 | D23 v0 |  | Any | MBT | New | CZ03 | Any | Cap-Tons | 222.32 | 199999 | None | 41.3 | 0.0229 | 0 | 41.3 | 0.0229 | 0 | 0 | 0 | 0 | 0 | 0 | 0 | DEER:HVAC_Chillers | Annual | 2023
NE-HVAC-Chlr-AirCldScrewChlr-gte150tons-11.1EER-15.4IPLV | DEER2023 | D23 v0 |  | Any | MBT | New | CZ04 | Any | Cap-Tons | 278.51 | 199999 | None | 56.2 | 0.033 | 0 | 56.2 | 0.033 | 0 | 0 | 0 | 0 | 0 | 0 | 0 | DEER:HVAC_Chillers | Annual | 2023
NE-HVAC-Chlr-AirCldScrewChlr-gte150tons-11.1EER-15.4IPLV | DEER2023 | D23 v0 |  | Any | MBT | New | CZ05 | Any | Cap-Tons | 214.55 | 199999 | None | 50.2 | 0.0187 | 0 | 50.2 | 0.0187 | 0 | 0 | 0 | 0 | 0 | 0 | 0 | DEER:HVAC_Chillers | Annual | 2023
NE-HVAC-Chlr-AirCldScrewChlr-gte150tons-11.1EER-15.4IPLV | DEER2023 | D23 v0 |  | Any | MBT | New | CZ06 | Any | Cap-Tons | 301.48 | 199999 | None | 69.3 | 0.0226 | 0 | 69.3 | 0.0226 | 0 | 0 | 0 | 0 | 0 | 0 | 0 | DEER:HVAC_Chillers | Annual | 2023
NE-HVAC-Chlr-AirCldScrewChlr-gte150tons-11.1EER-15.4IPLV | DEER2023 | D23 v0 |  | Any | MBT | New | CZ07 | Any | Cap-Tons | 301.13 | 199999 | None | 59 | 0.0193 | 0 | 59 | 0.0193 | 0 | 0 | 0 | 0 | 0 | 0 | 0 | DEER:HVAC_Chillers | Annual | 2023
NE-HVAC-Chlr-AirCldScrewChlr-gte150tons-11.1EER-15.4IPLV | DEER2023 | D23 v0 |  | Any | MBT | New | CZ08 | Any | Cap-Tons | 334.89 | 199999 | None | 70.9 | 0.0232 | 0 | 70.9 | 0.0232 | 0 | 0 | 0 | 0 | 0 | 0 | 0 | DEER:HVAC_Chillers | Annual | 2023
NE-HVAC-Chlr-AirCldScrewChlr-gte150tons-11.1EER-15.4IPLV | DEER2023 | D23 v0 |  | Any | MBT | New | CZ09 | Any | Cap-Tons | 365.19 | 199999 | None | 59.7 | 0.0263 | 0 | 59.7 | 0.0263 | 0 | 0 | 0 | 0 | 0 | 0 | 0 | DEER:HVAC_Chillers | Annual | 2023
NE-HVAC-Chlr-AirCldScrewChlr-gte150tons-11.1EER-15.4IPLV | DEER2023 | D23 v0 |  | Any | MBT | New | CZ10 | Any | Cap-Tons | 339.42 | 199999 | None | 70.8 | 0.0304 | 0 | 70.8 | 0.0304 | 0 | 0 | 0 | 0 | 0 | 0 | 0 | DEER:HVAC_Chillers | Annual | 2023
NE-HVAC-Chlr-AirCldScrewChlr-gte150tons-11.1EER-15.4IPLV | DEER2023 | D23 v0 |  | Any | MBT | New | CZ11 | Any | Cap-Tons | 345.75 | 199999 | None | 64.9 | 0.0421 | 0 | 64.9 | 0.0421 | 0 | 0 | 0 | 0 | 0 | 0 | 0 | DEER:HVAC_Chillers | Annual | 2023
NE-HVAC-Chlr-AirCldScrewChlr-gte150tons-11.1EER-15.4IPLV | DEER2023 | D23 v0 |  | Any | MBT | New | CZ12 | Any | Cap-Tons | 325.37 | 199999 | None | 55.1 | 0.0389 | 0 | 55.1 | 0.0389 | 0 | 0 | 0 | 0 | 0 | 0 | 0 | DEER:HVAC_Chillers | Annual | 2023
NE-HVAC-Chlr-AirCldScrewChlr-gte150tons-11.1EER-15.4IPLV | DEER2023 | D23 v0 |  | Any | MBT | New | CZ13 | Any | Cap-Tons | 353.69 | 199999 | None | 68.8 | 0.0414 | 0 | 68.8 | 0.0414 | 0 | 0 | 0 | 0 | 0 | 0 | 0 | DEER:HVAC_Chillers | Annual | 2023
NE-HVAC-Chlr-AirCldScrewChlr-gte150tons-11.1EER-15.4IPLV | DEER2023 | D23 v0 |  | Any | MBT | New | CZ14 | Any | Cap-Tons | 365.2 | 199999 | None | 63.1 | 0.0352 | 0 | 63.1 | 0.0352 | 0 | 0 | 0 | 0 | 0 | 0 | 0 | DEER:HVAC_Chillers | Annual | 2023
NE-HVAC-Chlr-AirCldScrewChlr-gte150tons-11.1EER-15.4IPLV | DEER2023 | D23 v0 |  | Any | MBT | New | CZ15 | Any | Cap-Tons | 453.73 | 199999 | None | 94.6 | 0.041 | 0 | 94.6 | 0.041 | 0 | 0 | 0 | 0 | 0 | 0 | 0 | DEER:HVAC_Chillers | Annual | 2023
NE-HVAC-Chlr-AirCldScrewChlr-gte150tons-11.1EER-15.4IPLV | DEER2023 | D23 v0 |  | Any | MBT | New | CZ16 | Any | Cap-Tons | 224.05 | 199999 | None | 36.7 | 0.0267 | 0 | 36.7 | 0.0267 | 0 | 0 | 0 | 0 | 0 | 0 | 0 | DEER:HVAC_Chillers | Annual | 2023
NE-HVAC-Chlr-AirCldScrewChlr-gte150tons-11.1EER-15.4IPLV | DEER2023 | D23 v0 |  | Any | MBT | Old | CZ01 | Any | Cap-Tons | 216.56 | 199999 | None | 22.4 | 0.049 | 0 | 9.53 | 0.0208 | 0 | 0 | 0 | 0 | 0 | 0 | 0 | DEER:HVAC_Chillers | Annual | 2023
NE-HVAC-Chlr-AirCldScrewChlr-gte150tons-11.1EER-15.4IPLV | DEER2023 | D23 v0 |  | Any | MBT | Old | CZ02 | Any | Cap-Tons | 353.7 | 199999 | None | 115 | 0.081 | 0 | 49 | 0.0345 | 0 | 0 | 0 | 0 | 0 | 0 | 0 | DEER:HVAC_Chillers | Annual | 2023
NE-HVAC-Chlr-AirCldScrewChlr-gte150tons-11.1EER-15.4IPLV | DEER2023 | D23 v0 |  | Any | MBT | Old | CZ03 | Any | Cap-Tons | 284.22 | 199999 | None | 86.8 | 0.0622 | 0 | 36.9 | 0.0265 | 0 | 0 | 0 | 0 | 0 | 0 | 0 | DEER:HVAC_Chillers | Annual | 2023
NE-HVAC-Chlr-AirCldScrewChlr-gte150tons-11.1EER-15.4IPLV | DEER2023 | D23 v0 |  | Any | MBT | Old | CZ04 | Any | Cap-Tons | 347 | 199999 | None | 150 | 0.0921 | 0 | 63.8 | 0.0392 | 0 | 0 | 0 | 0 | 0 | 0 | 0 | DEER:HVAC_Chillers | Annual | 2023
NE-HVAC-Chlr-AirCldScrewChlr-gte150tons-11.1EER-15.4IPLV | DEER2023 | D23 v0 |  | Any | MBT | Old | CZ05 | Any | Cap-Tons | 269.55 | 199999 | None | 118 | 0.0535 | 0 | 50.1 | 0.0228 | 0 | 0 | 0 | 0 | 0 | 0 | 0 | DEER:HVAC_Chillers | Annual | 2023
NE-HVAC-Chlr-AirCldScrewChlr-gte150tons-11.1EER-15.4IPLV | DEER2023 | D23 v0 |  | Any | MBT | Old | CZ06 | Any | Cap-Tons | 363.12 | 199999 | None | 175 | 0.0634 | 0 | 74.4 | 0.027 | 0 | 0 | 0 | 0 | 0 | 0 | 0 | DEER:HVAC_Chillers | Annual | 2023
NE-HVAC-Chlr-AirCldScrewChlr-gte150tons-11.1EER-15.4IPLV | DEER2023 | D23 v0 |  | Any | MBT | Old | CZ07 | Any | Cap-Tons | 344.15 | 199999 | None | 161 | 0.0614 | 0 | 68.5 | 0.0261 | 0 | 0 | 0 | 0 | 0 | 0 | 0 | DEER:HVAC_Chillers | Annual | 2023
NE-HVAC-Chlr-AirCldScrewChlr-gte150tons-11.1EER-15.4IPLV | DEER2023 | D23 v0 |  | Any | MBT | Old | CZ08 | Any | Cap-Tons | 395.52 | 199999 | None | 199 | 0.0682 | 0 | 84.7 | 0.029 | 0 | 0 | 0 | 0 | 0 | 0 | 0 | DEER:HVAC_Chillers | Annual | 2023
NE-HVAC-Chlr-AirCldScrewChlr-gte150tons-11.1EER-15.4IPLV | DEER2023 | D23 v0 |  | Any | MBT | Old | CZ09 | Any | Cap-Tons | 454.15 | 199999 | None | 168 | 0.0745 | 0 | 71.4 | 0.0317 | 0 | 0 | 0 | 0 | 0 | 0 | 0 | DEER:HVAC_Chillers | Annual | 2023
NE-HVAC-Chlr-AirCldScrewChlr-gte150tons-11.1EER-15.4IPLV | DEER2023 | D23 v0 |  | Any | MBT | Old | CZ10 | Any | Cap-Tons | 419.86 | 199999 | None | 192 | 0.0844 | 0 | 81.8 | 0.0359 | 0 | 0 | 0 | 0 | 0 | 0 | 0 | DEER:HVAC_Chillers | Annual | 2023
NE-HVAC-Chlr-AirCldScrewChlr-gte150tons-11.1EER-15.4IPLV | DEER2023 | D23 v0 |  | Any | MBT | Old | CZ11 | Any | Cap-Tons | 429.21 | 199999 | None | 169 | 0.108 | 0 | 71.9 | 0.046 | 0 | 0 | 0 | 0 | 0 | 0 | 0 | DEER:HVAC_Chillers | Annual | 2023
NE-HVAC-Chlr-AirCldScrewChlr-gte150tons-11.1EER-15.4IPLV | DEER2023 | D23 v0 |  | Any | MBT | Old | CZ12 | Any | Cap-Tons | 403.21 | 199999 | None | 142 | 0.101 | 0 | 60.5 | 0.0432 | 0 | 0 | 0 | 0 | 0 | 0 | 0 | DEER:HVAC_Chillers | Annual | 2023
NE-HVAC-Chlr-AirCldScrewChlr-gte150tons-11.1EER-15.4IPLV | DEER2023 | D23 v0 |  | Any | MBT | Old | CZ13 | Any | Cap-Tons | 434.6 | 199999 | None | 183 | 0.107 | 0 | 77.9 | 0.0455 | 0 | 0 | 0 | 0 | 0 | 0 | 0 | DEER:HVAC_Chillers | Annual | 2023
NE-HVAC-Chlr-AirCldScrewChlr-gte150tons-11.1EER-15.4IPLV | DEER2023 | D23 v0 |  | Any | MBT | Old | CZ14 | Any | Cap-Tons | 443.13 | 199999 | None | 168 | 0.0922 | 0 | 71.6 | 0.0392 | 0 | 0 | 0 | 0 | 0 | 0 | 0 | DEER:HVAC_Chillers | Annual | 2023
NE-HVAC-Chlr-AirCldScrewChlr-gte150tons-11.1EER-15.4IPLV | DEER2023 | D23 v0 |  | Any | MBT | Old | CZ15 | Any | Cap-Tons | 536.33 | 199999 | None | 259 | 0.109 | 0 | 110 | 0.0465 | 0 | 0 | 0 | 0 | 0 | 0 | 0 | DEER:HVAC_Chillers | Annual | 2023
NE-HVAC-Chlr-AirCldScrewChlr-gte150tons-11.1EER-15.4IPLV | DEER2023 | D23 v0 |  | Any | MBT | Old | CZ16 | Any | Cap-Tons | 283.97 | 199999 | None | 93 | 0.0694 | 0 | 39.6 | 0.0295 | 0 | 0 | 0 | 0 | 0 | 0 | 0 | DEER:HVAC_Chillers | Annual | 2023
NE-HVAC-Chlr-AirCldScrewChlr-gte150tons-11.1EER-15.4IPLV | DEER2023 | D23 v0 |  | Any | MBT | Rec | CZ01 | Any | Cap-Tons | 181.23 | 199999 | None | 16.5 | 0.0182 | 0 | 16.5 | 0.0182 | 0 | 0 | 0 | 0 | 0 | 0 | 0 | DEER:HVAC_Chillers | Annual | 2023
NE-HVAC-Chlr-AirCldScrewChlr-gte150tons-11.1EER-15.4IPLV | DEER2023 | D23 v0 |  | Any | MBT | Rec | CZ02 | Any | Cap-Tons | 295.14 | 199999 | None | 45.3 | 0.0302 | 0 | 45.3 | 0.0302 | 0 | 0 | 0 | 0 | 0 | 0 | 0 | DEER:HVAC_Chillers | Annual | 2023
NE-HVAC-Chlr-AirCldScrewChlr-gte150tons-11.1EER-15.4IPLV | DEER2023 | D23 v0 |  | Any | MBT | Rec | CZ03 | Any | Cap-Tons | 230.74 | 199999 | None | 41.9 | 0.023 | 0 | 41.9 | 0.023 | 0 | 0 | 0 | 0 | 0 | 0 | 0 | DEER:HVAC_Chillers | Annual | 2023
NE-HVAC-Chlr-AirCldScrewChlr-gte150tons-11.1EER-15.4IPLV | DEER2023 | D23 v0 |  | Any | MBT | Rec | CZ04 | Any | Cap-Tons | 288.12 | 199999 | None | 56.9 | 0.0328 | 0 | 56.9 | 0.0328 | 0 | 0 | 0 | 0 | 0 | 0 | 0 | DEER:HVAC_Chillers | Annual | 2023
NE-HVAC-Chlr-AirCldScrewChlr-gte150tons-11.1EER-15.4IPLV | DEER2023 | D23 v0 |  | Any | MBT | Rec | CZ05 | Any | Cap-Tons | 224.06 | 199999 | None | 50.7 | 0.0187 | 0 | 50.7 | 0.0187 | 0 | 0 | 0 | 0 | 0 | 0 | 0 | DEER:HVAC_Chillers | Annual | 2023
NE-HVAC-Chlr-AirCldScrewChlr-gte150tons-11.1EER-15.4IPLV | DEER2023 | D23 v0 |  | Any | MBT | Rec | CZ06 | Any | Cap-Tons | 310.15 | 199999 | None | 70.6 | 0.0227 | 0 | 70.6 | 0.0227 | 0 | 0 | 0 | 0 | 0 | 0 | 0 | DEER:HVAC_Chillers | Annual | 2023
NE-HVAC-Chlr-AirCldScrewChlr-gte150tons-11.1EER-15.4IPLV | DEER2023 | D23 v0 |  | Any | MBT | Rec | CZ07 | Any | Cap-Tons | 309.9 | 199999 | None | 60.6 | 0.0196 | 0 | 60.6 | 0.0196 | 0 | 0 | 0 | 0 | 0 | 0 | 0 | DEER:HVAC_Chillers | Annual | 2023
NE-HVAC-Chlr-AirCldScrewChlr-gte150tons-11.1EER-15.4IPLV | DEER2023 | D23 v0 |  | Any | MBT | Rec | CZ08 | Any | Cap-Tons | 343.48 | 199999 | None | 72.2 | 0.0232 | 0 | 72.2 | 0.0232 | 0 | 0 | 0 | 0 | 0 | 0 | 0 | DEER:HVAC_Chillers | Annual | 2023
NE-HVAC-Chlr-AirCldScrewChlr-gte150tons-11.1EER-15.4IPLV | DEER2023 | D23 v0 |  | Any | MBT | Rec | CZ09 | Any | Cap-Tons | 373.81 | 199999 | None | 60.7 | 0.0261 | 0 | 60.7 | 0.0261 | 0 | 0 | 0 | 0 | 0 | 0 | 0 | DEER:HVAC_Chillers | Annual | 2023
NE-HVAC-Chlr-AirCldScrewChlr-gte150tons-11.1EER-15.4IPLV | DEER2023 | D23 v0 |  | Any | MBT | Rec | CZ10 | Any | Cap-Tons | 349.13 | 199999 | None | 71.5 | 0.0304 | 0 | 71.5 | 0.0304 | 0 | 0 | 0 | 0 | 0 | 0 | 0 | DEER:HVAC_Chillers | Annual | 2023
NE-HVAC-Chlr-AirCldScrewChlr-gte150tons-11.1EER-15.4IPLV | DEER2023 | D23 v0 |  | Any | MBT | Rec | CZ11 | Any | Cap-Tons | 354.56 | 199999 | None | 65.1 | 0.0416 | 0 | 65.1 | 0.0416 | 0 | 0 | 0 | 0 | 0 | 0 | 0 | DEER:HVAC_Chillers | Annual | 2023
NE-HVAC-Chlr-AirCldScrewChlr-gte150tons-11.1EER-15.4IPLV | DEER2023 | D23 v0 |  | Any | MBT | Rec | CZ12 | Any | Cap-Tons | 334.67 | 199999 | None | 55.5 | 0.0385 | 0 | 55.5 | 0.0385 | 0 | 0 | 0 | 0 | 0 | 0 | 0 | DEER:HVAC_Chillers | Annual | 2023
NE-HVAC-Chlr-AirCldScrewChlr-gte150tons-11.1EER-15.4IPLV | DEER2023 | D23 v0 |  | Any | MBT | Rec | CZ13 | Any | Cap-Tons | 362.34 | 199999 | None | 69.2 | 0.0409 | 0 | 69.2 | 0.0409 | 0 | 0 | 0 | 0 | 0 | 0 | 0 | DEER:HVAC_Chillers | Annual | 2023
NE-HVAC-Chlr-AirCldScrewChlr-gte150tons-11.1EER-15.4IPLV | DEER2023 | D23 v0 |  | Any | MBT | Rec | CZ14 | Any | Cap-Tons | 373.76 | 199999 | None | 63.7 | 0.0352 | 0 | 63.7 | 0.0352 | 0 | 0 | 0 | 0 | 0 | 0 | 0 | DEER:HVAC_Chillers | Annual | 2023
NE-HVAC-Chlr-AirCldScrewChlr-gte150tons-11.1EER-15.4IPLV | DEER2023 | D23 v0 |  | Any | MBT | Rec | CZ15 | Any | Cap-Tons | 462.57 | 199999 | None | 94.9 | 0.041 | 0 | 94.9 | 0.041 | 0 | 0 | 0 | 0 | 0 | 0 | 0 | DEER:HVAC_Chillers | Annual | 2023
NE-HVAC-Chlr-AirCldScrewChlr-gte150tons-11.1EER-15.4IPLV | DEER2023 | D23 v0 |  | Any | MBT | Rec | CZ16 | Any | Cap-Tons | 232.66 | 199999 | None | 37.3 | 0.0268 | 0 | 37.3 | 0.0268 | 0 | 0 | 0 | 0 | 0 | 0 | 0 | DEER:HVAC_Chillers | Annual | 2023
NE-HVAC-Chlr-AirCldScrewChlr-gte150tons-11.1EER-15.4IPLV | DEER2023 | D23 v0 |  | Any | Nrs | Ex | CZ01 | Any | Cap-Tons | 64.57 | 60655 | None | 19.5 | 0.0452 | 0 | 10.5 | 0.0242 | 0 | 0 | 0 | 0 | 0 | 0 | 0 | DEER:HVAC_Chillers | Annual | 2023
NE-HVAC-Chlr-AirCldScrewChlr-gte150tons-11.1EER-15.4IPLV | DEER2023 | D23 v0 |  | Any | Nrs | Ex | CZ02 | Any | Cap-Tons | 102.76 | 60655 | None | 109 | 0.0889 | 0 | 58.3 | 0.0476 | 0 | 0 | 0 | 0 | 0 | 0 | 0 | DEER:HVAC_Chillers | Annual | 2023
NE-HVAC-Chlr-AirCldScrewChlr-gte150tons-11.1EER-15.4IPLV | DEER2023 | D23 v0 |  | Any | Nrs | Ex | CZ03 | Any | Cap-Tons | 89.42 | 60655 | None | 84 | 0.067 | 0 | 45 | 0.0359 | 0 | 0 | 0 | 0 | 0 | 0 | 0 | DEER:HVAC_Chillers | Annual | 2023
NE-HVAC-Chlr-AirCldScrewChlr-gte150tons-11.1EER-15.4IPLV | DEER2023 | D23 v0 |  | Any | Nrs | Ex | CZ04 | Any | Cap-Tons | 116.36 | 60655 | None | 146 | 0.0961 | 0 | 78.1 | 0.0515 | 0 | 0 | 0 | 0 | 0 | 0 | 0 | DEER:HVAC_Chillers | Annual | 2023
NE-HVAC-Chlr-AirCldScrewChlr-gte150tons-11.1EER-15.4IPLV | DEER2023 | D23 v0 |  | Any | Nrs | Ex | CZ05 | Any | Cap-Tons | 81.58 | 60655 | None | 111 | 0.0549 | 0 | 59.5 | 0.0294 | 0 | 0 | 0 | 0 | 0 | 0 | 0 | DEER:HVAC_Chillers | Annual | 2023
NE-HVAC-Chlr-AirCldScrewChlr-gte150tons-11.1EER-15.4IPLV | DEER2023 | D23 v0 |  | Any | Nrs | Ex | CZ06 | Any | Cap-Tons | 117.13 | 60655 | None | 176 | 0.0696 | 0 | 94.1 | 0.0373 | 0 | 0 | 0 | 0 | 0 | 0 | 0 | DEER:HVAC_Chillers | Annual | 2023
NE-HVAC-Chlr-AirCldScrewChlr-gte150tons-11.1EER-15.4IPLV | DEER2023 | D23 v0 |  | Any | Nrs | Ex | CZ07 | Any | Cap-Tons | 109.71 | 60655 | None | 163 | 0.0576 | 0 | 87.4 | 0.0308 | 0 | 0 | 0 | 0 | 0 | 0 | 0 | DEER:HVAC_Chillers | Annual | 2023
NE-HVAC-Chlr-AirCldScrewChlr-gte150tons-11.1EER-15.4IPLV | DEER2023 | D23 v0 |  | Any | Nrs | Ex | CZ08 | Any | Cap-Tons | 124.36 | 60655 | None | 205 | 0.0768 | 0 | 110 | 0.0411 | 0 | 0 | 0 | 0 | 0 | 0 | 0 | DEER:HVAC_Chillers | Annual | 2023
NE-HVAC-Chlr-AirCldScrewChlr-gte150tons-11.1EER-15.4IPLV | DEER2023 | D23 v0 |  | Any | Nrs | Ex | CZ09 | Any | Cap-Tons | 153.21 | 60655 | None | 166 | 0.0772 | 0 | 88.8 | 0.0413 | 0 | 0 | 0 | 0 | 0 | 0 | 0 | DEER:HVAC_Chillers | Annual | 2023
NE-HVAC-Chlr-AirCldScrewChlr-gte150tons-11.1EER-15.4IPLV | DEER2023 | D23 v0 |  | Any | Nrs | Ex | CZ10 | Any | Cap-Tons | 124.25 | 60655 | None | 188 | 0.0871 | 0 | 101 | 0.0466 | 0 | 0 | 0 | 0 | 0 | 0 | 0 | DEER:HVAC_Chillers | Annual | 2023
NE-HVAC-Chlr-AirCldScrewChlr-gte150tons-11.1EER-15.4IPLV | DEER2023 | D23 v0 |  | Any | Nrs | Ex | CZ11 | Any | Cap-Tons | 133.07 | 60655 | None | 189 | 0.123 | 0 | 101 | 0.0658 | 0 | 0 | 0 | 0 | 0 | 0 | 0 | DEER:HVAC_Chillers | Annual | 2023
NE-HVAC-Chlr-AirCldScrewChlr-gte150tons-11.1EER-15.4IPLV | DEER2023 | D23 v0 |  | Any | Nrs | Ex | CZ12 | Any | Cap-Tons | 120.54 | 60655 | None | 150 | 0.114 | 0 | 80.4 | 0.061 | 0 | 0 | 0 | 0 | 0 | 0 | 0 | DEER:HVAC_Chillers | Annual | 2023
NE-HVAC-Chlr-AirCldScrewChlr-gte150tons-11.1EER-15.4IPLV | DEER2023 | D23 v0 |  | Any | Nrs | Ex | CZ13 | Any | Cap-Tons | 133.26 | 60655 | None | 210 | 0.119 | 0 | 113 | 0.0636 | 0 | 0 | 0 | 0 | 0 | 0 | 0 | DEER:HVAC_Chillers | Annual | 2023
NE-HVAC-Chlr-AirCldScrewChlr-gte150tons-11.1EER-15.4IPLV | DEER2023 | D23 v0 |  | Any | Nrs | Ex | CZ14 | Any | Cap-Tons | 131.28 | 60655 | None | 191 | 0.108 | 0 | 102 | 0.0576 | 0 | 0 | 0 | 0 | 0 | 0 | 0 | DEER:HVAC_Chillers | Annual | 2023
NE-HVAC-Chlr-AirCldScrewChlr-gte150tons-11.1EER-15.4IPLV | DEER2023 | D23 v0 |  | Any | Nrs | Ex | CZ15 | Any | Cap-Tons | 173.58 | 60655 | None | 280 | 0.118 | 0 | 150 | 0.0631 | 0 | 0 | 0 | 0 | 0 | 0 | 0 | DEER:HVAC_Chillers | Annual | 2023
NE-HVAC-Chlr-AirCldScrewChlr-gte150tons-11.1EER-15.4IPLV | DEER2023 | D23 v0 |  | Any | Nrs | Ex | CZ16 | Any | Cap-Tons | 80.32 | 60655 | None | 107 | 0.082 | 0 | 57.1 | 0.0439 | 0 | 0 | 0 | 0 | 0 | 0 | 0 | DEER:HVAC_Chillers | Annual | 2023
NE-HVAC-Chlr-AirCldScrewChlr-gte150tons-11.1EER-15.4IPLV | DEER2023 | D23 v0 |  | Any | Nrs | New | CZ01 | Any | Cap-Tons | 62.05 | 60655 | None | 5.6 | 0.0174 | 0 | 5.6 | 0.0174 | 0 | 0 | 0 | 0 | 0 | 0 | 0 | DEER:HVAC_Chillers | Annual | 2023
NE-HVAC-Chlr-AirCldScrewChlr-gte150tons-11.1EER-15.4IPLV | DEER2023 | D23 v0 |  | Any | Nrs | New | CZ02 | Any | Cap-Tons | 100.12 | 60655 | None | 45.5 | 0.0404 | 0 | 45.5 | 0.0404 | 0 | 0 | 0 | 0 | 0 | 0 | 0 | DEER:HVAC_Chillers | Annual | 2023
NE-HVAC-Chlr-AirCldScrewChlr-gte150tons-11.1EER-15.4IPLV | DEER2023 | D23 v0 |  | Any | Nrs | New | CZ03 | Any | Cap-Tons | 79.94 | 60655 | None | 30.6 | 0.0299 | 0 | 30.6 | 0.0299 | 0 | 0 | 0 | 0 | 0 | 0 | 0 | DEER:HVAC_Chillers | Annual | 2023
NE-HVAC-Chlr-AirCldScrewChlr-gte150tons-11.1EER-15.4IPLV | DEER2023 | D23 v0 |  | Any | Nrs | New | CZ04 | Any | Cap-Tons | 96.34 | 60655 | None | 63.4 | 0.0475 | 0 | 63.4 | 0.0475 | 0 | 0 | 0 | 0 | 0 | 0 | 0 | DEER:HVAC_Chillers | Annual | 2023
NE-HVAC-Chlr-AirCldScrewChlr-gte150tons-11.1EER-15.4IPLV | DEER2023 | D23 v0 |  | Any | Nrs | New | CZ05 | Any | Cap-Tons | 77.41 | 60655 | None | 36.7 | 0.0216 | 0 | 36.7 | 0.0216 | 0 | 0 | 0 | 0 | 0 | 0 | 0 | DEER:HVAC_Chillers | Annual | 2023
NE-HVAC-Chlr-AirCldScrewChlr-gte150tons-11.1EER-15.4IPLV | DEER2023 | D23 v0 |  | Any | Nrs | New | CZ06 | Any | Cap-Tons | 102.72 | 60655 | None | 69.9 | 0.031 | 0 | 69.9 | 0.031 | 0 | 0 | 0 | 0 | 0 | 0 | 0 | DEER:HVAC_Chillers | Annual | 2023
NE-HVAC-Chlr-AirCldScrewChlr-gte150tons-11.1EER-15.4IPLV | DEER2023 | D23 v0 |  | Any | Nrs | New | CZ07 | Any | Cap-Tons | 103.43 | 60655 | None | 61.3 | 0.0237 | 0 | 61.3 | 0.0237 | 0 | 0 | 0 | 0 | 0 | 0 | 0 | DEER:HVAC_Chillers | Annual | 2023
NE-HVAC-Chlr-AirCldScrewChlr-gte150tons-11.1EER-15.4IPLV | DEER2023 | D23 v0 |  | Any | Nrs | New | CZ08 | Any | Cap-Tons | 112.05 | 60655 | None | 83.7 | 0.0339 | 0 | 83.7 | 0.0339 | 0 | 0 | 0 | 0 | 0 | 0 | 0 | DEER:HVAC_Chillers | Annual | 2023
NE-HVAC-Chlr-AirCldScrewChlr-gte150tons-11.1EER-15.4IPLV | DEER2023 | D23 v0 |  | Any | Nrs | New | CZ09 | Any | Cap-Tons | 128.75 | 60655 | None | 71.6 | 0.0369 | 0 | 71.6 | 0.0369 | 0 | 0 | 0 | 0 | 0 | 0 | 0 | DEER:HVAC_Chillers | Annual | 2023
NE-HVAC-Chlr-AirCldScrewChlr-gte150tons-11.1EER-15.4IPLV | DEER2023 | D23 v0 |  | Any | Nrs | New | CZ10 | Any | Cap-Tons | 116.03 | 60655 | None | 88.5 | 0.0426 | 0 | 88.5 | 0.0426 | 0 | 0 | 0 | 0 | 0 | 0 | 0 | DEER:HVAC_Chillers | Annual | 2023
NE-HVAC-Chlr-AirCldScrewChlr-gte150tons-11.1EER-15.4IPLV | DEER2023 | D23 v0 |  | Any | Nrs | New | CZ11 | Any | Cap-Tons | 118.86 | 60655 | None | 91.1 | 0.0609 | 0 | 91.1 | 0.0609 | 0 | 0 | 0 | 0 | 0 | 0 | 0 | DEER:HVAC_Chillers | Annual | 2023
NE-HVAC-Chlr-AirCldScrewChlr-gte150tons-11.1EER-15.4IPLV | DEER2023 | D23 v0 |  | Any | Nrs | New | CZ12 | Any | Cap-Tons | 110.28 | 60655 | None | 69.8 | 0.0561 | 0 | 69.8 | 0.0561 | 0 | 0 | 0 | 0 | 0 | 0 | 0 | DEER:HVAC_Chillers | Annual | 2023
NE-HVAC-Chlr-AirCldScrewChlr-gte150tons-11.1EER-15.4IPLV | DEER2023 | D23 v0 |  | Any | Nrs | New | CZ13 | Any | Cap-Tons | 118.22 | 60655 | None | 103 | 0.0597 | 0 | 103 | 0.0597 | 0 | 0 | 0 | 0 | 0 | 0 | 0 | DEER:HVAC_Chillers | Annual | 2023
NE-HVAC-Chlr-AirCldScrewChlr-gte150tons-11.1EER-15.4IPLV | DEER2023 | D23 v0 |  | Any | Nrs | New | CZ14 | Any | Cap-Tons | 121.6 | 60655 | None | 90.3 | 0.0527 | 0 | 90.3 | 0.0527 | 0 | 0 | 0 | 0 | 0 | 0 | 0 | DEER:HVAC_Chillers | Annual | 2023
NE-HVAC-Chlr-AirCldScrewChlr-gte150tons-11.1EER-15.4IPLV | DEER2023 | D23 v0 |  | Any | Nrs | New | CZ15 | Any | Cap-Tons | 156.36 | 60655 | None | 141 | 0.06 | 0 | 141 | 0.06 | 0 | 0 | 0 | 0 | 0 | 0 | 0 | DEER:HVAC_Chillers | Annual | 2023
NE-HVAC-Chlr-AirCldScrewChlr-gte150tons-11.1EER-15.4IPLV | DEER2023 | D23 v0 |  | Any | Nrs | New | CZ16 | Any | Cap-Tons | 78.65 | 60655 | None | 45.2 | 0.0374 | 0 | 45.2 | 0.0374 | 0 | 0 | 0 | 0 | 0 | 0 | 0 | DEER:HVAC_Chillers | Annual | 2023
NE-HVAC-Chlr-AirCldScrewChlr-gte150tons-11.1EER-15.4IPLV | DEER2023 | D23 v0 |  | Any | Nrs | Old | CZ01 | Any | Cap-Tons | 83.44 | 60655 | None | 43.1 | 0.064 | 0 | 18.3 | 0.0272 | 0 | 0 | 0 | 0 | 0 | 0 | 0 | DEER:HVAC_Chillers | Annual | 2023
NE-HVAC-Chlr-AirCldScrewChlr-gte150tons-11.1EER-15.4IPLV | DEER2023 | D23 v0 |  | Any | Nrs | Old | CZ02 | Any | Cap-Tons | 130.81 | 60655 | None | 167 | 0.123 | 0 | 71.2 | 0.0523 | 0 | 0 | 0 | 0 | 0 | 0 | 0 | DEER:HVAC_Chillers | Annual | 2023
NE-HVAC-Chlr-AirCldScrewChlr-gte150tons-11.1EER-15.4IPLV | DEER2023 | D23 v0 |  | Any | Nrs | Old | CZ03 | Any | Cap-Tons | 107.66 | 60655 | None | 129 | 0.0944 | 0 | 54.9 | 0.0402 | 0 | 0 | 0 | 0 | 0 | 0 | 0 | DEER:HVAC_Chillers | Annual | 2023
NE-HVAC-Chlr-AirCldScrewChlr-gte150tons-11.1EER-15.4IPLV | DEER2023 | D23 v0 |  | Any | Nrs | Old | CZ04 | Any | Cap-Tons | 136.9 | 60655 | None | 208 | 0.129 | 0 | 88.5 | 0.055 | 0 | 0 | 0 | 0 | 0 | 0 | 0 | DEER:HVAC_Chillers | Annual | 2023
NE-HVAC-Chlr-AirCldScrewChlr-gte150tons-11.1EER-15.4IPLV | DEER2023 | D23 v0 |  | Any | Nrs | Old | CZ05 | Any | Cap-Tons | 94.43 | 60655 | None | 164 | 0.0778 | 0 | 69.9 | 0.0331 | 0 | 0 | 0 | 0 | 0 | 0 | 0 | DEER:HVAC_Chillers | Annual | 2023
NE-HVAC-Chlr-AirCldScrewChlr-gte150tons-11.1EER-15.4IPLV | DEER2023 | D23 v0 |  | Any | Nrs | Old | CZ06 | Any | Cap-Tons | 131.96 | 60655 | None | 249 | 0.095 | 0 | 106 | 0.0404 | 0 | 0 | 0 | 0 | 0 | 0 | 0 | DEER:HVAC_Chillers | Annual | 2023
NE-HVAC-Chlr-AirCldScrewChlr-gte150tons-11.1EER-15.4IPLV | DEER2023 | D23 v0 |  | Any | Nrs | Old | CZ07 | Any | Cap-Tons | 122.6 | 60655 | None | 238 | 0.081 | 0 | 101 | 0.0345 | 0 | 0 | 0 | 0 | 0 | 0 | 0 | DEER:HVAC_Chillers | Annual | 2023
NE-HVAC-Chlr-AirCldScrewChlr-gte150tons-11.1EER-15.4IPLV | DEER2023 | D23 v0 |  | Any | Nrs | Old | CZ08 | Any | Cap-Tons | 139.48 | 60655 | None | 290 | 0.104 | 0 | 123 | 0.0444 | 0 | 0 | 0 | 0 | 0 | 0 | 0 | DEER:HVAC_Chillers | Annual | 2023
NE-HVAC-Chlr-AirCldScrewChlr-gte150tons-11.1EER-15.4IPLV | DEER2023 | D23 v0 |  | Any | Nrs | Old | CZ09 | Any | Cap-Tons | 174.49 | 60655 | None | 235 | 0.105 | 0 | 100 | 0.0446 | 0 | 0 | 0 | 0 | 0 | 0 | 0 | DEER:HVAC_Chillers | Annual | 2023
NE-HVAC-Chlr-AirCldScrewChlr-gte150tons-11.1EER-15.4IPLV | DEER2023 | D23 v0 |  | Any | Nrs | Old | CZ10 | Any | Cap-Tons | 159.4 | 60655 | None | 276 | 0.119 | 0 | 117 | 0.0505 | 0 | 0 | 0 | 0 | 0 | 0 | 0 | DEER:HVAC_Chillers | Annual | 2023
NE-HVAC-Chlr-AirCldScrewChlr-gte150tons-11.1EER-15.4IPLV | DEER2023 | D23 v0 |  | Any | Nrs | Old | CZ11 | Any | Cap-Tons | 164.74 | 60655 | None | 271 | 0.163 | 0 | 115 | 0.0695 | 0 | 0 | 0 | 0 | 0 | 0 | 0 | DEER:HVAC_Chillers | Annual | 2023
NE-HVAC-Chlr-AirCldScrewChlr-gte150tons-11.1EER-15.4IPLV | DEER2023 | D23 v0 |  | Any | Nrs | Old | CZ12 | Any | Cap-Tons | 151.1 | 60655 | None | 223 | 0.154 | 0 | 95 | 0.0656 | 0 | 0 | 0 | 0 | 0 | 0 | 0 | DEER:HVAC_Chillers | Annual | 2023
NE-HVAC-Chlr-AirCldScrewChlr-gte150tons-11.1EER-15.4IPLV | DEER2023 | D23 v0 |  | Any | Nrs | Old | CZ13 | Any | Cap-Tons | 164.44 | 60655 | None | 300 | 0.159 | 0 | 128 | 0.0679 | 0 | 0 | 0 | 0 | 0 | 0 | 0 | DEER:HVAC_Chillers | Annual | 2023
NE-HVAC-Chlr-AirCldScrewChlr-gte150tons-11.1EER-15.4IPLV | DEER2023 | D23 v0 |  | Any | Nrs | Old | CZ14 | Any | Cap-Tons | 167.02 | 60655 | None | 273 | 0.143 | 0 | 116 | 0.0607 | 0 | 0 | 0 | 0 | 0 | 0 | 0 | DEER:HVAC_Chillers | Annual | 2023
NE-HVAC-Chlr-AirCldScrewChlr-gte150tons-11.1EER-15.4IPLV | DEER2023 | D23 v0 |  | Any | Nrs | Old | CZ15 | Any | Cap-Tons | 211.16 | 60655 | None | 402 | 0.161 | 0 | 171 | 0.0685 | 0 | 0 | 0 | 0 | 0 | 0 | 0 | DEER:HVAC_Chillers | Annual | 2023
NE-HVAC-Chlr-AirCldScrewChlr-gte150tons-11.1EER-15.4IPLV | DEER2023 | D23 v0 |  | Any | Nrs | Old | CZ16 | Any | Cap-Tons | 104.08 | 60655 | None | 166 | 0.114 | 0 | 70.8 | 0.0484 | 0 | 0 | 0 | 0 | 0 | 0 | 0 | DEER:HVAC_Chillers | Annual | 2023
NE-HVAC-Chlr-AirCldScrewChlr-gte150tons-11.1EER-15.4IPLV | DEER2023 | D23 v0 |  | Any | Nrs | Rec | CZ01 | Any | Cap-Tons | 63.04 | 60655 | None | 6.26 | 0.0186 | 0 | 6.26 | 0.0186 | 0 | 0 | 0 | 0 | 0 | 0 | 0 | DEER:HVAC_Chillers | Annual | 2023
NE-HVAC-Chlr-AirCldScrewChlr-gte150tons-11.1EER-15.4IPLV | DEER2023 | D23 v0 |  | Any | Nrs | Rec | CZ02 | Any | Cap-Tons | 98.96 | 60655 | None | 48.3 | 0.0418 | 0 | 48.3 | 0.0418 | 0 | 0 | 0 | 0 | 0 | 0 | 0 | DEER:HVAC_Chillers | Annual | 2023
NE-HVAC-Chlr-AirCldScrewChlr-gte150tons-11.1EER-15.4IPLV | DEER2023 | D23 v0 |  | Any | Nrs | Rec | CZ03 | Any | Cap-Tons | 79.61 | 60655 | None | 33.2 | 0.0314 | 0 | 33.2 | 0.0314 | 0 | 0 | 0 | 0 | 0 | 0 | 0 | DEER:HVAC_Chillers | Annual | 2023
NE-HVAC-Chlr-AirCldScrewChlr-gte150tons-11.1EER-15.4IPLV | DEER2023 | D23 v0 |  | Any | Nrs | Rec | CZ04 | Any | Cap-Tons | 97.05 | 60655 | None | 66.1 | 0.0481 | 0 | 66.1 | 0.0481 | 0 | 0 | 0 | 0 | 0 | 0 | 0 | DEER:HVAC_Chillers | Annual | 2023
NE-HVAC-Chlr-AirCldScrewChlr-gte150tons-11.1EER-15.4IPLV | DEER2023 | D23 v0 |  | Any | Nrs | Rec | CZ05 | Any | Cap-Tons | 77.25 | 60655 | None | 39.9 | 0.023 | 0 | 39.9 | 0.023 | 0 | 0 | 0 | 0 | 0 | 0 | 0 | DEER:HVAC_Chillers | Annual | 2023
NE-HVAC-Chlr-AirCldScrewChlr-gte150tons-11.1EER-15.4IPLV | DEER2023 | D23 v0 |  | Any | Nrs | Rec | CZ06 | Any | Cap-Tons | 101.57 | 60655 | None | 74.5 | 0.0327 | 0 | 74.5 | 0.0327 | 0 | 0 | 0 | 0 | 0 | 0 | 0 | DEER:HVAC_Chillers | Annual | 2023
NE-HVAC-Chlr-AirCldScrewChlr-gte150tons-11.1EER-15.4IPLV | DEER2023 | D23 v0 |  | Any | Nrs | Rec | CZ07 | Any | Cap-Tons | 102.49 | 60655 | None | 65.6 | 0.0252 | 0 | 65.6 | 0.0252 | 0 | 0 | 0 | 0 | 0 | 0 | 0 | DEER:HVAC_Chillers | Annual | 2023
NE-HVAC-Chlr-AirCldScrewChlr-gte150tons-11.1EER-15.4IPLV | DEER2023 | D23 v0 |  | Any | Nrs | Rec | CZ08 | Any | Cap-Tons | 110.65 | 60655 | None | 88.3 | 0.0351 | 0 | 88.3 | 0.0351 | 0 | 0 | 0 | 0 | 0 | 0 | 0 | DEER:HVAC_Chillers | Annual | 2023
NE-HVAC-Chlr-AirCldScrewChlr-gte150tons-11.1EER-15.4IPLV | DEER2023 | D23 v0 |  | Any | Nrs | Rec | CZ09 | Any | Cap-Tons | 127.92 | 60655 | None | 74.7 | 0.0378 | 0 | 74.7 | 0.0378 | 0 | 0 | 0 | 0 | 0 | 0 | 0 | DEER:HVAC_Chillers | Annual | 2023
NE-HVAC-Chlr-AirCldScrewChlr-gte150tons-11.1EER-15.4IPLV | DEER2023 | D23 v0 |  | Any | Nrs | Rec | CZ10 | Any | Cap-Tons | 116.43 | 60655 | None | 91.4 | 0.0434 | 0 | 91.4 | 0.0434 | 0 | 0 | 0 | 0 | 0 | 0 | 0 | DEER:HVAC_Chillers | Annual | 2023
NE-HVAC-Chlr-AirCldScrewChlr-gte150tons-11.1EER-15.4IPLV | DEER2023 | D23 v0 |  | Any | Nrs | Rec | CZ11 | Any | Cap-Tons | 119.91 | 60655 | None | 92.7 | 0.0614 | 0 | 92.7 | 0.0614 | 0 | 0 | 0 | 0 | 0 | 0 | 0 | DEER:HVAC_Chillers | Annual | 2023
NE-HVAC-Chlr-AirCldScrewChlr-gte150tons-11.1EER-15.4IPLV | DEER2023 | D23 v0 |  | Any | Nrs | Rec | CZ12 | Any | Cap-Tons | 110.84 | 60655 | None | 72.1 | 0.0568 | 0 | 72.1 | 0.0568 | 0 | 0 | 0 | 0 | 0 | 0 | 0 | DEER:HVAC_Chillers | Annual | 2023
NE-HVAC-Chlr-AirCldScrewChlr-gte150tons-11.1EER-15.4IPLV | DEER2023 | D23 v0 |  | Any | Nrs | Rec | CZ13 | Any | Cap-Tons | 120.42 | 60655 | None | 103 | 0.0596 | 0 | 103 | 0.0596 | 0 | 0 | 0 | 0 | 0 | 0 | 0 | DEER:HVAC_Chillers | Annual | 2023
NE-HVAC-Chlr-AirCldScrewChlr-gte150tons-11.1EER-15.4IPLV | DEER2023 | D23 v0 |  | Any | Nrs | Rec | CZ14 | Any | Cap-Tons | 121.99 | 60655 | None | 92.7 | 0.0534 | 0 | 92.7 | 0.0534 | 0 | 0 | 0 | 0 | 0 | 0 | 0 | DEER:HVAC_Chillers | Annual | 2023
NE-HVAC-Chlr-AirCldScrewChlr-gte150tons-11.1EER-15.4IPLV | DEER2023 | D23 v0 |  | Any | Nrs | Rec | CZ15 | Any | Cap-Tons | 157.64 | 60655 | None | 143 | 0.0604 | 0 | 143 | 0.0604 | 0 | 0 | 0 | 0 | 0 | 0 | 0 | DEER:HVAC_Chillers | Annual | 2023
NE-HVAC-Chlr-AirCldScrewChlr-gte150tons-11.1EER-15.4IPLV | DEER2023 | D23 v0 |  | Any | Nrs | Rec | CZ16 | Any | Cap-Tons | 78.45 | 60655 | None | 47.9 | 0.0387 | 0 | 47.9 | 0.0387 | 0 | 0 | 0 | 0 | 0 | 0 | 0 | DEER:HVAC_Chillers | Annual | 2023
NE-HVAC-Chlr-AirCldScrewChlr-gte150tons-11.1EER-15.4IPLV | DEER2023 | D23 v0 |  | Any | OfL | Ex | CZ01 | Any | Cap-Tons | 263.81 | 174999 | None | 28 | 0.0331 | 0 | 15 | 0.0177 | 0 | 0 | 0 | 0 | 0 | 0 | 0 | DEER:HVAC_Chillers | Annual | 2023
NE-HVAC-Chlr-AirCldScrewChlr-gte150tons-11.1EER-15.4IPLV | DEER2023 | D23 v0 |  | Any | OfL | Ex | CZ02 | Any | Cap-Tons | 376.29 | 174999 | None | 92.4 | 0.0476 | 0 | 49.5 | 0.0255 | 0 | 0 | 0 | 0 | 0 | 0 | 0 | DEER:HVAC_Chillers | Annual | 2023
NE-HVAC-Chlr-AirCldScrewChlr-gte150tons-11.1EER-15.4IPLV | DEER2023 | D23 v0 |  | Any | OfL | Ex | CZ03 | Any | Cap-Tons | 326.75 | 174999 | None | 76.5 | 0.0397 | 0 | 41 | 0.0213 | 0 | 0 | 0 | 0 | 0 | 0 | 0 | DEER:HVAC_Chillers | Annual | 2023
NE-HVAC-Chlr-AirCldScrewChlr-gte150tons-11.1EER-15.4IPLV | DEER2023 | D23 v0 |  | Any | OfL | Ex | CZ04 | Any | Cap-Tons | 382.85 | 174999 | None | 112 | 0.0517 | 0 | 59.9 | 0.0277 | 0 | 0 | 0 | 0 | 0 | 0 | 0 | DEER:HVAC_Chillers | Annual | 2023
NE-HVAC-Chlr-AirCldScrewChlr-gte150tons-11.1EER-15.4IPLV | DEER2023 | D23 v0 |  | Any | OfL | Ex | CZ05 | Any | Cap-Tons | 327.8 | 174999 | None | 92.4 | 0.0285 | 0 | 49.5 | 0.0153 | 0 | 0 | 0 | 0 | 0 | 0 | 0 | DEER:HVAC_Chillers | Annual | 2023
NE-HVAC-Chlr-AirCldScrewChlr-gte150tons-11.1EER-15.4IPLV | DEER2023 | D23 v0 |  | Any | OfL | Ex | CZ06 | Any | Cap-Tons | 398.19 | 174999 | None | 135 | 0.0331 | 0 | 72.2 | 0.0177 | 0 | 0 | 0 | 0 | 0 | 0 | 0 | DEER:HVAC_Chillers | Annual | 2023
NE-HVAC-Chlr-AirCldScrewChlr-gte150tons-11.1EER-15.4IPLV | DEER2023 | D23 v0 |  | Any | OfL | Ex | CZ07 | Any | Cap-Tons | 394.18 | 174999 | None | 116 | 0.0284 | 0 | 62.3 | 0.0152 | 0 | 0 | 0 | 0 | 0 | 0 | 0 | DEER:HVAC_Chillers | Annual | 2023
NE-HVAC-Chlr-AirCldScrewChlr-gte150tons-11.1EER-15.4IPLV | DEER2023 | D23 v0 |  | Any | OfL | Ex | CZ08 | Any | Cap-Tons | 436.45 | 174999 | None | 141 | 0.0373 | 0 | 75.5 | 0.02 | 0 | 0 | 0 | 0 | 0 | 0 | 0 | DEER:HVAC_Chillers | Annual | 2023
NE-HVAC-Chlr-AirCldScrewChlr-gte150tons-11.1EER-15.4IPLV | DEER2023 | D23 v0 |  | Any | OfL | Ex | CZ09 | Any | Cap-Tons | 477.4 | 174999 | None | 121 | 0.0406 | 0 | 65 | 0.0217 | 0 | 0 | 0 | 0 | 0 | 0 | 0 | DEER:HVAC_Chillers | Annual | 2023
NE-HVAC-Chlr-AirCldScrewChlr-gte150tons-11.1EER-15.4IPLV | DEER2023 | D23 v0 |  | Any | OfL | Ex | CZ10 | Any | Cap-Tons | 434.17 | 174999 | None | 141 | 0.0441 | 0 | 75.4 | 0.0236 | 0 | 0 | 0 | 0 | 0 | 0 | 0 | DEER:HVAC_Chillers | Annual | 2023
NE-HVAC-Chlr-AirCldScrewChlr-gte150tons-11.1EER-15.4IPLV | DEER2023 | D23 v0 |  | Any | OfL | Ex | CZ11 | Any | Cap-Tons | 431.01 | 174999 | None | 130 | 0.0668 | 0 | 69.7 | 0.0357 | 0 | 0 | 0 | 0 | 0 | 0 | 0 | DEER:HVAC_Chillers | Annual | 2023
NE-HVAC-Chlr-AirCldScrewChlr-gte150tons-11.1EER-15.4IPLV | DEER2023 | D23 v0 |  | Any | OfL | Ex | CZ12 | Any | Cap-Tons | 412.99 | 174999 | None | 113 | 0.0618 | 0 | 60.6 | 0.0331 | 0 | 0 | 0 | 0 | 0 | 0 | 0 | DEER:HVAC_Chillers | Annual | 2023
NE-HVAC-Chlr-AirCldScrewChlr-gte150tons-11.1EER-15.4IPLV | DEER2023 | D23 v0 |  | Any | OfL | Ex | CZ13 | Any | Cap-Tons | 423.72 | 174999 | None | 141 | 0.0648 | 0 | 75.3 | 0.0347 | 0 | 0 | 0 | 0 | 0 | 0 | 0 | DEER:HVAC_Chillers | Annual | 2023
NE-HVAC-Chlr-AirCldScrewChlr-gte150tons-11.1EER-15.4IPLV | DEER2023 | D23 v0 |  | Any | OfL | Ex | CZ14 | Any | Cap-Tons | 444.11 | 174999 | None | 131 | 0.0526 | 0 | 70.2 | 0.0282 | 0 | 0 | 0 | 0 | 0 | 0 | 0 | DEER:HVAC_Chillers | Annual | 2023
NE-HVAC-Chlr-AirCldScrewChlr-gte150tons-11.1EER-15.4IPLV | DEER2023 | D23 v0 |  | Any | OfL | Ex | CZ15 | Any | Cap-Tons | 539.31 | 174999 | None | 185 | 0.0575 | 0 | 99 | 0.0308 | 0 | 0 | 0 | 0 | 0 | 0 | 0 | DEER:HVAC_Chillers | Annual | 2023
NE-HVAC-Chlr-AirCldScrewChlr-gte150tons-11.1EER-15.4IPLV | DEER2023 | D23 v0 |  | Any | OfL | Ex | CZ16 | Any | Cap-Tons | 313.37 | 174999 | None | 77.7 | 0.0457 | 0 | 41.6 | 0.0245 | 0 | 0 | 0 | 0 | 0 | 0 | 0 | DEER:HVAC_Chillers | Annual | 2023
NE-HVAC-Chlr-AirCldScrewChlr-gte150tons-11.1EER-15.4IPLV | DEER2023 | D23 v0 |  | Any | OfL | New | CZ01 | Any | Cap-Tons | 239.62 | 174999 | None | 12.7 | 0.0143 | 0 | 12.7 | 0.0143 | 0 | 0 | 0 | 0 | 0 | 0 | 0 | DEER:HVAC_Chillers | Annual | 2023
NE-HVAC-Chlr-AirCldScrewChlr-gte150tons-11.1EER-15.4IPLV | DEER2023 | D23 v0 |  | Any | OfL | New | CZ02 | Any | Cap-Tons | 355.43 | 174999 | None | 45.7 | 0.0245 | 0 | 45.7 | 0.0245 | 0 | 0 | 0 | 0 | 0 | 0 | 0 | DEER:HVAC_Chillers | Annual | 2023
NE-HVAC-Chlr-AirCldScrewChlr-gte150tons-11.1EER-15.4IPLV | DEER2023 | D23 v0 |  | Any | OfL | New | CZ03 | Any | Cap-Tons | 290.81 | 174999 | None | 38.1 | 0.0193 | 0 | 38.1 | 0.0193 | 0 | 0 | 0 | 0 | 0 | 0 | 0 | DEER:HVAC_Chillers | Annual | 2023
NE-HVAC-Chlr-AirCldScrewChlr-gte150tons-11.1EER-15.4IPLV | DEER2023 | D23 v0 |  | Any | OfL | New | CZ04 | Any | Cap-Tons | 355.24 | 174999 | None | 55 | 0.0255 | 0 | 55 | 0.0255 | 0 | 0 | 0 | 0 | 0 | 0 | 0 | DEER:HVAC_Chillers | Annual | 2023
NE-HVAC-Chlr-AirCldScrewChlr-gte150tons-11.1EER-15.4IPLV | DEER2023 | D23 v0 |  | Any | OfL | New | CZ05 | Any | Cap-Tons | 286.43 | 174999 | None | 47.4 | 0.0147 | 0 | 47.4 | 0.0147 | 0 | 0 | 0 | 0 | 0 | 0 | 0 | DEER:HVAC_Chillers | Annual | 2023
NE-HVAC-Chlr-AirCldScrewChlr-gte150tons-11.1EER-15.4IPLV | DEER2023 | D23 v0 |  | Any | OfL | New | CZ06 | Any | Cap-Tons | 360.44 | 174999 | None | 69.1 | 0.0169 | 0 | 69.1 | 0.0169 | 0 | 0 | 0 | 0 | 0 | 0 | 0 | DEER:HVAC_Chillers | Annual | 2023
NE-HVAC-Chlr-AirCldScrewChlr-gte150tons-11.1EER-15.4IPLV | DEER2023 | D23 v0 |  | Any | OfL | New | CZ07 | Any | Cap-Tons | 361.69 | 174999 | None | 57.9 | 0.0143 | 0 | 57.9 | 0.0143 | 0 | 0 | 0 | 0 | 0 | 0 | 0 | DEER:HVAC_Chillers | Annual | 2023
NE-HVAC-Chlr-AirCldScrewChlr-gte150tons-11.1EER-15.4IPLV | DEER2023 | D23 v0 |  | Any | OfL | New | CZ08 | Any | Cap-Tons | 397.56 | 174999 | None | 71.8 | 0.0172 | 0 | 71.8 | 0.0172 | 0 | 0 | 0 | 0 | 0 | 0 | 0 | DEER:HVAC_Chillers | Annual | 2023
NE-HVAC-Chlr-AirCldScrewChlr-gte150tons-11.1EER-15.4IPLV | DEER2023 | D23 v0 |  | Any | OfL | New | CZ09 | Any | Cap-Tons | 440.77 | 174999 | None | 60.8 | 0.0196 | 0 | 60.8 | 0.0196 | 0 | 0 | 0 | 0 | 0 | 0 | 0 | DEER:HVAC_Chillers | Annual | 2023
NE-HVAC-Chlr-AirCldScrewChlr-gte150tons-11.1EER-15.4IPLV | DEER2023 | D23 v0 |  | Any | OfL | New | CZ10 | Any | Cap-Tons | 413.08 | 174999 | None | 71.1 | 0.0221 | 0 | 71.1 | 0.0221 | 0 | 0 | 0 | 0 | 0 | 0 | 0 | DEER:HVAC_Chillers | Annual | 2023
NE-HVAC-Chlr-AirCldScrewChlr-gte150tons-11.1EER-15.4IPLV | DEER2023 | D23 v0 |  | Any | OfL | New | CZ11 | Any | Cap-Tons | 411.74 | 174999 | None | 66.4 | 0.0348 | 0 | 66.4 | 0.0348 | 0 | 0 | 0 | 0 | 0 | 0 | 0 | DEER:HVAC_Chillers | Annual | 2023
NE-HVAC-Chlr-AirCldScrewChlr-gte150tons-11.1EER-15.4IPLV | DEER2023 | D23 v0 |  | Any | OfL | New | CZ12 | Any | Cap-Tons | 390.11 | 174999 | None | 57.3 | 0.0321 | 0 | 57.3 | 0.0321 | 0 | 0 | 0 | 0 | 0 | 0 | 0 | DEER:HVAC_Chillers | Annual | 2023
NE-HVAC-Chlr-AirCldScrewChlr-gte150tons-11.1EER-15.4IPLV | DEER2023 | D23 v0 |  | Any | OfL | New | CZ13 | Any | Cap-Tons | 404.43 | 174999 | None | 72.4 | 0.0332 | 0 | 72.4 | 0.0332 | 0 | 0 | 0 | 0 | 0 | 0 | 0 | DEER:HVAC_Chillers | Annual | 2023
NE-HVAC-Chlr-AirCldScrewChlr-gte150tons-11.1EER-15.4IPLV | DEER2023 | D23 v0 |  | Any | OfL | New | CZ14 | Any | Cap-Tons | 426.49 | 174999 | None | 66.8 | 0.027 | 0 | 66.8 | 0.027 | 0 | 0 | 0 | 0 | 0 | 0 | 0 | DEER:HVAC_Chillers | Annual | 2023
NE-HVAC-Chlr-AirCldScrewChlr-gte150tons-11.1EER-15.4IPLV | DEER2023 | D23 v0 |  | Any | OfL | New | CZ15 | Any | Cap-Tons | 522.66 | 174999 | None | 95.4 | 0.0295 | 0 | 95.4 | 0.0295 | 0 | 0 | 0 | 0 | 0 | 0 | 0 | DEER:HVAC_Chillers | Annual | 2023
NE-HVAC-Chlr-AirCldScrewChlr-gte150tons-11.1EER-15.4IPLV | DEER2023 | D23 v0 |  | Any | OfL | New | CZ16 | Any | Cap-Tons | 292.61 | 174999 | None | 38.9 | 0.023 | 0 | 38.9 | 0.023 | 0 | 0 | 0 | 0 | 0 | 0 | 0 | DEER:HVAC_Chillers | Annual | 2023
NE-HVAC-Chlr-AirCldScrewChlr-gte150tons-11.1EER-15.4IPLV | DEER2023 | D23 v0 |  | Any | OfL | Old | CZ01 | Any | Cap-Tons | 357.63 | 174999 | None | 20.4 | 0.0481 | 0 | 8.7 | 0.0205 | 0 | 0 | 0 | 0 | 0 | 0 | 0 | DEER:HVAC_Chillers | Annual | 2023
NE-HVAC-Chlr-AirCldScrewChlr-gte150tons-11.1EER-15.4IPLV | DEER2023 | D23 v0 |  | Any | OfL | Old | CZ02 | Any | Cap-Tons | 479.83 | 174999 | None | 128 | 0.0783 | 0 | 54.4 | 0.0333 | 0 | 0 | 0 | 0 | 0 | 0 | 0 | DEER:HVAC_Chillers | Annual | 2023
NE-HVAC-Chlr-AirCldScrewChlr-gte150tons-11.1EER-15.4IPLV | DEER2023 | D23 v0 |  | Any | OfL | Old | CZ03 | Any | Cap-Tons | 403.16 | 174999 | None | 99.6 | 0.0677 | 0 | 42.4 | 0.0288 | 0 | 0 | 0 | 0 | 0 | 0 | 0 | DEER:HVAC_Chillers | Annual | 2023
NE-HVAC-Chlr-AirCldScrewChlr-gte150tons-11.1EER-15.4IPLV | DEER2023 | D23 v0 |  | Any | OfL | Old | CZ04 | Any | Cap-Tons | 468.83 | 174999 | None | 156 | 0.0836 | 0 | 66.6 | 0.0356 | 0 | 0 | 0 | 0 | 0 | 0 | 0 | DEER:HVAC_Chillers | Annual | 2023
NE-HVAC-Chlr-AirCldScrewChlr-gte150tons-11.1EER-15.4IPLV | DEER2023 | D23 v0 |  | Any | OfL | Old | CZ05 | Any | Cap-Tons | 376.3 | 174999 | None | 135 | 0.054 | 0 | 57.3 | 0.023 | 0 | 0 | 0 | 0 | 0 | 0 | 0 | DEER:HVAC_Chillers | Annual | 2023
NE-HVAC-Chlr-AirCldScrewChlr-gte150tons-11.1EER-15.4IPLV | DEER2023 | D23 v0 |  | Any | OfL | Old | CZ06 | Any | Cap-Tons | 479.96 | 174999 | None | 188 | 0.0602 | 0 | 79.9 | 0.0256 | 0 | 0 | 0 | 0 | 0 | 0 | 0 | DEER:HVAC_Chillers | Annual | 2023
NE-HVAC-Chlr-AirCldScrewChlr-gte150tons-11.1EER-15.4IPLV | DEER2023 | D23 v0 |  | Any | OfL | Old | CZ07 | Any | Cap-Tons | 470.84 | 174999 | None | 158 | 0.0473 | 0 | 67.3 | 0.0201 | 0 | 0 | 0 | 0 | 0 | 0 | 0 | DEER:HVAC_Chillers | Annual | 2023
NE-HVAC-Chlr-AirCldScrewChlr-gte150tons-11.1EER-15.4IPLV | DEER2023 | D23 v0 |  | Any | OfL | Old | CZ08 | Any | Cap-Tons | 500.8 | 174999 | None | 207 | 0.065 | 0 | 88.1 | 0.0277 | 0 | 0 | 0 | 0 | 0 | 0 | 0 | DEER:HVAC_Chillers | Annual | 2023
NE-HVAC-Chlr-AirCldScrewChlr-gte150tons-11.1EER-15.4IPLV | DEER2023 | D23 v0 |  | Any | OfL | Old | CZ09 | Any | Cap-Tons | 564.94 | 174999 | None | 179 | 0.0673 | 0 | 76 | 0.0286 | 0 | 0 | 0 | 0 | 0 | 0 | 0 | DEER:HVAC_Chillers | Annual | 2023
NE-HVAC-Chlr-AirCldScrewChlr-gte150tons-11.1EER-15.4IPLV | DEER2023 | D23 v0 |  | Any | OfL | Old | CZ10 | Any | Cap-Tons | 527.09 | 174999 | None | 207 | 0.0775 | 0 | 88 | 0.033 | 0 | 0 | 0 | 0 | 0 | 0 | 0 | DEER:HVAC_Chillers | Annual | 2023
NE-HVAC-Chlr-AirCldScrewChlr-gte150tons-11.1EER-15.4IPLV | DEER2023 | D23 v0 |  | Any | OfL | Old | CZ11 | Any | Cap-Tons | 538.43 | 174999 | None | 189 | 0.1 | 0 | 80.4 | 0.0427 | 0 | 0 | 0 | 0 | 0 | 0 | 0 | DEER:HVAC_Chillers | Annual | 2023
NE-HVAC-Chlr-AirCldScrewChlr-gte150tons-11.1EER-15.4IPLV | DEER2023 | D23 v0 |  | Any | OfL | Old | CZ12 | Any | Cap-Tons | 512.74 | 174999 | None | 162 | 0.0943 | 0 | 68.8 | 0.0401 | 0 | 0 | 0 | 0 | 0 | 0 | 0 | DEER:HVAC_Chillers | Annual | 2023
NE-HVAC-Chlr-AirCldScrewChlr-gte150tons-11.1EER-15.4IPLV | DEER2023 | D23 v0 |  | Any | OfL | Old | CZ13 | Any | Cap-Tons | 530.06 | 174999 | None | 205 | 0.101 | 0 | 87.1 | 0.0431 | 0 | 0 | 0 | 0 | 0 | 0 | 0 | DEER:HVAC_Chillers | Annual | 2023
NE-HVAC-Chlr-AirCldScrewChlr-gte150tons-11.1EER-15.4IPLV | DEER2023 | D23 v0 |  | Any | OfL | Old | CZ14 | Any | Cap-Tons | 550.74 | 174999 | None | 192 | 0.0891 | 0 | 81.7 | 0.0379 | 0 | 0 | 0 | 0 | 0 | 0 | 0 | DEER:HVAC_Chillers | Annual | 2023
NE-HVAC-Chlr-AirCldScrewChlr-gte150tons-11.1EER-15.4IPLV | DEER2023 | D23 v0 |  | Any | OfL | Old | CZ15 | Any | Cap-Tons | 648.34 | 174999 | None | 273 | 0.0975 | 0 | 116 | 0.0415 | 0 | 0 | 0 | 0 | 0 | 0 | 0 | DEER:HVAC_Chillers | Annual | 2023
NE-HVAC-Chlr-AirCldScrewChlr-gte150tons-11.1EER-15.4IPLV | DEER2023 | D23 v0 |  | Any | OfL | Old | CZ16 | Any | Cap-Tons | 414.19 | 174999 | None | 104 | 0.0756 | 0 | 44.3 | 0.0322 | 0 | 0 | 0 | 0 | 0 | 0 | 0 | DEER:HVAC_Chillers | Annual | 2023
NE-HVAC-Chlr-AirCldScrewChlr-gte150tons-11.1EER-15.4IPLV | DEER2023 | D23 v0 |  | Any | OfL | Rec | CZ01 | Any | Cap-Tons | 246.49 | 174999 | None | 13.4 | 0.0146 | 0 | 13.4 | 0.0146 | 0 | 0 | 0 | 0 | 0 | 0 | 0 | DEER:HVAC_Chillers | Annual | 2023
NE-HVAC-Chlr-AirCldScrewChlr-gte150tons-11.1EER-15.4IPLV | DEER2023 | D23 v0 |  | Any | OfL | Rec | CZ02 | Any | Cap-Tons | 362.28 | 174999 | None | 46.2 | 0.0245 | 0 | 46.2 | 0.0245 | 0 | 0 | 0 | 0 | 0 | 0 | 0 | DEER:HVAC_Chillers | Annual | 2023
NE-HVAC-Chlr-AirCldScrewChlr-gte150tons-11.1EER-15.4IPLV | DEER2023 | D23 v0 |  | Any | OfL | Rec | CZ03 | Any | Cap-Tons | 298.31 | 174999 | None | 38.8 | 0.0191 | 0 | 38.8 | 0.0191 | 0 | 0 | 0 | 0 | 0 | 0 | 0 | DEER:HVAC_Chillers | Annual | 2023
NE-HVAC-Chlr-AirCldScrewChlr-gte150tons-11.1EER-15.4IPLV | DEER2023 | D23 v0 |  | Any | OfL | Rec | CZ04 | Any | Cap-Tons | 354.52 | 174999 | None | 56.7 | 0.026 | 0 | 56.7 | 0.026 | 0 | 0 | 0 | 0 | 0 | 0 | 0 | DEER:HVAC_Chillers | Annual | 2023
NE-HVAC-Chlr-AirCldScrewChlr-gte150tons-11.1EER-15.4IPLV | DEER2023 | D23 v0 |  | Any | OfL | Rec | CZ05 | Any | Cap-Tons | 294.14 | 174999 | None | 48.1 | 0.015 | 0 | 48.1 | 0.015 | 0 | 0 | 0 | 0 | 0 | 0 | 0 | DEER:HVAC_Chillers | Annual | 2023
NE-HVAC-Chlr-AirCldScrewChlr-gte150tons-11.1EER-15.4IPLV | DEER2023 | D23 v0 |  | Any | OfL | Rec | CZ06 | Any | Cap-Tons | 368.23 | 174999 | None | 69.6 | 0.0168 | 0 | 69.6 | 0.0168 | 0 | 0 | 0 | 0 | 0 | 0 | 0 | DEER:HVAC_Chillers | Annual | 2023
NE-HVAC-Chlr-AirCldScrewChlr-gte150tons-11.1EER-15.4IPLV | DEER2023 | D23 v0 |  | Any | OfL | Rec | CZ07 | Any | Cap-Tons | 369.53 | 174999 | None | 58.9 | 0.0143 | 0 | 58.9 | 0.0143 | 0 | 0 | 0 | 0 | 0 | 0 | 0 | DEER:HVAC_Chillers | Annual | 2023
NE-HVAC-Chlr-AirCldScrewChlr-gte150tons-11.1EER-15.4IPLV | DEER2023 | D23 v0 |  | Any | OfL | Rec | CZ08 | Any | Cap-Tons | 405.48 | 174999 | None | 72.1 | 0.0173 | 0 | 72.1 | 0.0173 | 0 | 0 | 0 | 0 | 0 | 0 | 0 | DEER:HVAC_Chillers | Annual | 2023
NE-HVAC-Chlr-AirCldScrewChlr-gte150tons-11.1EER-15.4IPLV | DEER2023 | D23 v0 |  | Any | OfL | Rec | CZ09 | Any | Cap-Tons | 445.85 | 174999 | None | 61.8 | 0.0204 | 0 | 61.8 | 0.0204 | 0 | 0 | 0 | 0 | 0 | 0 | 0 | DEER:HVAC_Chillers | Annual | 2023
NE-HVAC-Chlr-AirCldScrewChlr-gte150tons-11.1EER-15.4IPLV | DEER2023 | D23 v0 |  | Any | OfL | Rec | CZ10 | Any | Cap-Tons | 421.72 | 174999 | None | 71.4 | 0.022 | 0 | 71.4 | 0.022 | 0 | 0 | 0 | 0 | 0 | 0 | 0 | DEER:HVAC_Chillers | Annual | 2023
NE-HVAC-Chlr-AirCldScrewChlr-gte150tons-11.1EER-15.4IPLV | DEER2023 | D23 v0 |  | Any | OfL | Rec | CZ11 | Any | Cap-Tons | 418.07 | 174999 | None | 66.6 | 0.0348 | 0 | 66.6 | 0.0348 | 0 | 0 | 0 | 0 | 0 | 0 | 0 | DEER:HVAC_Chillers | Annual | 2023
NE-HVAC-Chlr-AirCldScrewChlr-gte150tons-11.1EER-15.4IPLV | DEER2023 | D23 v0 |  | Any | OfL | Rec | CZ12 | Any | Cap-Tons | 397.48 | 174999 | None | 57.5 | 0.032 | 0 | 57.5 | 0.032 | 0 | 0 | 0 | 0 | 0 | 0 | 0 | DEER:HVAC_Chillers | Annual | 2023
NE-HVAC-Chlr-AirCldScrewChlr-gte150tons-11.1EER-15.4IPLV | DEER2023 | D23 v0 |  | Any | OfL | Rec | CZ13 | Any | Cap-Tons | 411.33 | 174999 | None | 72.5 | 0.0339 | 0 | 72.5 | 0.0339 | 0 | 0 | 0 | 0 | 0 | 0 | 0 | DEER:HVAC_Chillers | Annual | 2023
NE-HVAC-Chlr-AirCldScrewChlr-gte150tons-11.1EER-15.4IPLV | DEER2023 | D23 v0 |  | Any | OfL | Rec | CZ14 | Any | Cap-Tons | 433.71 | 174999 | None | 67 | 0.0269 | 0 | 67 | 0.0269 | 0 | 0 | 0 | 0 | 0 | 0 | 0 | DEER:HVAC_Chillers | Annual | 2023
NE-HVAC-Chlr-AirCldScrewChlr-gte150tons-11.1EER-15.4IPLV | DEER2023 | D23 v0 |  | Any | OfL | Rec | CZ15 | Any | Cap-Tons | 530.81 | 174999 | None | 95.1 | 0.03 | 0 | 95.1 | 0.03 | 0 | 0 | 0 | 0 | 0 | 0 | 0 | DEER:HVAC_Chillers | Annual | 2023
NE-HVAC-Chlr-AirCldScrewChlr-gte150tons-11.1EER-15.4IPLV | DEER2023 | D23 v0 |  | Any | OfL | Rec | CZ16 | Any | Cap-Tons | 300.7 | 174999 | None | 39 | 0.0226 | 0 | 39 | 0.0226 | 0 | 0 | 0 | 0 | 0 | 0 | 0 | DEER:HVAC_Chillers | Annual | 2023
NE-HVAC-Chlr-AirCldScrewChlr-gte150tons-11.1EER-15.4IPLV | DEER2023 | D23 v0 |  | Any | OfS | Ex | CZ01 | Any | Cap-Tons | 16.27 | 10000 | None | 29.8 | 0.0351 | 0 | 16 | 0.0188 | 0 | 0 | 0 | 0 | 0 | 0 | 0 | DEER:HVAC_Chillers | Annual | 2023
NE-HVAC-Chlr-AirCldScrewChlr-gte150tons-11.1EER-15.4IPLV | DEER2023 | D23 v0 |  | Any | OfS | Ex | CZ02 | Any | Cap-Tons | 23.15 | 10000 | None | 105 | 0.0548 | 0 | 56 | 0.0294 | 0 | 0 | 0 | 0 | 0 | 0 | 0 | DEER:HVAC_Chillers | Annual | 2023
NE-HVAC-Chlr-AirCldScrewChlr-gte150tons-11.1EER-15.4IPLV | DEER2023 | D23 v0 |  | Any | OfS | Ex | CZ03 | Any | Cap-Tons | 21.39 | 10000 | None | 82.1 | 0.0417 | 0 | 43.9 | 0.0223 | 0 | 0 | 0 | 0 | 0 | 0 | 0 | DEER:HVAC_Chillers | Annual | 2023
NE-HVAC-Chlr-AirCldScrewChlr-gte150tons-11.1EER-15.4IPLV | DEER2023 | D23 v0 |  | Any | OfS | Ex | CZ04 | Any | Cap-Tons | 25.88 | 10000 | None | 120 | 0.0558 | 0 | 64.3 | 0.0299 | 0 | 0 | 0 | 0 | 0 | 0 | 0 | DEER:HVAC_Chillers | Annual | 2023
NE-HVAC-Chlr-AirCldScrewChlr-gte150tons-11.1EER-15.4IPLV | DEER2023 | D23 v0 |  | Any | OfS | Ex | CZ05 | Any | Cap-Tons | 19.14 | 10000 | None | 107 | 0.0332 | 0 | 57.4 | 0.0178 | 0 | 0 | 0 | 0 | 0 | 0 | 0 | DEER:HVAC_Chillers | Annual | 2023
NE-HVAC-Chlr-AirCldScrewChlr-gte150tons-11.1EER-15.4IPLV | DEER2023 | D23 v0 |  | Any | OfS | Ex | CZ06 | Any | Cap-Tons | 26.56 | 10000 | None | 140 | 0.0342 | 0 | 74.9 | 0.0183 | 0 | 0 | 0 | 0 | 0 | 0 | 0 | DEER:HVAC_Chillers | Annual | 2023
NE-HVAC-Chlr-AirCldScrewChlr-gte150tons-11.1EER-15.4IPLV | DEER2023 | D23 v0 |  | Any | OfS | Ex | CZ07 | Any | Cap-Tons | 25.27 | 10000 | None | 127 | 0.0289 | 0 | 67.8 | 0.0155 | 0 | 0 | 0 | 0 | 0 | 0 | 0 | DEER:HVAC_Chillers | Annual | 2023
NE-HVAC-Chlr-AirCldScrewChlr-gte150tons-11.1EER-15.4IPLV | DEER2023 | D23 v0 |  | Any | OfS | Ex | CZ08 | Any | Cap-Tons | 27.25 | 10000 | None | 159 | 0.043 | 0 | 85.2 | 0.023 | 0 | 0 | 0 | 0 | 0 | 0 | 0 | DEER:HVAC_Chillers | Annual | 2023
NE-HVAC-Chlr-AirCldScrewChlr-gte150tons-11.1EER-15.4IPLV | DEER2023 | D23 v0 |  | Any | OfS | Ex | CZ09 | Any | Cap-Tons | 32.79 | 10000 | None | 132 | 0.0424 | 0 | 70.5 | 0.0227 | 0 | 0 | 0 | 0 | 0 | 0 | 0 | DEER:HVAC_Chillers | Annual | 2023
NE-HVAC-Chlr-AirCldScrewChlr-gte150tons-11.1EER-15.4IPLV | DEER2023 | D23 v0 |  | Any | OfS | Ex | CZ10 | Any | Cap-Tons | 28.37 | 10000 | None | 152 | 0.0482 | 0 | 81.6 | 0.0258 | 0 | 0 | 0 | 0 | 0 | 0 | 0 | DEER:HVAC_Chillers | Annual | 2023
NE-HVAC-Chlr-AirCldScrewChlr-gte150tons-11.1EER-15.4IPLV | DEER2023 | D23 v0 |  | Any | OfS | Ex | CZ11 | Any | Cap-Tons | 28.33 | 10000 | None | 144 | 0.0745 | 0 | 76.9 | 0.0399 | 0 | 0 | 0 | 0 | 0 | 0 | 0 | DEER:HVAC_Chillers | Annual | 2023
NE-HVAC-Chlr-AirCldScrewChlr-gte150tons-11.1EER-15.4IPLV | DEER2023 | D23 v0 |  | Any | OfS | Ex | CZ12 | Any | Cap-Tons | 26.32 | 10000 | None | 127 | 0.0694 | 0 | 68.1 | 0.0372 | 0 | 0 | 0 | 0 | 0 | 0 | 0 | DEER:HVAC_Chillers | Annual | 2023
NE-HVAC-Chlr-AirCldScrewChlr-gte150tons-11.1EER-15.4IPLV | DEER2023 | D23 v0 |  | Any | OfS | Ex | CZ13 | Any | Cap-Tons | 28.64 | 10000 | None | 152 | 0.0703 | 0 | 81.3 | 0.0376 | 0 | 0 | 0 | 0 | 0 | 0 | 0 | DEER:HVAC_Chillers | Annual | 2023
NE-HVAC-Chlr-AirCldScrewChlr-gte150tons-11.1EER-15.4IPLV | DEER2023 | D23 v0 |  | Any | OfS | Ex | CZ14 | Any | Cap-Tons | 30.16 | 10000 | None | 140 | 0.0577 | 0 | 74.9 | 0.0309 | 0 | 0 | 0 | 0 | 0 | 0 | 0 | DEER:HVAC_Chillers | Annual | 2023
NE-HVAC-Chlr-AirCldScrewChlr-gte150tons-11.1EER-15.4IPLV | DEER2023 | D23 v0 |  | Any | OfS | Ex | CZ15 | Any | Cap-Tons | 35.41 | 10000 | None | 207 | 0.0697 | 0 | 111 | 0.0373 | 0 | 0 | 0 | 0 | 0 | 0 | 0 | DEER:HVAC_Chillers | Annual | 2023
NE-HVAC-Chlr-AirCldScrewChlr-gte150tons-11.1EER-15.4IPLV | DEER2023 | D23 v0 |  | Any | OfS | Ex | CZ16 | Any | Cap-Tons | 19.53 | 10000 | None | 87.6 | 0.0516 | 0 | 46.9 | 0.0276 | 0 | 0 | 0 | 0 | 0 | 0 | 0 | DEER:HVAC_Chillers | Annual | 2023
NE-HVAC-Chlr-AirCldScrewChlr-gte150tons-11.1EER-15.4IPLV | DEER2023 | D23 v0 |  | Any | OfS | New | CZ01 | Any | Cap-Tons | 13.95 | 10000 | None | 13.4 | 0.0161 | 0 | 13.4 | 0.0161 | 0 | 0 | 0 | 0 | 0 | 0 | 0 | DEER:HVAC_Chillers | Annual | 2023
NE-HVAC-Chlr-AirCldScrewChlr-gte150tons-11.1EER-15.4IPLV | DEER2023 | D23 v0 |  | Any | OfS | New | CZ02 | Any | Cap-Tons | 20.6 | 10000 | None | 51.8 | 0.0276 | 0 | 51.8 | 0.0276 | 0 | 0 | 0 | 0 | 0 | 0 | 0 | DEER:HVAC_Chillers | Annual | 2023
NE-HVAC-Chlr-AirCldScrewChlr-gte150tons-11.1EER-15.4IPLV | DEER2023 | D23 v0 |  | Any | OfS | New | CZ03 | Any | Cap-Tons | 17.92 | 10000 | None | 40.5 | 0.0198 | 0 | 40.5 | 0.0198 | 0 | 0 | 0 | 0 | 0 | 0 | 0 | DEER:HVAC_Chillers | Annual | 2023
NE-HVAC-Chlr-AirCldScrewChlr-gte150tons-11.1EER-15.4IPLV | DEER2023 | D23 v0 |  | Any | OfS | New | CZ04 | Any | Cap-Tons | 21.41 | 10000 | None | 60.9 | 0.0274 | 0 | 60.9 | 0.0274 | 0 | 0 | 0 | 0 | 0 | 0 | 0 | DEER:HVAC_Chillers | Annual | 2023
NE-HVAC-Chlr-AirCldScrewChlr-gte150tons-11.1EER-15.4IPLV | DEER2023 | D23 v0 |  | Any | OfS | New | CZ05 | Any | Cap-Tons | 15.84 | 10000 | None | 52.8 | 0.0164 | 0 | 52.8 | 0.0164 | 0 | 0 | 0 | 0 | 0 | 0 | 0 | DEER:HVAC_Chillers | Annual | 2023
NE-HVAC-Chlr-AirCldScrewChlr-gte150tons-11.1EER-15.4IPLV | DEER2023 | D23 v0 |  | Any | OfS | New | CZ06 | Any | Cap-Tons | 22.34 | 10000 | None | 71.2 | 0.0168 | 0 | 71.2 | 0.0168 | 0 | 0 | 0 | 0 | 0 | 0 | 0 | DEER:HVAC_Chillers | Annual | 2023
NE-HVAC-Chlr-AirCldScrewChlr-gte150tons-11.1EER-15.4IPLV | DEER2023 | D23 v0 |  | Any | OfS | New | CZ07 | Any | Cap-Tons | 21.38 | 10000 | None | 62.7 | 0.0139 | 0 | 62.7 | 0.0139 | 0 | 0 | 0 | 0 | 0 | 0 | 0 | DEER:HVAC_Chillers | Annual | 2023
NE-HVAC-Chlr-AirCldScrewChlr-gte150tons-11.1EER-15.4IPLV | DEER2023 | D23 v0 |  | Any | OfS | New | CZ08 | Any | Cap-Tons | 23.32 | 10000 | None | 79.8 | 0.021 | 0 | 79.8 | 0.021 | 0 | 0 | 0 | 0 | 0 | 0 | 0 | DEER:HVAC_Chillers | Annual | 2023
NE-HVAC-Chlr-AirCldScrewChlr-gte150tons-11.1EER-15.4IPLV | DEER2023 | D23 v0 |  | Any | OfS | New | CZ09 | Any | Cap-Tons | 27.69 | 10000 | None | 66.5 | 0.0199 | 0 | 66.5 | 0.0199 | 0 | 0 | 0 | 0 | 0 | 0 | 0 | DEER:HVAC_Chillers | Annual | 2023
NE-HVAC-Chlr-AirCldScrewChlr-gte150tons-11.1EER-15.4IPLV | DEER2023 | D23 v0 |  | Any | OfS | New | CZ10 | Any | Cap-Tons | 25.25 | 10000 | None | 78 | 0.024 | 0 | 78 | 0.024 | 0 | 0 | 0 | 0 | 0 | 0 | 0 | DEER:HVAC_Chillers | Annual | 2023
NE-HVAC-Chlr-AirCldScrewChlr-gte150tons-11.1EER-15.4IPLV | DEER2023 | D23 v0 |  | Any | OfS | New | CZ11 | Any | Cap-Tons | 25.26 | 10000 | None | 73.2 | 0.0377 | 0 | 73.2 | 0.0377 | 0 | 0 | 0 | 0 | 0 | 0 | 0 | DEER:HVAC_Chillers | Annual | 2023
NE-HVAC-Chlr-AirCldScrewChlr-gte150tons-11.1EER-15.4IPLV | DEER2023 | D23 v0 |  | Any | OfS | New | CZ12 | Any | Cap-Tons | 23.61 | 10000 | None | 64.1 | 0.0352 | 0 | 64.1 | 0.0352 | 0 | 0 | 0 | 0 | 0 | 0 | 0 | DEER:HVAC_Chillers | Annual | 2023
NE-HVAC-Chlr-AirCldScrewChlr-gte150tons-11.1EER-15.4IPLV | DEER2023 | D23 v0 |  | Any | OfS | New | CZ13 | Any | Cap-Tons | 25.69 | 10000 | None | 77.2 | 0.0346 | 0 | 77.2 | 0.0346 | 0 | 0 | 0 | 0 | 0 | 0 | 0 | DEER:HVAC_Chillers | Annual | 2023
NE-HVAC-Chlr-AirCldScrewChlr-gte150tons-11.1EER-15.4IPLV | DEER2023 | D23 v0 |  | Any | OfS | New | CZ14 | Any | Cap-Tons | 27.24 | 10000 | None | 71.4 | 0.0278 | 0 | 71.4 | 0.0278 | 0 | 0 | 0 | 0 | 0 | 0 | 0 | DEER:HVAC_Chillers | Annual | 2023
NE-HVAC-Chlr-AirCldScrewChlr-gte150tons-11.1EER-15.4IPLV | DEER2023 | D23 v0 |  | Any | OfS | New | CZ15 | Any | Cap-Tons | 32.08 | 10000 | None | 107 | 0.0323 | 0 | 107 | 0.0323 | 0 | 0 | 0 | 0 | 0 | 0 | 0 | DEER:HVAC_Chillers | Annual | 2023
NE-HVAC-Chlr-AirCldScrewChlr-gte150tons-11.1EER-15.4IPLV | DEER2023 | D23 v0 |  | Any | OfS | New | CZ16 | Any | Cap-Tons | 17.01 | 10000 | None | 43.3 | 0.0253 | 0 | 43.3 | 0.0253 | 0 | 0 | 0 | 0 | 0 | 0 | 0 | DEER:HVAC_Chillers | Annual | 2023
NE-HVAC-Chlr-AirCldScrewChlr-gte150tons-11.1EER-15.4IPLV | DEER2023 | D23 v0 |  | Any | OfS | Old | CZ01 | Any | Cap-Tons | 23.16 | 10000 | None | 26 | 0.0545 | 0 | 11.1 | 0.0232 | 0 | 0 | 0 | 0 | 0 | 0 | 0 | DEER:HVAC_Chillers | Annual | 2023
NE-HVAC-Chlr-AirCldScrewChlr-gte150tons-11.1EER-15.4IPLV | DEER2023 | D23 v0 |  | Any | OfS | Old | CZ02 | Any | Cap-Tons | 31.45 | 10000 | None | 153 | 0.0898 | 0 | 65 | 0.0382 | 0 | 0 | 0 | 0 | 0 | 0 | 0 | DEER:HVAC_Chillers | Annual | 2023
NE-HVAC-Chlr-AirCldScrewChlr-gte150tons-11.1EER-15.4IPLV | DEER2023 | D23 v0 |  | Any | OfS | Old | CZ03 | Any | Cap-Tons | 28.34 | 10000 | None | 115 | 0.0749 | 0 | 49.2 | 0.0319 | 0 | 0 | 0 | 0 | 0 | 0 | 0 | DEER:HVAC_Chillers | Annual | 2023
NE-HVAC-Chlr-AirCldScrewChlr-gte150tons-11.1EER-15.4IPLV | DEER2023 | D23 v0 |  | Any | OfS | Old | CZ04 | Any | Cap-Tons | 33.55 | 10000 | None | 175 | 0.0891 | 0 | 74.5 | 0.0379 | 0 | 0 | 0 | 0 | 0 | 0 | 0 | DEER:HVAC_Chillers | Annual | 2023
NE-HVAC-Chlr-AirCldScrewChlr-gte150tons-11.1EER-15.4IPLV | DEER2023 | D23 v0 |  | Any | OfS | Old | CZ05 | Any | Cap-Tons | 26.05 | 10000 | None | 149 | 0.0571 | 0 | 63.5 | 0.0243 | 0 | 0 | 0 | 0 | 0 | 0 | 0 | DEER:HVAC_Chillers | Annual | 2023
NE-HVAC-Chlr-AirCldScrewChlr-gte150tons-11.1EER-15.4IPLV | DEER2023 | D23 v0 |  | Any | OfS | Old | CZ06 | Any | Cap-Tons | 32.99 | 10000 | None | 209 | 0.0661 | 0 | 89.1 | 0.0282 | 0 | 0 | 0 | 0 | 0 | 0 | 0 | DEER:HVAC_Chillers | Annual | 2023
NE-HVAC-Chlr-AirCldScrewChlr-gte150tons-11.1EER-15.4IPLV | DEER2023 | D23 v0 |  | Any | OfS | Old | CZ07 | Any | Cap-Tons | 31.65 | 10000 | None | 185 | 0.0514 | 0 | 78.7 | 0.0219 | 0 | 0 | 0 | 0 | 0 | 0 | 0 | DEER:HVAC_Chillers | Annual | 2023
NE-HVAC-Chlr-AirCldScrewChlr-gte150tons-11.1EER-15.4IPLV | DEER2023 | D23 v0 |  | Any | OfS | Old | CZ08 | Any | Cap-Tons | 34.34 | 10000 | None | 234 | 0.0742 | 0 | 99.8 | 0.0316 | 0 | 0 | 0 | 0 | 0 | 0 | 0 | DEER:HVAC_Chillers | Annual | 2023
NE-HVAC-Chlr-AirCldScrewChlr-gte150tons-11.1EER-15.4IPLV | DEER2023 | D23 v0 |  | Any | OfS | Old | CZ09 | Any | Cap-Tons | 40.47 | 10000 | None | 200 | 0.0763 | 0 | 85.1 | 0.0325 | 0 | 0 | 0 | 0 | 0 | 0 | 0 | DEER:HVAC_Chillers | Annual | 2023
NE-HVAC-Chlr-AirCldScrewChlr-gte150tons-11.1EER-15.4IPLV | DEER2023 | D23 v0 |  | Any | OfS | Old | CZ10 | Any | Cap-Tons | 37.87 | 10000 | None | 227 | 0.0839 | 0 | 96.5 | 0.0357 | 0 | 0 | 0 | 0 | 0 | 0 | 0 | DEER:HVAC_Chillers | Annual | 2023
NE-HVAC-Chlr-AirCldScrewChlr-gte150tons-11.1EER-15.4IPLV | DEER2023 | D23 v0 |  | Any | OfS | Old | CZ11 | Any | Cap-Tons | 36.91 | 10000 | None | 218 | 0.109 | 0 | 92.7 | 0.0465 | 0 | 0 | 0 | 0 | 0 | 0 | 0 | DEER:HVAC_Chillers | Annual | 2023
NE-HVAC-Chlr-AirCldScrewChlr-gte150tons-11.1EER-15.4IPLV | DEER2023 | D23 v0 |  | Any | OfS | Old | CZ12 | Any | Cap-Tons | 34.45 | 10000 | None | 192 | 0.105 | 0 | 81.7 | 0.0448 | 0 | 0 | 0 | 0 | 0 | 0 | 0 | DEER:HVAC_Chillers | Annual | 2023
NE-HVAC-Chlr-AirCldScrewChlr-gte150tons-11.1EER-15.4IPLV | DEER2023 | D23 v0 |  | Any | OfS | Old | CZ13 | Any | Cap-Tons | 37.9 | 10000 | None | 228 | 0.105 | 0 | 97 | 0.0449 | 0 | 0 | 0 | 0 | 0 | 0 | 0 | DEER:HVAC_Chillers | Annual | 2023
NE-HVAC-Chlr-AirCldScrewChlr-gte150tons-11.1EER-15.4IPLV | DEER2023 | D23 v0 |  | Any | OfS | Old | CZ14 | Any | Cap-Tons | 39.06 | 10000 | None | 213 | 0.0951 | 0 | 90.6 | 0.0405 | 0 | 0 | 0 | 0 | 0 | 0 | 0 | DEER:HVAC_Chillers | Annual | 2023
NE-HVAC-Chlr-AirCldScrewChlr-gte150tons-11.1EER-15.4IPLV | DEER2023 | D23 v0 |  | Any | OfS | Old | CZ15 | Any | Cap-Tons | 44.35 | 10000 | None | 319 | 0.111 | 0 | 136 | 0.0473 | 0 | 0 | 0 | 0 | 0 | 0 | 0 | DEER:HVAC_Chillers | Annual | 2023
NE-HVAC-Chlr-AirCldScrewChlr-gte150tons-11.1EER-15.4IPLV | DEER2023 | D23 v0 |  | Any | OfS | Old | CZ16 | Any | Cap-Tons | 26.23 | 10000 | None | 126 | 0.0858 | 0 | 53.5 | 0.0365 | 0 | 0 | 0 | 0 | 0 | 0 | 0 | DEER:HVAC_Chillers | Annual | 2023
NE-HVAC-Chlr-AirCldScrewChlr-gte150tons-11.1EER-15.4IPLV | DEER2023 | D23 v0 |  | Any | OfS | Rec | CZ01 | Any | Cap-Tons | 14.37 | 10000 | None | 14.5 | 0.0162 | 0 | 14.5 | 0.0162 | 0 | 0 | 0 | 0 | 0 | 0 | 0 | DEER:HVAC_Chillers | Annual | 2023
NE-HVAC-Chlr-AirCldScrewChlr-gte150tons-11.1EER-15.4IPLV | DEER2023 | D23 v0 |  | Any | OfS | Rec | CZ02 | Any | Cap-Tons | 20.92 | 10000 | None | 52.8 | 0.0277 | 0 | 52.8 | 0.0277 | 0 | 0 | 0 | 0 | 0 | 0 | 0 | DEER:HVAC_Chillers | Annual | 2023
NE-HVAC-Chlr-AirCldScrewChlr-gte150tons-11.1EER-15.4IPLV | DEER2023 | D23 v0 |  | Any | OfS | Rec | CZ03 | Any | Cap-Tons | 18.35 | 10000 | None | 41.9 | 0.0203 | 0 | 41.9 | 0.0203 | 0 | 0 | 0 | 0 | 0 | 0 | 0 | DEER:HVAC_Chillers | Annual | 2023
NE-HVAC-Chlr-AirCldScrewChlr-gte150tons-11.1EER-15.4IPLV | DEER2023 | D23 v0 |  | Any | OfS | Rec | CZ04 | Any | Cap-Tons | 21.81 | 10000 | None | 61.5 | 0.0273 | 0 | 61.5 | 0.0273 | 0 | 0 | 0 | 0 | 0 | 0 | 0 | DEER:HVAC_Chillers | Annual | 2023
NE-HVAC-Chlr-AirCldScrewChlr-gte150tons-11.1EER-15.4IPLV | DEER2023 | D23 v0 |  | Any | OfS | Rec | CZ05 | Any | Cap-Tons | 16.23 | 10000 | None | 54.5 | 0.0166 | 0 | 54.5 | 0.0166 | 0 | 0 | 0 | 0 | 0 | 0 | 0 | DEER:HVAC_Chillers | Annual | 2023
NE-HVAC-Chlr-AirCldScrewChlr-gte150tons-11.1EER-15.4IPLV | DEER2023 | D23 v0 |  | Any | OfS | Rec | CZ06 | Any | Cap-Tons | 22.77 | 10000 | None | 72.8 | 0.0169 | 0 | 72.8 | 0.0169 | 0 | 0 | 0 | 0 | 0 | 0 | 0 | DEER:HVAC_Chillers | Annual | 2023
NE-HVAC-Chlr-AirCldScrewChlr-gte150tons-11.1EER-15.4IPLV | DEER2023 | D23 v0 |  | Any | OfS | Rec | CZ07 | Any | Cap-Tons | 21.78 | 10000 | None | 64.6 | 0.0141 | 0 | 64.6 | 0.0141 | 0 | 0 | 0 | 0 | 0 | 0 | 0 | DEER:HVAC_Chillers | Annual | 2023
NE-HVAC-Chlr-AirCldScrewChlr-gte150tons-11.1EER-15.4IPLV | DEER2023 | D23 v0 |  | Any | OfS | Rec | CZ08 | Any | Cap-Tons | 23.74 | 10000 | None | 80.9 | 0.021 | 0 | 80.9 | 0.021 | 0 | 0 | 0 | 0 | 0 | 0 | 0 | DEER:HVAC_Chillers | Annual | 2023
NE-HVAC-Chlr-AirCldScrewChlr-gte150tons-11.1EER-15.4IPLV | DEER2023 | D23 v0 |  | Any | OfS | Rec | CZ09 | Any | Cap-Tons | 28.08 | 10000 | None | 66.8 | 0.0199 | 0 | 66.8 | 0.0199 | 0 | 0 | 0 | 0 | 0 | 0 | 0 | DEER:HVAC_Chillers | Annual | 2023
NE-HVAC-Chlr-AirCldScrewChlr-gte150tons-11.1EER-15.4IPLV | DEER2023 | D23 v0 |  | Any | OfS | Rec | CZ10 | Any | Cap-Tons | 25.67 | 10000 | None | 78.2 | 0.0239 | 0 | 78.2 | 0.0239 | 0 | 0 | 0 | 0 | 0 | 0 | 0 | DEER:HVAC_Chillers | Annual | 2023
NE-HVAC-Chlr-AirCldScrewChlr-gte150tons-11.1EER-15.4IPLV | DEER2023 | D23 v0 |  | Any | OfS | Rec | CZ11 | Any | Cap-Tons | 25.65 | 10000 | None | 73 | 0.0374 | 0 | 73 | 0.0374 | 0 | 0 | 0 | 0 | 0 | 0 | 0 | DEER:HVAC_Chillers | Annual | 2023
NE-HVAC-Chlr-AirCldScrewChlr-gte150tons-11.1EER-15.4IPLV | DEER2023 | D23 v0 |  | Any | OfS | Rec | CZ12 | Any | Cap-Tons | 23.96 | 10000 | None | 64.4 | 0.035 | 0 | 64.4 | 0.035 | 0 | 0 | 0 | 0 | 0 | 0 | 0 | DEER:HVAC_Chillers | Annual | 2023
NE-HVAC-Chlr-AirCldScrewChlr-gte150tons-11.1EER-15.4IPLV | DEER2023 | D23 v0 |  | Any | OfS | Rec | CZ13 | Any | Cap-Tons | 25.98 | 10000 | None | 77.2 | 0.0345 | 0 | 77.2 | 0.0345 | 0 | 0 | 0 | 0 | 0 | 0 | 0 | DEER:HVAC_Chillers | Annual | 2023
NE-HVAC-Chlr-AirCldScrewChlr-gte150tons-11.1EER-15.4IPLV | DEER2023 | D23 v0 |  | Any | OfS | Rec | CZ14 | Any | Cap-Tons | 27.65 | 10000 | None | 71.2 | 0.0274 | 0 | 71.2 | 0.0274 | 0 | 0 | 0 | 0 | 0 | 0 | 0 | DEER:HVAC_Chillers | Annual | 2023
NE-HVAC-Chlr-AirCldScrewChlr-gte150tons-11.1EER-15.4IPLV | DEER2023 | D23 v0 |  | Any | OfS | Rec | CZ15 | Any | Cap-Tons | 32.49 | 10000 | None | 105 | 0.0329 | 0 | 105 | 0.0329 | 0 | 0 | 0 | 0 | 0 | 0 | 0 | DEER:HVAC_Chillers | Annual | 2023
NE-HVAC-Chlr-AirCldScrewChlr-gte150tons-11.1EER-15.4IPLV | DEER2023 | D23 v0 |  | Any | OfS | Rec | CZ16 | Any | Cap-Tons | 17.3 | 10000 | None | 44.2 | 0.0256 | 0 | 44.2 | 0.0256 | 0 | 0 | 0 | 0 | 0 | 0 | 0 | DEER:HVAC_Chillers | Annual | 2023
NE-HVAC-Chlr-AirCldScrewChlr-gte150tons-11.1EER-15.4IPLV | DEER2023 | D23 v0 |  | Any | Rt3 | Ex | CZ01 | Any | Cap-Tons | 150.48 | 120001 | None | 28.5 | 0.0454 | 0 | 15.3 | 0.0243 | 0 | 0 | 0 | 0 | 0 | 0 | 0 | DEER:HVAC_Chillers | Annual | 2023
NE-HVAC-Chlr-AirCldScrewChlr-gte150tons-11.1EER-15.4IPLV | DEER2023 | D23 v0 |  | Any | Rt3 | Ex | CZ02 | Any | Cap-Tons | 244.4 | 120001 | None | 104 | 0.0766 | 0 | 55.9 | 0.041 | 0 | 0 | 0 | 0 | 0 | 0 | 0 | DEER:HVAC_Chillers | Annual | 2023
NE-HVAC-Chlr-AirCldScrewChlr-gte150tons-11.1EER-15.4IPLV | DEER2023 | D23 v0 |  | Any | Rt3 | Ex | CZ03 | Any | Cap-Tons | 197.82 | 120001 | None | 85.6 | 0.0654 | 0 | 45.8 | 0.035 | 0 | 0 | 0 | 0 | 0 | 0 | 0 | DEER:HVAC_Chillers | Annual | 2023
NE-HVAC-Chlr-AirCldScrewChlr-gte150tons-11.1EER-15.4IPLV | DEER2023 | D23 v0 |  | Any | Rt3 | Ex | CZ04 | Any | Cap-Tons | 247.51 | 120001 | None | 131 | 0.0857 | 0 | 70 | 0.0459 | 0 | 0 | 0 | 0 | 0 | 0 | 0 | DEER:HVAC_Chillers | Annual | 2023
NE-HVAC-Chlr-AirCldScrewChlr-gte150tons-11.1EER-15.4IPLV | DEER2023 | D23 v0 |  | Any | Rt3 | Ex | CZ05 | Any | Cap-Tons | 188.98 | 120001 | None | 103 | 0.0498 | 0 | 54.9 | 0.0267 | 0 | 0 | 0 | 0 | 0 | 0 | 0 | DEER:HVAC_Chillers | Annual | 2023
NE-HVAC-Chlr-AirCldScrewChlr-gte150tons-11.1EER-15.4IPLV | DEER2023 | D23 v0 |  | Any | Rt3 | Ex | CZ06 | Any | Cap-Tons | 259.86 | 120001 | None | 152 | 0.0663 | 0 | 81.4 | 0.0355 | 0 | 0 | 0 | 0 | 0 | 0 | 0 | DEER:HVAC_Chillers | Annual | 2023
NE-HVAC-Chlr-AirCldScrewChlr-gte150tons-11.1EER-15.4IPLV | DEER2023 | D23 v0 |  | Any | Rt3 | Ex | CZ07 | Any | Cap-Tons | 254.04 | 120001 | None | 137 | 0.0636 | 0 | 73.4 | 0.0341 | 0 | 0 | 0 | 0 | 0 | 0 | 0 | DEER:HVAC_Chillers | Annual | 2023
NE-HVAC-Chlr-AirCldScrewChlr-gte150tons-11.1EER-15.4IPLV | DEER2023 | D23 v0 |  | Any | Rt3 | Ex | CZ08 | Any | Cap-Tons | 279.35 | 120001 | None | 173 | 0.0689 | 0 | 92.6 | 0.0369 | 0 | 0 | 0 | 0 | 0 | 0 | 0 | DEER:HVAC_Chillers | Annual | 2023
NE-HVAC-Chlr-AirCldScrewChlr-gte150tons-11.1EER-15.4IPLV | DEER2023 | D23 v0 |  | Any | Rt3 | Ex | CZ09 | Any | Cap-Tons | 338.03 | 120001 | None | 132 | 0.0648 | 0 | 70.8 | 0.0347 | 0 | 0 | 0 | 0 | 0 | 0 | 0 | DEER:HVAC_Chillers | Annual | 2023
NE-HVAC-Chlr-AirCldScrewChlr-gte150tons-11.1EER-15.4IPLV | DEER2023 | D23 v0 |  | Any | Rt3 | Ex | CZ10 | Any | Cap-Tons | 296.84 | 120001 | None | 164 | 0.0865 | 0 | 87.9 | 0.0463 | 0 | 0 | 0 | 0 | 0 | 0 | 0 | DEER:HVAC_Chillers | Annual | 2023
NE-HVAC-Chlr-AirCldScrewChlr-gte150tons-11.1EER-15.4IPLV | DEER2023 | D23 v0 |  | Any | Rt3 | Ex | CZ11 | Any | Cap-Tons | 307.89 | 120001 | None | 148 | 0.0986 | 0 | 79.5 | 0.0528 | 0 | 0 | 0 | 0 | 0 | 0 | 0 | DEER:HVAC_Chillers | Annual | 2023
NE-HVAC-Chlr-AirCldScrewChlr-gte150tons-11.1EER-15.4IPLV | DEER2023 | D23 v0 |  | Any | Rt3 | Ex | CZ12 | Any | Cap-Tons | 289.97 | 120001 | None | 129 | 0.0956 | 0 | 68.9 | 0.0512 | 0 | 0 | 0 | 0 | 0 | 0 | 0 | DEER:HVAC_Chillers | Annual | 2023
NE-HVAC-Chlr-AirCldScrewChlr-gte150tons-11.1EER-15.4IPLV | DEER2023 | D23 v0 |  | Any | Rt3 | Ex | CZ13 | Any | Cap-Tons | 312.85 | 120001 | None | 161 | 0.102 | 0 | 86.3 | 0.0545 | 0 | 0 | 0 | 0 | 0 | 0 | 0 | DEER:HVAC_Chillers | Annual | 2023
NE-HVAC-Chlr-AirCldScrewChlr-gte150tons-11.1EER-15.4IPLV | DEER2023 | D23 v0 |  | Any | Rt3 | Ex | CZ14 | Any | Cap-Tons | 318.19 | 120001 | None | 144 | 0.0869 | 0 | 77.2 | 0.0465 | 0 | 0 | 0 | 0 | 0 | 0 | 0 | DEER:HVAC_Chillers | Annual | 2023
NE-HVAC-Chlr-AirCldScrewChlr-gte150tons-11.1EER-15.4IPLV | DEER2023 | D23 v0 |  | Any | Rt3 | Ex | CZ15 | Any | Cap-Tons | 391.38 | 120001 | None | 217 | 0.103 | 0 | 116 | 0.0552 | 0 | 0 | 0 | 0 | 0 | 0 | 0 | DEER:HVAC_Chillers | Annual | 2023
NE-HVAC-Chlr-AirCldScrewChlr-gte150tons-11.1EER-15.4IPLV | DEER2023 | D23 v0 |  | Any | Rt3 | Ex | CZ16 | Any | Cap-Tons | 208.56 | 120001 | None | 82.8 | 0.0693 | 0 | 44.4 | 0.0371 | 0 | 0 | 0 | 0 | 0 | 0 | 0 | DEER:HVAC_Chillers | Annual | 2023
NE-HVAC-Chlr-AirCldScrewChlr-gte150tons-11.1EER-15.4IPLV | DEER2023 | D23 v0 |  | Any | Rt3 | New | CZ01 | Any | Cap-Tons | 128.21 | 120001 | None | 12.6 | 0.0243 | 0 | 12.6 | 0.0243 | 0 | 0 | 0 | 0 | 0 | 0 | 0 | DEER:HVAC_Chillers | Annual | 2023
NE-HVAC-Chlr-AirCldScrewChlr-gte150tons-11.1EER-15.4IPLV | DEER2023 | D23 v0 |  | Any | Rt3 | New | CZ02 | Any | Cap-Tons | 224.18 | 120001 | None | 52.6 | 0.0415 | 0 | 52.6 | 0.0415 | 0 | 0 | 0 | 0 | 0 | 0 | 0 | DEER:HVAC_Chillers | Annual | 2023
NE-HVAC-Chlr-AirCldScrewChlr-gte150tons-11.1EER-15.4IPLV | DEER2023 | D23 v0 |  | Any | Rt3 | New | CZ03 | Any | Cap-Tons | 178.28 | 120001 | None | 41.1 | 0.0348 | 0 | 41.1 | 0.0348 | 0 | 0 | 0 | 0 | 0 | 0 | 0 | DEER:HVAC_Chillers | Annual | 2023
NE-HVAC-Chlr-AirCldScrewChlr-gte150tons-11.1EER-15.4IPLV | DEER2023 | D23 v0 |  | Any | Rt3 | New | CZ04 | Any | Cap-Tons | 226.13 | 120001 | None | 66.3 | 0.0464 | 0 | 66.3 | 0.0464 | 0 | 0 | 0 | 0 | 0 | 0 | 0 | DEER:HVAC_Chillers | Annual | 2023
NE-HVAC-Chlr-AirCldScrewChlr-gte150tons-11.1EER-15.4IPLV | DEER2023 | D23 v0 |  | Any | Rt3 | New | CZ05 | Any | Cap-Tons | 167.51 | 120001 | None | 50 | 0.0261 | 0 | 50 | 0.0261 | 0 | 0 | 0 | 0 | 0 | 0 | 0 | DEER:HVAC_Chillers | Annual | 2023
NE-HVAC-Chlr-AirCldScrewChlr-gte150tons-11.1EER-15.4IPLV | DEER2023 | D23 v0 |  | Any | Rt3 | New | CZ06 | Any | Cap-Tons | 237.06 | 120001 | None | 76.5 | 0.0353 | 0 | 76.5 | 0.0353 | 0 | 0 | 0 | 0 | 0 | 0 | 0 | DEER:HVAC_Chillers | Annual | 2023
NE-HVAC-Chlr-AirCldScrewChlr-gte150tons-11.1EER-15.4IPLV | DEER2023 | D23 v0 |  | Any | Rt3 | New | CZ07 | Any | Cap-Tons | 231.25 | 120001 | None | 67.7 | 0.0335 | 0 | 67.7 | 0.0335 | 0 | 0 | 0 | 0 | 0 | 0 | 0 | DEER:HVAC_Chillers | Annual | 2023
NE-HVAC-Chlr-AirCldScrewChlr-gte150tons-11.1EER-15.4IPLV | DEER2023 | D23 v0 |  | Any | Rt3 | New | CZ08 | Any | Cap-Tons | 258.65 | 120001 | None | 85.5 | 0.0351 | 0 | 85.5 | 0.0351 | 0 | 0 | 0 | 0 | 0 | 0 | 0 | DEER:HVAC_Chillers | Annual | 2023
NE-HVAC-Chlr-AirCldScrewChlr-gte150tons-11.1EER-15.4IPLV | DEER2023 | D23 v0 |  | Any | Rt3 | New | CZ09 | Any | Cap-Tons | 315.99 | 120001 | None | 65.7 | 0.0334 | 0 | 65.7 | 0.0334 | 0 | 0 | 0 | 0 | 0 | 0 | 0 | DEER:HVAC_Chillers | Annual | 2023
NE-HVAC-Chlr-AirCldScrewChlr-gte150tons-11.1EER-15.4IPLV | DEER2023 | D23 v0 |  | Any | Rt3 | New | CZ10 | Any | Cap-Tons | 276.78 | 120001 | None | 83.9 | 0.047 | 0 | 83.9 | 0.047 | 0 | 0 | 0 | 0 | 0 | 0 | 0 | DEER:HVAC_Chillers | Annual | 2023
NE-HVAC-Chlr-AirCldScrewChlr-gte150tons-11.1EER-15.4IPLV | DEER2023 | D23 v0 |  | Any | Rt3 | New | CZ11 | Any | Cap-Tons | 276.99 | 120001 | None | 77.5 | 0.0533 | 0 | 77.5 | 0.0533 | 0 | 0 | 0 | 0 | 0 | 0 | 0 | DEER:HVAC_Chillers | Annual | 2023
NE-HVAC-Chlr-AirCldScrewChlr-gte150tons-11.1EER-15.4IPLV | DEER2023 | D23 v0 |  | Any | Rt3 | New | CZ12 | Any | Cap-Tons | 265.74 | 120001 | None | 66.1 | 0.0521 | 0 | 66.1 | 0.0521 | 0 | 0 | 0 | 0 | 0 | 0 | 0 | DEER:HVAC_Chillers | Annual | 2023
NE-HVAC-Chlr-AirCldScrewChlr-gte150tons-11.1EER-15.4IPLV | DEER2023 | D23 v0 |  | Any | Rt3 | New | CZ13 | Any | Cap-Tons | 284.91 | 120001 | None | 83.8 | 0.0557 | 0 | 83.8 | 0.0557 | 0 | 0 | 0 | 0 | 0 | 0 | 0 | DEER:HVAC_Chillers | Annual | 2023
NE-HVAC-Chlr-AirCldScrewChlr-gte150tons-11.1EER-15.4IPLV | DEER2023 | D23 v0 |  | Any | Rt3 | New | CZ14 | Any | Cap-Tons | 286.54 | 120001 | None | 74.9 | 0.0462 | 0 | 74.9 | 0.0462 | 0 | 0 | 0 | 0 | 0 | 0 | 0 | DEER:HVAC_Chillers | Annual | 2023
NE-HVAC-Chlr-AirCldScrewChlr-gte150tons-11.1EER-15.4IPLV | DEER2023 | D23 v0 |  | Any | Rt3 | New | CZ15 | Any | Cap-Tons | 360.46 | 120001 | None | 111 | 0.0545 | 0 | 111 | 0.0545 | 0 | 0 | 0 | 0 | 0 | 0 | 0 | DEER:HVAC_Chillers | Annual | 2023
NE-HVAC-Chlr-AirCldScrewChlr-gte150tons-11.1EER-15.4IPLV | DEER2023 | D23 v0 |  | Any | Rt3 | New | CZ16 | Any | Cap-Tons | 178.09 | 120001 | None | 43.8 | 0.0374 | 0 | 43.8 | 0.0374 | 0 | 0 | 0 | 0 | 0 | 0 | 0 | DEER:HVAC_Chillers | Annual | 2023
NE-HVAC-Chlr-AirCldScrewChlr-gte150tons-11.1EER-15.4IPLV | DEER2023 | D23 v0 |  | Any | Rt3 | Old | CZ01 | Any | Cap-Tons | 163.1 | 120001 | None | 21.3 | 0.0536 | 0 | 9.08 | 0.0228 | 0 | 0 | 0 | 0 | 0 | 0 | 0 | DEER:HVAC_Chillers | Annual | 2023
NE-HVAC-Chlr-AirCldScrewChlr-gte150tons-11.1EER-15.4IPLV | DEER2023 | D23 v0 |  | Any | Rt3 | Old | CZ02 | Any | Cap-Tons | 258.36 | 120001 | None | 133 | 0.0974 | 0 | 56.5 | 0.0415 | 0 | 0 | 0 | 0 | 0 | 0 | 0 | DEER:HVAC_Chillers | Annual | 2023
NE-HVAC-Chlr-AirCldScrewChlr-gte150tons-11.1EER-15.4IPLV | DEER2023 | D23 v0 |  | Any | Rt3 | Old | CZ03 | Any | Cap-Tons | 210.76 | 120001 | None | 102 | 0.0849 | 0 | 43.3 | 0.0361 | 0 | 0 | 0 | 0 | 0 | 0 | 0 | DEER:HVAC_Chillers | Annual | 2023
NE-HVAC-Chlr-AirCldScrewChlr-gte150tons-11.1EER-15.4IPLV | DEER2023 | D23 v0 |  | Any | Rt3 | Old | CZ04 | Any | Cap-Tons | 260.24 | 120001 | None | 167 | 0.107 | 0 | 71.2 | 0.0457 | 0 | 0 | 0 | 0 | 0 | 0 | 0 | DEER:HVAC_Chillers | Annual | 2023
NE-HVAC-Chlr-AirCldScrewChlr-gte150tons-11.1EER-15.4IPLV | DEER2023 | D23 v0 |  | Any | Rt3 | Old | CZ05 | Any | Cap-Tons | 197.51 | 120001 | None | 126 | 0.0646 | 0 | 53.6 | 0.0275 | 0 | 0 | 0 | 0 | 0 | 0 | 0 | DEER:HVAC_Chillers | Annual | 2023
NE-HVAC-Chlr-AirCldScrewChlr-gte150tons-11.1EER-15.4IPLV | DEER2023 | D23 v0 |  | Any | Rt3 | Old | CZ06 | Any | Cap-Tons | 270.46 | 120001 | None | 195 | 0.0879 | 0 | 83.1 | 0.0374 | 0 | 0 | 0 | 0 | 0 | 0 | 0 | DEER:HVAC_Chillers | Annual | 2023
NE-HVAC-Chlr-AirCldScrewChlr-gte150tons-11.1EER-15.4IPLV | DEER2023 | D23 v0 |  | Any | Rt3 | Old | CZ07 | Any | Cap-Tons | 264.65 | 120001 | None | 172 | 0.0817 | 0 | 73.4 | 0.0348 | 0 | 0 | 0 | 0 | 0 | 0 | 0 | DEER:HVAC_Chillers | Annual | 2023
NE-HVAC-Chlr-AirCldScrewChlr-gte150tons-11.1EER-15.4IPLV | DEER2023 | D23 v0 |  | Any | Rt3 | Old | CZ08 | Any | Cap-Tons | 289.93 | 120001 | None | 232 | 0.0924 | 0 | 99 | 0.0393 | 0 | 0 | 0 | 0 | 0 | 0 | 0 | DEER:HVAC_Chillers | Annual | 2023
NE-HVAC-Chlr-AirCldScrewChlr-gte150tons-11.1EER-15.4IPLV | DEER2023 | D23 v0 |  | Any | Rt3 | Old | CZ09 | Any | Cap-Tons | 350.43 | 120001 | None | 175 | 0.0835 | 0 | 74.3 | 0.0356 | 0 | 0 | 0 | 0 | 0 | 0 | 0 | DEER:HVAC_Chillers | Annual | 2023
NE-HVAC-Chlr-AirCldScrewChlr-gte150tons-11.1EER-15.4IPLV | DEER2023 | D23 v0 |  | Any | Rt3 | Old | CZ10 | Any | Cap-Tons | 311.19 | 120001 | None | 214 | 0.109 | 0 | 91 | 0.0464 | 0 | 0 | 0 | 0 | 0 | 0 | 0 | DEER:HVAC_Chillers | Annual | 2023
NE-HVAC-Chlr-AirCldScrewChlr-gte150tons-11.1EER-15.4IPLV | DEER2023 | D23 v0 |  | Any | Rt3 | Old | CZ11 | Any | Cap-Tons | 328.87 | 120001 | None | 192 | 0.125 | 0 | 81.9 | 0.0531 | 0 | 0 | 0 | 0 | 0 | 0 | 0 | DEER:HVAC_Chillers | Annual | 2023
NE-HVAC-Chlr-AirCldScrewChlr-gte150tons-11.1EER-15.4IPLV | DEER2023 | D23 v0 |  | Any | Rt3 | Old | CZ12 | Any | Cap-Tons | 305.54 | 120001 | None | 168 | 0.122 | 0 | 71.4 | 0.052 | 0 | 0 | 0 | 0 | 0 | 0 | 0 | DEER:HVAC_Chillers | Annual | 2023
NE-HVAC-Chlr-AirCldScrewChlr-gte150tons-11.1EER-15.4IPLV | DEER2023 | D23 v0 |  | Any | Rt3 | Old | CZ13 | Any | Cap-Tons | 332.03 | 120001 | None | 210 | 0.13 | 0 | 89.4 | 0.0552 | 0 | 0 | 0 | 0 | 0 | 0 | 0 | DEER:HVAC_Chillers | Annual | 2023
NE-HVAC-Chlr-AirCldScrewChlr-gte150tons-11.1EER-15.4IPLV | DEER2023 | D23 v0 |  | Any | Rt3 | Old | CZ14 | Any | Cap-Tons | 338.48 | 120001 | None | 187 | 0.111 | 0 | 79.6 | 0.0471 | 0 | 0 | 0 | 0 | 0 | 0 | 0 | DEER:HVAC_Chillers | Annual | 2023
NE-HVAC-Chlr-AirCldScrewChlr-gte150tons-11.1EER-15.4IPLV | DEER2023 | D23 v0 |  | Any | Rt3 | Old | CZ15 | Any | Cap-Tons | 411.22 | 120001 | None | 285 | 0.132 | 0 | 122 | 0.056 | 0 | 0 | 0 | 0 | 0 | 0 | 0 | DEER:HVAC_Chillers | Annual | 2023
NE-HVAC-Chlr-AirCldScrewChlr-gte150tons-11.1EER-15.4IPLV | DEER2023 | D23 v0 |  | Any | Rt3 | Old | CZ16 | Any | Cap-Tons | 227.7 | 120001 | None | 102 | 0.0888 | 0 | 43.6 | 0.0378 | 0 | 0 | 0 | 0 | 0 | 0 | 0 | DEER:HVAC_Chillers | Annual | 2023
NE-HVAC-Chlr-AirCldScrewChlr-gte150tons-11.1EER-15.4IPLV | DEER2023 | D23 v0 |  | Any | Rt3 | Rec | CZ01 | Any | Cap-Tons | 135.97 | 120001 | None | 13.9 | 0.0245 | 0 | 13.9 | 0.0245 | 0 | 0 | 0 | 0 | 0 | 0 | 0 | DEER:HVAC_Chillers | Annual | 2023
NE-HVAC-Chlr-AirCldScrewChlr-gte150tons-11.1EER-15.4IPLV | DEER2023 | D23 v0 |  | Any | Rt3 | Rec | CZ02 | Any | Cap-Tons | 231.67 | 120001 | None | 53.7 | 0.0413 | 0 | 53.7 | 0.0413 | 0 | 0 | 0 | 0 | 0 | 0 | 0 | DEER:HVAC_Chillers | Annual | 2023
NE-HVAC-Chlr-AirCldScrewChlr-gte150tons-11.1EER-15.4IPLV | DEER2023 | D23 v0 |  | Any | Rt3 | Rec | CZ03 | Any | Cap-Tons | 185.04 | 120001 | None | 43.1 | 0.0346 | 0 | 43.1 | 0.0346 | 0 | 0 | 0 | 0 | 0 | 0 | 0 | DEER:HVAC_Chillers | Annual | 2023
NE-HVAC-Chlr-AirCldScrewChlr-gte150tons-11.1EER-15.4IPLV | DEER2023 | D23 v0 |  | Any | Rt3 | Rec | CZ04 | Any | Cap-Tons | 233.48 | 120001 | None | 67.6 | 0.0462 | 0 | 67.6 | 0.0462 | 0 | 0 | 0 | 0 | 0 | 0 | 0 | DEER:HVAC_Chillers | Annual | 2023
NE-HVAC-Chlr-AirCldScrewChlr-gte150tons-11.1EER-15.4IPLV | DEER2023 | D23 v0 |  | Any | Rt3 | Rec | CZ05 | Any | Cap-Tons | 174.75 | 120001 | None | 52.3 | 0.0265 | 0 | 52.3 | 0.0265 | 0 | 0 | 0 | 0 | 0 | 0 | 0 | DEER:HVAC_Chillers | Annual | 2023
NE-HVAC-Chlr-AirCldScrewChlr-gte150tons-11.1EER-15.4IPLV | DEER2023 | D23 v0 |  | Any | Rt3 | Rec | CZ06 | Any | Cap-Tons | 244.6 | 120001 | None | 78.6 | 0.0354 | 0 | 78.6 | 0.0354 | 0 | 0 | 0 | 0 | 0 | 0 | 0 | DEER:HVAC_Chillers | Annual | 2023
NE-HVAC-Chlr-AirCldScrewChlr-gte150tons-11.1EER-15.4IPLV | DEER2023 | D23 v0 |  | Any | Rt3 | Rec | CZ07 | Any | Cap-Tons | 238.81 | 120001 | None | 70.3 | 0.0341 | 0 | 70.3 | 0.0341 | 0 | 0 | 0 | 0 | 0 | 0 | 0 | DEER:HVAC_Chillers | Annual | 2023
NE-HVAC-Chlr-AirCldScrewChlr-gte150tons-11.1EER-15.4IPLV | DEER2023 | D23 v0 |  | Any | Rt3 | Rec | CZ08 | Any | Cap-Tons | 265.56 | 120001 | None | 87.5 | 0.0354 | 0 | 87.5 | 0.0354 | 0 | 0 | 0 | 0 | 0 | 0 | 0 | DEER:HVAC_Chillers | Annual | 2023
NE-HVAC-Chlr-AirCldScrewChlr-gte150tons-11.1EER-15.4IPLV | DEER2023 | D23 v0 |  | Any | Rt3 | Rec | CZ09 | Any | Cap-Tons | 322.05 | 120001 | None | 67.6 | 0.0342 | 0 | 67.6 | 0.0342 | 0 | 0 | 0 | 0 | 0 | 0 | 0 | DEER:HVAC_Chillers | Annual | 2023
NE-HVAC-Chlr-AirCldScrewChlr-gte150tons-11.1EER-15.4IPLV | DEER2023 | D23 v0 |  | Any | Rt3 | Rec | CZ10 | Any | Cap-Tons | 283.51 | 120001 | None | 85.4 | 0.0471 | 0 | 85.4 | 0.0471 | 0 | 0 | 0 | 0 | 0 | 0 | 0 | DEER:HVAC_Chillers | Annual | 2023
NE-HVAC-Chlr-AirCldScrewChlr-gte150tons-11.1EER-15.4IPLV | DEER2023 | D23 v0 |  | Any | Rt3 | Rec | CZ11 | Any | Cap-Tons | 283.57 | 120001 | None | 78.2 | 0.0523 | 0 | 78.2 | 0.0523 | 0 | 0 | 0 | 0 | 0 | 0 | 0 | DEER:HVAC_Chillers | Annual | 2023
NE-HVAC-Chlr-AirCldScrewChlr-gte150tons-11.1EER-15.4IPLV | DEER2023 | D23 v0 |  | Any | Rt3 | Rec | CZ12 | Any | Cap-Tons | 272.67 | 120001 | None | 67 | 0.0508 | 0 | 67 | 0.0508 | 0 | 0 | 0 | 0 | 0 | 0 | 0 | DEER:HVAC_Chillers | Annual | 2023
NE-HVAC-Chlr-AirCldScrewChlr-gte150tons-11.1EER-15.4IPLV | DEER2023 | D23 v0 |  | Any | Rt3 | Rec | CZ13 | Any | Cap-Tons | 291.69 | 120001 | None | 84.4 | 0.0543 | 0 | 84.4 | 0.0543 | 0 | 0 | 0 | 0 | 0 | 0 | 0 | DEER:HVAC_Chillers | Annual | 2023
NE-HVAC-Chlr-AirCldScrewChlr-gte150tons-11.1EER-15.4IPLV | DEER2023 | D23 v0 |  | Any | Rt3 | Rec | CZ14 | Any | Cap-Tons | 293.81 | 120001 | None | 76 | 0.0462 | 0 | 76 | 0.0462 | 0 | 0 | 0 | 0 | 0 | 0 | 0 | DEER:HVAC_Chillers | Annual | 2023
NE-HVAC-Chlr-AirCldScrewChlr-gte150tons-11.1EER-15.4IPLV | DEER2023 | D23 v0 |  | Any | Rt3 | Rec | CZ15 | Any | Cap-Tons | 366.49 | 120001 | None | 113 | 0.0544 | 0 | 113 | 0.0544 | 0 | 0 | 0 | 0 | 0 | 0 | 0 | DEER:HVAC_Chillers | Annual | 2023
NE-HVAC-Chlr-AirCldScrewChlr-gte150tons-11.1EER-15.4IPLV | DEER2023 | D23 v0 |  | Any | Rt3 | Rec | CZ16 | Any | Cap-Tons | 185.06 | 120001 | None | 44.6 | 0.037 | 0 | 44.6 | 0.037 | 0 | 0 | 0 | 0 | 0 | 0 | 0 | DEER:HVAC_Chillers | Annual | 2023
NE-HVAC-Chlr-AirCldScrewChlr-gte150tons-12.1EER-16.9IPLV | DEER2023 | D23 v0 |  | Any | ECC | Ex | CZ01 | Any | Cap-Tons | 357.09 | 300000 | None | 26 | 0.0573 | 0 | 13.9 | 0.0307 | 0 | 0 | 0 | 0 | 0 | 0 | 0 | DEER:HVAC_Chillers | Annual | 2023
NE-HVAC-Chlr-AirCldScrewChlr-gte150tons-12.1EER-16.9IPLV | DEER2023 | D23 v0 |  | Any | ECC | Ex | CZ02 | Any | Cap-Tons | 616.83 | 300000 | None | 89.7 | 0.088 | 0 | 48.1 | 0.0471 | 0 | 0 | 0 | 0 | 0 | 0 | 0 | DEER:HVAC_Chillers | Annual | 2023
NE-HVAC-Chlr-AirCldScrewChlr-gte150tons-12.1EER-16.9IPLV | DEER2023 | D23 v0 |  | Any | ECC | Ex | CZ03 | Any | Cap-Tons | 501.51 | 300000 | None | 75.5 | 0.0742 | 0 | 40.5 | 0.0398 | 0 | 0 | 0 | 0 | 0 | 0 | 0 | DEER:HVAC_Chillers | Annual | 2023
NE-HVAC-Chlr-AirCldScrewChlr-gte150tons-12.1EER-16.9IPLV | DEER2023 | D23 v0 |  | Any | ECC | Ex | CZ04 | Any | Cap-Tons | 640.77 | 300000 | None | 112 | 0.0955 | 0 | 60.1 | 0.0511 | 0 | 0 | 0 | 0 | 0 | 0 | 0 | DEER:HVAC_Chillers | Annual | 2023
NE-HVAC-Chlr-AirCldScrewChlr-gte150tons-12.1EER-16.9IPLV | DEER2023 | D23 v0 |  | Any | ECC | Ex | CZ05 | Any | Cap-Tons | 440.59 | 300000 | None | 98.5 | 0.0587 | 0 | 52.7 | 0.0314 | 0 | 0 | 0 | 0 | 0 | 0 | 0 | DEER:HVAC_Chillers | Annual | 2023
NE-HVAC-Chlr-AirCldScrewChlr-gte150tons-12.1EER-16.9IPLV | DEER2023 | D23 v0 |  | Any | ECC | Ex | CZ06 | Any | Cap-Tons | 681.82 | 300000 | None | 136 | 0.0715 | 0 | 72.9 | 0.0383 | 0 | 0 | 0 | 0 | 0 | 0 | 0 | DEER:HVAC_Chillers | Annual | 2023
NE-HVAC-Chlr-AirCldScrewChlr-gte150tons-12.1EER-16.9IPLV | DEER2023 | D23 v0 |  | Any | ECC | Ex | CZ07 | Any | Cap-Tons | 640.68 | 300000 | None | 124 | 0.0705 | 0 | 66.5 | 0.0377 | 0 | 0 | 0 | 0 | 0 | 0 | 0 | DEER:HVAC_Chillers | Annual | 2023
NE-HVAC-Chlr-AirCldScrewChlr-gte150tons-12.1EER-16.9IPLV | DEER2023 | D23 v0 |  | Any | ECC | Ex | CZ08 | Any | Cap-Tons | 731.41 | 300000 | None | 150 | 0.0703 | 0 | 80.1 | 0.0377 | 0 | 0 | 0 | 0 | 0 | 0 | 0 | DEER:HVAC_Chillers | Annual | 2023
NE-HVAC-Chlr-AirCldScrewChlr-gte150tons-12.1EER-16.9IPLV | DEER2023 | D23 v0 |  | Any | ECC | Ex | CZ09 | Any | Cap-Tons | 879.61 | 300000 | None | 118 | 0.071 | 0 | 63.3 | 0.038 | 0 | 0 | 0 | 0 | 0 | 0 | 0 | DEER:HVAC_Chillers | Annual | 2023
NE-HVAC-Chlr-AirCldScrewChlr-gte150tons-12.1EER-16.9IPLV | DEER2023 | D23 v0 |  | Any | ECC | Ex | CZ10 | Any | Cap-Tons | 762.59 | 300000 | None | 146 | 0.0602 | 0 | 78.3 | 0.0322 | 0 | 0 | 0 | 0 | 0 | 0 | 0 | DEER:HVAC_Chillers | Annual | 2023
NE-HVAC-Chlr-AirCldScrewChlr-gte150tons-12.1EER-16.9IPLV | DEER2023 | D23 v0 |  | Any | ECC | Ex | CZ11 | Any | Cap-Tons | 718.27 | 300000 | None | 146 | 0.0939 | 0 | 78 | 0.0503 | 0 | 0 | 0 | 0 | 0 | 0 | 0 | DEER:HVAC_Chillers | Annual | 2023
NE-HVAC-Chlr-AirCldScrewChlr-gte150tons-12.1EER-16.9IPLV | DEER2023 | D23 v0 |  | Any | ECC | Ex | CZ12 | Any | Cap-Tons | 652.19 | 300000 | None | 126 | 0.0893 | 0 | 67.4 | 0.0478 | 0 | 0 | 0 | 0 | 0 | 0 | 0 | DEER:HVAC_Chillers | Annual | 2023
NE-HVAC-Chlr-AirCldScrewChlr-gte150tons-12.1EER-16.9IPLV | DEER2023 | D23 v0 |  | Any | ECC | Ex | CZ13 | Any | Cap-Tons | 767.42 | 300000 | None | 153 | 0.0855 | 0 | 81.9 | 0.0458 | 0 | 0 | 0 | 0 | 0 | 0 | 0 | DEER:HVAC_Chillers | Annual | 2023
NE-HVAC-Chlr-AirCldScrewChlr-gte150tons-12.1EER-16.9IPLV | DEER2023 | D23 v0 |  | Any | ECC | Ex | CZ14 | Any | Cap-Tons | 827.23 | 300000 | None | 132 | 0.0691 | 0 | 70.4 | 0.037 | 0 | 0 | 0 | 0 | 0 | 0 | 0 | DEER:HVAC_Chillers | Annual | 2023
NE-HVAC-Chlr-AirCldScrewChlr-gte150tons-12.1EER-16.9IPLV | DEER2023 | D23 v0 |  | Any | ECC | Ex | CZ15 | Any | Cap-Tons | 1054.14 | 300000 | None | 200 | 0.0822 | 0 | 107 | 0.044 | 0 | 0 | 0 | 0 | 0 | 0 | 0 | DEER:HVAC_Chillers | Annual | 2023
NE-HVAC-Chlr-AirCldScrewChlr-gte150tons-12.1EER-16.9IPLV | DEER2023 | D23 v0 |  | Any | ECC | Ex | CZ16 | Any | Cap-Tons | 445.6 | 300000 | None | 86 | 0.0352 | 0 | 46.1 | 0.0188 | 0 | 0 | 0 | 0 | 0 | 0 | 0 | DEER:HVAC_Chillers | Annual | 2023
NE-HVAC-Chlr-AirCldScrewChlr-gte150tons-12.1EER-16.9IPLV | DEER2023 | D23 v0 |  | Any | ECC | New | CZ01 | Any | Cap-Tons | 308.24 | 300000 | None | 14 | 0.0321 | 0 | 14 | 0.0321 | 0 | 0 | 0 | 0 | 0 | 0 | 0 | DEER:HVAC_Chillers | Annual | 2023
NE-HVAC-Chlr-AirCldScrewChlr-gte150tons-12.1EER-16.9IPLV | DEER2023 | D23 v0 |  | Any | ECC | New | CZ02 | Any | Cap-Tons | 557.07 | 300000 | None | 46.7 | 0.0473 | 0 | 46.7 | 0.0473 | 0 | 0 | 0 | 0 | 0 | 0 | 0 | DEER:HVAC_Chillers | Annual | 2023
NE-HVAC-Chlr-AirCldScrewChlr-gte150tons-12.1EER-16.9IPLV | DEER2023 | D23 v0 |  | Any | ECC | New | CZ03 | Any | Cap-Tons | 427.47 | 300000 | None | 40.8 | 0.0419 | 0 | 40.8 | 0.0419 | 0 | 0 | 0 | 0 | 0 | 0 | 0 | DEER:HVAC_Chillers | Annual | 2023
NE-HVAC-Chlr-AirCldScrewChlr-gte150tons-12.1EER-16.9IPLV | DEER2023 | D23 v0 |  | Any | ECC | New | CZ04 | Any | Cap-Tons | 554.56 | 300000 | None | 60.5 | 0.0538 | 0 | 60.5 | 0.0538 | 0 | 0 | 0 | 0 | 0 | 0 | 0 | DEER:HVAC_Chillers | Annual | 2023
NE-HVAC-Chlr-AirCldScrewChlr-gte150tons-12.1EER-16.9IPLV | DEER2023 | D23 v0 |  | Any | ECC | New | CZ05 | Any | Cap-Tons | 371.74 | 300000 | None | 53.8 | 0.0329 | 0 | 53.8 | 0.0329 | 0 | 0 | 0 | 0 | 0 | 0 | 0 | DEER:HVAC_Chillers | Annual | 2023
NE-HVAC-Chlr-AirCldScrewChlr-gte150tons-12.1EER-16.9IPLV | DEER2023 | D23 v0 |  | Any | ECC | New | CZ06 | Any | Cap-Tons | 598.18 | 300000 | None | 72.3 | 0.0391 | 0 | 72.3 | 0.0391 | 0 | 0 | 0 | 0 | 0 | 0 | 0 | DEER:HVAC_Chillers | Annual | 2023
NE-HVAC-Chlr-AirCldScrewChlr-gte150tons-12.1EER-16.9IPLV | DEER2023 | D23 v0 |  | Any | ECC | New | CZ07 | Any | Cap-Tons | 563.05 | 300000 | None | 65.3 | 0.0389 | 0 | 65.3 | 0.0389 | 0 | 0 | 0 | 0 | 0 | 0 | 0 | DEER:HVAC_Chillers | Annual | 2023
NE-HVAC-Chlr-AirCldScrewChlr-gte150tons-12.1EER-16.9IPLV | DEER2023 | D23 v0 |  | Any | ECC | New | CZ08 | Any | Cap-Tons | 651.04 | 300000 | None | 77.9 | 0.0375 | 0 | 77.9 | 0.0375 | 0 | 0 | 0 | 0 | 0 | 0 | 0 | DEER:HVAC_Chillers | Annual | 2023
NE-HVAC-Chlr-AirCldScrewChlr-gte150tons-12.1EER-16.9IPLV | DEER2023 | D23 v0 |  | Any | ECC | New | CZ09 | Any | Cap-Tons | 783.42 | 300000 | None | 61.7 | 0.0381 | 0 | 61.7 | 0.0381 | 0 | 0 | 0 | 0 | 0 | 0 | 0 | DEER:HVAC_Chillers | Annual | 2023
NE-HVAC-Chlr-AirCldScrewChlr-gte150tons-12.1EER-16.9IPLV | DEER2023 | D23 v0 |  | Any | ECC | New | CZ10 | Any | Cap-Tons | 696.43 | 300000 | None | 76.2 | 0.0313 | 0 | 76.2 | 0.0313 | 0 | 0 | 0 | 0 | 0 | 0 | 0 | DEER:HVAC_Chillers | Annual | 2023
NE-HVAC-Chlr-AirCldScrewChlr-gte150tons-12.1EER-16.9IPLV | DEER2023 | D23 v0 |  | Any | ECC | New | CZ11 | Any | Cap-Tons | 638.16 | 300000 | None | 76.1 | 0.0479 | 0 | 76.1 | 0.0479 | 0 | 0 | 0 | 0 | 0 | 0 | 0 | DEER:HVAC_Chillers | Annual | 2023
NE-HVAC-Chlr-AirCldScrewChlr-gte150tons-12.1EER-16.9IPLV | DEER2023 | D23 v0 |  | Any | ECC | New | CZ12 | Any | Cap-Tons | 583.52 | 300000 | None | 66.4 | 0.0464 | 0 | 66.4 | 0.0464 | 0 | 0 | 0 | 0 | 0 | 0 | 0 | DEER:HVAC_Chillers | Annual | 2023
NE-HVAC-Chlr-AirCldScrewChlr-gte150tons-12.1EER-16.9IPLV | DEER2023 | D23 v0 |  | Any | ECC | New | CZ13 | Any | Cap-Tons | 689.72 | 300000 | None | 79.4 | 0.0423 | 0 | 79.4 | 0.0423 | 0 | 0 | 0 | 0 | 0 | 0 | 0 | DEER:HVAC_Chillers | Annual | 2023
NE-HVAC-Chlr-AirCldScrewChlr-gte150tons-12.1EER-16.9IPLV | DEER2023 | D23 v0 |  | Any | ECC | New | CZ14 | Any | Cap-Tons | 742.63 | 300000 | None | 68.2 | 0.0353 | 0 | 68.2 | 0.0353 | 0 | 0 | 0 | 0 | 0 | 0 | 0 | DEER:HVAC_Chillers | Annual | 2023
NE-HVAC-Chlr-AirCldScrewChlr-gte150tons-12.1EER-16.9IPLV | DEER2023 | D23 v0 |  | Any | ECC | New | CZ15 | Any | Cap-Tons | 966.26 | 300000 | None | 102 | 0.0404 | 0 | 102 | 0.0404 | 0 | 0 | 0 | 0 | 0 | 0 | 0 | DEER:HVAC_Chillers | Annual | 2023
NE-HVAC-Chlr-AirCldScrewChlr-gte150tons-12.1EER-16.9IPLV | DEER2023 | D23 v0 |  | Any | ECC | New | CZ16 | Any | Cap-Tons | 382.97 | 300000 | None | 45.3 | 0.016 | 0 | 45.3 | 0.016 | 0 | 0 | 0 | 0 | 0 | 0 | 0 | DEER:HVAC_Chillers | Annual | 2023
NE-HVAC-Chlr-AirCldScrewChlr-gte150tons-12.1EER-16.9IPLV | DEER2023 | D23 v0 |  | Any | ECC | Old | CZ01 | Any | Cap-Tons | 455.43 | 300000 | None | 19.8 | 0.066 | 0 | 8.44 | 0.0281 | 0 | 0 | 0 | 0 | 0 | 0 | 0 | DEER:HVAC_Chillers | Annual | 2023
NE-HVAC-Chlr-AirCldScrewChlr-gte150tons-12.1EER-16.9IPLV | DEER2023 | D23 v0 |  | Any | ECC | Old | CZ02 | Any | Cap-Tons | 748.31 | 300000 | None | 121 | 0.113 | 0 | 51.6 | 0.0481 | 0 | 0 | 0 | 0 | 0 | 0 | 0 | DEER:HVAC_Chillers | Annual | 2023
NE-HVAC-Chlr-AirCldScrewChlr-gte150tons-12.1EER-16.9IPLV | DEER2023 | D23 v0 |  | Any | ECC | Old | CZ03 | Any | Cap-Tons | 610.95 | 300000 | None | 93.7 | 0.0964 | 0 | 39.9 | 0.041 | 0 | 0 | 0 | 0 | 0 | 0 | 0 | DEER:HVAC_Chillers | Annual | 2023
NE-HVAC-Chlr-AirCldScrewChlr-gte150tons-12.1EER-16.9IPLV | DEER2023 | D23 v0 |  | Any | ECC | Old | CZ04 | Any | Cap-Tons | 758.76 | 300000 | None | 155 | 0.122 | 0 | 65.8 | 0.0521 | 0 | 0 | 0 | 0 | 0 | 0 | 0 | DEER:HVAC_Chillers | Annual | 2023
NE-HVAC-Chlr-AirCldScrewChlr-gte150tons-12.1EER-16.9IPLV | DEER2023 | D23 v0 |  | Any | ECC | Old | CZ05 | Any | Cap-Tons | 538.72 | 300000 | None | 124 | 0.0733 | 0 | 52.9 | 0.0312 | 0 | 0 | 0 | 0 | 0 | 0 | 0 | DEER:HVAC_Chillers | Annual | 2023
NE-HVAC-Chlr-AirCldScrewChlr-gte150tons-12.1EER-16.9IPLV | DEER2023 | D23 v0 |  | Any | ECC | Old | CZ06 | Any | Cap-Tons | 787.19 | 300000 | None | 189 | 0.0944 | 0 | 80.4 | 0.0402 | 0 | 0 | 0 | 0 | 0 | 0 | 0 | DEER:HVAC_Chillers | Annual | 2023
NE-HVAC-Chlr-AirCldScrewChlr-gte150tons-12.1EER-16.9IPLV | DEER2023 | D23 v0 |  | Any | ECC | Old | CZ07 | Any | Cap-Tons | 742.23 | 300000 | None | 167 | 0.0873 | 0 | 71.1 | 0.0371 | 0 | 0 | 0 | 0 | 0 | 0 | 0 | DEER:HVAC_Chillers | Annual | 2023
NE-HVAC-Chlr-AirCldScrewChlr-gte150tons-12.1EER-16.9IPLV | DEER2023 | D23 v0 |  | Any | ECC | Old | CZ08 | Any | Cap-Tons | 828.55 | 300000 | None | 212 | 0.0929 | 0 | 90.2 | 0.0395 | 0 | 0 | 0 | 0 | 0 | 0 | 0 | DEER:HVAC_Chillers | Annual | 2023
NE-HVAC-Chlr-AirCldScrewChlr-gte150tons-12.1EER-16.9IPLV | DEER2023 | D23 v0 |  | Any | ECC | Old | CZ09 | Any | Cap-Tons | 1006.25 | 300000 | None | 168 | 0.0917 | 0 | 71.7 | 0.039 | 0 | 0 | 0 | 0 | 0 | 0 | 0 | DEER:HVAC_Chillers | Annual | 2023
NE-HVAC-Chlr-AirCldScrewChlr-gte150tons-12.1EER-16.9IPLV | DEER2023 | D23 v0 |  | Any | ECC | Old | CZ10 | Any | Cap-Tons | 898.18 | 300000 | None | 206 | 0.0893 | 0 | 87.7 | 0.038 | 0 | 0 | 0 | 0 | 0 | 0 | 0 | DEER:HVAC_Chillers | Annual | 2023
NE-HVAC-Chlr-AirCldScrewChlr-gte150tons-12.1EER-16.9IPLV | DEER2023 | D23 v0 |  | Any | ECC | Old | CZ11 | Any | Cap-Tons | 864.53 | 300000 | None | 202 | 0.126 | 0 | 86.1 | 0.0536 | 0 | 0 | 0 | 0 | 0 | 0 | 0 | DEER:HVAC_Chillers | Annual | 2023
NE-HVAC-Chlr-AirCldScrewChlr-gte150tons-12.1EER-16.9IPLV | DEER2023 | D23 v0 |  | Any | ECC | Old | CZ12 | Any | Cap-Tons | 787.32 | 300000 | None | 174 | 0.123 | 0 | 74.2 | 0.0522 | 0 | 0 | 0 | 0 | 0 | 0 | 0 | DEER:HVAC_Chillers | Annual | 2023
NE-HVAC-Chlr-AirCldScrewChlr-gte150tons-12.1EER-16.9IPLV | DEER2023 | D23 v0 |  | Any | ECC | Old | CZ13 | Any | Cap-Tons | 915.83 | 300000 | None | 213 | 0.12 | 0 | 90.7 | 0.051 | 0 | 0 | 0 | 0 | 0 | 0 | 0 | DEER:HVAC_Chillers | Annual | 2023
NE-HVAC-Chlr-AirCldScrewChlr-gte150tons-12.1EER-16.9IPLV | DEER2023 | D23 v0 |  | Any | ECC | Old | CZ14 | Any | Cap-Tons | 971.71 | 300000 | None | 184 | 0.0991 | 0 | 78.1 | 0.0422 | 0 | 0 | 0 | 0 | 0 | 0 | 0 | DEER:HVAC_Chillers | Annual | 2023
NE-HVAC-Chlr-AirCldScrewChlr-gte150tons-12.1EER-16.9IPLV | DEER2023 | D23 v0 |  | Any | ECC | Old | CZ15 | Any | Cap-Tons | 1217.28 | 300000 | None | 281 | 0.114 | 0 | 120 | 0.0485 | 0 | 0 | 0 | 0 | 0 | 0 | 0 | DEER:HVAC_Chillers | Annual | 2023
NE-HVAC-Chlr-AirCldScrewChlr-gte150tons-12.1EER-16.9IPLV | DEER2023 | D23 v0 |  | Any | ECC | Old | CZ16 | Any | Cap-Tons | 555.43 | 300000 | None | 116 | 0.0535 | 0 | 49.2 | 0.0228 | 0 | 0 | 0 | 0 | 0 | 0 | 0 | DEER:HVAC_Chillers | Annual | 2023
NE-HVAC-Chlr-AirCldScrewChlr-gte150tons-12.1EER-16.9IPLV | DEER2023 | D23 v0 |  | Any | ECC | Rec | CZ01 | Any | Cap-Tons | 328.19 | 300000 | None | 14.2 | 0.0311 | 0 | 14.2 | 0.0311 | 0 | 0 | 0 | 0 | 0 | 0 | 0 | DEER:HVAC_Chillers | Annual | 2023
NE-HVAC-Chlr-AirCldScrewChlr-gte150tons-12.1EER-16.9IPLV | DEER2023 | D23 v0 |  | Any | ECC | Rec | CZ02 | Any | Cap-Tons | 577.57 | 300000 | None | 46.9 | 0.0468 | 0 | 46.9 | 0.0468 | 0 | 0 | 0 | 0 | 0 | 0 | 0 | DEER:HVAC_Chillers | Annual | 2023
NE-HVAC-Chlr-AirCldScrewChlr-gte150tons-12.1EER-16.9IPLV | DEER2023 | D23 v0 |  | Any | ECC | Rec | CZ03 | Any | Cap-Tons | 447.48 | 300000 | None | 41.1 | 0.0408 | 0 | 41.1 | 0.0408 | 0 | 0 | 0 | 0 | 0 | 0 | 0 | DEER:HVAC_Chillers | Annual | 2023
NE-HVAC-Chlr-AirCldScrewChlr-gte150tons-12.1EER-16.9IPLV | DEER2023 | D23 v0 |  | Any | ECC | Rec | CZ04 | Any | Cap-Tons | 577.27 | 300000 | None | 60.1 | 0.0527 | 0 | 60.1 | 0.0527 | 0 | 0 | 0 | 0 | 0 | 0 | 0 | DEER:HVAC_Chillers | Annual | 2023
NE-HVAC-Chlr-AirCldScrewChlr-gte150tons-12.1EER-16.9IPLV | DEER2023 | D23 v0 |  | Any | ECC | Rec | CZ05 | Any | Cap-Tons | 389.98 | 300000 | None | 53.9 | 0.0327 | 0 | 53.9 | 0.0327 | 0 | 0 | 0 | 0 | 0 | 0 | 0 | DEER:HVAC_Chillers | Annual | 2023
NE-HVAC-Chlr-AirCldScrewChlr-gte150tons-12.1EER-16.9IPLV | DEER2023 | D23 v0 |  | Any | ECC | Rec | CZ06 | Any | Cap-Tons | 620.47 | 300000 | None | 72.7 | 0.0393 | 0 | 72.7 | 0.0393 | 0 | 0 | 0 | 0 | 0 | 0 | 0 | DEER:HVAC_Chillers | Annual | 2023
NE-HVAC-Chlr-AirCldScrewChlr-gte150tons-12.1EER-16.9IPLV | DEER2023 | D23 v0 |  | Any | ECC | Rec | CZ07 | Any | Cap-Tons | 583.19 | 300000 | None | 66.3 | 0.0388 | 0 | 66.3 | 0.0388 | 0 | 0 | 0 | 0 | 0 | 0 | 0 | DEER:HVAC_Chillers | Annual | 2023
NE-HVAC-Chlr-AirCldScrewChlr-gte150tons-12.1EER-16.9IPLV | DEER2023 | D23 v0 |  | Any | ECC | Rec | CZ08 | Any | Cap-Tons | 673.3 | 300000 | None | 78.5 | 0.0374 | 0 | 78.5 | 0.0374 | 0 | 0 | 0 | 0 | 0 | 0 | 0 | DEER:HVAC_Chillers | Annual | 2023
NE-HVAC-Chlr-AirCldScrewChlr-gte150tons-12.1EER-16.9IPLV | DEER2023 | D23 v0 |  | Any | ECC | Rec | CZ09 | Any | Cap-Tons | 805.08 | 300000 | None | 62 | 0.038 | 0 | 62 | 0.038 | 0 | 0 | 0 | 0 | 0 | 0 | 0 | DEER:HVAC_Chillers | Annual | 2023
NE-HVAC-Chlr-AirCldScrewChlr-gte150tons-12.1EER-16.9IPLV | DEER2023 | D23 v0 |  | Any | ECC | Rec | CZ10 | Any | Cap-Tons | 718.38 | 300000 | None | 76.3 | 0.0307 | 0 | 76.3 | 0.0307 | 0 | 0 | 0 | 0 | 0 | 0 | 0 | DEER:HVAC_Chillers | Annual | 2023
NE-HVAC-Chlr-AirCldScrewChlr-gte150tons-12.1EER-16.9IPLV | DEER2023 | D23 v0 |  | Any | ECC | Rec | CZ11 | Any | Cap-Tons | 659.42 | 300000 | None | 75.5 | 0.0467 | 0 | 75.5 | 0.0467 | 0 | 0 | 0 | 0 | 0 | 0 | 0 | DEER:HVAC_Chillers | Annual | 2023
NE-HVAC-Chlr-AirCldScrewChlr-gte150tons-12.1EER-16.9IPLV | DEER2023 | D23 v0 |  | Any | ECC | Rec | CZ12 | Any | Cap-Tons | 603.29 | 300000 | None | 66.2 | 0.0453 | 0 | 66.2 | 0.0453 | 0 | 0 | 0 | 0 | 0 | 0 | 0 | DEER:HVAC_Chillers | Annual | 2023
NE-HVAC-Chlr-AirCldScrewChlr-gte150tons-12.1EER-16.9IPLV | DEER2023 | D23 v0 |  | Any | ECC | Rec | CZ13 | Any | Cap-Tons | 712.72 | 300000 | None | 79 | 0.0411 | 0 | 79 | 0.0411 | 0 | 0 | 0 | 0 | 0 | 0 | 0 | DEER:HVAC_Chillers | Annual | 2023
NE-HVAC-Chlr-AirCldScrewChlr-gte150tons-12.1EER-16.9IPLV | DEER2023 | D23 v0 |  | Any | ECC | Rec | CZ14 | Any | Cap-Tons | 766.06 | 300000 | None | 68 | 0.0348 | 0 | 68 | 0.0348 | 0 | 0 | 0 | 0 | 0 | 0 | 0 | DEER:HVAC_Chillers | Annual | 2023
NE-HVAC-Chlr-AirCldScrewChlr-gte150tons-12.1EER-16.9IPLV | DEER2023 | D23 v0 |  | Any | ECC | Rec | CZ15 | Any | Cap-Tons | 986.99 | 300000 | None | 102 | 0.0399 | 0 | 102 | 0.0399 | 0 | 0 | 0 | 0 | 0 | 0 | 0 | DEER:HVAC_Chillers | Annual | 2023
NE-HVAC-Chlr-AirCldScrewChlr-gte150tons-12.1EER-16.9IPLV | DEER2023 | D23 v0 |  | Any | ECC | Rec | CZ16 | Any | Cap-Tons | 400.46 | 300000 | None | 45.2 | 0.0155 | 0 | 45.2 | 0.0155 | 0 | 0 | 0 | 0 | 0 | 0 | 0 | DEER:HVAC_Chillers | Annual | 2023
NE-HVAC-Chlr-AirCldScrewChlr-gte150tons-12.1EER-16.9IPLV | DEER2023 | D23 v0 |  | Any | ESe | Ex | CZ01 | Any | Cap-Tons | 173.55 | 149999 | None | 19.7 | 0.0348 | 0 | 10.6 | 0.0186 | 0 | 0 | 0 | 0 | 0 | 0 | 0 | DEER:HVAC_Chillers | Annual | 2023
NE-HVAC-Chlr-AirCldScrewChlr-gte150tons-12.1EER-16.9IPLV | DEER2023 | D23 v0 |  | Any | ESe | Ex | CZ02 | Any | Cap-Tons | 312.92 | 149999 | None | 69.6 | 0.0619 | 0 | 37.3 | 0.0332 | 0 | 0 | 0 | 0 | 0 | 0 | 0 | DEER:HVAC_Chillers | Annual | 2023
NE-HVAC-Chlr-AirCldScrewChlr-gte150tons-12.1EER-16.9IPLV | DEER2023 | D23 v0 |  | Any | ESe | Ex | CZ03 | Any | Cap-Tons | 263.06 | 149999 | None | 61.5 | 0.0479 | 0 | 32.9 | 0.0257 | 0 | 0 | 0 | 0 | 0 | 0 | 0 | DEER:HVAC_Chillers | Annual | 2023
NE-HVAC-Chlr-AirCldScrewChlr-gte150tons-12.1EER-16.9IPLV | DEER2023 | D23 v0 |  | Any | ESe | Ex | CZ04 | Any | Cap-Tons | 331.83 | 149999 | None | 95.5 | 0.0698 | 0 | 51.2 | 0.0374 | 0 | 0 | 0 | 0 | 0 | 0 | 0 | DEER:HVAC_Chillers | Annual | 2023
NE-HVAC-Chlr-AirCldScrewChlr-gte150tons-12.1EER-16.9IPLV | DEER2023 | D23 v0 |  | Any | ESe | Ex | CZ05 | Any | Cap-Tons | 231.01 | 149999 | None | 86.2 | 0.0381 | 0 | 46.1 | 0.0204 | 0 | 0 | 0 | 0 | 0 | 0 | 0 | DEER:HVAC_Chillers | Annual | 2023
NE-HVAC-Chlr-AirCldScrewChlr-gte150tons-12.1EER-16.9IPLV | DEER2023 | D23 v0 |  | Any | ESe | Ex | CZ06 | Any | Cap-Tons | 371.23 | 149999 | None | 108 | 0.0444 | 0 | 57.8 | 0.0238 | 0 | 0 | 0 | 0 | 0 | 0 | 0 | DEER:HVAC_Chillers | Annual | 2023
NE-HVAC-Chlr-AirCldScrewChlr-gte150tons-12.1EER-16.9IPLV | DEER2023 | D23 v0 |  | Any | ESe | Ex | CZ07 | Any | Cap-Tons | 354.65 | 149999 | None | 96 | 0.0367 | 0 | 51.4 | 0.0196 | 0 | 0 | 0 | 0 | 0 | 0 | 0 | DEER:HVAC_Chillers | Annual | 2023
NE-HVAC-Chlr-AirCldScrewChlr-gte150tons-12.1EER-16.9IPLV | DEER2023 | D23 v0 |  | Any | ESe | Ex | CZ08 | Any | Cap-Tons | 394.17 | 149999 | None | 126 | 0.0486 | 0 | 67.6 | 0.026 | 0 | 0 | 0 | 0 | 0 | 0 | 0 | DEER:HVAC_Chillers | Annual | 2023
NE-HVAC-Chlr-AirCldScrewChlr-gte150tons-12.1EER-16.9IPLV | DEER2023 | D23 v0 |  | Any | ESe | Ex | CZ09 | Any | Cap-Tons | 476.28 | 149999 | None | 99.2 | 0.0485 | 0 | 53.1 | 0.026 | 0 | 0 | 0 | 0 | 0 | 0 | 0 | DEER:HVAC_Chillers | Annual | 2023
NE-HVAC-Chlr-AirCldScrewChlr-gte150tons-12.1EER-16.9IPLV | DEER2023 | D23 v0 |  | Any | ESe | Ex | CZ10 | Any | Cap-Tons | 396.53 | 149999 | None | 116 | 0.0295 | 0 | 62.2 | 0.0158 | 0 | 0 | 0 | 0 | 0 | 0 | 0 | DEER:HVAC_Chillers | Annual | 2023
NE-HVAC-Chlr-AirCldScrewChlr-gte150tons-12.1EER-16.9IPLV | DEER2023 | D23 v0 |  | Any | ESe | Ex | CZ11 | Any | Cap-Tons | 363.61 | 149999 | None | 112 | 0.0416 | 0 | 59.8 | 0.0223 | 0 | 0 | 0 | 0 | 0 | 0 | 0 | DEER:HVAC_Chillers | Annual | 2023
NE-HVAC-Chlr-AirCldScrewChlr-gte150tons-12.1EER-16.9IPLV | DEER2023 | D23 v0 |  | Any | ESe | Ex | CZ12 | Any | Cap-Tons | 330.97 | 149999 | None | 98.1 | 0.0419 | 0 | 52.5 | 0.0224 | 0 | 0 | 0 | 0 | 0 | 0 | 0 | DEER:HVAC_Chillers | Annual | 2023
NE-HVAC-Chlr-AirCldScrewChlr-gte150tons-12.1EER-16.9IPLV | DEER2023 | D23 v0 |  | Any | ESe | Ex | CZ13 | Any | Cap-Tons | 398.61 | 149999 | None | 114 | 0.037 | 0 | 61.3 | 0.0198 | 0 | 0 | 0 | 0 | 0 | 0 | 0 | DEER:HVAC_Chillers | Annual | 2023
NE-HVAC-Chlr-AirCldScrewChlr-gte150tons-12.1EER-16.9IPLV | DEER2023 | D23 v0 |  | Any | ESe | Ex | CZ14 | Any | Cap-Tons | 437.3 | 149999 | None | 98.2 | 0.0309 | 0 | 52.6 | 0.0165 | 0 | 0 | 0 | 0 | 0 | 0 | 0 | DEER:HVAC_Chillers | Annual | 2023
NE-HVAC-Chlr-AirCldScrewChlr-gte150tons-12.1EER-16.9IPLV | DEER2023 | D23 v0 |  | Any | ESe | Ex | CZ15 | Any | Cap-Tons | 562.55 | 149999 | None | 157 | 0.0358 | 0 | 83.8 | 0.0192 | 0 | 0 | 0 | 0 | 0 | 0 | 0 | DEER:HVAC_Chillers | Annual | 2023
NE-HVAC-Chlr-AirCldScrewChlr-gte150tons-12.1EER-16.9IPLV | DEER2023 | D23 v0 |  | Any | ESe | Ex | CZ16 | Any | Cap-Tons | 230.34 | 149999 | None | 66.6 | 0.0319 | 0 | 35.6 | 0.0171 | 0 | 0 | 0 | 0 | 0 | 0 | 0 | DEER:HVAC_Chillers | Annual | 2023
NE-HVAC-Chlr-AirCldScrewChlr-gte150tons-12.1EER-16.9IPLV | DEER2023 | D23 v0 |  | Any | ESe | New | CZ01 | Any | Cap-Tons | 147.6 | 149999 | None | 10 | 0.0191 | 0 | 10 | 0.0191 | 0 | 0 | 0 | 0 | 0 | 0 | 0 | DEER:HVAC_Chillers | Annual | 2023
NE-HVAC-Chlr-AirCldScrewChlr-gte150tons-12.1EER-16.9IPLV | DEER2023 | D23 v0 |  | Any | ESe | New | CZ02 | Any | Cap-Tons | 285.23 | 149999 | None | 33 | 0.0307 | 0 | 33 | 0.0307 | 0 | 0 | 0 | 0 | 0 | 0 | 0 | DEER:HVAC_Chillers | Annual | 2023
NE-HVAC-Chlr-AirCldScrewChlr-gte150tons-12.1EER-16.9IPLV | DEER2023 | D23 v0 |  | Any | ESe | New | CZ03 | Any | Cap-Tons | 220.45 | 149999 | None | 26.6 | 0.0221 | 0 | 26.6 | 0.0221 | 0 | 0 | 0 | 0 | 0 | 0 | 0 | DEER:HVAC_Chillers | Annual | 2023
NE-HVAC-Chlr-AirCldScrewChlr-gte150tons-12.1EER-16.9IPLV | DEER2023 | D23 v0 |  | Any | ESe | New | CZ04 | Any | Cap-Tons | 285.75 | 149999 | None | 42.1 | 0.0326 | 0 | 42.1 | 0.0326 | 0 | 0 | 0 | 0 | 0 | 0 | 0 | DEER:HVAC_Chillers | Annual | 2023
NE-HVAC-Chlr-AirCldScrewChlr-gte150tons-12.1EER-16.9IPLV | DEER2023 | D23 v0 |  | Any | ESe | New | CZ05 | Any | Cap-Tons | 186.52 | 149999 | None | 39.1 | 0.0198 | 0 | 39.1 | 0.0198 | 0 | 0 | 0 | 0 | 0 | 0 | 0 | DEER:HVAC_Chillers | Annual | 2023
NE-HVAC-Chlr-AirCldScrewChlr-gte150tons-12.1EER-16.9IPLV | DEER2023 | D23 v0 |  | Any | ESe | New | CZ06 | Any | Cap-Tons | 322.47 | 149999 | None | 46.3 | 0.0191 | 0 | 46.3 | 0.0191 | 0 | 0 | 0 | 0 | 0 | 0 | 0 | DEER:HVAC_Chillers | Annual | 2023
NE-HVAC-Chlr-AirCldScrewChlr-gte150tons-12.1EER-16.9IPLV | DEER2023 | D23 v0 |  | Any | ESe | New | CZ07 | Any | Cap-Tons | 305.32 | 149999 | None | 40.4 | 0.0172 | 0 | 40.4 | 0.0172 | 0 | 0 | 0 | 0 | 0 | 0 | 0 | DEER:HVAC_Chillers | Annual | 2023
NE-HVAC-Chlr-AirCldScrewChlr-gte150tons-12.1EER-16.9IPLV | DEER2023 | D23 v0 |  | Any | ESe | New | CZ08 | Any | Cap-Tons | 346.61 | 149999 | None | 55.4 | 0.0209 | 0 | 55.4 | 0.0209 | 0 | 0 | 0 | 0 | 0 | 0 | 0 | DEER:HVAC_Chillers | Annual | 2023
NE-HVAC-Chlr-AirCldScrewChlr-gte150tons-12.1EER-16.9IPLV | DEER2023 | D23 v0 |  | Any | ESe | New | CZ09 | Any | Cap-Tons | 411.97 | 149999 | None | 44.5 | 0.0223 | 0 | 44.5 | 0.0223 | 0 | 0 | 0 | 0 | 0 | 0 | 0 | DEER:HVAC_Chillers | Annual | 2023
NE-HVAC-Chlr-AirCldScrewChlr-gte150tons-12.1EER-16.9IPLV | DEER2023 | D23 v0 |  | Any | ESe | New | CZ10 | Any | Cap-Tons | 362.49 | 149999 | None | 56 | 0.0137 | 0 | 56 | 0.0137 | 0 | 0 | 0 | 0 | 0 | 0 | 0 | DEER:HVAC_Chillers | Annual | 2023
NE-HVAC-Chlr-AirCldScrewChlr-gte150tons-12.1EER-16.9IPLV | DEER2023 | D23 v0 |  | Any | ESe | New | CZ11 | Any | Cap-Tons | 328.09 | 149999 | None | 54.3 | 0.0204 | 0 | 54.3 | 0.0204 | 0 | 0 | 0 | 0 | 0 | 0 | 0 | DEER:HVAC_Chillers | Annual | 2023
NE-HVAC-Chlr-AirCldScrewChlr-gte150tons-12.1EER-16.9IPLV | DEER2023 | D23 v0 |  | Any | ESe | New | CZ12 | Any | Cap-Tons | 302.83 | 149999 | None | 46.6 | 0.0197 | 0 | 46.6 | 0.0197 | 0 | 0 | 0 | 0 | 0 | 0 | 0 | DEER:HVAC_Chillers | Annual | 2023
NE-HVAC-Chlr-AirCldScrewChlr-gte150tons-12.1EER-16.9IPLV | DEER2023 | D23 v0 |  | Any | ESe | New | CZ13 | Any | Cap-Tons | 365.92 | 149999 | None | 55.4 | 0.0178 | 0 | 55.4 | 0.0178 | 0 | 0 | 0 | 0 | 0 | 0 | 0 | DEER:HVAC_Chillers | Annual | 2023
NE-HVAC-Chlr-AirCldScrewChlr-gte150tons-12.1EER-16.9IPLV | DEER2023 | D23 v0 |  | Any | ESe | New | CZ14 | Any | Cap-Tons | 398.63 | 149999 | None | 46.4 | 0.014 | 0 | 46.4 | 0.014 | 0 | 0 | 0 | 0 | 0 | 0 | 0 | DEER:HVAC_Chillers | Annual | 2023
NE-HVAC-Chlr-AirCldScrewChlr-gte150tons-12.1EER-16.9IPLV | DEER2023 | D23 v0 |  | Any | ESe | New | CZ15 | Any | Cap-Tons | 512.92 | 149999 | None | 75.3 | 0.0164 | 0 | 75.3 | 0.0164 | 0 | 0 | 0 | 0 | 0 | 0 | 0 | DEER:HVAC_Chillers | Annual | 2023
NE-HVAC-Chlr-AirCldScrewChlr-gte150tons-12.1EER-16.9IPLV | DEER2023 | D23 v0 |  | Any | ESe | New | CZ16 | Any | Cap-Tons | 202.18 | 149999 | None | 30.5 | 0.0138 | 0 | 30.5 | 0.0138 | 0 | 0 | 0 | 0 | 0 | 0 | 0 | DEER:HVAC_Chillers | Annual | 2023
NE-HVAC-Chlr-AirCldScrewChlr-gte150tons-12.1EER-16.9IPLV | DEER2023 | D23 v0 |  | Any | ESe | Old | CZ01 | Any | Cap-Tons | 212.57 | 149999 | None | 17.8 | 0.0493 | 0 | 7.59 | 0.021 | 0 | 0 | 0 | 0 | 0 | 0 | 0 | DEER:HVAC_Chillers | Annual | 2023
NE-HVAC-Chlr-AirCldScrewChlr-gte150tons-12.1EER-16.9IPLV | DEER2023 | D23 v0 |  | Any | ESe | Old | CZ02 | Any | Cap-Tons | 371.36 | 149999 | None | 104 | 0.0883 | 0 | 44.5 | 0.0376 | 0 | 0 | 0 | 0 | 0 | 0 | 0 | DEER:HVAC_Chillers | Annual | 2023
NE-HVAC-Chlr-AirCldScrewChlr-gte150tons-12.1EER-16.9IPLV | DEER2023 | D23 v0 |  | Any | ESe | Old | CZ03 | Any | Cap-Tons | 297.72 | 149999 | None | 76.4 | 0.0652 | 0 | 32.5 | 0.0277 | 0 | 0 | 0 | 0 | 0 | 0 | 0 | DEER:HVAC_Chillers | Annual | 2023
NE-HVAC-Chlr-AirCldScrewChlr-gte150tons-12.1EER-16.9IPLV | DEER2023 | D23 v0 |  | Any | ESe | Old | CZ04 | Any | Cap-Tons | 374.23 | 149999 | None | 124 | 0.0868 | 0 | 52.9 | 0.0369 | 0 | 0 | 0 | 0 | 0 | 0 | 0 | DEER:HVAC_Chillers | Annual | 2023
NE-HVAC-Chlr-AirCldScrewChlr-gte150tons-12.1EER-16.9IPLV | DEER2023 | D23 v0 |  | Any | ESe | Old | CZ05 | Any | Cap-Tons | 255 | 149999 | None | 112 | 0.0555 | 0 | 47.6 | 0.0236 | 0 | 0 | 0 | 0 | 0 | 0 | 0 | DEER:HVAC_Chillers | Annual | 2023
NE-HVAC-Chlr-AirCldScrewChlr-gte150tons-12.1EER-16.9IPLV | DEER2023 | D23 v0 |  | Any | ESe | Old | CZ06 | Any | Cap-Tons | 405.59 | 149999 | None | 141 | 0.0593 | 0 | 60.1 | 0.0252 | 0 | 0 | 0 | 0 | 0 | 0 | 0 | DEER:HVAC_Chillers | Annual | 2023
NE-HVAC-Chlr-AirCldScrewChlr-gte150tons-12.1EER-16.9IPLV | DEER2023 | D23 v0 |  | Any | ESe | Old | CZ07 | Any | Cap-Tons | 380.46 | 149999 | None | 129 | 0.0533 | 0 | 55.1 | 0.0227 | 0 | 0 | 0 | 0 | 0 | 0 | 0 | DEER:HVAC_Chillers | Annual | 2023
NE-HVAC-Chlr-AirCldScrewChlr-gte150tons-12.1EER-16.9IPLV | DEER2023 | D23 v0 |  | Any | ESe | Old | CZ08 | Any | Cap-Tons | 429.85 | 149999 | None | 175 | 0.0663 | 0 | 74.4 | 0.0282 | 0 | 0 | 0 | 0 | 0 | 0 | 0 | DEER:HVAC_Chillers | Annual | 2023
NE-HVAC-Chlr-AirCldScrewChlr-gte150tons-12.1EER-16.9IPLV | DEER2023 | D23 v0 |  | Any | ESe | Old | CZ09 | Any | Cap-Tons | 516.87 | 149999 | None | 135 | 0.0649 | 0 | 57.6 | 0.0276 | 0 | 0 | 0 | 0 | 0 | 0 | 0 | DEER:HVAC_Chillers | Annual | 2023
NE-HVAC-Chlr-AirCldScrewChlr-gte150tons-12.1EER-16.9IPLV | DEER2023 | D23 v0 |  | Any | ESe | Old | CZ10 | Any | Cap-Tons | 452.57 | 149999 | None | 175 | 0.0476 | 0 | 74.6 | 0.0203 | 0 | 0 | 0 | 0 | 0 | 0 | 0 | DEER:HVAC_Chillers | Annual | 2023
NE-HVAC-Chlr-AirCldScrewChlr-gte150tons-12.1EER-16.9IPLV | DEER2023 | D23 v0 |  | Any | ESe | Old | CZ11 | Any | Cap-Tons | 429.05 | 149999 | None | 161 | 0.0607 | 0 | 68.6 | 0.0258 | 0 | 0 | 0 | 0 | 0 | 0 | 0 | DEER:HVAC_Chillers | Annual | 2023
NE-HVAC-Chlr-AirCldScrewChlr-gte150tons-12.1EER-16.9IPLV | DEER2023 | D23 v0 |  | Any | ESe | Old | CZ12 | Any | Cap-Tons | 390.97 | 149999 | None | 146 | 0.0648 | 0 | 62.3 | 0.0276 | 0 | 0 | 0 | 0 | 0 | 0 | 0 | DEER:HVAC_Chillers | Annual | 2023
NE-HVAC-Chlr-AirCldScrewChlr-gte150tons-12.1EER-16.9IPLV | DEER2023 | D23 v0 |  | Any | ESe | Old | CZ13 | Any | Cap-Tons | 457.18 | 149999 | None | 168 | 0.0572 | 0 | 71.7 | 0.0243 | 0 | 0 | 0 | 0 | 0 | 0 | 0 | DEER:HVAC_Chillers | Annual | 2023
NE-HVAC-Chlr-AirCldScrewChlr-gte150tons-12.1EER-16.9IPLV | DEER2023 | D23 v0 |  | Any | ESe | Old | CZ14 | Any | Cap-Tons | 497.93 | 149999 | None | 145 | 0.0488 | 0 | 61.6 | 0.0208 | 0 | 0 | 0 | 0 | 0 | 0 | 0 | DEER:HVAC_Chillers | Annual | 2023
NE-HVAC-Chlr-AirCldScrewChlr-gte150tons-12.1EER-16.9IPLV | DEER2023 | D23 v0 |  | Any | ESe | Old | CZ15 | Any | Cap-Tons | 636.65 | 149999 | None | 225 | 0.0529 | 0 | 95.6 | 0.0225 | 0 | 0 | 0 | 0 | 0 | 0 | 0 | DEER:HVAC_Chillers | Annual | 2023
NE-HVAC-Chlr-AirCldScrewChlr-gte150tons-12.1EER-16.9IPLV | DEER2023 | D23 v0 |  | Any | ESe | Old | CZ16 | Any | Cap-Tons | 272.66 | 149999 | None | 94 | 0.0491 | 0 | 40 | 0.0209 | 0 | 0 | 0 | 0 | 0 | 0 | 0 | DEER:HVAC_Chillers | Annual | 2023
NE-HVAC-Chlr-AirCldScrewChlr-gte150tons-12.1EER-16.9IPLV | DEER2023 | D23 v0 |  | Any | ESe | Rec | CZ01 | Any | Cap-Tons | 158.88 | 149999 | None | 10.1 | 0.0178 | 0 | 10.1 | 0.0178 | 0 | 0 | 0 | 0 | 0 | 0 | 0 | DEER:HVAC_Chillers | Annual | 2023
NE-HVAC-Chlr-AirCldScrewChlr-gte150tons-12.1EER-16.9IPLV | DEER2023 | D23 v0 |  | Any | ESe | Rec | CZ02 | Any | Cap-Tons | 295.36 | 149999 | None | 33.4 | 0.0305 | 0 | 33.4 | 0.0305 | 0 | 0 | 0 | 0 | 0 | 0 | 0 | DEER:HVAC_Chillers | Annual | 2023
NE-HVAC-Chlr-AirCldScrewChlr-gte150tons-12.1EER-16.9IPLV | DEER2023 | D23 v0 |  | Any | ESe | Rec | CZ03 | Any | Cap-Tons | 231.16 | 149999 | None | 27 | 0.0212 | 0 | 27 | 0.0212 | 0 | 0 | 0 | 0 | 0 | 0 | 0 | DEER:HVAC_Chillers | Annual | 2023
NE-HVAC-Chlr-AirCldScrewChlr-gte150tons-12.1EER-16.9IPLV | DEER2023 | D23 v0 |  | Any | ESe | Rec | CZ04 | Any | Cap-Tons | 295.42 | 149999 | None | 42.6 | 0.0324 | 0 | 42.6 | 0.0324 | 0 | 0 | 0 | 0 | 0 | 0 | 0 | DEER:HVAC_Chillers | Annual | 2023
NE-HVAC-Chlr-AirCldScrewChlr-gte150tons-12.1EER-16.9IPLV | DEER2023 | D23 v0 |  | Any | ESe | Rec | CZ05 | Any | Cap-Tons | 198.31 | 149999 | None | 39 | 0.019 | 0 | 39 | 0.019 | 0 | 0 | 0 | 0 | 0 | 0 | 0 | DEER:HVAC_Chillers | Annual | 2023
NE-HVAC-Chlr-AirCldScrewChlr-gte150tons-12.1EER-16.9IPLV | DEER2023 | D23 v0 |  | Any | ESe | Rec | CZ06 | Any | Cap-Tons | 334.12 | 149999 | None | 47.2 | 0.0188 | 0 | 47.2 | 0.0188 | 0 | 0 | 0 | 0 | 0 | 0 | 0 | DEER:HVAC_Chillers | Annual | 2023
NE-HVAC-Chlr-AirCldScrewChlr-gte150tons-12.1EER-16.9IPLV | DEER2023 | D23 v0 |  | Any | ESe | Rec | CZ07 | Any | Cap-Tons | 317.35 | 149999 | None | 41.3 | 0.0169 | 0 | 41.3 | 0.0169 | 0 | 0 | 0 | 0 | 0 | 0 | 0 | DEER:HVAC_Chillers | Annual | 2023
NE-HVAC-Chlr-AirCldScrewChlr-gte150tons-12.1EER-16.9IPLV | DEER2023 | D23 v0 |  | Any | ESe | Rec | CZ08 | Any | Cap-Tons | 358.78 | 149999 | None | 56 | 0.0204 | 0 | 56 | 0.0204 | 0 | 0 | 0 | 0 | 0 | 0 | 0 | DEER:HVAC_Chillers | Annual | 2023
NE-HVAC-Chlr-AirCldScrewChlr-gte150tons-12.1EER-16.9IPLV | DEER2023 | D23 v0 |  | Any | ESe | Rec | CZ09 | Any | Cap-Tons | 422.19 | 149999 | None | 45.1 | 0.0228 | 0 | 45.1 | 0.0228 | 0 | 0 | 0 | 0 | 0 | 0 | 0 | DEER:HVAC_Chillers | Annual | 2023
NE-HVAC-Chlr-AirCldScrewChlr-gte150tons-12.1EER-16.9IPLV | DEER2023 | D23 v0 |  | Any | ESe | Rec | CZ10 | Any | Cap-Tons | 373.02 | 149999 | None | 56.3 | 0.0135 | 0 | 56.3 | 0.0135 | 0 | 0 | 0 | 0 | 0 | 0 | 0 | DEER:HVAC_Chillers | Annual | 2023
NE-HVAC-Chlr-AirCldScrewChlr-gte150tons-12.1EER-16.9IPLV | DEER2023 | D23 v0 |  | Any | ESe | Rec | CZ11 | Any | Cap-Tons | 339.29 | 149999 | None | 54.1 | 0.02 | 0 | 54.1 | 0.02 | 0 | 0 | 0 | 0 | 0 | 0 | 0 | DEER:HVAC_Chillers | Annual | 2023
NE-HVAC-Chlr-AirCldScrewChlr-gte150tons-12.1EER-16.9IPLV | DEER2023 | D23 v0 |  | Any | ESe | Rec | CZ12 | Any | Cap-Tons | 313.35 | 149999 | None | 46.7 | 0.0193 | 0 | 46.7 | 0.0193 | 0 | 0 | 0 | 0 | 0 | 0 | 0 | DEER:HVAC_Chillers | Annual | 2023
NE-HVAC-Chlr-AirCldScrewChlr-gte150tons-12.1EER-16.9IPLV | DEER2023 | D23 v0 |  | Any | ESe | Rec | CZ13 | Any | Cap-Tons | 375.09 | 149999 | None | 55.8 | 0.0176 | 0 | 55.8 | 0.0176 | 0 | 0 | 0 | 0 | 0 | 0 | 0 | DEER:HVAC_Chillers | Annual | 2023
NE-HVAC-Chlr-AirCldScrewChlr-gte150tons-12.1EER-16.9IPLV | DEER2023 | D23 v0 |  | Any | ESe | Rec | CZ14 | Any | Cap-Tons | 410.21 | 149999 | None | 46.7 | 0.0138 | 0 | 46.7 | 0.0138 | 0 | 0 | 0 | 0 | 0 | 0 | 0 | DEER:HVAC_Chillers | Annual | 2023
NE-HVAC-Chlr-AirCldScrewChlr-gte150tons-12.1EER-16.9IPLV | DEER2023 | D23 v0 |  | Any | ESe | Rec | CZ15 | Any | Cap-Tons | 524.19 | 149999 | None | 74.9 | 0.0161 | 0 | 74.9 | 0.0161 | 0 | 0 | 0 | 0 | 0 | 0 | 0 | DEER:HVAC_Chillers | Annual | 2023
NE-HVAC-Chlr-AirCldScrewChlr-gte150tons-12.1EER-16.9IPLV | DEER2023 | D23 v0 |  | Any | ESe | Rec | CZ16 | Any | Cap-Tons | 212.42 | 149999 | None | 30.6 | 0.0129 | 0 | 30.6 | 0.0129 | 0 | 0 | 0 | 0 | 0 | 0 | 0 | DEER:HVAC_Chillers | Annual | 2023
NE-HVAC-Chlr-AirCldScrewChlr-gte150tons-12.1EER-16.9IPLV | DEER2023 | D23 v0 |  | Any | EUn | Ex | CZ01 | Any | Cap-Tons | 1361.91 | 930201 | None | 23.8 | 0.0472 | 0 | 12.7 | 0.0253 | 0 | 0 | 0 | 0 | 0 | 0 | 0 | DEER:HVAC_Chillers | Annual | 2023
NE-HVAC-Chlr-AirCldScrewChlr-gte150tons-12.1EER-16.9IPLV | DEER2023 | D23 v0 |  | Any | EUn | Ex | CZ02 | Any | Cap-Tons | 2191.38 | 930201 | None | 78.7 | 0.0774 | 0 | 42.2 | 0.0414 | 0 | 0 | 0 | 0 | 0 | 0 | 0 | DEER:HVAC_Chillers | Annual | 2023
NE-HVAC-Chlr-AirCldScrewChlr-gte150tons-12.1EER-16.9IPLV | DEER2023 | D23 v0 |  | Any | EUn | Ex | CZ03 | Any | Cap-Tons | 1790.86 | 930201 | None | 62.5 | 0.0654 | 0 | 33.5 | 0.035 | 0 | 0 | 0 | 0 | 0 | 0 | 0 | DEER:HVAC_Chillers | Annual | 2023
NE-HVAC-Chlr-AirCldScrewChlr-gte150tons-12.1EER-16.9IPLV | DEER2023 | D23 v0 |  | Any | EUn | Ex | CZ04 | Any | Cap-Tons | 2213.66 | 930201 | None | 98.9 | 0.0867 | 0 | 53 | 0.0464 | 0 | 0 | 0 | 0 | 0 | 0 | 0 | DEER:HVAC_Chillers | Annual | 2023
NE-HVAC-Chlr-AirCldScrewChlr-gte150tons-12.1EER-16.9IPLV | DEER2023 | D23 v0 |  | Any | EUn | Ex | CZ05 | Any | Cap-Tons | 1591.43 | 930201 | None | 82.6 | 0.0522 | 0 | 44.2 | 0.0279 | 0 | 0 | 0 | 0 | 0 | 0 | 0 | DEER:HVAC_Chillers | Annual | 2023
NE-HVAC-Chlr-AirCldScrewChlr-gte150tons-12.1EER-16.9IPLV | DEER2023 | D23 v0 |  | Any | EUn | Ex | CZ06 | Any | Cap-Tons | 2291.39 | 930201 | None | 114 | 0.0636 | 0 | 60.8 | 0.0341 | 0 | 0 | 0 | 0 | 0 | 0 | 0 | DEER:HVAC_Chillers | Annual | 2023
NE-HVAC-Chlr-AirCldScrewChlr-gte150tons-12.1EER-16.9IPLV | DEER2023 | D23 v0 |  | Any | EUn | Ex | CZ07 | Any | Cap-Tons | 2229.78 | 930201 | None | 97.2 | 0.0574 | 0 | 52.1 | 0.0307 | 0 | 0 | 0 | 0 | 0 | 0 | 0 | DEER:HVAC_Chillers | Annual | 2023
NE-HVAC-Chlr-AirCldScrewChlr-gte150tons-12.1EER-16.9IPLV | DEER2023 | D23 v0 |  | Any | EUn | Ex | CZ08 | Any | Cap-Tons | 2493.81 | 930201 | None | 127 | 0.0644 | 0 | 68.2 | 0.0345 | 0 | 0 | 0 | 0 | 0 | 0 | 0 | DEER:HVAC_Chillers | Annual | 2023
NE-HVAC-Chlr-AirCldScrewChlr-gte150tons-12.1EER-16.9IPLV | DEER2023 | D23 v0 |  | Any | EUn | Ex | CZ09 | Any | Cap-Tons | 2926.83 | 930201 | None | 105 | 0.0662 | 0 | 56 | 0.0354 | 0 | 0 | 0 | 0 | 0 | 0 | 0 | DEER:HVAC_Chillers | Annual | 2023
NE-HVAC-Chlr-AirCldScrewChlr-gte150tons-12.1EER-16.9IPLV | DEER2023 | D23 v0 |  | Any | EUn | Ex | CZ10 | Any | Cap-Tons | 2592.34 | 930201 | None | 128 | 0.0659 | 0 | 68.3 | 0.0353 | 0 | 0 | 0 | 0 | 0 | 0 | 0 | DEER:HVAC_Chillers | Annual | 2023
NE-HVAC-Chlr-AirCldScrewChlr-gte150tons-12.1EER-16.9IPLV | DEER2023 | D23 v0 |  | Any | EUn | Ex | CZ11 | Any | Cap-Tons | 2421.03 | 930201 | None | 132 | 0.0992 | 0 | 70.9 | 0.0531 | 0 | 0 | 0 | 0 | 0 | 0 | 0 | DEER:HVAC_Chillers | Annual | 2023
NE-HVAC-Chlr-AirCldScrewChlr-gte150tons-12.1EER-16.9IPLV | DEER2023 | D23 v0 |  | Any | EUn | Ex | CZ12 | Any | Cap-Tons | 2255.06 | 930201 | None | 113 | 0.0923 | 0 | 60.5 | 0.0494 | 0 | 0 | 0 | 0 | 0 | 0 | 0 | DEER:HVAC_Chillers | Annual | 2023
NE-HVAC-Chlr-AirCldScrewChlr-gte150tons-12.1EER-16.9IPLV | DEER2023 | D23 v0 |  | Any | EUn | Ex | CZ13 | Any | Cap-Tons | 2532.94 | 930201 | None | 141 | 0.0947 | 0 | 75.4 | 0.0507 | 0 | 0 | 0 | 0 | 0 | 0 | 0 | DEER:HVAC_Chillers | Annual | 2023
NE-HVAC-Chlr-AirCldScrewChlr-gte150tons-12.1EER-16.9IPLV | DEER2023 | D23 v0 |  | Any | EUn | Ex | CZ14 | Any | Cap-Tons | 2708.53 | 930201 | None | 120 | 0.0773 | 0 | 64.5 | 0.0414 | 0 | 0 | 0 | 0 | 0 | 0 | 0 | DEER:HVAC_Chillers | Annual | 2023
NE-HVAC-Chlr-AirCldScrewChlr-gte150tons-12.1EER-16.9IPLV | DEER2023 | D23 v0 |  | Any | EUn | Ex | CZ15 | Any | Cap-Tons | 3423.43 | 930201 | None | 179 | 0.0908 | 0 | 96 | 0.0486 | 0 | 0 | 0 | 0 | 0 | 0 | 0 | DEER:HVAC_Chillers | Annual | 2023
NE-HVAC-Chlr-AirCldScrewChlr-gte150tons-12.1EER-16.9IPLV | DEER2023 | D23 v0 |  | Any | EUn | Ex | CZ16 | Any | Cap-Tons | 1584.1 | 930201 | None | 79.4 | 0.0251 | 0 | 42.5 | 0.0134 | 0 | 0 | 0 | 0 | 0 | 0 | 0 | DEER:HVAC_Chillers | Annual | 2023
NE-HVAC-Chlr-AirCldScrewChlr-gte150tons-12.1EER-16.9IPLV | DEER2023 | D23 v0 |  | Any | EUn | New | CZ01 | Any | Cap-Tons | 1169.11 | 930201 | None | 10.9 | 0.0249 | 0 | 10.9 | 0.0249 | 0 | 0 | 0 | 0 | 0 | 0 | 0 | DEER:HVAC_Chillers | Annual | 2023
NE-HVAC-Chlr-AirCldScrewChlr-gte150tons-12.1EER-16.9IPLV | DEER2023 | D23 v0 |  | Any | EUn | New | CZ02 | Any | Cap-Tons | 1962.39 | 930201 | None | 40.5 | 0.0414 | 0 | 40.5 | 0.0414 | 0 | 0 | 0 | 0 | 0 | 0 | 0 | DEER:HVAC_Chillers | Annual | 2023
NE-HVAC-Chlr-AirCldScrewChlr-gte150tons-12.1EER-16.9IPLV | DEER2023 | D23 v0 |  | Any | EUn | New | CZ03 | Any | Cap-Tons | 1524.38 | 930201 | None | 32.7 | 0.0354 | 0 | 32.7 | 0.0354 | 0 | 0 | 0 | 0 | 0 | 0 | 0 | DEER:HVAC_Chillers | Annual | 2023
NE-HVAC-Chlr-AirCldScrewChlr-gte150tons-12.1EER-16.9IPLV | DEER2023 | D23 v0 |  | Any | EUn | New | CZ04 | Any | Cap-Tons | 1919.66 | 930201 | None | 51.3 | 0.0466 | 0 | 51.3 | 0.0466 | 0 | 0 | 0 | 0 | 0 | 0 | 0 | DEER:HVAC_Chillers | Annual | 2023
NE-HVAC-Chlr-AirCldScrewChlr-gte150tons-12.1EER-16.9IPLV | DEER2023 | D23 v0 |  | Any | EUn | New | CZ05 | Any | Cap-Tons | 1337.63 | 930201 | None | 43.6 | 0.029 | 0 | 43.6 | 0.029 | 0 | 0 | 0 | 0 | 0 | 0 | 0 | DEER:HVAC_Chillers | Annual | 2023
NE-HVAC-Chlr-AirCldScrewChlr-gte150tons-12.1EER-16.9IPLV | DEER2023 | D23 v0 |  | Any | EUn | New | CZ06 | Any | Cap-Tons | 2007.93 | 930201 | None | 58.9 | 0.0345 | 0 | 58.9 | 0.0345 | 0 | 0 | 0 | 0 | 0 | 0 | 0 | DEER:HVAC_Chillers | Annual | 2023
NE-HVAC-Chlr-AirCldScrewChlr-gte150tons-12.1EER-16.9IPLV | DEER2023 | D23 v0 |  | Any | EUn | New | CZ07 | Any | Cap-Tons | 1946.59 | 930201 | None | 50.1 | 0.0314 | 0 | 50.1 | 0.0314 | 0 | 0 | 0 | 0 | 0 | 0 | 0 | DEER:HVAC_Chillers | Annual | 2023
NE-HVAC-Chlr-AirCldScrewChlr-gte150tons-12.1EER-16.9IPLV | DEER2023 | D23 v0 |  | Any | EUn | New | CZ08 | Any | Cap-Tons | 2222.94 | 930201 | None | 64.4 | 0.0335 | 0 | 64.4 | 0.0335 | 0 | 0 | 0 | 0 | 0 | 0 | 0 | DEER:HVAC_Chillers | Annual | 2023
NE-HVAC-Chlr-AirCldScrewChlr-gte150tons-12.1EER-16.9IPLV | DEER2023 | D23 v0 |  | Any | EUn | New | CZ09 | Any | Cap-Tons | 2584.47 | 930201 | None | 53.1 | 0.0348 | 0 | 53.1 | 0.0348 | 0 | 0 | 0 | 0 | 0 | 0 | 0 | DEER:HVAC_Chillers | Annual | 2023
NE-HVAC-Chlr-AirCldScrewChlr-gte150tons-12.1EER-16.9IPLV | DEER2023 | D23 v0 |  | Any | EUn | New | CZ10 | Any | Cap-Tons | 2358.08 | 930201 | None | 65.4 | 0.0344 | 0 | 65.4 | 0.0344 | 0 | 0 | 0 | 0 | 0 | 0 | 0 | DEER:HVAC_Chillers | Annual | 2023
NE-HVAC-Chlr-AirCldScrewChlr-gte150tons-12.1EER-16.9IPLV | DEER2023 | D23 v0 |  | Any | EUn | New | CZ11 | Any | Cap-Tons | 2146.91 | 930201 | None | 69.2 | 0.0533 | 0 | 69.2 | 0.0533 | 0 | 0 | 0 | 0 | 0 | 0 | 0 | DEER:HVAC_Chillers | Annual | 2023
NE-HVAC-Chlr-AirCldScrewChlr-gte150tons-12.1EER-16.9IPLV | DEER2023 | D23 v0 |  | Any | EUn | New | CZ12 | Any | Cap-Tons | 2018.75 | 930201 | None | 58.7 | 0.0491 | 0 | 58.7 | 0.0491 | 0 | 0 | 0 | 0 | 0 | 0 | 0 | DEER:HVAC_Chillers | Annual | 2023
NE-HVAC-Chlr-AirCldScrewChlr-gte150tons-12.1EER-16.9IPLV | DEER2023 | D23 v0 |  | Any | EUn | New | CZ13 | Any | Cap-Tons | 2296.14 | 930201 | None | 72.2 | 0.0493 | 0 | 72.2 | 0.0493 | 0 | 0 | 0 | 0 | 0 | 0 | 0 | DEER:HVAC_Chillers | Annual | 2023
NE-HVAC-Chlr-AirCldScrewChlr-gte150tons-12.1EER-16.9IPLV | DEER2023 | D23 v0 |  | Any | EUn | New | CZ14 | Any | Cap-Tons | 2442.66 | 930201 | None | 62.7 | 0.0404 | 0 | 62.7 | 0.0404 | 0 | 0 | 0 | 0 | 0 | 0 | 0 | DEER:HVAC_Chillers | Annual | 2023
NE-HVAC-Chlr-AirCldScrewChlr-gte150tons-12.1EER-16.9IPLV | DEER2023 | D23 v0 |  | Any | EUn | New | CZ15 | Any | Cap-Tons | 3124.65 | 930201 | None | 92.2 | 0.046 | 0 | 92.2 | 0.046 | 0 | 0 | 0 | 0 | 0 | 0 | 0 | DEER:HVAC_Chillers | Annual | 2023
NE-HVAC-Chlr-AirCldScrewChlr-gte150tons-12.1EER-16.9IPLV | DEER2023 | D23 v0 |  | Any | EUn | New | CZ16 | Any | Cap-Tons | 1356.25 | 930201 | None | 39.7 | 0.0113 | 0 | 39.7 | 0.0113 | 0 | 0 | 0 | 0 | 0 | 0 | 0 | DEER:HVAC_Chillers | Annual | 2023
NE-HVAC-Chlr-AirCldScrewChlr-gte150tons-12.1EER-16.9IPLV | DEER2023 | D23 v0 |  | Any | EUn | Old | CZ01 | Any | Cap-Tons | 1772.85 | 930201 | None | 30.5 | 0.0563 | 0 | 13 | 0.024 | 0 | 0 | 0 | 0 | 0 | 0 | 0 | DEER:HVAC_Chillers | Annual | 2023
NE-HVAC-Chlr-AirCldScrewChlr-gte150tons-12.1EER-16.9IPLV | DEER2023 | D23 v0 |  | Any | EUn | Old | CZ02 | Any | Cap-Tons | 2720.26 | 930201 | None | 118 | 0.102 | 0 | 50.1 | 0.0434 | 0 | 0 | 0 | 0 | 0 | 0 | 0 | DEER:HVAC_Chillers | Annual | 2023
NE-HVAC-Chlr-AirCldScrewChlr-gte150tons-12.1EER-16.9IPLV | DEER2023 | D23 v0 |  | Any | EUn | Old | CZ03 | Any | Cap-Tons | 2207.6 | 930201 | None | 90.3 | 0.0874 | 0 | 38.4 | 0.0372 | 0 | 0 | 0 | 0 | 0 | 0 | 0 | DEER:HVAC_Chillers | Annual | 2023
NE-HVAC-Chlr-AirCldScrewChlr-gte150tons-12.1EER-16.9IPLV | DEER2023 | D23 v0 |  | Any | EUn | Old | CZ04 | Any | Cap-Tons | 2676.67 | 930201 | None | 146 | 0.113 | 0 | 62 | 0.0481 | 0 | 0 | 0 | 0 | 0 | 0 | 0 | DEER:HVAC_Chillers | Annual | 2023
NE-HVAC-Chlr-AirCldScrewChlr-gte150tons-12.1EER-16.9IPLV | DEER2023 | D23 v0 |  | Any | EUn | Old | CZ05 | Any | Cap-Tons | 1993.18 | 930201 | None | 118 | 0.0676 | 0 | 50.2 | 0.0288 | 0 | 0 | 0 | 0 | 0 | 0 | 0 | DEER:HVAC_Chillers | Annual | 2023
NE-HVAC-Chlr-AirCldScrewChlr-gte150tons-12.1EER-16.9IPLV | DEER2023 | D23 v0 |  | Any | EUn | Old | CZ06 | Any | Cap-Tons | 2694.06 | 930201 | None | 168 | 0.0852 | 0 | 71.4 | 0.0362 | 0 | 0 | 0 | 0 | 0 | 0 | 0 | DEER:HVAC_Chillers | Annual | 2023
NE-HVAC-Chlr-AirCldScrewChlr-gte150tons-12.1EER-16.9IPLV | DEER2023 | D23 v0 |  | Any | EUn | Old | CZ07 | Any | Cap-Tons | 2606.75 | 930201 | None | 142 | 0.0739 | 0 | 60.3 | 0.0315 | 0 | 0 | 0 | 0 | 0 | 0 | 0 | DEER:HVAC_Chillers | Annual | 2023
NE-HVAC-Chlr-AirCldScrewChlr-gte150tons-12.1EER-16.9IPLV | DEER2023 | D23 v0 |  | Any | EUn | Old | CZ08 | Any | Cap-Tons | 2922.65 | 930201 | None | 186 | 0.0858 | 0 | 79.1 | 0.0365 | 0 | 0 | 0 | 0 | 0 | 0 | 0 | DEER:HVAC_Chillers | Annual | 2023
NE-HVAC-Chlr-AirCldScrewChlr-gte150tons-12.1EER-16.9IPLV | DEER2023 | D23 v0 |  | Any | EUn | Old | CZ09 | Any | Cap-Tons | 3377.01 | 930201 | None | 158 | 0.0894 | 0 | 67.2 | 0.038 | 0 | 0 | 0 | 0 | 0 | 0 | 0 | DEER:HVAC_Chillers | Annual | 2023
NE-HVAC-Chlr-AirCldScrewChlr-gte150tons-12.1EER-16.9IPLV | DEER2023 | D23 v0 |  | Any | EUn | Old | CZ10 | Any | Cap-Tons | 3089.33 | 930201 | None | 191 | 0.0937 | 0 | 81.4 | 0.0399 | 0 | 0 | 0 | 0 | 0 | 0 | 0 | DEER:HVAC_Chillers | Annual | 2023
NE-HVAC-Chlr-AirCldScrewChlr-gte150tons-12.1EER-16.9IPLV | DEER2023 | D23 v0 |  | Any | EUn | Old | CZ11 | Any | Cap-Tons | 2970.72 | 930201 | None | 193 | 0.133 | 0 | 82.3 | 0.0566 | 0 | 0 | 0 | 0 | 0 | 0 | 0 | DEER:HVAC_Chillers | Annual | 2023
NE-HVAC-Chlr-AirCldScrewChlr-gte150tons-12.1EER-16.9IPLV | DEER2023 | D23 v0 |  | Any | EUn | Old | CZ12 | Any | Cap-Tons | 2800.83 | 930201 | None | 164 | 0.123 | 0 | 69.9 | 0.0524 | 0 | 0 | 0 | 0 | 0 | 0 | 0 | DEER:HVAC_Chillers | Annual | 2023
NE-HVAC-Chlr-AirCldScrewChlr-gte150tons-12.1EER-16.9IPLV | DEER2023 | D23 v0 |  | Any | EUn | Old | CZ13 | Any | Cap-Tons | 3130.89 | 930201 | None | 201 | 0.124 | 0 | 85.6 | 0.0528 | 0 | 0 | 0 | 0 | 0 | 0 | 0 | DEER:HVAC_Chillers | Annual | 2023
NE-HVAC-Chlr-AirCldScrewChlr-gte150tons-12.1EER-16.9IPLV | DEER2023 | D23 v0 |  | Any | EUn | Old | CZ14 | Any | Cap-Tons | 3249.2 | 930201 | None | 179 | 0.107 | 0 | 76 | 0.0454 | 0 | 0 | 0 | 0 | 0 | 0 | 0 | DEER:HVAC_Chillers | Annual | 2023
NE-HVAC-Chlr-AirCldScrewChlr-gte150tons-12.1EER-16.9IPLV | DEER2023 | D23 v0 |  | Any | EUn | Old | CZ15 | Any | Cap-Tons | 3992.27 | 930201 | None | 262 | 0.124 | 0 | 112 | 0.0529 | 0 | 0 | 0 | 0 | 0 | 0 | 0 | DEER:HVAC_Chillers | Annual | 2023
NE-HVAC-Chlr-AirCldScrewChlr-gte150tons-12.1EER-16.9IPLV | DEER2023 | D23 v0 |  | Any | EUn | Old | CZ16 | Any | Cap-Tons | 1972.8 | 930201 | None | 114 | 0.0429 | 0 | 48.4 | 0.0183 | 0 | 0 | 0 | 0 | 0 | 0 | 0 | DEER:HVAC_Chillers | Annual | 2023
NE-HVAC-Chlr-AirCldScrewChlr-gte150tons-12.1EER-16.9IPLV | DEER2023 | D23 v0 |  | Any | EUn | Rec | CZ01 | Any | Cap-Tons | 1219.97 | 930201 | None | 11.4 | 0.0251 | 0 | 11.4 | 0.0251 | 0 | 0 | 0 | 0 | 0 | 0 | 0 | DEER:HVAC_Chillers | Annual | 2023
NE-HVAC-Chlr-AirCldScrewChlr-gte150tons-12.1EER-16.9IPLV | DEER2023 | D23 v0 |  | Any | EUn | Rec | CZ02 | Any | Cap-Tons | 2023.93 | 930201 | None | 40.8 | 0.0412 | 0 | 40.8 | 0.0412 | 0 | 0 | 0 | 0 | 0 | 0 | 0 | DEER:HVAC_Chillers | Annual | 2023
NE-HVAC-Chlr-AirCldScrewChlr-gte150tons-12.1EER-16.9IPLV | DEER2023 | D23 v0 |  | Any | EUn | Rec | CZ03 | Any | Cap-Tons | 1586.39 | 930201 | None | 33.3 | 0.0358 | 0 | 33.3 | 0.0358 | 0 | 0 | 0 | 0 | 0 | 0 | 0 | DEER:HVAC_Chillers | Annual | 2023
NE-HVAC-Chlr-AirCldScrewChlr-gte150tons-12.1EER-16.9IPLV | DEER2023 | D23 v0 |  | Any | EUn | Rec | CZ04 | Any | Cap-Tons | 1978.37 | 930201 | None | 51.7 | 0.0464 | 0 | 51.7 | 0.0464 | 0 | 0 | 0 | 0 | 0 | 0 | 0 | DEER:HVAC_Chillers | Annual | 2023
NE-HVAC-Chlr-AirCldScrewChlr-gte150tons-12.1EER-16.9IPLV | DEER2023 | D23 v0 |  | Any | EUn | Rec | CZ05 | Any | Cap-Tons | 1396.88 | 930201 | None | 44.1 | 0.0287 | 0 | 44.1 | 0.0287 | 0 | 0 | 0 | 0 | 0 | 0 | 0 | DEER:HVAC_Chillers | Annual | 2023
NE-HVAC-Chlr-AirCldScrewChlr-gte150tons-12.1EER-16.9IPLV | DEER2023 | D23 v0 |  | Any | EUn | Rec | CZ06 | Any | Cap-Tons | 2068.44 | 930201 | None | 59.7 | 0.0345 | 0 | 59.7 | 0.0345 | 0 | 0 | 0 | 0 | 0 | 0 | 0 | DEER:HVAC_Chillers | Annual | 2023
NE-HVAC-Chlr-AirCldScrewChlr-gte150tons-12.1EER-16.9IPLV | DEER2023 | D23 v0 |  | Any | EUn | Rec | CZ07 | Any | Cap-Tons | 2007.46 | 930201 | None | 51.1 | 0.0318 | 0 | 51.1 | 0.0318 | 0 | 0 | 0 | 0 | 0 | 0 | 0 | DEER:HVAC_Chillers | Annual | 2023
NE-HVAC-Chlr-AirCldScrewChlr-gte150tons-12.1EER-16.9IPLV | DEER2023 | D23 v0 |  | Any | EUn | Rec | CZ08 | Any | Cap-Tons | 2284.12 | 930201 | None | 65.1 | 0.0337 | 0 | 65.1 | 0.0337 | 0 | 0 | 0 | 0 | 0 | 0 | 0 | DEER:HVAC_Chillers | Annual | 2023
NE-HVAC-Chlr-AirCldScrewChlr-gte150tons-12.1EER-16.9IPLV | DEER2023 | D23 v0 |  | Any | EUn | Rec | CZ09 | Any | Cap-Tons | 2638 | 930201 | None | 53.7 | 0.0349 | 0 | 53.7 | 0.0349 | 0 | 0 | 0 | 0 | 0 | 0 | 0 | DEER:HVAC_Chillers | Annual | 2023
NE-HVAC-Chlr-AirCldScrewChlr-gte150tons-12.1EER-16.9IPLV | DEER2023 | D23 v0 |  | Any | EUn | Rec | CZ10 | Any | Cap-Tons | 2414.06 | 930201 | None | 65.8 | 0.0342 | 0 | 65.8 | 0.0342 | 0 | 0 | 0 | 0 | 0 | 0 | 0 | DEER:HVAC_Chillers | Annual | 2023
NE-HVAC-Chlr-AirCldScrewChlr-gte150tons-12.1EER-16.9IPLV | DEER2023 | D23 v0 |  | Any | EUn | Rec | CZ11 | Any | Cap-Tons | 2202.26 | 930201 | None | 69.1 | 0.0518 | 0 | 69.1 | 0.0518 | 0 | 0 | 0 | 0 | 0 | 0 | 0 | DEER:HVAC_Chillers | Annual | 2023
NE-HVAC-Chlr-AirCldScrewChlr-gte150tons-12.1EER-16.9IPLV | DEER2023 | D23 v0 |  | Any | EUn | Rec | CZ12 | Any | Cap-Tons | 2073.98 | 930201 | None | 58.9 | 0.0478 | 0 | 58.9 | 0.0478 | 0 | 0 | 0 | 0 | 0 | 0 | 0 | DEER:HVAC_Chillers | Annual | 2023
NE-HVAC-Chlr-AirCldScrewChlr-gte150tons-12.1EER-16.9IPLV | DEER2023 | D23 v0 |  | Any | EUn | Rec | CZ13 | Any | Cap-Tons | 2353.89 | 930201 | None | 72.2 | 0.0485 | 0 | 72.2 | 0.0485 | 0 | 0 | 0 | 0 | 0 | 0 | 0 | DEER:HVAC_Chillers | Annual | 2023
NE-HVAC-Chlr-AirCldScrewChlr-gte150tons-12.1EER-16.9IPLV | DEER2023 | D23 v0 |  | Any | EUn | Rec | CZ14 | Any | Cap-Tons | 2500.9 | 930201 | None | 62.8 | 0.0397 | 0 | 62.8 | 0.0397 | 0 | 0 | 0 | 0 | 0 | 0 | 0 | DEER:HVAC_Chillers | Annual | 2023
NE-HVAC-Chlr-AirCldScrewChlr-gte150tons-12.1EER-16.9IPLV | DEER2023 | D23 v0 |  | Any | EUn | Rec | CZ15 | Any | Cap-Tons | 3183.82 | 930201 | None | 92.3 | 0.0457 | 0 | 92.3 | 0.0457 | 0 | 0 | 0 | 0 | 0 | 0 | 0 | DEER:HVAC_Chillers | Annual | 2023
NE-HVAC-Chlr-AirCldScrewChlr-gte150tons-12.1EER-16.9IPLV | DEER2023 | D23 v0 |  | Any | EUn | Rec | CZ16 | Any | Cap-Tons | 1408.44 | 930201 | None | 39.9 | 0.0109 | 0 | 39.9 | 0.0109 | 0 | 0 | 0 | 0 | 0 | 0 | 0 | DEER:HVAC_Chillers | Annual | 2023
NE-HVAC-Chlr-AirCldScrewChlr-gte150tons-12.1EER-16.9IPLV | DEER2023 | D23 v0 |  | Any | Hsp | Ex | CZ01 | Any | Cap-Tons | 533.81 | 235501 | None | 8.28 | 0.0191 | 0 | 4.43 | 0.0103 | 0 | 0 | 0 | 0 | 0 | 0 | 0 | DEER:HVAC_Chillers | Annual | 2023
NE-HVAC-Chlr-AirCldScrewChlr-gte150tons-12.1EER-16.9IPLV | DEER2023 | D23 v0 |  | Any | Hsp | Ex | CZ02 | Any | Cap-Tons | 820 | 235501 | None | 51.1 | 0.039 | 0 | 27.4 | 0.0209 | 0 | 0 | 0 | 0 | 0 | 0 | 0 | DEER:HVAC_Chillers | Annual | 2023
NE-HVAC-Chlr-AirCldScrewChlr-gte150tons-12.1EER-16.9IPLV | DEER2023 | D23 v0 |  | Any | Hsp | Ex | CZ03 | Any | Cap-Tons | 634.27 | 235501 | None | 44.1 | 0.034 | 0 | 23.6 | 0.0182 | 0 | 0 | 0 | 0 | 0 | 0 | 0 | DEER:HVAC_Chillers | Annual | 2023
NE-HVAC-Chlr-AirCldScrewChlr-gte150tons-12.1EER-16.9IPLV | DEER2023 | D23 v0 |  | Any | Hsp | Ex | CZ04 | Any | Cap-Tons | 782.15 | 235501 | None | 76.5 | 0.0461 | 0 | 40.9 | 0.0247 | 0 | 0 | 0 | 0 | 0 | 0 | 0 | DEER:HVAC_Chillers | Annual | 2023
NE-HVAC-Chlr-AirCldScrewChlr-gte150tons-12.1EER-16.9IPLV | DEER2023 | D23 v0 |  | Any | Hsp | Ex | CZ05 | Any | Cap-Tons | 634.02 | 235501 | None | 49.8 | 0.0247 | 0 | 26.7 | 0.0132 | 0 | 0 | 0 | 0 | 0 | 0 | 0 | DEER:HVAC_Chillers | Annual | 2023
NE-HVAC-Chlr-AirCldScrewChlr-gte150tons-12.1EER-16.9IPLV | DEER2023 | D23 v0 |  | Any | Hsp | Ex | CZ06 | Any | Cap-Tons | 821.24 | 235501 | None | 95.2 | 0.0335 | 0 | 51 | 0.0179 | 0 | 0 | 0 | 0 | 0 | 0 | 0 | DEER:HVAC_Chillers | Annual | 2023
NE-HVAC-Chlr-AirCldScrewChlr-gte150tons-12.1EER-16.9IPLV | DEER2023 | D23 v0 |  | Any | Hsp | Ex | CZ07 | Any | Cap-Tons | 834.77 | 235501 | None | 85.4 | 0.0287 | 0 | 45.7 | 0.0154 | 0 | 0 | 0 | 0 | 0 | 0 | 0 | DEER:HVAC_Chillers | Annual | 2023
NE-HVAC-Chlr-AirCldScrewChlr-gte150tons-12.1EER-16.9IPLV | DEER2023 | D23 v0 |  | Any | Hsp | Ex | CZ08 | Any | Cap-Tons | 899.22 | 235501 | None | 102 | 0.0334 | 0 | 54.4 | 0.0179 | 0 | 0 | 0 | 0 | 0 | 0 | 0 | DEER:HVAC_Chillers | Annual | 2023
NE-HVAC-Chlr-AirCldScrewChlr-gte150tons-12.1EER-16.9IPLV | DEER2023 | D23 v0 |  | Any | Hsp | Ex | CZ09 | Any | Cap-Tons | 1022.56 | 235501 | None | 85.5 | 0.036 | 0 | 45.8 | 0.0193 | 0 | 0 | 0 | 0 | 0 | 0 | 0 | DEER:HVAC_Chillers | Annual | 2023
NE-HVAC-Chlr-AirCldScrewChlr-gte150tons-12.1EER-16.9IPLV | DEER2023 | D23 v0 |  | Any | Hsp | Ex | CZ10 | Any | Cap-Tons | 921.97 | 235501 | None | 96.8 | 0.043 | 0 | 51.8 | 0.023 | 0 | 0 | 0 | 0 | 0 | 0 | 0 | DEER:HVAC_Chillers | Annual | 2023
NE-HVAC-Chlr-AirCldScrewChlr-gte150tons-12.1EER-16.9IPLV | DEER2023 | D23 v0 |  | Any | Hsp | Ex | CZ11 | Any | Cap-Tons | 917.45 | 235501 | None | 97.8 | 0.0574 | 0 | 52.4 | 0.0307 | 0 | 0 | 0 | 0 | 0 | 0 | 0 | DEER:HVAC_Chillers | Annual | 2023
NE-HVAC-Chlr-AirCldScrewChlr-gte150tons-12.1EER-16.9IPLV | DEER2023 | D23 v0 |  | Any | Hsp | Ex | CZ12 | Any | Cap-Tons | 877.6 | 235501 | None | 75.9 | 0.0521 | 0 | 40.7 | 0.0279 | 0 | 0 | 0 | 0 | 0 | 0 | 0 | DEER:HVAC_Chillers | Annual | 2023
NE-HVAC-Chlr-AirCldScrewChlr-gte150tons-12.1EER-16.9IPLV | DEER2023 | D23 v0 |  | Any | Hsp | Ex | CZ13 | Any | Cap-Tons | 930.6 | 235501 | None | 108 | 0.0567 | 0 | 57.6 | 0.0303 | 0 | 0 | 0 | 0 | 0 | 0 | 0 | DEER:HVAC_Chillers | Annual | 2023
NE-HVAC-Chlr-AirCldScrewChlr-gte150tons-12.1EER-16.9IPLV | DEER2023 | D23 v0 |  | Any | Hsp | Ex | CZ14 | Any | Cap-Tons | 978.59 | 235501 | None | 91.9 | 0.0477 | 0 | 49.2 | 0.0255 | 0 | 0 | 0 | 0 | 0 | 0 | 0 | DEER:HVAC_Chillers | Annual | 2023
NE-HVAC-Chlr-AirCldScrewChlr-gte150tons-12.1EER-16.9IPLV | DEER2023 | D23 v0 |  | Any | Hsp | Ex | CZ15 | Any | Cap-Tons | 1156.19 | 235501 | None | 151 | 0.0575 | 0 | 80.8 | 0.0308 | 0 | 0 | 0 | 0 | 0 | 0 | 0 | DEER:HVAC_Chillers | Annual | 2023
NE-HVAC-Chlr-AirCldScrewChlr-gte150tons-12.1EER-16.9IPLV | DEER2023 | D23 v0 |  | Any | Hsp | Ex | CZ16 | Any | Cap-Tons | 644.29 | 235501 | None | 51.9 | 0.0372 | 0 | 27.8 | 0.0199 | 0 | 0 | 0 | 0 | 0 | 0 | 0 | DEER:HVAC_Chillers | Annual | 2023
NE-HVAC-Chlr-AirCldScrewChlr-gte150tons-12.1EER-16.9IPLV | DEER2023 | D23 v0 |  | Any | Hsp | New | CZ01 | Any | Cap-Tons | 528.48 | 235501 | None | 4.21 | 0.00935 | 0 | 4.21 | 0.00935 | 0 | 0 | 0 | 0 | 0 | 0 | 0 | DEER:HVAC_Chillers | Annual | 2023
NE-HVAC-Chlr-AirCldScrewChlr-gte150tons-12.1EER-16.9IPLV | DEER2023 | D23 v0 |  | Any | Hsp | New | CZ02 | Any | Cap-Tons | 844.98 | 235501 | None | 24.8 | 0.0184 | 0 | 24.8 | 0.0184 | 0 | 0 | 0 | 0 | 0 | 0 | 0 | DEER:HVAC_Chillers | Annual | 2023
NE-HVAC-Chlr-AirCldScrewChlr-gte150tons-12.1EER-16.9IPLV | DEER2023 | D23 v0 |  | Any | Hsp | New | CZ03 | Any | Cap-Tons | 577.21 | 235501 | None | 22.2 | 0.0165 | 0 | 22.2 | 0.0165 | 0 | 0 | 0 | 0 | 0 | 0 | 0 | DEER:HVAC_Chillers | Annual | 2023
NE-HVAC-Chlr-AirCldScrewChlr-gte150tons-12.1EER-16.9IPLV | DEER2023 | D23 v0 |  | Any | Hsp | New | CZ04 | Any | Cap-Tons | 809.93 | 235501 | None | 35 | 0.021 | 0 | 35 | 0.021 | 0 | 0 | 0 | 0 | 0 | 0 | 0 | DEER:HVAC_Chillers | Annual | 2023
NE-HVAC-Chlr-AirCldScrewChlr-gte150tons-12.1EER-16.9IPLV | DEER2023 | D23 v0 |  | Any | Hsp | New | CZ05 | Any | Cap-Tons | 642.74 | 235501 | None | 22.9 | 0.0111 | 0 | 22.9 | 0.0111 | 0 | 0 | 0 | 0 | 0 | 0 | 0 | DEER:HVAC_Chillers | Annual | 2023
NE-HVAC-Chlr-AirCldScrewChlr-gte150tons-12.1EER-16.9IPLV | DEER2023 | D23 v0 |  | Any | Hsp | New | CZ06 | Any | Cap-Tons | 839.04 | 235501 | None | 43.7 | 0.014 | 0 | 43.7 | 0.014 | 0 | 0 | 0 | 0 | 0 | 0 | 0 | DEER:HVAC_Chillers | Annual | 2023
NE-HVAC-Chlr-AirCldScrewChlr-gte150tons-12.1EER-16.9IPLV | DEER2023 | D23 v0 |  | Any | Hsp | New | CZ07 | Any | Cap-Tons | 869.8 | 235501 | None | 38.9 | 0.0123 | 0 | 38.9 | 0.0123 | 0 | 0 | 0 | 0 | 0 | 0 | 0 | DEER:HVAC_Chillers | Annual | 2023
NE-HVAC-Chlr-AirCldScrewChlr-gte150tons-12.1EER-16.9IPLV | DEER2023 | D23 v0 |  | Any | Hsp | New | CZ08 | Any | Cap-Tons | 939.69 | 235501 | None | 45.4 | 0.0148 | 0 | 45.4 | 0.0148 | 0 | 0 | 0 | 0 | 0 | 0 | 0 | DEER:HVAC_Chillers | Annual | 2023
NE-HVAC-Chlr-AirCldScrewChlr-gte150tons-12.1EER-16.9IPLV | DEER2023 | D23 v0 |  | Any | Hsp | New | CZ09 | Any | Cap-Tons | 1074.04 | 235501 | None | 39.2 | 0.0162 | 0 | 39.2 | 0.0162 | 0 | 0 | 0 | 0 | 0 | 0 | 0 | DEER:HVAC_Chillers | Annual | 2023
NE-HVAC-Chlr-AirCldScrewChlr-gte150tons-12.1EER-16.9IPLV | DEER2023 | D23 v0 |  | Any | Hsp | New | CZ10 | Any | Cap-Tons | 948.9 | 235501 | None | 47 | 0.0198 | 0 | 47 | 0.0198 | 0 | 0 | 0 | 0 | 0 | 0 | 0 | DEER:HVAC_Chillers | Annual | 2023
NE-HVAC-Chlr-AirCldScrewChlr-gte150tons-12.1EER-16.9IPLV | DEER2023 | D23 v0 |  | Any | Hsp | New | CZ11 | Any | Cap-Tons | 964.21 | 235501 | None | 45.8 | 0.0262 | 0 | 45.8 | 0.0262 | 0 | 0 | 0 | 0 | 0 | 0 | 0 | DEER:HVAC_Chillers | Annual | 2023
NE-HVAC-Chlr-AirCldScrewChlr-gte150tons-12.1EER-16.9IPLV | DEER2023 | D23 v0 |  | Any | Hsp | New | CZ12 | Any | Cap-Tons | 908.7 | 235501 | None | 36.5 | 0.0243 | 0 | 36.5 | 0.0243 | 0 | 0 | 0 | 0 | 0 | 0 | 0 | DEER:HVAC_Chillers | Annual | 2023
NE-HVAC-Chlr-AirCldScrewChlr-gte150tons-12.1EER-16.9IPLV | DEER2023 | D23 v0 |  | Any | Hsp | New | CZ13 | Any | Cap-Tons | 967.74 | 235501 | None | 50.8 | 0.0252 | 0 | 50.8 | 0.0252 | 0 | 0 | 0 | 0 | 0 | 0 | 0 | DEER:HVAC_Chillers | Annual | 2023
NE-HVAC-Chlr-AirCldScrewChlr-gte150tons-12.1EER-16.9IPLV | DEER2023 | D23 v0 |  | Any | Hsp | New | CZ14 | Any | Cap-Tons | 1033.49 | 235501 | None | 43.3 | 0.0212 | 0 | 43.3 | 0.0212 | 0 | 0 | 0 | 0 | 0 | 0 | 0 | DEER:HVAC_Chillers | Annual | 2023
NE-HVAC-Chlr-AirCldScrewChlr-gte150tons-12.1EER-16.9IPLV | DEER2023 | D23 v0 |  | Any | Hsp | New | CZ15 | Any | Cap-Tons | 1221.38 | 235501 | None | 71 | 0.026 | 0 | 71 | 0.026 | 0 | 0 | 0 | 0 | 0 | 0 | 0 | DEER:HVAC_Chillers | Annual | 2023
NE-HVAC-Chlr-AirCldScrewChlr-gte150tons-12.1EER-16.9IPLV | DEER2023 | D23 v0 |  | Any | Hsp | New | CZ16 | Any | Cap-Tons | 655.23 | 235501 | None | 24.6 | 0.0166 | 0 | 24.6 | 0.0166 | 0 | 0 | 0 | 0 | 0 | 0 | 0 | DEER:HVAC_Chillers | Annual | 2023
NE-HVAC-Chlr-AirCldScrewChlr-gte150tons-12.1EER-16.9IPLV | DEER2023 | D23 v0 |  | Any | Hsp | Old | CZ01 | Any | Cap-Tons | 535.21 | 235501 | None | 14.5 | 0.0303 | 0 | 6.18 | 0.0129 | 0 | 0 | 0 | 0 | 0 | 0 | 0 | DEER:HVAC_Chillers | Annual | 2023
NE-HVAC-Chlr-AirCldScrewChlr-gte150tons-12.1EER-16.9IPLV | DEER2023 | D23 v0 |  | Any | Hsp | Old | CZ02 | Any | Cap-Tons | 794.05 | 235501 | None | 83.8 | 0.059 | 0 | 35.7 | 0.0251 | 0 | 0 | 0 | 0 | 0 | 0 | 0 | DEER:HVAC_Chillers | Annual | 2023
NE-HVAC-Chlr-AirCldScrewChlr-gte150tons-12.1EER-16.9IPLV | DEER2023 | D23 v0 |  | Any | Hsp | Old | CZ03 | Any | Cap-Tons | 640.72 | 235501 | None | 69.9 | 0.0494 | 0 | 29.8 | 0.021 | 0 | 0 | 0 | 0 | 0 | 0 | 0 | DEER:HVAC_Chillers | Annual | 2023
NE-HVAC-Chlr-AirCldScrewChlr-gte150tons-12.1EER-16.9IPLV | DEER2023 | D23 v0 |  | Any | Hsp | Old | CZ04 | Any | Cap-Tons | 769.77 | 235501 | None | 119 | 0.0657 | 0 | 50.5 | 0.0279 | 0 | 0 | 0 | 0 | 0 | 0 | 0 | DEER:HVAC_Chillers | Annual | 2023
NE-HVAC-Chlr-AirCldScrewChlr-gte150tons-12.1EER-16.9IPLV | DEER2023 | D23 v0 |  | Any | Hsp | Old | CZ05 | Any | Cap-Tons | 626.96 | 235501 | None | 78 | 0.036 | 0 | 33.2 | 0.0153 | 0 | 0 | 0 | 0 | 0 | 0 | 0 | DEER:HVAC_Chillers | Annual | 2023
NE-HVAC-Chlr-AirCldScrewChlr-gte150tons-12.1EER-16.9IPLV | DEER2023 | D23 v0 |  | Any | Hsp | Old | CZ06 | Any | Cap-Tons | 810.03 | 235501 | None | 150 | 0.0512 | 0 | 63.9 | 0.0218 | 0 | 0 | 0 | 0 | 0 | 0 | 0 | DEER:HVAC_Chillers | Annual | 2023
NE-HVAC-Chlr-AirCldScrewChlr-gte150tons-12.1EER-16.9IPLV | DEER2023 | D23 v0 |  | Any | Hsp | Old | CZ07 | Any | Cap-Tons | 820.15 | 235501 | None | 134 | 0.0446 | 0 | 57.2 | 0.019 | 0 | 0 | 0 | 0 | 0 | 0 | 0 | DEER:HVAC_Chillers | Annual | 2023
NE-HVAC-Chlr-AirCldScrewChlr-gte150tons-12.1EER-16.9IPLV | DEER2023 | D23 v0 |  | Any | Hsp | Old | CZ08 | Any | Cap-Tons | 883.7 | 235501 | None | 156 | 0.0477 | 0 | 66.5 | 0.0203 | 0 | 0 | 0 | 0 | 0 | 0 | 0 | DEER:HVAC_Chillers | Annual | 2023
NE-HVAC-Chlr-AirCldScrewChlr-gte150tons-12.1EER-16.9IPLV | DEER2023 | D23 v0 |  | Any | Hsp | Old | CZ09 | Any | Cap-Tons | 1004.1 | 235501 | None | 129 | 0.0508 | 0 | 55.1 | 0.0216 | 0 | 0 | 0 | 0 | 0 | 0 | 0 | DEER:HVAC_Chillers | Annual | 2023
NE-HVAC-Chlr-AirCldScrewChlr-gte150tons-12.1EER-16.9IPLV | DEER2023 | D23 v0 |  | Any | Hsp | Old | CZ10 | Any | Cap-Tons | 898.14 | 235501 | None | 155 | 0.0638 | 0 | 66.2 | 0.0271 | 0 | 0 | 0 | 0 | 0 | 0 | 0 | DEER:HVAC_Chillers | Annual | 2023
NE-HVAC-Chlr-AirCldScrewChlr-gte150tons-12.1EER-16.9IPLV | DEER2023 | D23 v0 |  | Any | Hsp | Old | CZ11 | Any | Cap-Tons | 891.61 | 235501 | None | 154 | 0.0822 | 0 | 65.5 | 0.035 | 0 | 0 | 0 | 0 | 0 | 0 | 0 | DEER:HVAC_Chillers | Annual | 2023
NE-HVAC-Chlr-AirCldScrewChlr-gte150tons-12.1EER-16.9IPLV | DEER2023 | D23 v0 |  | Any | Hsp | Old | CZ12 | Any | Cap-Tons | 853.37 | 235501 | None | 122 | 0.0767 | 0 | 51.8 | 0.0326 | 0 | 0 | 0 | 0 | 0 | 0 | 0 | DEER:HVAC_Chillers | Annual | 2023
NE-HVAC-Chlr-AirCldScrewChlr-gte150tons-12.1EER-16.9IPLV | DEER2023 | D23 v0 |  | Any | Hsp | Old | CZ13 | Any | Cap-Tons | 903.84 | 235501 | None | 168 | 0.0824 | 0 | 71.6 | 0.0351 | 0 | 0 | 0 | 0 | 0 | 0 | 0 | DEER:HVAC_Chillers | Annual | 2023
NE-HVAC-Chlr-AirCldScrewChlr-gte150tons-12.1EER-16.9IPLV | DEER2023 | D23 v0 |  | Any | Hsp | Old | CZ14 | Any | Cap-Tons | 940.36 | 235501 | None | 145 | 0.0704 | 0 | 61.6 | 0.03 | 0 | 0 | 0 | 0 | 0 | 0 | 0 | DEER:HVAC_Chillers | Annual | 2023
NE-HVAC-Chlr-AirCldScrewChlr-gte150tons-12.1EER-16.9IPLV | DEER2023 | D23 v0 |  | Any | Hsp | Old | CZ15 | Any | Cap-Tons | 1120.49 | 235501 | None | 232 | 0.0833 | 0 | 98.9 | 0.0355 | 0 | 0 | 0 | 0 | 0 | 0 | 0 | DEER:HVAC_Chillers | Annual | 2023
NE-HVAC-Chlr-AirCldScrewChlr-gte150tons-12.1EER-16.9IPLV | DEER2023 | D23 v0 |  | Any | Hsp | Old | CZ16 | Any | Cap-Tons | 635.02 | 235501 | None | 82.7 | 0.0564 | 0 | 35.2 | 0.024 | 0 | 0 | 0 | 0 | 0 | 0 | 0 | DEER:HVAC_Chillers | Annual | 2023
NE-HVAC-Chlr-AirCldScrewChlr-gte150tons-12.1EER-16.9IPLV | DEER2023 | D23 v0 |  | Any | Hsp | Rec | CZ01 | Any | Cap-Tons | 530.6 | 235501 | None | 4.4 | 0.00979 | 0 | 4.4 | 0.00979 | 0 | 0 | 0 | 0 | 0 | 0 | 0 | DEER:HVAC_Chillers | Annual | 2023
NE-HVAC-Chlr-AirCldScrewChlr-gte150tons-12.1EER-16.9IPLV | DEER2023 | D23 v0 |  | Any | Hsp | Rec | CZ02 | Any | Cap-Tons | 831.73 | 235501 | None | 26 | 0.0195 | 0 | 26 | 0.0195 | 0 | 0 | 0 | 0 | 0 | 0 | 0 | DEER:HVAC_Chillers | Annual | 2023
NE-HVAC-Chlr-AirCldScrewChlr-gte150tons-12.1EER-16.9IPLV | DEER2023 | D23 v0 |  | Any | Hsp | Rec | CZ03 | Any | Cap-Tons | 579.81 | 235501 | None | 23.1 | 0.0171 | 0 | 23.1 | 0.0171 | 0 | 0 | 0 | 0 | 0 | 0 | 0 | DEER:HVAC_Chillers | Annual | 2023
NE-HVAC-Chlr-AirCldScrewChlr-gte150tons-12.1EER-16.9IPLV | DEER2023 | D23 v0 |  | Any | Hsp | Rec | CZ04 | Any | Cap-Tons | 800.98 | 235501 | None | 36.6 | 0.0223 | 0 | 36.6 | 0.0223 | 0 | 0 | 0 | 0 | 0 | 0 | 0 | DEER:HVAC_Chillers | Annual | 2023
NE-HVAC-Chlr-AirCldScrewChlr-gte150tons-12.1EER-16.9IPLV | DEER2023 | D23 v0 |  | Any | Hsp | Rec | CZ05 | Any | Cap-Tons | 645.34 | 235501 | None | 24 | 0.0117 | 0 | 24 | 0.0117 | 0 | 0 | 0 | 0 | 0 | 0 | 0 | DEER:HVAC_Chillers | Annual | 2023
NE-HVAC-Chlr-AirCldScrewChlr-gte150tons-12.1EER-16.9IPLV | DEER2023 | D23 v0 |  | Any | Hsp | Rec | CZ06 | Any | Cap-Tons | 832.16 | 235501 | None | 45.7 | 0.0147 | 0 | 45.7 | 0.0147 | 0 | 0 | 0 | 0 | 0 | 0 | 0 | DEER:HVAC_Chillers | Annual | 2023
NE-HVAC-Chlr-AirCldScrewChlr-gte150tons-12.1EER-16.9IPLV | DEER2023 | D23 v0 |  | Any | Hsp | Rec | CZ07 | Any | Cap-Tons | 856.62 | 235501 | None | 41.2 | 0.013 | 0 | 41.2 | 0.013 | 0 | 0 | 0 | 0 | 0 | 0 | 0 | DEER:HVAC_Chillers | Annual | 2023
NE-HVAC-Chlr-AirCldScrewChlr-gte150tons-12.1EER-16.9IPLV | DEER2023 | D23 v0 |  | Any | Hsp | Rec | CZ08 | Any | Cap-Tons | 925.13 | 235501 | None | 47.8 | 0.0156 | 0 | 47.8 | 0.0156 | 0 | 0 | 0 | 0 | 0 | 0 | 0 | DEER:HVAC_Chillers | Annual | 2023
NE-HVAC-Chlr-AirCldScrewChlr-gte150tons-12.1EER-16.9IPLV | DEER2023 | D23 v0 |  | Any | Hsp | Rec | CZ09 | Any | Cap-Tons | 1054 | 235501 | None | 40.8 | 0.017 | 0 | 40.8 | 0.017 | 0 | 0 | 0 | 0 | 0 | 0 | 0 | DEER:HVAC_Chillers | Annual | 2023
NE-HVAC-Chlr-AirCldScrewChlr-gte150tons-12.1EER-16.9IPLV | DEER2023 | D23 v0 |  | Any | Hsp | Rec | CZ10 | Any | Cap-Tons | 935.51 | 235501 | None | 49 | 0.0214 | 0 | 49 | 0.0214 | 0 | 0 | 0 | 0 | 0 | 0 | 0 | DEER:HVAC_Chillers | Annual | 2023
NE-HVAC-Chlr-AirCldScrewChlr-gte150tons-12.1EER-16.9IPLV | DEER2023 | D23 v0 |  | Any | Hsp | Rec | CZ11 | Any | Cap-Tons | 947.99 | 235501 | None | 47.6 | 0.0272 | 0 | 47.6 | 0.0272 | 0 | 0 | 0 | 0 | 0 | 0 | 0 | DEER:HVAC_Chillers | Annual | 2023
NE-HVAC-Chlr-AirCldScrewChlr-gte150tons-12.1EER-16.9IPLV | DEER2023 | D23 v0 |  | Any | Hsp | Rec | CZ12 | Any | Cap-Tons | 894.79 | 235501 | None | 38 | 0.0255 | 0 | 38 | 0.0255 | 0 | 0 | 0 | 0 | 0 | 0 | 0 | DEER:HVAC_Chillers | Annual | 2023
NE-HVAC-Chlr-AirCldScrewChlr-gte150tons-12.1EER-16.9IPLV | DEER2023 | D23 v0 |  | Any | Hsp | Rec | CZ13 | Any | Cap-Tons | 951.67 | 235501 | None | 52.8 | 0.0267 | 0 | 52.8 | 0.0267 | 0 | 0 | 0 | 0 | 0 | 0 | 0 | DEER:HVAC_Chillers | Annual | 2023
NE-HVAC-Chlr-AirCldScrewChlr-gte150tons-12.1EER-16.9IPLV | DEER2023 | D23 v0 |  | Any | Hsp | Rec | CZ14 | Any | Cap-Tons | 1013.8 | 235501 | None | 45.1 | 0.0224 | 0 | 45.1 | 0.0224 | 0 | 0 | 0 | 0 | 0 | 0 | 0 | DEER:HVAC_Chillers | Annual | 2023
NE-HVAC-Chlr-AirCldScrewChlr-gte150tons-12.1EER-16.9IPLV | DEER2023 | D23 v0 |  | Any | Hsp | Rec | CZ15 | Any | Cap-Tons | 1200.56 | 235501 | None | 73.2 | 0.0273 | 0 | 73.2 | 0.0273 | 0 | 0 | 0 | 0 | 0 | 0 | 0 | DEER:HVAC_Chillers | Annual | 2023
NE-HVAC-Chlr-AirCldScrewChlr-gte150tons-12.1EER-16.9IPLV | DEER2023 | D23 v0 |  | Any | Hsp | Rec | CZ16 | Any | Cap-Tons | 650.23 | 235501 | None | 25.9 | 0.0175 | 0 | 25.9 | 0.0175 | 0 | 0 | 0 | 0 | 0 | 0 | 0 | DEER:HVAC_Chillers | Annual | 2023
NE-HVAC-Chlr-AirCldScrewChlr-gte150tons-12.1EER-16.9IPLV | DEER2023 | D23 v0 |  | Any | Htl | Ex | CZ01 | Any | Cap-Tons | 115.71 | 139999 | None | 66.3 | 0.0529 | 0 | 35.5 | 0.0284 | 0 | 0 | 0 | 0 | 0 | 0 | 0 | DEER:HVAC_Chillers | Annual | 2023
NE-HVAC-Chlr-AirCldScrewChlr-gte150tons-12.1EER-16.9IPLV | DEER2023 | D23 v0 |  | Any | Htl | Ex | CZ02 | Any | Cap-Tons | 183.21 | 139999 | None | 129 | 0.0808 | 0 | 69.3 | 0.0433 | 0 | 0 | 0 | 0 | 0 | 0 | 0 | DEER:HVAC_Chillers | Annual | 2023
NE-HVAC-Chlr-AirCldScrewChlr-gte150tons-12.1EER-16.9IPLV | DEER2023 | D23 v0 |  | Any | Htl | Ex | CZ03 | Any | Cap-Tons | 153.17 | 139999 | None | 119 | 0.0644 | 0 | 63.9 | 0.0345 | 0 | 0 | 0 | 0 | 0 | 0 | 0 | DEER:HVAC_Chillers | Annual | 2023
NE-HVAC-Chlr-AirCldScrewChlr-gte150tons-12.1EER-16.9IPLV | DEER2023 | D23 v0 |  | Any | Htl | Ex | CZ04 | Any | Cap-Tons | 194.81 | 139999 | None | 154 | 0.0845 | 0 | 82.6 | 0.0452 | 0 | 0 | 0 | 0 | 0 | 0 | 0 | DEER:HVAC_Chillers | Annual | 2023
NE-HVAC-Chlr-AirCldScrewChlr-gte150tons-12.1EER-16.9IPLV | DEER2023 | D23 v0 |  | Any | Htl | Ex | CZ05 | Any | Cap-Tons | 130.99 | 139999 | None | 143 | 0.0533 | 0 | 76.7 | 0.0285 | 0 | 0 | 0 | 0 | 0 | 0 | 0 | DEER:HVAC_Chillers | Annual | 2023
NE-HVAC-Chlr-AirCldScrewChlr-gte150tons-12.1EER-16.9IPLV | DEER2023 | D23 v0 |  | Any | Htl | Ex | CZ06 | Any | Cap-Tons | 190.89 | 139999 | None | 182 | 0.0622 | 0 | 97.3 | 0.0333 | 0 | 0 | 0 | 0 | 0 | 0 | 0 | DEER:HVAC_Chillers | Annual | 2023
NE-HVAC-Chlr-AirCldScrewChlr-gte150tons-12.1EER-16.9IPLV | DEER2023 | D23 v0 |  | Any | Htl | Ex | CZ07 | Any | Cap-Tons | 174.81 | 139999 | None | 173 | 0.0545 | 0 | 92.4 | 0.0292 | 0 | 0 | 0 | 0 | 0 | 0 | 0 | DEER:HVAC_Chillers | Annual | 2023
NE-HVAC-Chlr-AirCldScrewChlr-gte150tons-12.1EER-16.9IPLV | DEER2023 | D23 v0 |  | Any | Htl | Ex | CZ08 | Any | Cap-Tons | 202.54 | 139999 | None | 203 | 0.0679 | 0 | 109 | 0.0363 | 0 | 0 | 0 | 0 | 0 | 0 | 0 | DEER:HVAC_Chillers | Annual | 2023
NE-HVAC-Chlr-AirCldScrewChlr-gte150tons-12.1EER-16.9IPLV | DEER2023 | D23 v0 |  | Any | Htl | Ex | CZ09 | Any | Cap-Tons | 256.71 | 139999 | None | 159 | 0.0657 | 0 | 85.1 | 0.0352 | 0 | 0 | 0 | 0 | 0 | 0 | 0 | DEER:HVAC_Chillers | Annual | 2023
NE-HVAC-Chlr-AirCldScrewChlr-gte150tons-12.1EER-16.9IPLV | DEER2023 | D23 v0 |  | Any | Htl | Ex | CZ10 | Any | Cap-Tons | 223.55 | 139999 | None | 188 | 0.0786 | 0 | 101 | 0.0421 | 0 | 0 | 0 | 0 | 0 | 0 | 0 | DEER:HVAC_Chillers | Annual | 2023
NE-HVAC-Chlr-AirCldScrewChlr-gte150tons-12.1EER-16.9IPLV | DEER2023 | D23 v0 |  | Any | Htl | Ex | CZ11 | Any | Cap-Tons | 230.21 | 139999 | None | 183 | 0.109 | 0 | 97.9 | 0.0586 | 0 | 0 | 0 | 0 | 0 | 0 | 0 | DEER:HVAC_Chillers | Annual | 2023
NE-HVAC-Chlr-AirCldScrewChlr-gte150tons-12.1EER-16.9IPLV | DEER2023 | D23 v0 |  | Any | Htl | Ex | CZ12 | Any | Cap-Tons | 209.1 | 139999 | None | 162 | 0.105 | 0 | 86.8 | 0.056 | 0 | 0 | 0 | 0 | 0 | 0 | 0 | DEER:HVAC_Chillers | Annual | 2023
NE-HVAC-Chlr-AirCldScrewChlr-gte150tons-12.1EER-16.9IPLV | DEER2023 | D23 v0 |  | Any | Htl | Ex | CZ13 | Any | Cap-Tons | 229.18 | 139999 | None | 203 | 0.108 | 0 | 109 | 0.0576 | 0 | 0 | 0 | 0 | 0 | 0 | 0 | DEER:HVAC_Chillers | Annual | 2023
NE-HVAC-Chlr-AirCldScrewChlr-gte150tons-12.1EER-16.9IPLV | DEER2023 | D23 v0 |  | Any | Htl | Ex | CZ14 | Any | Cap-Tons | 241.39 | 139999 | None | 173 | 0.0905 | 0 | 92.9 | 0.0485 | 0 | 0 | 0 | 0 | 0 | 0 | 0 | DEER:HVAC_Chillers | Annual | 2023
NE-HVAC-Chlr-AirCldScrewChlr-gte150tons-12.1EER-16.9IPLV | DEER2023 | D23 v0 |  | Any | Htl | Ex | CZ15 | Any | Cap-Tons | 307.55 | 139999 | None | 248 | 0.105 | 0 | 133 | 0.0562 | 0 | 0 | 0 | 0 | 0 | 0 | 0 | DEER:HVAC_Chillers | Annual | 2023
NE-HVAC-Chlr-AirCldScrewChlr-gte150tons-12.1EER-16.9IPLV | DEER2023 | D23 v0 |  | Any | Htl | Ex | CZ16 | Any | Cap-Tons | 137.66 | 139999 | None | 145 | 0.0809 | 0 | 77.8 | 0.0433 | 0 | 0 | 0 | 0 | 0 | 0 | 0 | DEER:HVAC_Chillers | Annual | 2023
NE-HVAC-Chlr-AirCldScrewChlr-gte150tons-12.1EER-16.9IPLV | DEER2023 | D23 v0 |  | Any | Htl | New | CZ01 | Any | Cap-Tons | 93.87 | 139999 | None | 30.1 | 0.0261 | 0 | 30.1 | 0.0261 | 0 | 0 | 0 | 0 | 0 | 0 | 0 | DEER:HVAC_Chillers | Annual | 2023
NE-HVAC-Chlr-AirCldScrewChlr-gte150tons-12.1EER-16.9IPLV | DEER2023 | D23 v0 |  | Any | Htl | New | CZ02 | Any | Cap-Tons | 161.27 | 139999 | None | 64.7 | 0.0425 | 0 | 64.7 | 0.0425 | 0 | 0 | 0 | 0 | 0 | 0 | 0 | DEER:HVAC_Chillers | Annual | 2023
NE-HVAC-Chlr-AirCldScrewChlr-gte150tons-12.1EER-16.9IPLV | DEER2023 | D23 v0 |  | Any | Htl | New | CZ03 | Any | Cap-Tons | 126.21 | 139999 | None | 57.6 | 0.0334 | 0 | 57.6 | 0.0334 | 0 | 0 | 0 | 0 | 0 | 0 | 0 | DEER:HVAC_Chillers | Annual | 2023
NE-HVAC-Chlr-AirCldScrewChlr-gte150tons-12.1EER-16.9IPLV | DEER2023 | D23 v0 |  | Any | Htl | New | CZ04 | Any | Cap-Tons | 168.19 | 139999 | None | 77.5 | 0.0446 | 0 | 77.5 | 0.0446 | 0 | 0 | 0 | 0 | 0 | 0 | 0 | DEER:HVAC_Chillers | Annual | 2023
NE-HVAC-Chlr-AirCldScrewChlr-gte150tons-12.1EER-16.9IPLV | DEER2023 | D23 v0 |  | Any | Htl | New | CZ05 | Any | Cap-Tons | 107.21 | 139999 | None | 71.5 | 0.0281 | 0 | 71.5 | 0.0281 | 0 | 0 | 0 | 0 | 0 | 0 | 0 | DEER:HVAC_Chillers | Annual | 2023
NE-HVAC-Chlr-AirCldScrewChlr-gte150tons-12.1EER-16.9IPLV | DEER2023 | D23 v0 |  | Any | Htl | New | CZ06 | Any | Cap-Tons | 160.02 | 139999 | None | 91.3 | 0.0318 | 0 | 91.3 | 0.0318 | 0 | 0 | 0 | 0 | 0 | 0 | 0 | DEER:HVAC_Chillers | Annual | 2023
NE-HVAC-Chlr-AirCldScrewChlr-gte150tons-12.1EER-16.9IPLV | DEER2023 | D23 v0 |  | Any | Htl | New | CZ07 | Any | Cap-Tons | 146.32 | 139999 | None | 86.8 | 0.0278 | 0 | 86.8 | 0.0278 | 0 | 0 | 0 | 0 | 0 | 0 | 0 | DEER:HVAC_Chillers | Annual | 2023
NE-HVAC-Chlr-AirCldScrewChlr-gte150tons-12.1EER-16.9IPLV | DEER2023 | D23 v0 |  | Any | Htl | New | CZ08 | Any | Cap-Tons | 170.05 | 139999 | None | 104 | 0.0354 | 0 | 104 | 0.0354 | 0 | 0 | 0 | 0 | 0 | 0 | 0 | DEER:HVAC_Chillers | Annual | 2023
NE-HVAC-Chlr-AirCldScrewChlr-gte150tons-12.1EER-16.9IPLV | DEER2023 | D23 v0 |  | Any | Htl | New | CZ09 | Any | Cap-Tons | 220.81 | 139999 | None | 80.7 | 0.034 | 0 | 80.7 | 0.034 | 0 | 0 | 0 | 0 | 0 | 0 | 0 | DEER:HVAC_Chillers | Annual | 2023
NE-HVAC-Chlr-AirCldScrewChlr-gte150tons-12.1EER-16.9IPLV | DEER2023 | D23 v0 |  | Any | Htl | New | CZ10 | Any | Cap-Tons | 199.32 | 139999 | None | 96.6 | 0.0414 | 0 | 96.6 | 0.0414 | 0 | 0 | 0 | 0 | 0 | 0 | 0 | DEER:HVAC_Chillers | Annual | 2023
NE-HVAC-Chlr-AirCldScrewChlr-gte150tons-12.1EER-16.9IPLV | DEER2023 | D23 v0 |  | Any | Htl | New | CZ11 | Any | Cap-Tons | 204.97 | 139999 | None | 94.5 | 0.0576 | 0 | 94.5 | 0.0576 | 0 | 0 | 0 | 0 | 0 | 0 | 0 | DEER:HVAC_Chillers | Annual | 2023
NE-HVAC-Chlr-AirCldScrewChlr-gte150tons-12.1EER-16.9IPLV | DEER2023 | D23 v0 |  | Any | Htl | New | CZ12 | Any | Cap-Tons | 186.15 | 139999 | None | 82.8 | 0.0554 | 0 | 82.8 | 0.0554 | 0 | 0 | 0 | 0 | 0 | 0 | 0 | DEER:HVAC_Chillers | Annual | 2023
NE-HVAC-Chlr-AirCldScrewChlr-gte150tons-12.1EER-16.9IPLV | DEER2023 | D23 v0 |  | Any | Htl | New | CZ13 | Any | Cap-Tons | 204.46 | 139999 | None | 105 | 0.0566 | 0 | 105 | 0.0566 | 0 | 0 | 0 | 0 | 0 | 0 | 0 | DEER:HVAC_Chillers | Annual | 2023
NE-HVAC-Chlr-AirCldScrewChlr-gte150tons-12.1EER-16.9IPLV | DEER2023 | D23 v0 |  | Any | Htl | New | CZ14 | Any | Cap-Tons | 212.25 | 139999 | None | 93.3 | 0.0476 | 0 | 93.3 | 0.0476 | 0 | 0 | 0 | 0 | 0 | 0 | 0 | DEER:HVAC_Chillers | Annual | 2023
NE-HVAC-Chlr-AirCldScrewChlr-gte150tons-12.1EER-16.9IPLV | DEER2023 | D23 v0 |  | Any | Htl | New | CZ15 | Any | Cap-Tons | 273.39 | 139999 | None | 132 | 0.0547 | 0 | 132 | 0.0547 | 0 | 0 | 0 | 0 | 0 | 0 | 0 | DEER:HVAC_Chillers | Annual | 2023
NE-HVAC-Chlr-AirCldScrewChlr-gte150tons-12.1EER-16.9IPLV | DEER2023 | D23 v0 |  | Any | Htl | New | CZ16 | Any | Cap-Tons | 118.48 | 139999 | None | 73.1 | 0.0419 | 0 | 73.1 | 0.0419 | 0 | 0 | 0 | 0 | 0 | 0 | 0 | DEER:HVAC_Chillers | Annual | 2023
NE-HVAC-Chlr-AirCldScrewChlr-gte150tons-12.1EER-16.9IPLV | DEER2023 | D23 v0 |  | Any | Htl | Old | CZ01 | Any | Cap-Tons | 189.44 | 139999 | None | 112 | 0.0715 | 0 | 47.6 | 0.0304 | 0 | 0 | 0 | 0 | 0 | 0 | 0 | DEER:HVAC_Chillers | Annual | 2023
NE-HVAC-Chlr-AirCldScrewChlr-gte150tons-12.1EER-16.9IPLV | DEER2023 | D23 v0 |  | Any | Htl | Old | CZ02 | Any | Cap-Tons | 285.94 | 139999 | None | 194 | 0.107 | 0 | 82.6 | 0.0456 | 0 | 0 | 0 | 0 | 0 | 0 | 0 | DEER:HVAC_Chillers | Annual | 2023
NE-HVAC-Chlr-AirCldScrewChlr-gte150tons-12.1EER-16.9IPLV | DEER2023 | D23 v0 |  | Any | Htl | Old | CZ03 | Any | Cap-Tons | 240.75 | 139999 | None | 178 | 0.087 | 0 | 75.6 | 0.037 | 0 | 0 | 0 | 0 | 0 | 0 | 0 | DEER:HVAC_Chillers | Annual | 2023
NE-HVAC-Chlr-AirCldScrewChlr-gte150tons-12.1EER-16.9IPLV | DEER2023 | D23 v0 |  | Any | Htl | Old | CZ04 | Any | Cap-Tons | 295.48 | 139999 | None | 224 | 0.111 | 0 | 95.3 | 0.0474 | 0 | 0 | 0 | 0 | 0 | 0 | 0 | DEER:HVAC_Chillers | Annual | 2023
NE-HVAC-Chlr-AirCldScrewChlr-gte150tons-12.1EER-16.9IPLV | DEER2023 | D23 v0 |  | Any | Htl | Old | CZ05 | Any | Cap-Tons | 217.29 | 139999 | None | 212 | 0.0726 | 0 | 90.3 | 0.0309 | 0 | 0 | 0 | 0 | 0 | 0 | 0 | DEER:HVAC_Chillers | Annual | 2023
NE-HVAC-Chlr-AirCldScrewChlr-gte150tons-12.1EER-16.9IPLV | DEER2023 | D23 v0 |  | Any | Htl | Old | CZ06 | Any | Cap-Tons | 280.71 | 139999 | None | 255 | 0.082 | 0 | 109 | 0.0349 | 0 | 0 | 0 | 0 | 0 | 0 | 0 | DEER:HVAC_Chillers | Annual | 2023
NE-HVAC-Chlr-AirCldScrewChlr-gte150tons-12.1EER-16.9IPLV | DEER2023 | D23 v0 |  | Any | Htl | Old | CZ07 | Any | Cap-Tons | 262.15 | 139999 | None | 242 | 0.0706 | 0 | 103 | 0.0301 | 0 | 0 | 0 | 0 | 0 | 0 | 0 | DEER:HVAC_Chillers | Annual | 2023
NE-HVAC-Chlr-AirCldScrewChlr-gte150tons-12.1EER-16.9IPLV | DEER2023 | D23 v0 |  | Any | Htl | Old | CZ08 | Any | Cap-Tons | 296.24 | 139999 | None | 280 | 0.0881 | 0 | 119 | 0.0375 | 0 | 0 | 0 | 0 | 0 | 0 | 0 | DEER:HVAC_Chillers | Annual | 2023
NE-HVAC-Chlr-AirCldScrewChlr-gte150tons-12.1EER-16.9IPLV | DEER2023 | D23 v0 |  | Any | Htl | Old | CZ09 | Any | Cap-Tons | 359.2 | 139999 | None | 236 | 0.0894 | 0 | 100 | 0.0381 | 0 | 0 | 0 | 0 | 0 | 0 | 0 | DEER:HVAC_Chillers | Annual | 2023
NE-HVAC-Chlr-AirCldScrewChlr-gte150tons-12.1EER-16.9IPLV | DEER2023 | D23 v0 |  | Any | Htl | Old | CZ10 | Any | Cap-Tons | 334.32 | 139999 | None | 270 | 0.103 | 0 | 115 | 0.0437 | 0 | 0 | 0 | 0 | 0 | 0 | 0 | DEER:HVAC_Chillers | Annual | 2023
NE-HVAC-Chlr-AirCldScrewChlr-gte150tons-12.1EER-16.9IPLV | DEER2023 | D23 v0 |  | Any | Htl | Old | CZ11 | Any | Cap-Tons | 332.93 | 139999 | None | 267 | 0.146 | 0 | 114 | 0.0622 | 0 | 0 | 0 | 0 | 0 | 0 | 0 | DEER:HVAC_Chillers | Annual | 2023
NE-HVAC-Chlr-AirCldScrewChlr-gte150tons-12.1EER-16.9IPLV | DEER2023 | D23 v0 |  | Any | Htl | Old | CZ12 | Any | Cap-Tons | 305.93 | 139999 | None | 237 | 0.138 | 0 | 101 | 0.0587 | 0 | 0 | 0 | 0 | 0 | 0 | 0 | DEER:HVAC_Chillers | Annual | 2023
NE-HVAC-Chlr-AirCldScrewChlr-gte150tons-12.1EER-16.9IPLV | DEER2023 | D23 v0 |  | Any | Htl | Old | CZ13 | Any | Cap-Tons | 334.73 | 139999 | None | 289 | 0.141 | 0 | 123 | 0.0602 | 0 | 0 | 0 | 0 | 0 | 0 | 0 | DEER:HVAC_Chillers | Annual | 2023
NE-HVAC-Chlr-AirCldScrewChlr-gte150tons-12.1EER-16.9IPLV | DEER2023 | D23 v0 |  | Any | Htl | Old | CZ14 | Any | Cap-Tons | 333.41 | 139999 | None | 266 | 0.12 | 0 | 113 | 0.051 | 0 | 0 | 0 | 0 | 0 | 0 | 0 | DEER:HVAC_Chillers | Annual | 2023
NE-HVAC-Chlr-AirCldScrewChlr-gte150tons-12.1EER-16.9IPLV | DEER2023 | D23 v0 |  | Any | Htl | Old | CZ15 | Any | Cap-Tons | 389.63 | 139999 | None | 366 | 0.14 | 0 | 156 | 0.0597 | 0 | 0 | 0 | 0 | 0 | 0 | 0 | DEER:HVAC_Chillers | Annual | 2023
NE-HVAC-Chlr-AirCldScrewChlr-gte150tons-12.1EER-16.9IPLV | DEER2023 | D23 v0 |  | Any | Htl | Old | CZ16 | Any | Cap-Tons | 213.87 | 139999 | None | 216 | 0.105 | 0 | 91.8 | 0.0445 | 0 | 0 | 0 | 0 | 0 | 0 | 0 | DEER:HVAC_Chillers | Annual | 2023
NE-HVAC-Chlr-AirCldScrewChlr-gte150tons-12.1EER-16.9IPLV | DEER2023 | D23 v0 |  | Any | Htl | Rec | CZ01 | Any | Cap-Tons | 94.47 | 139999 | None | 30.9 | 0.0262 | 0 | 30.9 | 0.0262 | 0 | 0 | 0 | 0 | 0 | 0 | 0 | DEER:HVAC_Chillers | Annual | 2023
NE-HVAC-Chlr-AirCldScrewChlr-gte150tons-12.1EER-16.9IPLV | DEER2023 | D23 v0 |  | Any | Htl | Rec | CZ02 | Any | Cap-Tons | 161.81 | 139999 | None | 64.9 | 0.0426 | 0 | 64.9 | 0.0426 | 0 | 0 | 0 | 0 | 0 | 0 | 0 | DEER:HVAC_Chillers | Annual | 2023
NE-HVAC-Chlr-AirCldScrewChlr-gte150tons-12.1EER-16.9IPLV | DEER2023 | D23 v0 |  | Any | Htl | Rec | CZ03 | Any | Cap-Tons | 126.76 | 139999 | None | 58.6 | 0.0336 | 0 | 58.6 | 0.0336 | 0 | 0 | 0 | 0 | 0 | 0 | 0 | DEER:HVAC_Chillers | Annual | 2023
NE-HVAC-Chlr-AirCldScrewChlr-gte150tons-12.1EER-16.9IPLV | DEER2023 | D23 v0 |  | Any | Htl | Rec | CZ04 | Any | Cap-Tons | 168.88 | 139999 | None | 77.7 | 0.0447 | 0 | 77.7 | 0.0447 | 0 | 0 | 0 | 0 | 0 | 0 | 0 | DEER:HVAC_Chillers | Annual | 2023
NE-HVAC-Chlr-AirCldScrewChlr-gte150tons-12.1EER-16.9IPLV | DEER2023 | D23 v0 |  | Any | Htl | Rec | CZ05 | Any | Cap-Tons | 107.7 | 139999 | None | 72.5 | 0.0283 | 0 | 72.5 | 0.0283 | 0 | 0 | 0 | 0 | 0 | 0 | 0 | DEER:HVAC_Chillers | Annual | 2023
NE-HVAC-Chlr-AirCldScrewChlr-gte150tons-12.1EER-16.9IPLV | DEER2023 | D23 v0 |  | Any | Htl | Rec | CZ06 | Any | Cap-Tons | 160.81 | 139999 | None | 92.3 | 0.0321 | 0 | 92.3 | 0.0321 | 0 | 0 | 0 | 0 | 0 | 0 | 0 | DEER:HVAC_Chillers | Annual | 2023
NE-HVAC-Chlr-AirCldScrewChlr-gte150tons-12.1EER-16.9IPLV | DEER2023 | D23 v0 |  | Any | Htl | Rec | CZ07 | Any | Cap-Tons | 147.1 | 139999 | None | 88.2 | 0.0283 | 0 | 88.2 | 0.0283 | 0 | 0 | 0 | 0 | 0 | 0 | 0 | DEER:HVAC_Chillers | Annual | 2023
NE-HVAC-Chlr-AirCldScrewChlr-gte150tons-12.1EER-16.9IPLV | DEER2023 | D23 v0 |  | Any | Htl | Rec | CZ08 | Any | Cap-Tons | 170.69 | 139999 | None | 104 | 0.0355 | 0 | 104 | 0.0355 | 0 | 0 | 0 | 0 | 0 | 0 | 0 | DEER:HVAC_Chillers | Annual | 2023
NE-HVAC-Chlr-AirCldScrewChlr-gte150tons-12.1EER-16.9IPLV | DEER2023 | D23 v0 |  | Any | Htl | Rec | CZ09 | Any | Cap-Tons | 221.44 | 139999 | None | 80.7 | 0.034 | 0 | 80.7 | 0.034 | 0 | 0 | 0 | 0 | 0 | 0 | 0 | DEER:HVAC_Chillers | Annual | 2023
NE-HVAC-Chlr-AirCldScrewChlr-gte150tons-12.1EER-16.9IPLV | DEER2023 | D23 v0 |  | Any | Htl | Rec | CZ10 | Any | Cap-Tons | 199.98 | 139999 | None | 96.4 | 0.0418 | 0 | 96.4 | 0.0418 | 0 | 0 | 0 | 0 | 0 | 0 | 0 | DEER:HVAC_Chillers | Annual | 2023
NE-HVAC-Chlr-AirCldScrewChlr-gte150tons-12.1EER-16.9IPLV | DEER2023 | D23 v0 |  | Any | Htl | Rec | CZ11 | Any | Cap-Tons | 205.68 | 139999 | None | 94 | 0.0575 | 0 | 94 | 0.0575 | 0 | 0 | 0 | 0 | 0 | 0 | 0 | DEER:HVAC_Chillers | Annual | 2023
NE-HVAC-Chlr-AirCldScrewChlr-gte150tons-12.1EER-16.9IPLV | DEER2023 | D23 v0 |  | Any | Htl | Rec | CZ12 | Any | Cap-Tons | 186.82 | 139999 | None | 82.7 | 0.0552 | 0 | 82.7 | 0.0552 | 0 | 0 | 0 | 0 | 0 | 0 | 0 | DEER:HVAC_Chillers | Annual | 2023
NE-HVAC-Chlr-AirCldScrewChlr-gte150tons-12.1EER-16.9IPLV | DEER2023 | D23 v0 |  | Any | Htl | Rec | CZ13 | Any | Cap-Tons | 204.98 | 139999 | None | 105 | 0.0567 | 0 | 105 | 0.0567 | 0 | 0 | 0 | 0 | 0 | 0 | 0 | DEER:HVAC_Chillers | Annual | 2023
NE-HVAC-Chlr-AirCldScrewChlr-gte150tons-12.1EER-16.9IPLV | DEER2023 | D23 v0 |  | Any | Htl | Rec | CZ14 | Any | Cap-Tons | 212.84 | 139999 | None | 93.2 | 0.048 | 0 | 93.2 | 0.048 | 0 | 0 | 0 | 0 | 0 | 0 | 0 | DEER:HVAC_Chillers | Annual | 2023
NE-HVAC-Chlr-AirCldScrewChlr-gte150tons-12.1EER-16.9IPLV | DEER2023 | D23 v0 |  | Any | Htl | Rec | CZ15 | Any | Cap-Tons | 274.18 | 139999 | None | 131 | 0.0544 | 0 | 131 | 0.0544 | 0 | 0 | 0 | 0 | 0 | 0 | 0 | DEER:HVAC_Chillers | Annual | 2023
NE-HVAC-Chlr-AirCldScrewChlr-gte150tons-12.1EER-16.9IPLV | DEER2023 | D23 v0 |  | Any | Htl | Rec | CZ16 | Any | Cap-Tons | 118.8 | 139999 | None | 73.8 | 0.042 | 0 | 73.8 | 0.042 | 0 | 0 | 0 | 0 | 0 | 0 | 0 | DEER:HVAC_Chillers | Annual | 2023
NE-HVAC-Chlr-AirCldScrewChlr-gte150tons-12.1EER-16.9IPLV | DEER2023 | D23 v0 |  | Any | MBT | Ex | CZ01 | Any | Cap-Tons | 193.5 | 199999 | None | 28.9 | 0.0354 | 0 | 15.5 | 0.019 | 0 | 0 | 0 | 0 | 0 | 0 | 0 | DEER:HVAC_Chillers | Annual | 2023
NE-HVAC-Chlr-AirCldScrewChlr-gte150tons-12.1EER-16.9IPLV | DEER2023 | D23 v0 |  | Any | MBT | Ex | CZ02 | Any | Cap-Tons | 314.41 | 199999 | None | 88 | 0.0618 | 0 | 47.1 | 0.0331 | 0 | 0 | 0 | 0 | 0 | 0 | 0 | DEER:HVAC_Chillers | Annual | 2023
NE-HVAC-Chlr-AirCldScrewChlr-gte150tons-12.1EER-16.9IPLV | DEER2023 | D23 v0 |  | Any | MBT | Ex | CZ03 | Any | Cap-Tons | 252.63 | 199999 | None | 78.3 | 0.0477 | 0 | 41.9 | 0.0256 | 0 | 0 | 0 | 0 | 0 | 0 | 0 | DEER:HVAC_Chillers | Annual | 2023
NE-HVAC-Chlr-AirCldScrewChlr-gte150tons-12.1EER-16.9IPLV | DEER2023 | D23 v0 |  | Any | MBT | Ex | CZ04 | Any | Cap-Tons | 311.9 | 199999 | None | 114 | 0.0674 | 0 | 61.1 | 0.0361 | 0 | 0 | 0 | 0 | 0 | 0 | 0 | DEER:HVAC_Chillers | Annual | 2023
NE-HVAC-Chlr-AirCldScrewChlr-gte150tons-12.1EER-16.9IPLV | DEER2023 | D23 v0 |  | Any | MBT | Ex | CZ05 | Any | Cap-Tons | 245.06 | 199999 | None | 96.6 | 0.0381 | 0 | 51.7 | 0.0204 | 0 | 0 | 0 | 0 | 0 | 0 | 0 | DEER:HVAC_Chillers | Annual | 2023
NE-HVAC-Chlr-AirCldScrewChlr-gte150tons-12.1EER-16.9IPLV | DEER2023 | D23 v0 |  | Any | MBT | Ex | CZ06 | Any | Cap-Tons | 341.67 | 199999 | None | 134 | 0.0445 | 0 | 71.8 | 0.0238 | 0 | 0 | 0 | 0 | 0 | 0 | 0 | DEER:HVAC_Chillers | Annual | 2023
NE-HVAC-Chlr-AirCldScrewChlr-gte150tons-12.1EER-16.9IPLV | DEER2023 | D23 v0 |  | Any | MBT | Ex | CZ07 | Any | Cap-Tons | 333.52 | 199999 | None | 119 | 0.0393 | 0 | 63.7 | 0.0211 | 0 | 0 | 0 | 0 | 0 | 0 | 0 | DEER:HVAC_Chillers | Annual | 2023
NE-HVAC-Chlr-AirCldScrewChlr-gte150tons-12.1EER-16.9IPLV | DEER2023 | D23 v0 |  | Any | MBT | Ex | CZ08 | Any | Cap-Tons | 372.17 | 199999 | None | 145 | 0.0477 | 0 | 77.8 | 0.0256 | 0 | 0 | 0 | 0 | 0 | 0 | 0 | DEER:HVAC_Chillers | Annual | 2023
NE-HVAC-Chlr-AirCldScrewChlr-gte150tons-12.1EER-16.9IPLV | DEER2023 | D23 v0 |  | Any | MBT | Ex | CZ09 | Any | Cap-Tons | 421.97 | 199999 | None | 121 | 0.0528 | 0 | 64.8 | 0.0283 | 0 | 0 | 0 | 0 | 0 | 0 | 0 | DEER:HVAC_Chillers | Annual | 2023
NE-HVAC-Chlr-AirCldScrewChlr-gte150tons-12.1EER-16.9IPLV | DEER2023 | D23 v0 |  | Any | MBT | Ex | CZ10 | Any | Cap-Tons | 375.02 | 199999 | None | 136 | 0.0587 | 0 | 72.6 | 0.0314 | 0 | 0 | 0 | 0 | 0 | 0 | 0 | DEER:HVAC_Chillers | Annual | 2023
NE-HVAC-Chlr-AirCldScrewChlr-gte150tons-12.1EER-16.9IPLV | DEER2023 | D23 v0 |  | Any | MBT | Ex | CZ11 | Any | Cap-Tons | 385.48 | 199999 | None | 124 | 0.0811 | 0 | 66.3 | 0.0435 | 0 | 0 | 0 | 0 | 0 | 0 | 0 | DEER:HVAC_Chillers | Annual | 2023
NE-HVAC-Chlr-AirCldScrewChlr-gte150tons-12.1EER-16.9IPLV | DEER2023 | D23 v0 |  | Any | MBT | Ex | CZ12 | Any | Cap-Tons | 361.93 | 199999 | None | 105 | 0.074 | 0 | 56.3 | 0.0396 | 0 | 0 | 0 | 0 | 0 | 0 | 0 | DEER:HVAC_Chillers | Annual | 2023
NE-HVAC-Chlr-AirCldScrewChlr-gte150tons-12.1EER-16.9IPLV | DEER2023 | D23 v0 |  | Any | MBT | Ex | CZ13 | Any | Cap-Tons | 391.94 | 199999 | None | 132 | 0.0781 | 0 | 70.9 | 0.0418 | 0 | 0 | 0 | 0 | 0 | 0 | 0 | DEER:HVAC_Chillers | Annual | 2023
NE-HVAC-Chlr-AirCldScrewChlr-gte150tons-12.1EER-16.9IPLV | DEER2023 | D23 v0 |  | Any | MBT | Ex | CZ14 | Any | Cap-Tons | 403.6 | 199999 | None | 122 | 0.0687 | 0 | 65.4 | 0.0368 | 0 | 0 | 0 | 0 | 0 | 0 | 0 | DEER:HVAC_Chillers | Annual | 2023
NE-HVAC-Chlr-AirCldScrewChlr-gte150tons-12.1EER-16.9IPLV | DEER2023 | D23 v0 |  | Any | MBT | Ex | CZ15 | Any | Cap-Tons | 497.44 | 199999 | None | 185 | 0.0808 | 0 | 99 | 0.0433 | 0 | 0 | 0 | 0 | 0 | 0 | 0 | DEER:HVAC_Chillers | Annual | 2023
NE-HVAC-Chlr-AirCldScrewChlr-gte150tons-12.1EER-16.9IPLV | DEER2023 | D23 v0 |  | Any | MBT | Ex | CZ16 | Any | Cap-Tons | 253.24 | 199999 | None | 69.8 | 0.0522 | 0 | 37.4 | 0.028 | 0 | 0 | 0 | 0 | 0 | 0 | 0 | DEER:HVAC_Chillers | Annual | 2023
NE-HVAC-Chlr-AirCldScrewChlr-gte150tons-12.1EER-16.9IPLV | DEER2023 | D23 v0 |  | Any | MBT | New | CZ01 | Any | Cap-Tons | 173.07 | 199999 | None | 16.1 | 0.0183 | 0 | 16.1 | 0.0183 | 0 | 0 | 0 | 0 | 0 | 0 | 0 | DEER:HVAC_Chillers | Annual | 2023
NE-HVAC-Chlr-AirCldScrewChlr-gte150tons-12.1EER-16.9IPLV | DEER2023 | D23 v0 |  | Any | MBT | New | CZ02 | Any | Cap-Tons | 285.53 | 199999 | None | 44.8 | 0.0303 | 0 | 44.8 | 0.0303 | 0 | 0 | 0 | 0 | 0 | 0 | 0 | DEER:HVAC_Chillers | Annual | 2023
NE-HVAC-Chlr-AirCldScrewChlr-gte150tons-12.1EER-16.9IPLV | DEER2023 | D23 v0 |  | Any | MBT | New | CZ03 | Any | Cap-Tons | 222.32 | 199999 | None | 41.3 | 0.0229 | 0 | 41.3 | 0.0229 | 0 | 0 | 0 | 0 | 0 | 0 | 0 | DEER:HVAC_Chillers | Annual | 2023
NE-HVAC-Chlr-AirCldScrewChlr-gte150tons-12.1EER-16.9IPLV | DEER2023 | D23 v0 |  | Any | MBT | New | CZ04 | Any | Cap-Tons | 278.51 | 199999 | None | 56.2 | 0.033 | 0 | 56.2 | 0.033 | 0 | 0 | 0 | 0 | 0 | 0 | 0 | DEER:HVAC_Chillers | Annual | 2023
NE-HVAC-Chlr-AirCldScrewChlr-gte150tons-12.1EER-16.9IPLV | DEER2023 | D23 v0 |  | Any | MBT | New | CZ05 | Any | Cap-Tons | 214.55 | 199999 | None | 50.2 | 0.0187 | 0 | 50.2 | 0.0187 | 0 | 0 | 0 | 0 | 0 | 0 | 0 | DEER:HVAC_Chillers | Annual | 2023
NE-HVAC-Chlr-AirCldScrewChlr-gte150tons-12.1EER-16.9IPLV | DEER2023 | D23 v0 |  | Any | MBT | New | CZ06 | Any | Cap-Tons | 301.48 | 199999 | None | 69.3 | 0.0226 | 0 | 69.3 | 0.0226 | 0 | 0 | 0 | 0 | 0 | 0 | 0 | DEER:HVAC_Chillers | Annual | 2023
NE-HVAC-Chlr-AirCldScrewChlr-gte150tons-12.1EER-16.9IPLV | DEER2023 | D23 v0 |  | Any | MBT | New | CZ07 | Any | Cap-Tons | 301.13 | 199999 | None | 59 | 0.0193 | 0 | 59 | 0.0193 | 0 | 0 | 0 | 0 | 0 | 0 | 0 | DEER:HVAC_Chillers | Annual | 2023
NE-HVAC-Chlr-AirCldScrewChlr-gte150tons-12.1EER-16.9IPLV | DEER2023 | D23 v0 |  | Any | MBT | New | CZ08 | Any | Cap-Tons | 334.89 | 199999 | None | 70.9 | 0.0232 | 0 | 70.9 | 0.0232 | 0 | 0 | 0 | 0 | 0 | 0 | 0 | DEER:HVAC_Chillers | Annual | 2023
NE-HVAC-Chlr-AirCldScrewChlr-gte150tons-12.1EER-16.9IPLV | DEER2023 | D23 v0 |  | Any | MBT | New | CZ09 | Any | Cap-Tons | 365.19 | 199999 | None | 59.7 | 0.0263 | 0 | 59.7 | 0.0263 | 0 | 0 | 0 | 0 | 0 | 0 | 0 | DEER:HVAC_Chillers | Annual | 2023
NE-HVAC-Chlr-AirCldScrewChlr-gte150tons-12.1EER-16.9IPLV | DEER2023 | D23 v0 |  | Any | MBT | New | CZ10 | Any | Cap-Tons | 339.42 | 199999 | None | 70.8 | 0.0304 | 0 | 70.8 | 0.0304 | 0 | 0 | 0 | 0 | 0 | 0 | 0 | DEER:HVAC_Chillers | Annual | 2023
NE-HVAC-Chlr-AirCldScrewChlr-gte150tons-12.1EER-16.9IPLV | DEER2023 | D23 v0 |  | Any | MBT | New | CZ11 | Any | Cap-Tons | 345.75 | 199999 | None | 64.9 | 0.0421 | 0 | 64.9 | 0.0421 | 0 | 0 | 0 | 0 | 0 | 0 | 0 | DEER:HVAC_Chillers | Annual | 2023
NE-HVAC-Chlr-AirCldScrewChlr-gte150tons-12.1EER-16.9IPLV | DEER2023 | D23 v0 |  | Any | MBT | New | CZ12 | Any | Cap-Tons | 325.37 | 199999 | None | 55.1 | 0.0389 | 0 | 55.1 | 0.0389 | 0 | 0 | 0 | 0 | 0 | 0 | 0 | DEER:HVAC_Chillers | Annual | 2023
NE-HVAC-Chlr-AirCldScrewChlr-gte150tons-12.1EER-16.9IPLV | DEER2023 | D23 v0 |  | Any | MBT | New | CZ13 | Any | Cap-Tons | 353.69 | 199999 | None | 68.8 | 0.0414 | 0 | 68.8 | 0.0414 | 0 | 0 | 0 | 0 | 0 | 0 | 0 | DEER:HVAC_Chillers | Annual | 2023
NE-HVAC-Chlr-AirCldScrewChlr-gte150tons-12.1EER-16.9IPLV | DEER2023 | D23 v0 |  | Any | MBT | New | CZ14 | Any | Cap-Tons | 365.2 | 199999 | None | 63.1 | 0.0352 | 0 | 63.1 | 0.0352 | 0 | 0 | 0 | 0 | 0 | 0 | 0 | DEER:HVAC_Chillers | Annual | 2023
NE-HVAC-Chlr-AirCldScrewChlr-gte150tons-12.1EER-16.9IPLV | DEER2023 | D23 v0 |  | Any | MBT | New | CZ15 | Any | Cap-Tons | 453.73 | 199999 | None | 94.6 | 0.041 | 0 | 94.6 | 0.041 | 0 | 0 | 0 | 0 | 0 | 0 | 0 | DEER:HVAC_Chillers | Annual | 2023
NE-HVAC-Chlr-AirCldScrewChlr-gte150tons-12.1EER-16.9IPLV | DEER2023 | D23 v0 |  | Any | MBT | New | CZ16 | Any | Cap-Tons | 224.05 | 199999 | None | 36.7 | 0.0267 | 0 | 36.7 | 0.0267 | 0 | 0 | 0 | 0 | 0 | 0 | 0 | DEER:HVAC_Chillers | Annual | 2023
NE-HVAC-Chlr-AirCldScrewChlr-gte150tons-12.1EER-16.9IPLV | DEER2023 | D23 v0 |  | Any | MBT | Old | CZ01 | Any | Cap-Tons | 216.56 | 199999 | None | 22.4 | 0.049 | 0 | 9.53 | 0.0208 | 0 | 0 | 0 | 0 | 0 | 0 | 0 | DEER:HVAC_Chillers | Annual | 2023
NE-HVAC-Chlr-AirCldScrewChlr-gte150tons-12.1EER-16.9IPLV | DEER2023 | D23 v0 |  | Any | MBT | Old | CZ02 | Any | Cap-Tons | 353.7 | 199999 | None | 115 | 0.081 | 0 | 49 | 0.0345 | 0 | 0 | 0 | 0 | 0 | 0 | 0 | DEER:HVAC_Chillers | Annual | 2023
NE-HVAC-Chlr-AirCldScrewChlr-gte150tons-12.1EER-16.9IPLV | DEER2023 | D23 v0 |  | Any | MBT | Old | CZ03 | Any | Cap-Tons | 284.22 | 199999 | None | 86.8 | 0.0622 | 0 | 36.9 | 0.0265 | 0 | 0 | 0 | 0 | 0 | 0 | 0 | DEER:HVAC_Chillers | Annual | 2023
NE-HVAC-Chlr-AirCldScrewChlr-gte150tons-12.1EER-16.9IPLV | DEER2023 | D23 v0 |  | Any | MBT | Old | CZ04 | Any | Cap-Tons | 347 | 199999 | None | 150 | 0.0921 | 0 | 63.8 | 0.0392 | 0 | 0 | 0 | 0 | 0 | 0 | 0 | DEER:HVAC_Chillers | Annual | 2023
NE-HVAC-Chlr-AirCldScrewChlr-gte150tons-12.1EER-16.9IPLV | DEER2023 | D23 v0 |  | Any | MBT | Old | CZ05 | Any | Cap-Tons | 269.55 | 199999 | None | 118 | 0.0535 | 0 | 50.1 | 0.0228 | 0 | 0 | 0 | 0 | 0 | 0 | 0 | DEER:HVAC_Chillers | Annual | 2023
NE-HVAC-Chlr-AirCldScrewChlr-gte150tons-12.1EER-16.9IPLV | DEER2023 | D23 v0 |  | Any | MBT | Old | CZ06 | Any | Cap-Tons | 363.12 | 199999 | None | 175 | 0.0634 | 0 | 74.4 | 0.027 | 0 | 0 | 0 | 0 | 0 | 0 | 0 | DEER:HVAC_Chillers | Annual | 2023
NE-HVAC-Chlr-AirCldScrewChlr-gte150tons-12.1EER-16.9IPLV | DEER2023 | D23 v0 |  | Any | MBT | Old | CZ07 | Any | Cap-Tons | 344.15 | 199999 | None | 161 | 0.0614 | 0 | 68.5 | 0.0261 | 0 | 0 | 0 | 0 | 0 | 0 | 0 | DEER:HVAC_Chillers | Annual | 2023
NE-HVAC-Chlr-AirCldScrewChlr-gte150tons-12.1EER-16.9IPLV | DEER2023 | D23 v0 |  | Any | MBT | Old | CZ08 | Any | Cap-Tons | 395.52 | 199999 | None | 199 | 0.0682 | 0 | 84.7 | 0.029 | 0 | 0 | 0 | 0 | 0 | 0 | 0 | DEER:HVAC_Chillers | Annual | 2023
NE-HVAC-Chlr-AirCldScrewChlr-gte150tons-12.1EER-16.9IPLV | DEER2023 | D23 v0 |  | Any | MBT | Old | CZ09 | Any | Cap-Tons | 454.15 | 199999 | None | 168 | 0.0745 | 0 | 71.4 | 0.0317 | 0 | 0 | 0 | 0 | 0 | 0 | 0 | DEER:HVAC_Chillers | Annual | 2023
NE-HVAC-Chlr-AirCldScrewChlr-gte150tons-12.1EER-16.9IPLV | DEER2023 | D23 v0 |  | Any | MBT | Old | CZ10 | Any | Cap-Tons | 419.86 | 199999 | None | 192 | 0.0844 | 0 | 81.8 | 0.0359 | 0 | 0 | 0 | 0 | 0 | 0 | 0 | DEER:HVAC_Chillers | Annual | 2023
NE-HVAC-Chlr-AirCldScrewChlr-gte150tons-12.1EER-16.9IPLV | DEER2023 | D23 v0 |  | Any | MBT | Old | CZ11 | Any | Cap-Tons | 429.21 | 199999 | None | 169 | 0.108 | 0 | 71.9 | 0.046 | 0 | 0 | 0 | 0 | 0 | 0 | 0 | DEER:HVAC_Chillers | Annual | 2023
NE-HVAC-Chlr-AirCldScrewChlr-gte150tons-12.1EER-16.9IPLV | DEER2023 | D23 v0 |  | Any | MBT | Old | CZ12 | Any | Cap-Tons | 403.21 | 199999 | None | 142 | 0.101 | 0 | 60.5 | 0.0432 | 0 | 0 | 0 | 0 | 0 | 0 | 0 | DEER:HVAC_Chillers | Annual | 2023
NE-HVAC-Chlr-AirCldScrewChlr-gte150tons-12.1EER-16.9IPLV | DEER2023 | D23 v0 |  | Any | MBT | Old | CZ13 | Any | Cap-Tons | 434.6 | 199999 | None | 183 | 0.107 | 0 | 77.9 | 0.0455 | 0 | 0 | 0 | 0 | 0 | 0 | 0 | DEER:HVAC_Chillers | Annual | 2023
NE-HVAC-Chlr-AirCldScrewChlr-gte150tons-12.1EER-16.9IPLV | DEER2023 | D23 v0 |  | Any | MBT | Old | CZ14 | Any | Cap-Tons | 443.13 | 199999 | None | 168 | 0.0922 | 0 | 71.6 | 0.0392 | 0 | 0 | 0 | 0 | 0 | 0 | 0 | DEER:HVAC_Chillers | Annual | 2023
NE-HVAC-Chlr-AirCldScrewChlr-gte150tons-12.1EER-16.9IPLV | DEER2023 | D23 v0 |  | Any | MBT | Old | CZ15 | Any | Cap-Tons | 536.33 | 199999 | None | 259 | 0.109 | 0 | 110 | 0.0465 | 0 | 0 | 0 | 0 | 0 | 0 | 0 | DEER:HVAC_Chillers | Annual | 2023
NE-HVAC-Chlr-AirCldScrewChlr-gte150tons-12.1EER-16.9IPLV | DEER2023 | D23 v0 |  | Any | MBT | Old | CZ16 | Any | Cap-Tons | 283.97 | 199999 | None | 93 | 0.0694 | 0 | 39.6 | 0.0295 | 0 | 0 | 0 | 0 | 0 | 0 | 0 | DEER:HVAC_Chillers | Annual | 2023
NE-HVAC-Chlr-AirCldScrewChlr-gte150tons-12.1EER-16.9IPLV | DEER2023 | D23 v0 |  | Any | MBT | Rec | CZ01 | Any | Cap-Tons | 181.23 | 199999 | None | 16.5 | 0.0182 | 0 | 16.5 | 0.0182 | 0 | 0 | 0 | 0 | 0 | 0 | 0 | DEER:HVAC_Chillers | Annual | 2023
NE-HVAC-Chlr-AirCldScrewChlr-gte150tons-12.1EER-16.9IPLV | DEER2023 | D23 v0 |  | Any | MBT | Rec | CZ02 | Any | Cap-Tons | 295.14 | 199999 | None | 45.3 | 0.0302 | 0 | 45.3 | 0.0302 | 0 | 0 | 0 | 0 | 0 | 0 | 0 | DEER:HVAC_Chillers | Annual | 2023
NE-HVAC-Chlr-AirCldScrewChlr-gte150tons-12.1EER-16.9IPLV | DEER2023 | D23 v0 |  | Any | MBT | Rec | CZ03 | Any | Cap-Tons | 230.74 | 199999 | None | 41.9 | 0.023 | 0 | 41.9 | 0.023 | 0 | 0 | 0 | 0 | 0 | 0 | 0 | DEER:HVAC_Chillers | Annual | 2023
NE-HVAC-Chlr-AirCldScrewChlr-gte150tons-12.1EER-16.9IPLV | DEER2023 | D23 v0 |  | Any | MBT | Rec | CZ04 | Any | Cap-Tons | 288.12 | 199999 | None | 56.9 | 0.0328 | 0 | 56.9 | 0.0328 | 0 | 0 | 0 | 0 | 0 | 0 | 0 | DEER:HVAC_Chillers | Annual | 2023
NE-HVAC-Chlr-AirCldScrewChlr-gte150tons-12.1EER-16.9IPLV | DEER2023 | D23 v0 |  | Any | MBT | Rec | CZ05 | Any | Cap-Tons | 224.06 | 199999 | None | 50.7 | 0.0187 | 0 | 50.7 | 0.0187 | 0 | 0 | 0 | 0 | 0 | 0 | 0 | DEER:HVAC_Chillers | Annual | 2023
NE-HVAC-Chlr-AirCldScrewChlr-gte150tons-12.1EER-16.9IPLV | DEER2023 | D23 v0 |  | Any | MBT | Rec | CZ06 | Any | Cap-Tons | 310.15 | 199999 | None | 70.6 | 0.0227 | 0 | 70.6 | 0.0227 | 0 | 0 | 0 | 0 | 0 | 0 | 0 | DEER:HVAC_Chillers | Annual | 2023
NE-HVAC-Chlr-AirCldScrewChlr-gte150tons-12.1EER-16.9IPLV | DEER2023 | D23 v0 |  | Any | MBT | Rec | CZ07 | Any | Cap-Tons | 309.9 | 199999 | None | 60.6 | 0.0196 | 0 | 60.6 | 0.0196 | 0 | 0 | 0 | 0 | 0 | 0 | 0 | DEER:HVAC_Chillers | Annual | 2023
NE-HVAC-Chlr-AirCldScrewChlr-gte150tons-12.1EER-16.9IPLV | DEER2023 | D23 v0 |  | Any | MBT | Rec | CZ08 | Any | Cap-Tons | 343.48 | 199999 | None | 72.2 | 0.0232 | 0 | 72.2 | 0.0232 | 0 | 0 | 0 | 0 | 0 | 0 | 0 | DEER:HVAC_Chillers | Annual | 2023
NE-HVAC-Chlr-AirCldScrewChlr-gte150tons-12.1EER-16.9IPLV | DEER2023 | D23 v0 |  | Any | MBT | Rec | CZ09 | Any | Cap-Tons | 373.81 | 199999 | None | 60.7 | 0.0261 | 0 | 60.7 | 0.0261 | 0 | 0 | 0 | 0 | 0 | 0 | 0 | DEER:HVAC_Chillers | Annual | 2023
NE-HVAC-Chlr-AirCldScrewChlr-gte150tons-12.1EER-16.9IPLV | DEER2023 | D23 v0 |  | Any | MBT | Rec | CZ10 | Any | Cap-Tons | 349.13 | 199999 | None | 71.5 | 0.0304 | 0 | 71.5 | 0.0304 | 0 | 0 | 0 | 0 | 0 | 0 | 0 | DEER:HVAC_Chillers | Annual | 2023
NE-HVAC-Chlr-AirCldScrewChlr-gte150tons-12.1EER-16.9IPLV | DEER2023 | D23 v0 |  | Any | MBT | Rec | CZ11 | Any | Cap-Tons | 354.56 | 199999 | None | 65.1 | 0.0416 | 0 | 65.1 | 0.0416 | 0 | 0 | 0 | 0 | 0 | 0 | 0 | DEER:HVAC_Chillers | Annual | 2023
NE-HVAC-Chlr-AirCldScrewChlr-gte150tons-12.1EER-16.9IPLV | DEER2023 | D23 v0 |  | Any | MBT | Rec | CZ12 | Any | Cap-Tons | 334.67 | 199999 | None | 55.5 | 0.0385 | 0 | 55.5 | 0.0385 | 0 | 0 | 0 | 0 | 0 | 0 | 0 | DEER:HVAC_Chillers | Annual | 2023
NE-HVAC-Chlr-AirCldScrewChlr-gte150tons-12.1EER-16.9IPLV | DEER2023 | D23 v0 |  | Any | MBT | Rec | CZ13 | Any | Cap-Tons | 362.34 | 199999 | None | 69.2 | 0.0409 | 0 | 69.2 | 0.0409 | 0 | 0 | 0 | 0 | 0 | 0 | 0 | DEER:HVAC_Chillers | Annual | 2023
NE-HVAC-Chlr-AirCldScrewChlr-gte150tons-12.1EER-16.9IPLV | DEER2023 | D23 v0 |  | Any | MBT | Rec | CZ14 | Any | Cap-Tons | 373.76 | 199999 | None | 63.7 | 0.0352 | 0 | 63.7 | 0.0352 | 0 | 0 | 0 | 0 | 0 | 0 | 0 | DEER:HVAC_Chillers | Annual | 2023
NE-HVAC-Chlr-AirCldScrewChlr-gte150tons-12.1EER-16.9IPLV | DEER2023 | D23 v0 |  | Any | MBT | Rec | CZ15 | Any | Cap-Tons | 462.57 | 199999 | None | 94.9 | 0.041 | 0 | 94.9 | 0.041 | 0 | 0 | 0 | 0 | 0 | 0 | 0 | DEER:HVAC_Chillers | Annual | 2023
NE-HVAC-Chlr-AirCldScrewChlr-gte150tons-12.1EER-16.9IPLV | DEER2023 | D23 v0 |  | Any | MBT | Rec | CZ16 | Any | Cap-Tons | 232.66 | 199999 | None | 37.3 | 0.0268 | 0 | 37.3 | 0.0268 | 0 | 0 | 0 | 0 | 0 | 0 | 0 | DEER:HVAC_Chillers | Annual | 2023
NE-HVAC-Chlr-AirCldScrewChlr-gte150tons-12.1EER-16.9IPLV | DEER2023 | D23 v0 |  | Any | Nrs | Ex | CZ01 | Any | Cap-Tons | 64.57 | 60655 | None | 19.5 | 0.0452 | 0 | 10.5 | 0.0242 | 0 | 0 | 0 | 0 | 0 | 0 | 0 | DEER:HVAC_Chillers | Annual | 2023
NE-HVAC-Chlr-AirCldScrewChlr-gte150tons-12.1EER-16.9IPLV | DEER2023 | D23 v0 |  | Any | Nrs | Ex | CZ02 | Any | Cap-Tons | 102.76 | 60655 | None | 109 | 0.0889 | 0 | 58.3 | 0.0476 | 0 | 0 | 0 | 0 | 0 | 0 | 0 | DEER:HVAC_Chillers | Annual | 2023
NE-HVAC-Chlr-AirCldScrewChlr-gte150tons-12.1EER-16.9IPLV | DEER2023 | D23 v0 |  | Any | Nrs | Ex | CZ03 | Any | Cap-Tons | 89.42 | 60655 | None | 84 | 0.067 | 0 | 45 | 0.0359 | 0 | 0 | 0 | 0 | 0 | 0 | 0 | DEER:HVAC_Chillers | Annual | 2023
NE-HVAC-Chlr-AirCldScrewChlr-gte150tons-12.1EER-16.9IPLV | DEER2023 | D23 v0 |  | Any | Nrs | Ex | CZ04 | Any | Cap-Tons | 116.36 | 60655 | None | 146 | 0.0961 | 0 | 78.1 | 0.0515 | 0 | 0 | 0 | 0 | 0 | 0 | 0 | DEER:HVAC_Chillers | Annual | 2023
NE-HVAC-Chlr-AirCldScrewChlr-gte150tons-12.1EER-16.9IPLV | DEER2023 | D23 v0 |  | Any | Nrs | Ex | CZ05 | Any | Cap-Tons | 81.58 | 60655 | None | 111 | 0.0549 | 0 | 59.5 | 0.0294 | 0 | 0 | 0 | 0 | 0 | 0 | 0 | DEER:HVAC_Chillers | Annual | 2023
NE-HVAC-Chlr-AirCldScrewChlr-gte150tons-12.1EER-16.9IPLV | DEER2023 | D23 v0 |  | Any | Nrs | Ex | CZ06 | Any | Cap-Tons | 117.13 | 60655 | None | 176 | 0.0696 | 0 | 94.1 | 0.0373 | 0 | 0 | 0 | 0 | 0 | 0 | 0 | DEER:HVAC_Chillers | Annual | 2023
NE-HVAC-Chlr-AirCldScrewChlr-gte150tons-12.1EER-16.9IPLV | DEER2023 | D23 v0 |  | Any | Nrs | Ex | CZ07 | Any | Cap-Tons | 109.71 | 60655 | None | 163 | 0.0576 | 0 | 87.4 | 0.0308 | 0 | 0 | 0 | 0 | 0 | 0 | 0 | DEER:HVAC_Chillers | Annual | 2023
NE-HVAC-Chlr-AirCldScrewChlr-gte150tons-12.1EER-16.9IPLV | DEER2023 | D23 v0 |  | Any | Nrs | Ex | CZ08 | Any | Cap-Tons | 124.36 | 60655 | None | 205 | 0.0768 | 0 | 110 | 0.0411 | 0 | 0 | 0 | 0 | 0 | 0 | 0 | DEER:HVAC_Chillers | Annual | 2023
NE-HVAC-Chlr-AirCldScrewChlr-gte150tons-12.1EER-16.9IPLV | DEER2023 | D23 v0 |  | Any | Nrs | Ex | CZ09 | Any | Cap-Tons | 153.21 | 60655 | None | 166 | 0.0772 | 0 | 88.8 | 0.0413 | 0 | 0 | 0 | 0 | 0 | 0 | 0 | DEER:HVAC_Chillers | Annual | 2023
NE-HVAC-Chlr-AirCldScrewChlr-gte150tons-12.1EER-16.9IPLV | DEER2023 | D23 v0 |  | Any | Nrs | Ex | CZ10 | Any | Cap-Tons | 124.25 | 60655 | None | 188 | 0.0871 | 0 | 101 | 0.0466 | 0 | 0 | 0 | 0 | 0 | 0 | 0 | DEER:HVAC_Chillers | Annual | 2023
NE-HVAC-Chlr-AirCldScrewChlr-gte150tons-12.1EER-16.9IPLV | DEER2023 | D23 v0 |  | Any | Nrs | Ex | CZ11 | Any | Cap-Tons | 133.07 | 60655 | None | 189 | 0.123 | 0 | 101 | 0.0658 | 0 | 0 | 0 | 0 | 0 | 0 | 0 | DEER:HVAC_Chillers | Annual | 2023
NE-HVAC-Chlr-AirCldScrewChlr-gte150tons-12.1EER-16.9IPLV | DEER2023 | D23 v0 |  | Any | Nrs | Ex | CZ12 | Any | Cap-Tons | 120.54 | 60655 | None | 150 | 0.114 | 0 | 80.4 | 0.061 | 0 | 0 | 0 | 0 | 0 | 0 | 0 | DEER:HVAC_Chillers | Annual | 2023
NE-HVAC-Chlr-AirCldScrewChlr-gte150tons-12.1EER-16.9IPLV | DEER2023 | D23 v0 |  | Any | Nrs | Ex | CZ13 | Any | Cap-Tons | 133.26 | 60655 | None | 210 | 0.119 | 0 | 113 | 0.0636 | 0 | 0 | 0 | 0 | 0 | 0 | 0 | DEER:HVAC_Chillers | Annual | 2023
NE-HVAC-Chlr-AirCldScrewChlr-gte150tons-12.1EER-16.9IPLV | DEER2023 | D23 v0 |  | Any | Nrs | Ex | CZ14 | Any | Cap-Tons | 131.28 | 60655 | None | 191 | 0.108 | 0 | 102 | 0.0576 | 0 | 0 | 0 | 0 | 0 | 0 | 0 | DEER:HVAC_Chillers | Annual | 2023
NE-HVAC-Chlr-AirCldScrewChlr-gte150tons-12.1EER-16.9IPLV | DEER2023 | D23 v0 |  | Any | Nrs | Ex | CZ15 | Any | Cap-Tons | 173.58 | 60655 | None | 280 | 0.118 | 0 | 150 | 0.0631 | 0 | 0 | 0 | 0 | 0 | 0 | 0 | DEER:HVAC_Chillers | Annual | 2023
NE-HVAC-Chlr-AirCldScrewChlr-gte150tons-12.1EER-16.9IPLV | DEER2023 | D23 v0 |  | Any | Nrs | Ex | CZ16 | Any | Cap-Tons | 80.32 | 60655 | None | 107 | 0.082 | 0 | 57.1 | 0.0439 | 0 | 0 | 0 | 0 | 0 | 0 | 0 | DEER:HVAC_Chillers | Annual | 2023
NE-HVAC-Chlr-AirCldScrewChlr-gte150tons-12.1EER-16.9IPLV | DEER2023 | D23 v0 |  | Any | Nrs | New | CZ01 | Any | Cap-Tons | 62.05 | 60655 | None | 5.6 | 0.0174 | 0 | 5.6 | 0.0174 | 0 | 0 | 0 | 0 | 0 | 0 | 0 | DEER:HVAC_Chillers | Annual | 2023
NE-HVAC-Chlr-AirCldScrewChlr-gte150tons-12.1EER-16.9IPLV | DEER2023 | D23 v0 |  | Any | Nrs | New | CZ02 | Any | Cap-Tons | 100.12 | 60655 | None | 45.5 | 0.0404 | 0 | 45.5 | 0.0404 | 0 | 0 | 0 | 0 | 0 | 0 | 0 | DEER:HVAC_Chillers | Annual | 2023
NE-HVAC-Chlr-AirCldScrewChlr-gte150tons-12.1EER-16.9IPLV | DEER2023 | D23 v0 |  | Any | Nrs | New | CZ03 | Any | Cap-Tons | 79.94 | 60655 | None | 30.6 | 0.0299 | 0 | 30.6 | 0.0299 | 0 | 0 | 0 | 0 | 0 | 0 | 0 | DEER:HVAC_Chillers | Annual | 2023
NE-HVAC-Chlr-AirCldScrewChlr-gte150tons-12.1EER-16.9IPLV | DEER2023 | D23 v0 |  | Any | Nrs | New | CZ04 | Any | Cap-Tons | 96.34 | 60655 | None | 63.4 | 0.0475 | 0 | 63.4 | 0.0475 | 0 | 0 | 0 | 0 | 0 | 0 | 0 | DEER:HVAC_Chillers | Annual | 2023
NE-HVAC-Chlr-AirCldScrewChlr-gte150tons-12.1EER-16.9IPLV | DEER2023 | D23 v0 |  | Any | Nrs | New | CZ05 | Any | Cap-Tons | 77.41 | 60655 | None | 36.7 | 0.0216 | 0 | 36.7 | 0.0216 | 0 | 0 | 0 | 0 | 0 | 0 | 0 | DEER:HVAC_Chillers | Annual | 2023
NE-HVAC-Chlr-AirCldScrewChlr-gte150tons-12.1EER-16.9IPLV | DEER2023 | D23 v0 |  | Any | Nrs | New | CZ06 | Any | Cap-Tons | 102.72 | 60655 | None | 69.9 | 0.031 | 0 | 69.9 | 0.031 | 0 | 0 | 0 | 0 | 0 | 0 | 0 | DEER:HVAC_Chillers | Annual | 2023
NE-HVAC-Chlr-AirCldScrewChlr-gte150tons-12.1EER-16.9IPLV | DEER2023 | D23 v0 |  | Any | Nrs | New | CZ07 | Any | Cap-Tons | 103.43 | 60655 | None | 61.3 | 0.0237 | 0 | 61.3 | 0.0237 | 0 | 0 | 0 | 0 | 0 | 0 | 0 | DEER:HVAC_Chillers | Annual | 2023
NE-HVAC-Chlr-AirCldScrewChlr-gte150tons-12.1EER-16.9IPLV | DEER2023 | D23 v0 |  | Any | Nrs | New | CZ08 | Any | Cap-Tons | 112.05 | 60655 | None | 83.7 | 0.0339 | 0 | 83.7 | 0.0339 | 0 | 0 | 0 | 0 | 0 | 0 | 0 | DEER:HVAC_Chillers | Annual | 2023
NE-HVAC-Chlr-AirCldScrewChlr-gte150tons-12.1EER-16.9IPLV | DEER2023 | D23 v0 |  | Any | Nrs | New | CZ09 | Any | Cap-Tons | 128.75 | 60655 | None | 71.6 | 0.0369 | 0 | 71.6 | 0.0369 | 0 | 0 | 0 | 0 | 0 | 0 | 0 | DEER:HVAC_Chillers | Annual | 2023
NE-HVAC-Chlr-AirCldScrewChlr-gte150tons-12.1EER-16.9IPLV | DEER2023 | D23 v0 |  | Any | Nrs | New | CZ10 | Any | Cap-Tons | 116.03 | 60655 | None | 88.5 | 0.0426 | 0 | 88.5 | 0.0426 | 0 | 0 | 0 | 0 | 0 | 0 | 0 | DEER:HVAC_Chillers | Annual | 2023
NE-HVAC-Chlr-AirCldScrewChlr-gte150tons-12.1EER-16.9IPLV | DEER2023 | D23 v0 |  | Any | Nrs | New | CZ11 | Any | Cap-Tons | 118.86 | 60655 | None | 91.1 | 0.0609 | 0 | 91.1 | 0.0609 | 0 | 0 | 0 | 0 | 0 | 0 | 0 | DEER:HVAC_Chillers | Annual | 2023
NE-HVAC-Chlr-AirCldScrewChlr-gte150tons-12.1EER-16.9IPLV | DEER2023 | D23 v0 |  | Any | Nrs | New | CZ12 | Any | Cap-Tons | 110.28 | 60655 | None | 69.8 | 0.0561 | 0 | 69.8 | 0.0561 | 0 | 0 | 0 | 0 | 0 | 0 | 0 | DEER:HVAC_Chillers | Annual | 2023
NE-HVAC-Chlr-AirCldScrewChlr-gte150tons-12.1EER-16.9IPLV | DEER2023 | D23 v0 |  | Any | Nrs | New | CZ13 | Any | Cap-Tons | 118.22 | 60655 | None | 103 | 0.0597 | 0 | 103 | 0.0597 | 0 | 0 | 0 | 0 | 0 | 0 | 0 | DEER:HVAC_Chillers | Annual | 2023
NE-HVAC-Chlr-AirCldScrewChlr-gte150tons-12.1EER-16.9IPLV | DEER2023 | D23 v0 |  | Any | Nrs | New | CZ14 | Any | Cap-Tons | 121.6 | 60655 | None | 90.3 | 0.0527 | 0 | 90.3 | 0.0527 | 0 | 0 | 0 | 0 | 0 | 0 | 0 | DEER:HVAC_Chillers | Annual | 2023
NE-HVAC-Chlr-AirCldScrewChlr-gte150tons-12.1EER-16.9IPLV | DEER2023 | D23 v0 |  | Any | Nrs | New | CZ15 | Any | Cap-Tons | 156.36 | 60655 | None | 141 | 0.06 | 0 | 141 | 0.06 | 0 | 0 | 0 | 0 | 0 | 0 | 0 | DEER:HVAC_Chillers | Annual | 2023
NE-HVAC-Chlr-AirCldScrewChlr-gte150tons-12.1EER-16.9IPLV | DEER2023 | D23 v0 |  | Any | Nrs | New | CZ16 | Any | Cap-Tons | 78.65 | 60655 | None | 45.2 | 0.0374 | 0 | 45.2 | 0.0374 | 0 | 0 | 0 | 0 | 0 | 0 | 0 | DEER:HVAC_Chillers | Annual | 2023
NE-HVAC-Chlr-AirCldScrewChlr-gte150tons-12.1EER-16.9IPLV | DEER2023 | D23 v0 |  | Any | Nrs | Old | CZ01 | Any | Cap-Tons | 83.44 | 60655 | None | 43.1 | 0.064 | 0 | 18.3 | 0.0272 | 0 | 0 | 0 | 0 | 0 | 0 | 0 | DEER:HVAC_Chillers | Annual | 2023
NE-HVAC-Chlr-AirCldScrewChlr-gte150tons-12.1EER-16.9IPLV | DEER2023 | D23 v0 |  | Any | Nrs | Old | CZ02 | Any | Cap-Tons | 130.81 | 60655 | None | 167 | 0.123 | 0 | 71.2 | 0.0523 | 0 | 0 | 0 | 0 | 0 | 0 | 0 | DEER:HVAC_Chillers | Annual | 2023
NE-HVAC-Chlr-AirCldScrewChlr-gte150tons-12.1EER-16.9IPLV | DEER2023 | D23 v0 |  | Any | Nrs | Old | CZ03 | Any | Cap-Tons | 107.66 | 60655 | None | 129 | 0.0944 | 0 | 54.9 | 0.0402 | 0 | 0 | 0 | 0 | 0 | 0 | 0 | DEER:HVAC_Chillers | Annual | 2023
NE-HVAC-Chlr-AirCldScrewChlr-gte150tons-12.1EER-16.9IPLV | DEER2023 | D23 v0 |  | Any | Nrs | Old | CZ04 | Any | Cap-Tons | 136.9 | 60655 | None | 208 | 0.129 | 0 | 88.5 | 0.055 | 0 | 0 | 0 | 0 | 0 | 0 | 0 | DEER:HVAC_Chillers | Annual | 2023
NE-HVAC-Chlr-AirCldScrewChlr-gte150tons-12.1EER-16.9IPLV | DEER2023 | D23 v0 |  | Any | Nrs | Old | CZ05 | Any | Cap-Tons | 94.43 | 60655 | None | 164 | 0.0778 | 0 | 69.9 | 0.0331 | 0 | 0 | 0 | 0 | 0 | 0 | 0 | DEER:HVAC_Chillers | Annual | 2023
NE-HVAC-Chlr-AirCldScrewChlr-gte150tons-12.1EER-16.9IPLV | DEER2023 | D23 v0 |  | Any | Nrs | Old | CZ06 | Any | Cap-Tons | 131.96 | 60655 | None | 249 | 0.095 | 0 | 106 | 0.0404 | 0 | 0 | 0 | 0 | 0 | 0 | 0 | DEER:HVAC_Chillers | Annual | 2023
NE-HVAC-Chlr-AirCldScrewChlr-gte150tons-12.1EER-16.9IPLV | DEER2023 | D23 v0 |  | Any | Nrs | Old | CZ07 | Any | Cap-Tons | 122.6 | 60655 | None | 238 | 0.081 | 0 | 101 | 0.0345 | 0 | 0 | 0 | 0 | 0 | 0 | 0 | DEER:HVAC_Chillers | Annual | 2023
NE-HVAC-Chlr-AirCldScrewChlr-gte150tons-12.1EER-16.9IPLV | DEER2023 | D23 v0 |  | Any | Nrs | Old | CZ08 | Any | Cap-Tons | 139.48 | 60655 | None | 290 | 0.104 | 0 | 123 | 0.0444 | 0 | 0 | 0 | 0 | 0 | 0 | 0 | DEER:HVAC_Chillers | Annual | 2023
NE-HVAC-Chlr-AirCldScrewChlr-gte150tons-12.1EER-16.9IPLV | DEER2023 | D23 v0 |  | Any | Nrs | Old | CZ09 | Any | Cap-Tons | 174.49 | 60655 | None | 235 | 0.105 | 0 | 100 | 0.0446 | 0 | 0 | 0 | 0 | 0 | 0 | 0 | DEER:HVAC_Chillers | Annual | 2023
NE-HVAC-Chlr-AirCldScrewChlr-gte150tons-12.1EER-16.9IPLV | DEER2023 | D23 v0 |  | Any | Nrs | Old | CZ10 | Any | Cap-Tons | 159.4 | 60655 | None | 276 | 0.119 | 0 | 117 | 0.0505 | 0 | 0 | 0 | 0 | 0 | 0 | 0 | DEER:HVAC_Chillers | Annual | 2023
NE-HVAC-Chlr-AirCldScrewChlr-gte150tons-12.1EER-16.9IPLV | DEER2023 | D23 v0 |  | Any | Nrs | Old | CZ11 | Any | Cap-Tons | 164.74 | 60655 | None | 271 | 0.163 | 0 | 115 | 0.0695 | 0 | 0 | 0 | 0 | 0 | 0 | 0 | DEER:HVAC_Chillers | Annual | 2023
NE-HVAC-Chlr-AirCldScrewChlr-gte150tons-12.1EER-16.9IPLV | DEER2023 | D23 v0 |  | Any | Nrs | Old | CZ12 | Any | Cap-Tons | 151.1 | 60655 | None | 223 | 0.154 | 0 | 95 | 0.0656 | 0 | 0 | 0 | 0 | 0 | 0 | 0 | DEER:HVAC_Chillers | Annual | 2023
NE-HVAC-Chlr-AirCldScrewChlr-gte150tons-12.1EER-16.9IPLV | DEER2023 | D23 v0 |  | Any | Nrs | Old | CZ13 | Any | Cap-Tons | 164.44 | 60655 | None | 300 | 0.159 | 0 | 128 | 0.0679 | 0 | 0 | 0 | 0 | 0 | 0 | 0 | DEER:HVAC_Chillers | Annual | 2023
NE-HVAC-Chlr-AirCldScrewChlr-gte150tons-12.1EER-16.9IPLV | DEER2023 | D23 v0 |  | Any | Nrs | Old | CZ14 | Any | Cap-Tons | 167.02 | 60655 | None | 273 | 0.143 | 0 | 116 | 0.0607 | 0 | 0 | 0 | 0 | 0 | 0 | 0 | DEER:HVAC_Chillers | Annual | 2023
NE-HVAC-Chlr-AirCldScrewChlr-gte150tons-12.1EER-16.9IPLV | DEER2023 | D23 v0 |  | Any | Nrs | Old | CZ15 | Any | Cap-Tons | 211.16 | 60655 | None | 402 | 0.161 | 0 | 171 | 0.0685 | 0 | 0 | 0 | 0 | 0 | 0 | 0 | DEER:HVAC_Chillers | Annual | 2023
NE-HVAC-Chlr-AirCldScrewChlr-gte150tons-12.1EER-16.9IPLV | DEER2023 | D23 v0 |  | Any | Nrs | Old | CZ16 | Any | Cap-Tons | 104.08 | 60655 | None | 166 | 0.114 | 0 | 70.8 | 0.0484 | 0 | 0 | 0 | 0 | 0 | 0 | 0 | DEER:HVAC_Chillers | Annual | 2023
NE-HVAC-Chlr-AirCldScrewChlr-gte150tons-12.1EER-16.9IPLV | DEER2023 | D23 v0 |  | Any | Nrs | Rec | CZ01 | Any | Cap-Tons | 63.04 | 60655 | None | 6.26 | 0.0186 | 0 | 6.26 | 0.0186 | 0 | 0 | 0 | 0 | 0 | 0 | 0 | DEER:HVAC_Chillers | Annual | 2023
NE-HVAC-Chlr-AirCldScrewChlr-gte150tons-12.1EER-16.9IPLV | DEER2023 | D23 v0 |  | Any | Nrs | Rec | CZ02 | Any | Cap-Tons | 98.96 | 60655 | None | 48.3 | 0.0418 | 0 | 48.3 | 0.0418 | 0 | 0 | 0 | 0 | 0 | 0 | 0 | DEER:HVAC_Chillers | Annual | 2023
NE-HVAC-Chlr-AirCldScrewChlr-gte150tons-12.1EER-16.9IPLV | DEER2023 | D23 v0 |  | Any | Nrs | Rec | CZ03 | Any | Cap-Tons | 79.61 | 60655 | None | 33.2 | 0.0314 | 0 | 33.2 | 0.0314 | 0 | 0 | 0 | 0 | 0 | 0 | 0 | DEER:HVAC_Chillers | Annual | 2023
NE-HVAC-Chlr-AirCldScrewChlr-gte150tons-12.1EER-16.9IPLV | DEER2023 | D23 v0 |  | Any | Nrs | Rec | CZ04 | Any | Cap-Tons | 97.05 | 60655 | None | 66.1 | 0.0481 | 0 | 66.1 | 0.0481 | 0 | 0 | 0 | 0 | 0 | 0 | 0 | DEER:HVAC_Chillers | Annual | 2023
NE-HVAC-Chlr-AirCldScrewChlr-gte150tons-12.1EER-16.9IPLV | DEER2023 | D23 v0 |  | Any | Nrs | Rec | CZ05 | Any | Cap-Tons | 77.25 | 60655 | None | 39.9 | 0.023 | 0 | 39.9 | 0.023 | 0 | 0 | 0 | 0 | 0 | 0 | 0 | DEER:HVAC_Chillers | Annual | 2023
NE-HVAC-Chlr-AirCldScrewChlr-gte150tons-12.1EER-16.9IPLV | DEER2023 | D23 v0 |  | Any | Nrs | Rec | CZ06 | Any | Cap-Tons | 101.57 | 60655 | None | 74.5 | 0.0327 | 0 | 74.5 | 0.0327 | 0 | 0 | 0 | 0 | 0 | 0 | 0 | DEER:HVAC_Chillers | Annual | 2023
NE-HVAC-Chlr-AirCldScrewChlr-gte150tons-12.1EER-16.9IPLV | DEER2023 | D23 v0 |  | Any | Nrs | Rec | CZ07 | Any | Cap-Tons | 102.49 | 60655 | None | 65.6 | 0.0252 | 0 | 65.6 | 0.0252 | 0 | 0 | 0 | 0 | 0 | 0 | 0 | DEER:HVAC_Chillers | Annual | 2023
NE-HVAC-Chlr-AirCldScrewChlr-gte150tons-12.1EER-16.9IPLV | DEER2023 | D23 v0 |  | Any | Nrs | Rec | CZ08 | Any | Cap-Tons | 110.65 | 60655 | None | 88.3 | 0.0351 | 0 | 88.3 | 0.0351 | 0 | 0 | 0 | 0 | 0 | 0 | 0 | DEER:HVAC_Chillers | Annual | 2023
NE-HVAC-Chlr-AirCldScrewChlr-gte150tons-12.1EER-16.9IPLV | DEER2023 | D23 v0 |  | Any | Nrs | Rec | CZ09 | Any | Cap-Tons | 127.92 | 60655 | None | 74.7 | 0.0378 | 0 | 74.7 | 0.0378 | 0 | 0 | 0 | 0 | 0 | 0 | 0 | DEER:HVAC_Chillers | Annual | 2023
NE-HVAC-Chlr-AirCldScrewChlr-gte150tons-12.1EER-16.9IPLV | DEER2023 | D23 v0 |  | Any | Nrs | Rec | CZ10 | Any | Cap-Tons | 116.43 | 60655 | None | 91.4 | 0.0434 | 0 | 91.4 | 0.0434 | 0 | 0 | 0 | 0 | 0 | 0 | 0 | DEER:HVAC_Chillers | Annual | 2023
NE-HVAC-Chlr-AirCldScrewChlr-gte150tons-12.1EER-16.9IPLV | DEER2023 | D23 v0 |  | Any | Nrs | Rec | CZ11 | Any | Cap-Tons | 119.91 | 60655 | None | 92.7 | 0.0614 | 0 | 92.7 | 0.0614 | 0 | 0 | 0 | 0 | 0 | 0 | 0 | DEER:HVAC_Chillers | Annual | 2023
NE-HVAC-Chlr-AirCldScrewChlr-gte150tons-12.1EER-16.9IPLV | DEER2023 | D23 v0 |  | Any | Nrs | Rec | CZ12 | Any | Cap-Tons | 110.84 | 60655 | None | 72.1 | 0.0568 | 0 | 72.1 | 0.0568 | 0 | 0 | 0 | 0 | 0 | 0 | 0 | DEER:HVAC_Chillers | Annual | 2023
NE-HVAC-Chlr-AirCldScrewChlr-gte150tons-12.1EER-16.9IPLV | DEER2023 | D23 v0 |  | Any | Nrs | Rec | CZ13 | Any | Cap-Tons | 120.42 | 60655 | None | 103 | 0.0596 | 0 | 103 | 0.0596 | 0 | 0 | 0 | 0 | 0 | 0 | 0 | DEER:HVAC_Chillers | Annual | 2023
NE-HVAC-Chlr-AirCldScrewChlr-gte150tons-12.1EER-16.9IPLV | DEER2023 | D23 v0 |  | Any | Nrs | Rec | CZ14 | Any | Cap-Tons | 121.99 | 60655 | None | 92.7 | 0.0534 | 0 | 92.7 | 0.0534 | 0 | 0 | 0 | 0 | 0 | 0 | 0 | DEER:HVAC_Chillers | Annual | 2023
NE-HVAC-Chlr-AirCldScrewChlr-gte150tons-12.1EER-16.9IPLV | DEER2023 | D23 v0 |  | Any | Nrs | Rec | CZ15 | Any | Cap-Tons | 157.64 | 60655 | None | 143 | 0.0604 | 0 | 143 | 0.0604 | 0 | 0 | 0 | 0 | 0 | 0 | 0 | DEER:HVAC_Chillers | Annual | 2023
NE-HVAC-Chlr-AirCldScrewChlr-gte150tons-12.1EER-16.9IPLV | DEER2023 | D23 v0 |  | Any | Nrs | Rec | CZ16 | Any | Cap-Tons | 78.45 | 60655 | None | 47.9 | 0.0387 | 0 | 47.9 | 0.0387 | 0 | 0 | 0 | 0 | 0 | 0 | 0 | DEER:HVAC_Chillers | Annual | 2023
NE-HVAC-Chlr-AirCldScrewChlr-gte150tons-12.1EER-16.9IPLV | DEER2023 | D23 v0 |  | Any | OfL | Ex | CZ01 | Any | Cap-Tons | 263.81 | 174999 | None | 28 | 0.0331 | 0 | 15 | 0.0177 | 0 | 0 | 0 | 0 | 0 | 0 | 0 | DEER:HVAC_Chillers | Annual | 2023
NE-HVAC-Chlr-AirCldScrewChlr-gte150tons-12.1EER-16.9IPLV | DEER2023 | D23 v0 |  | Any | OfL | Ex | CZ02 | Any | Cap-Tons | 376.29 | 174999 | None | 92.4 | 0.0476 | 0 | 49.5 | 0.0255 | 0 | 0 | 0 | 0 | 0 | 0 | 0 | DEER:HVAC_Chillers | Annual | 2023
NE-HVAC-Chlr-AirCldScrewChlr-gte150tons-12.1EER-16.9IPLV | DEER2023 | D23 v0 |  | Any | OfL | Ex | CZ03 | Any | Cap-Tons | 326.75 | 174999 | None | 76.5 | 0.0397 | 0 | 41 | 0.0213 | 0 | 0 | 0 | 0 | 0 | 0 | 0 | DEER:HVAC_Chillers | Annual | 2023
NE-HVAC-Chlr-AirCldScrewChlr-gte150tons-12.1EER-16.9IPLV | DEER2023 | D23 v0 |  | Any | OfL | Ex | CZ04 | Any | Cap-Tons | 382.85 | 174999 | None | 112 | 0.0517 | 0 | 59.9 | 0.0277 | 0 | 0 | 0 | 0 | 0 | 0 | 0 | DEER:HVAC_Chillers | Annual | 2023
NE-HVAC-Chlr-AirCldScrewChlr-gte150tons-12.1EER-16.9IPLV | DEER2023 | D23 v0 |  | Any | OfL | Ex | CZ05 | Any | Cap-Tons | 327.8 | 174999 | None | 92.4 | 0.0285 | 0 | 49.5 | 0.0153 | 0 | 0 | 0 | 0 | 0 | 0 | 0 | DEER:HVAC_Chillers | Annual | 2023
NE-HVAC-Chlr-AirCldScrewChlr-gte150tons-12.1EER-16.9IPLV | DEER2023 | D23 v0 |  | Any | OfL | Ex | CZ06 | Any | Cap-Tons | 398.19 | 174999 | None | 135 | 0.0331 | 0 | 72.2 | 0.0177 | 0 | 0 | 0 | 0 | 0 | 0 | 0 | DEER:HVAC_Chillers | Annual | 2023
NE-HVAC-Chlr-AirCldScrewChlr-gte150tons-12.1EER-16.9IPLV | DEER2023 | D23 v0 |  | Any | OfL | Ex | CZ07 | Any | Cap-Tons | 394.18 | 174999 | None | 116 | 0.0284 | 0 | 62.3 | 0.0152 | 0 | 0 | 0 | 0 | 0 | 0 | 0 | DEER:HVAC_Chillers | Annual | 2023
NE-HVAC-Chlr-AirCldScrewChlr-gte150tons-12.1EER-16.9IPLV | DEER2023 | D23 v0 |  | Any | OfL | Ex | CZ08 | Any | Cap-Tons | 436.45 | 174999 | None | 141 | 0.0373 | 0 | 75.5 | 0.02 | 0 | 0 | 0 | 0 | 0 | 0 | 0 | DEER:HVAC_Chillers | Annual | 2023
NE-HVAC-Chlr-AirCldScrewChlr-gte150tons-12.1EER-16.9IPLV | DEER2023 | D23 v0 |  | Any | OfL | Ex | CZ09 | Any | Cap-Tons | 477.4 | 174999 | None | 121 | 0.0406 | 0 | 65 | 0.0217 | 0 | 0 | 0 | 0 | 0 | 0 | 0 | DEER:HVAC_Chillers | Annual | 2023
NE-HVAC-Chlr-AirCldScrewChlr-gte150tons-12.1EER-16.9IPLV | DEER2023 | D23 v0 |  | Any | OfL | Ex | CZ10 | Any | Cap-Tons | 434.17 | 174999 | None | 141 | 0.0441 | 0 | 75.4 | 0.0236 | 0 | 0 | 0 | 0 | 0 | 0 | 0 | DEER:HVAC_Chillers | Annual | 2023
NE-HVAC-Chlr-AirCldScrewChlr-gte150tons-12.1EER-16.9IPLV | DEER2023 | D23 v0 |  | Any | OfL | Ex | CZ11 | Any | Cap-Tons | 431.01 | 174999 | None | 130 | 0.0668 | 0 | 69.7 | 0.0357 | 0 | 0 | 0 | 0 | 0 | 0 | 0 | DEER:HVAC_Chillers | Annual | 2023
NE-HVAC-Chlr-AirCldScrewChlr-gte150tons-12.1EER-16.9IPLV | DEER2023 | D23 v0 |  | Any | OfL | Ex | CZ12 | Any | Cap-Tons | 412.99 | 174999 | None | 113 | 0.0618 | 0 | 60.6 | 0.0331 | 0 | 0 | 0 | 0 | 0 | 0 | 0 | DEER:HVAC_Chillers | Annual | 2023
NE-HVAC-Chlr-AirCldScrewChlr-gte150tons-12.1EER-16.9IPLV | DEER2023 | D23 v0 |  | Any | OfL | Ex | CZ13 | Any | Cap-Tons | 423.72 | 174999 | None | 141 | 0.0648 | 0 | 75.3 | 0.0347 | 0 | 0 | 0 | 0 | 0 | 0 | 0 | DEER:HVAC_Chillers | Annual | 2023
NE-HVAC-Chlr-AirCldScrewChlr-gte150tons-12.1EER-16.9IPLV | DEER2023 | D23 v0 |  | Any | OfL | Ex | CZ14 | Any | Cap-Tons | 444.11 | 174999 | None | 131 | 0.0526 | 0 | 70.2 | 0.0282 | 0 | 0 | 0 | 0 | 0 | 0 | 0 | DEER:HVAC_Chillers | Annual | 2023
NE-HVAC-Chlr-AirCldScrewChlr-gte150tons-12.1EER-16.9IPLV | DEER2023 | D23 v0 |  | Any | OfL | Ex | CZ15 | Any | Cap-Tons | 539.31 | 174999 | None | 185 | 0.0575 | 0 | 99 | 0.0308 | 0 | 0 | 0 | 0 | 0 | 0 | 0 | DEER:HVAC_Chillers | Annual | 2023
NE-HVAC-Chlr-AirCldScrewChlr-gte150tons-12.1EER-16.9IPLV | DEER2023 | D23 v0 |  | Any | OfL | Ex | CZ16 | Any | Cap-Tons | 313.37 | 174999 | None | 77.7 | 0.0457 | 0 | 41.6 | 0.0245 | 0 | 0 | 0 | 0 | 0 | 0 | 0 | DEER:HVAC_Chillers | Annual | 2023
NE-HVAC-Chlr-AirCldScrewChlr-gte150tons-12.1EER-16.9IPLV | DEER2023 | D23 v0 |  | Any | OfL | New | CZ01 | Any | Cap-Tons | 239.62 | 174999 | None | 12.7 | 0.0143 | 0 | 12.7 | 0.0143 | 0 | 0 | 0 | 0 | 0 | 0 | 0 | DEER:HVAC_Chillers | Annual | 2023
NE-HVAC-Chlr-AirCldScrewChlr-gte150tons-12.1EER-16.9IPLV | DEER2023 | D23 v0 |  | Any | OfL | New | CZ02 | Any | Cap-Tons | 355.43 | 174999 | None | 45.7 | 0.0245 | 0 | 45.7 | 0.0245 | 0 | 0 | 0 | 0 | 0 | 0 | 0 | DEER:HVAC_Chillers | Annual | 2023
NE-HVAC-Chlr-AirCldScrewChlr-gte150tons-12.1EER-16.9IPLV | DEER2023 | D23 v0 |  | Any | OfL | New | CZ03 | Any | Cap-Tons | 290.81 | 174999 | None | 38.1 | 0.0193 | 0 | 38.1 | 0.0193 | 0 | 0 | 0 | 0 | 0 | 0 | 0 | DEER:HVAC_Chillers | Annual | 2023
NE-HVAC-Chlr-AirCldScrewChlr-gte150tons-12.1EER-16.9IPLV | DEER2023 | D23 v0 |  | Any | OfL | New | CZ04 | Any | Cap-Tons | 355.24 | 174999 | None | 55 | 0.0255 | 0 | 55 | 0.0255 | 0 | 0 | 0 | 0 | 0 | 0 | 0 | DEER:HVAC_Chillers | Annual | 2023
NE-HVAC-Chlr-AirCldScrewChlr-gte150tons-12.1EER-16.9IPLV | DEER2023 | D23 v0 |  | Any | OfL | New | CZ05 | Any | Cap-Tons | 286.43 | 174999 | None | 47.4 | 0.0147 | 0 | 47.4 | 0.0147 | 0 | 0 | 0 | 0 | 0 | 0 | 0 | DEER:HVAC_Chillers | Annual | 2023
NE-HVAC-Chlr-AirCldScrewChlr-gte150tons-12.1EER-16.9IPLV | DEER2023 | D23 v0 |  | Any | OfL | New | CZ06 | Any | Cap-Tons | 360.44 | 174999 | None | 69.1 | 0.0169 | 0 | 69.1 | 0.0169 | 0 | 0 | 0 | 0 | 0 | 0 | 0 | DEER:HVAC_Chillers | Annual | 2023
NE-HVAC-Chlr-AirCldScrewChlr-gte150tons-12.1EER-16.9IPLV | DEER2023 | D23 v0 |  | Any | OfL | New | CZ07 | Any | Cap-Tons | 361.69 | 174999 | None | 57.9 | 0.0143 | 0 | 57.9 | 0.0143 | 0 | 0 | 0 | 0 | 0 | 0 | 0 | DEER:HVAC_Chillers | Annual | 2023
NE-HVAC-Chlr-AirCldScrewChlr-gte150tons-12.1EER-16.9IPLV | DEER2023 | D23 v0 |  | Any | OfL | New | CZ08 | Any | Cap-Tons | 397.56 | 174999 | None | 71.8 | 0.0172 | 0 | 71.8 | 0.0172 | 0 | 0 | 0 | 0 | 0 | 0 | 0 | DEER:HVAC_Chillers | Annual | 2023
NE-HVAC-Chlr-AirCldScrewChlr-gte150tons-12.1EER-16.9IPLV | DEER2023 | D23 v0 |  | Any | OfL | New | CZ09 | Any | Cap-Tons | 440.77 | 174999 | None | 60.8 | 0.0196 | 0 | 60.8 | 0.0196 | 0 | 0 | 0 | 0 | 0 | 0 | 0 | DEER:HVAC_Chillers | Annual | 2023
NE-HVAC-Chlr-AirCldScrewChlr-gte150tons-12.1EER-16.9IPLV | DEER2023 | D23 v0 |  | Any | OfL | New | CZ10 | Any | Cap-Tons | 413.08 | 174999 | None | 71.1 | 0.0221 | 0 | 71.1 | 0.0221 | 0 | 0 | 0 | 0 | 0 | 0 | 0 | DEER:HVAC_Chillers | Annual | 2023
NE-HVAC-Chlr-AirCldScrewChlr-gte150tons-12.1EER-16.9IPLV | DEER2023 | D23 v0 |  | Any | OfL | New | CZ11 | Any | Cap-Tons | 411.74 | 174999 | None | 66.4 | 0.0348 | 0 | 66.4 | 0.0348 | 0 | 0 | 0 | 0 | 0 | 0 | 0 | DEER:HVAC_Chillers | Annual | 2023
NE-HVAC-Chlr-AirCldScrewChlr-gte150tons-12.1EER-16.9IPLV | DEER2023 | D23 v0 |  | Any | OfL | New | CZ12 | Any | Cap-Tons | 390.11 | 174999 | None | 57.3 | 0.0321 | 0 | 57.3 | 0.0321 | 0 | 0 | 0 | 0 | 0 | 0 | 0 | DEER:HVAC_Chillers | Annual | 2023
NE-HVAC-Chlr-AirCldScrewChlr-gte150tons-12.1EER-16.9IPLV | DEER2023 | D23 v0 |  | Any | OfL | New | CZ13 | Any | Cap-Tons | 404.43 | 174999 | None | 72.4 | 0.0332 | 0 | 72.4 | 0.0332 | 0 | 0 | 0 | 0 | 0 | 0 | 0 | DEER:HVAC_Chillers | Annual | 2023
NE-HVAC-Chlr-AirCldScrewChlr-gte150tons-12.1EER-16.9IPLV | DEER2023 | D23 v0 |  | Any | OfL | New | CZ14 | Any | Cap-Tons | 426.49 | 174999 | None | 66.8 | 0.027 | 0 | 66.8 | 0.027 | 0 | 0 | 0 | 0 | 0 | 0 | 0 | DEER:HVAC_Chillers | Annual | 2023
NE-HVAC-Chlr-AirCldScrewChlr-gte150tons-12.1EER-16.9IPLV | DEER2023 | D23 v0 |  | Any | OfL | New | CZ15 | Any | Cap-Tons | 522.66 | 174999 | None | 95.4 | 0.0295 | 0 | 95.4 | 0.0295 | 0 | 0 | 0 | 0 | 0 | 0 | 0 | DEER:HVAC_Chillers | Annual | 2023
NE-HVAC-Chlr-AirCldScrewChlr-gte150tons-12.1EER-16.9IPLV | DEER2023 | D23 v0 |  | Any | OfL | New | CZ16 | Any | Cap-Tons | 292.61 | 174999 | None | 38.9 | 0.023 | 0 | 38.9 | 0.023 | 0 | 0 | 0 | 0 | 0 | 0 | 0 | DEER:HVAC_Chillers | Annual | 2023
NE-HVAC-Chlr-AirCldScrewChlr-gte150tons-12.1EER-16.9IPLV | DEER2023 | D23 v0 |  | Any | OfL | Old | CZ01 | Any | Cap-Tons | 357.63 | 174999 | None | 20.4 | 0.0481 | 0 | 8.7 | 0.0205 | 0 | 0 | 0 | 0 | 0 | 0 | 0 | DEER:HVAC_Chillers | Annual | 2023
NE-HVAC-Chlr-AirCldScrewChlr-gte150tons-12.1EER-16.9IPLV | DEER2023 | D23 v0 |  | Any | OfL | Old | CZ02 | Any | Cap-Tons | 479.83 | 174999 | None | 128 | 0.0783 | 0 | 54.4 | 0.0333 | 0 | 0 | 0 | 0 | 0 | 0 | 0 | DEER:HVAC_Chillers | Annual | 2023
NE-HVAC-Chlr-AirCldScrewChlr-gte150tons-12.1EER-16.9IPLV | DEER2023 | D23 v0 |  | Any | OfL | Old | CZ03 | Any | Cap-Tons | 403.16 | 174999 | None | 99.6 | 0.0677 | 0 | 42.4 | 0.0288 | 0 | 0 | 0 | 0 | 0 | 0 | 0 | DEER:HVAC_Chillers | Annual | 2023
NE-HVAC-Chlr-AirCldScrewChlr-gte150tons-12.1EER-16.9IPLV | DEER2023 | D23 v0 |  | Any | OfL | Old | CZ04 | Any | Cap-Tons | 468.83 | 174999 | None | 156 | 0.0836 | 0 | 66.6 | 0.0356 | 0 | 0 | 0 | 0 | 0 | 0 | 0 | DEER:HVAC_Chillers | Annual | 2023
NE-HVAC-Chlr-AirCldScrewChlr-gte150tons-12.1EER-16.9IPLV | DEER2023 | D23 v0 |  | Any | OfL | Old | CZ05 | Any | Cap-Tons | 376.3 | 174999 | None | 135 | 0.054 | 0 | 57.3 | 0.023 | 0 | 0 | 0 | 0 | 0 | 0 | 0 | DEER:HVAC_Chillers | Annual | 2023
NE-HVAC-Chlr-AirCldScrewChlr-gte150tons-12.1EER-16.9IPLV | DEER2023 | D23 v0 |  | Any | OfL | Old | CZ06 | Any | Cap-Tons | 479.96 | 174999 | None | 188 | 0.0602 | 0 | 79.9 | 0.0256 | 0 | 0 | 0 | 0 | 0 | 0 | 0 | DEER:HVAC_Chillers | Annual | 2023
NE-HVAC-Chlr-AirCldScrewChlr-gte150tons-12.1EER-16.9IPLV | DEER2023 | D23 v0 |  | Any | OfL | Old | CZ07 | Any | Cap-Tons | 470.84 | 174999 | None | 158 | 0.0473 | 0 | 67.3 | 0.0201 | 0 | 0 | 0 | 0 | 0 | 0 | 0 | DEER:HVAC_Chillers | Annual | 2023
NE-HVAC-Chlr-AirCldScrewChlr-gte150tons-12.1EER-16.9IPLV | DEER2023 | D23 v0 |  | Any | OfL | Old | CZ08 | Any | Cap-Tons | 500.8 | 174999 | None | 207 | 0.065 | 0 | 88.1 | 0.0277 | 0 | 0 | 0 | 0 | 0 | 0 | 0 | DEER:HVAC_Chillers | Annual | 2023
NE-HVAC-Chlr-AirCldScrewChlr-gte150tons-12.1EER-16.9IPLV | DEER2023 | D23 v0 |  | Any | OfL | Old | CZ09 | Any | Cap-Tons | 564.94 | 174999 | None | 179 | 0.0673 | 0 | 76 | 0.0286 | 0 | 0 | 0 | 0 | 0 | 0 | 0 | DEER:HVAC_Chillers | Annual | 2023
NE-HVAC-Chlr-AirCldScrewChlr-gte150tons-12.1EER-16.9IPLV | DEER2023 | D23 v0 |  | Any | OfL | Old | CZ10 | Any | Cap-Tons | 527.09 | 174999 | None | 207 | 0.0775 | 0 | 88 | 0.033 | 0 | 0 | 0 | 0 | 0 | 0 | 0 | DEER:HVAC_Chillers | Annual | 2023
NE-HVAC-Chlr-AirCldScrewChlr-gte150tons-12.1EER-16.9IPLV | DEER2023 | D23 v0 |  | Any | OfL | Old | CZ11 | Any | Cap-Tons | 538.43 | 174999 | None | 189 | 0.1 | 0 | 80.4 | 0.0427 | 0 | 0 | 0 | 0 | 0 | 0 | 0 | DEER:HVAC_Chillers | Annual | 2023
NE-HVAC-Chlr-AirCldScrewChlr-gte150tons-12.1EER-16.9IPLV | DEER2023 | D23 v0 |  | Any | OfL | Old | CZ12 | Any | Cap-Tons | 512.74 | 174999 | None | 162 | 0.0943 | 0 | 68.8 | 0.0401 | 0 | 0 | 0 | 0 | 0 | 0 | 0 | DEER:HVAC_Chillers | Annual | 2023
NE-HVAC-Chlr-AirCldScrewChlr-gte150tons-12.1EER-16.9IPLV | DEER2023 | D23 v0 |  | Any | OfL | Old | CZ13 | Any | Cap-Tons | 530.06 | 174999 | None | 205 | 0.101 | 0 | 87.1 | 0.0431 | 0 | 0 | 0 | 0 | 0 | 0 | 0 | DEER:HVAC_Chillers | Annual | 2023
NE-HVAC-Chlr-AirCldScrewChlr-gte150tons-12.1EER-16.9IPLV | DEER2023 | D23 v0 |  | Any | OfL | Old | CZ14 | Any | Cap-Tons | 550.74 | 174999 | None | 192 | 0.0891 | 0 | 81.7 | 0.0379 | 0 | 0 | 0 | 0 | 0 | 0 | 0 | DEER:HVAC_Chillers | Annual | 2023
NE-HVAC-Chlr-AirCldScrewChlr-gte150tons-12.1EER-16.9IPLV | DEER2023 | D23 v0 |  | Any | OfL | Old | CZ15 | Any | Cap-Tons | 648.34 | 174999 | None | 273 | 0.0975 | 0 | 116 | 0.0415 | 0 | 0 | 0 | 0 | 0 | 0 | 0 | DEER:HVAC_Chillers | Annual | 2023
NE-HVAC-Chlr-AirCldScrewChlr-gte150tons-12.1EER-16.9IPLV | DEER2023 | D23 v0 |  | Any | OfL | Old | CZ16 | Any | Cap-Tons | 414.19 | 174999 | None | 104 | 0.0756 | 0 | 44.3 | 0.0322 | 0 | 0 | 0 | 0 | 0 | 0 | 0 | DEER:HVAC_Chillers | Annual | 2023
NE-HVAC-Chlr-AirCldScrewChlr-gte150tons-12.1EER-16.9IPLV | DEER2023 | D23 v0 |  | Any | OfL | Rec | CZ01 | Any | Cap-Tons | 246.49 | 174999 | None | 13.4 | 0.0146 | 0 | 13.4 | 0.0146 | 0 | 0 | 0 | 0 | 0 | 0 | 0 | DEER:HVAC_Chillers | Annual | 2023
NE-HVAC-Chlr-AirCldScrewChlr-gte150tons-12.1EER-16.9IPLV | DEER2023 | D23 v0 |  | Any | OfL | Rec | CZ02 | Any | Cap-Tons | 362.28 | 174999 | None | 46.2 | 0.0245 | 0 | 46.2 | 0.0245 | 0 | 0 | 0 | 0 | 0 | 0 | 0 | DEER:HVAC_Chillers | Annual | 2023
NE-HVAC-Chlr-AirCldScrewChlr-gte150tons-12.1EER-16.9IPLV | DEER2023 | D23 v0 |  | Any | OfL | Rec | CZ03 | Any | Cap-Tons | 298.31 | 174999 | None | 38.8 | 0.0191 | 0 | 38.8 | 0.0191 | 0 | 0 | 0 | 0 | 0 | 0 | 0 | DEER:HVAC_Chillers | Annual | 2023
NE-HVAC-Chlr-AirCldScrewChlr-gte150tons-12.1EER-16.9IPLV | DEER2023 | D23 v0 |  | Any | OfL | Rec | CZ04 | Any | Cap-Tons | 354.52 | 174999 | None | 56.7 | 0.026 | 0 | 56.7 | 0.026 | 0 | 0 | 0 | 0 | 0 | 0 | 0 | DEER:HVAC_Chillers | Annual | 2023
NE-HVAC-Chlr-AirCldScrewChlr-gte150tons-12.1EER-16.9IPLV | DEER2023 | D23 v0 |  | Any | OfL | Rec | CZ05 | Any | Cap-Tons | 294.14 | 174999 | None | 48.1 | 0.015 | 0 | 48.1 | 0.015 | 0 | 0 | 0 | 0 | 0 | 0 | 0 | DEER:HVAC_Chillers | Annual | 2023
NE-HVAC-Chlr-AirCldScrewChlr-gte150tons-12.1EER-16.9IPLV | DEER2023 | D23 v0 |  | Any | OfL | Rec | CZ06 | Any | Cap-Tons | 368.23 | 174999 | None | 69.6 | 0.0168 | 0 | 69.6 | 0.0168 | 0 | 0 | 0 | 0 | 0 | 0 | 0 | DEER:HVAC_Chillers | Annual | 2023
NE-HVAC-Chlr-AirCldScrewChlr-gte150tons-12.1EER-16.9IPLV | DEER2023 | D23 v0 |  | Any | OfL | Rec | CZ07 | Any | Cap-Tons | 369.53 | 174999 | None | 58.9 | 0.0143 | 0 | 58.9 | 0.0143 | 0 | 0 | 0 | 0 | 0 | 0 | 0 | DEER:HVAC_Chillers | Annual | 2023
NE-HVAC-Chlr-AirCldScrewChlr-gte150tons-12.1EER-16.9IPLV | DEER2023 | D23 v0 |  | Any | OfL | Rec | CZ08 | Any | Cap-Tons | 405.48 | 174999 | None | 72.1 | 0.0173 | 0 | 72.1 | 0.0173 | 0 | 0 | 0 | 0 | 0 | 0 | 0 | DEER:HVAC_Chillers | Annual | 2023
NE-HVAC-Chlr-AirCldScrewChlr-gte150tons-12.1EER-16.9IPLV | DEER2023 | D23 v0 |  | Any | OfL | Rec | CZ09 | Any | Cap-Tons | 445.85 | 174999 | None | 61.8 | 0.0204 | 0 | 61.8 | 0.0204 | 0 | 0 | 0 | 0 | 0 | 0 | 0 | DEER:HVAC_Chillers | Annual | 2023
NE-HVAC-Chlr-AirCldScrewChlr-gte150tons-12.1EER-16.9IPLV | DEER2023 | D23 v0 |  | Any | OfL | Rec | CZ10 | Any | Cap-Tons | 421.72 | 174999 | None | 71.4 | 0.022 | 0 | 71.4 | 0.022 | 0 | 0 | 0 | 0 | 0 | 0 | 0 | DEER:HVAC_Chillers | Annual | 2023
NE-HVAC-Chlr-AirCldScrewChlr-gte150tons-12.1EER-16.9IPLV | DEER2023 | D23 v0 |  | Any | OfL | Rec | CZ11 | Any | Cap-Tons | 418.07 | 174999 | None | 66.6 | 0.0348 | 0 | 66.6 | 0.0348 | 0 | 0 | 0 | 0 | 0 | 0 | 0 | DEER:HVAC_Chillers | Annual | 2023
NE-HVAC-Chlr-AirCldScrewChlr-gte150tons-12.1EER-16.9IPLV | DEER2023 | D23 v0 |  | Any | OfL | Rec | CZ12 | Any | Cap-Tons | 397.48 | 174999 | None | 57.5 | 0.032 | 0 | 57.5 | 0.032 | 0 | 0 | 0 | 0 | 0 | 0 | 0 | DEER:HVAC_Chillers | Annual | 2023
NE-HVAC-Chlr-AirCldScrewChlr-gte150tons-12.1EER-16.9IPLV | DEER2023 | D23 v0 |  | Any | OfL | Rec | CZ13 | Any | Cap-Tons | 411.33 | 174999 | None | 72.5 | 0.0339 | 0 | 72.5 | 0.0339 | 0 | 0 | 0 | 0 | 0 | 0 | 0 | DEER:HVAC_Chillers | Annual | 2023
NE-HVAC-Chlr-AirCldScrewChlr-gte150tons-12.1EER-16.9IPLV | DEER2023 | D23 v0 |  | Any | OfL | Rec | CZ14 | Any | Cap-Tons | 433.71 | 174999 | None | 67 | 0.0269 | 0 | 67 | 0.0269 | 0 | 0 | 0 | 0 | 0 | 0 | 0 | DEER:HVAC_Chillers | Annual | 2023
NE-HVAC-Chlr-AirCldScrewChlr-gte150tons-12.1EER-16.9IPLV | DEER2023 | D23 v0 |  | Any | OfL | Rec | CZ15 | Any | Cap-Tons | 530.81 | 174999 | None | 95.1 | 0.03 | 0 | 95.1 | 0.03 | 0 | 0 | 0 | 0 | 0 | 0 | 0 | DEER:HVAC_Chillers | Annual | 2023
NE-HVAC-Chlr-AirCldScrewChlr-gte150tons-12.1EER-16.9IPLV | DEER2023 | D23 v0 |  | Any | OfL | Rec | CZ16 | Any | Cap-Tons | 300.7 | 174999 | None | 39 | 0.0226 | 0 | 39 | 0.0226 | 0 | 0 | 0 | 0 | 0 | 0 | 0 | DEER:HVAC_Chillers | Annual | 2023
NE-HVAC-Chlr-AirCldScrewChlr-gte150tons-12.1EER-16.9IPLV | DEER2023 | D23 v0 |  | Any | OfS | Ex | CZ01 | Any | Cap-Tons | 16.27 | 10000 | None | 29.8 | 0.0351 | 0 | 16 | 0.0188 | 0 | 0 | 0 | 0 | 0 | 0 | 0 | DEER:HVAC_Chillers | Annual | 2023
NE-HVAC-Chlr-AirCldScrewChlr-gte150tons-12.1EER-16.9IPLV | DEER2023 | D23 v0 |  | Any | OfS | Ex | CZ02 | Any | Cap-Tons | 23.15 | 10000 | None | 105 | 0.0548 | 0 | 56 | 0.0294 | 0 | 0 | 0 | 0 | 0 | 0 | 0 | DEER:HVAC_Chillers | Annual | 2023
NE-HVAC-Chlr-AirCldScrewChlr-gte150tons-12.1EER-16.9IPLV | DEER2023 | D23 v0 |  | Any | OfS | Ex | CZ03 | Any | Cap-Tons | 21.39 | 10000 | None | 82.1 | 0.0417 | 0 | 43.9 | 0.0223 | 0 | 0 | 0 | 0 | 0 | 0 | 0 | DEER:HVAC_Chillers | Annual | 2023
NE-HVAC-Chlr-AirCldScrewChlr-gte150tons-12.1EER-16.9IPLV | DEER2023 | D23 v0 |  | Any | OfS | Ex | CZ04 | Any | Cap-Tons | 25.88 | 10000 | None | 120 | 0.0558 | 0 | 64.3 | 0.0299 | 0 | 0 | 0 | 0 | 0 | 0 | 0 | DEER:HVAC_Chillers | Annual | 2023
NE-HVAC-Chlr-AirCldScrewChlr-gte150tons-12.1EER-16.9IPLV | DEER2023 | D23 v0 |  | Any | OfS | Ex | CZ05 | Any | Cap-Tons | 19.14 | 10000 | None | 107 | 0.0332 | 0 | 57.4 | 0.0178 | 0 | 0 | 0 | 0 | 0 | 0 | 0 | DEER:HVAC_Chillers | Annual | 2023
NE-HVAC-Chlr-AirCldScrewChlr-gte150tons-12.1EER-16.9IPLV | DEER2023 | D23 v0 |  | Any | OfS | Ex | CZ06 | Any | Cap-Tons | 26.56 | 10000 | None | 140 | 0.0342 | 0 | 74.9 | 0.0183 | 0 | 0 | 0 | 0 | 0 | 0 | 0 | DEER:HVAC_Chillers | Annual | 2023
NE-HVAC-Chlr-AirCldScrewChlr-gte150tons-12.1EER-16.9IPLV | DEER2023 | D23 v0 |  | Any | OfS | Ex | CZ07 | Any | Cap-Tons | 25.27 | 10000 | None | 127 | 0.0289 | 0 | 67.8 | 0.0155 | 0 | 0 | 0 | 0 | 0 | 0 | 0 | DEER:HVAC_Chillers | Annual | 2023
NE-HVAC-Chlr-AirCldScrewChlr-gte150tons-12.1EER-16.9IPLV | DEER2023 | D23 v0 |  | Any | OfS | Ex | CZ08 | Any | Cap-Tons | 27.25 | 10000 | None | 159 | 0.043 | 0 | 85.2 | 0.023 | 0 | 0 | 0 | 0 | 0 | 0 | 0 | DEER:HVAC_Chillers | Annual | 2023
NE-HVAC-Chlr-AirCldScrewChlr-gte150tons-12.1EER-16.9IPLV | DEER2023 | D23 v0 |  | Any | OfS | Ex | CZ09 | Any | Cap-Tons | 32.79 | 10000 | None | 132 | 0.0424 | 0 | 70.5 | 0.0227 | 0 | 0 | 0 | 0 | 0 | 0 | 0 | DEER:HVAC_Chillers | Annual | 2023
NE-HVAC-Chlr-AirCldScrewChlr-gte150tons-12.1EER-16.9IPLV | DEER2023 | D23 v0 |  | Any | OfS | Ex | CZ10 | Any | Cap-Tons | 28.37 | 10000 | None | 152 | 0.0482 | 0 | 81.6 | 0.0258 | 0 | 0 | 0 | 0 | 0 | 0 | 0 | DEER:HVAC_Chillers | Annual | 2023
NE-HVAC-Chlr-AirCldScrewChlr-gte150tons-12.1EER-16.9IPLV | DEER2023 | D23 v0 |  | Any | OfS | Ex | CZ11 | Any | Cap-Tons | 28.33 | 10000 | None | 144 | 0.0745 | 0 | 76.9 | 0.0399 | 0 | 0 | 0 | 0 | 0 | 0 | 0 | DEER:HVAC_Chillers | Annual | 2023
NE-HVAC-Chlr-AirCldScrewChlr-gte150tons-12.1EER-16.9IPLV | DEER2023 | D23 v0 |  | Any | OfS | Ex | CZ12 | Any | Cap-Tons | 26.32 | 10000 | None | 127 | 0.0694 | 0 | 68.1 | 0.0372 | 0 | 0 | 0 | 0 | 0 | 0 | 0 | DEER:HVAC_Chillers | Annual | 2023
NE-HVAC-Chlr-AirCldScrewChlr-gte150tons-12.1EER-16.9IPLV | DEER2023 | D23 v0 |  | Any | OfS | Ex | CZ13 | Any | Cap-Tons | 28.64 | 10000 | None | 152 | 0.0703 | 0 | 81.3 | 0.0376 | 0 | 0 | 0 | 0 | 0 | 0 | 0 | DEER:HVAC_Chillers | Annual | 2023
NE-HVAC-Chlr-AirCldScrewChlr-gte150tons-12.1EER-16.9IPLV | DEER2023 | D23 v0 |  | Any | OfS | Ex | CZ14 | Any | Cap-Tons | 30.16 | 10000 | None | 140 | 0.0577 | 0 | 74.9 | 0.0309 | 0 | 0 | 0 | 0 | 0 | 0 | 0 | DEER:HVAC_Chillers | Annual | 2023
NE-HVAC-Chlr-AirCldScrewChlr-gte150tons-12.1EER-16.9IPLV | DEER2023 | D23 v0 |  | Any | OfS | Ex | CZ15 | Any | Cap-Tons | 35.41 | 10000 | None | 207 | 0.0697 | 0 | 111 | 0.0373 | 0 | 0 | 0 | 0 | 0 | 0 | 0 | DEER:HVAC_Chillers | Annual | 2023
NE-HVAC-Chlr-AirCldScrewChlr-gte150tons-12.1EER-16.9IPLV | DEER2023 | D23 v0 |  | Any | OfS | Ex | CZ16 | Any | Cap-Tons | 19.53 | 10000 | None | 87.6 | 0.0516 | 0 | 46.9 | 0.0276 | 0 | 0 | 0 | 0 | 0 | 0 | 0 | DEER:HVAC_Chillers | Annual | 2023
NE-HVAC-Chlr-AirCldScrewChlr-gte150tons-12.1EER-16.9IPLV | DEER2023 | D23 v0 |  | Any | OfS | New | CZ01 | Any | Cap-Tons | 13.95 | 10000 | None | 13.4 | 0.0161 | 0 | 13.4 | 0.0161 | 0 | 0 | 0 | 0 | 0 | 0 | 0 | DEER:HVAC_Chillers | Annual | 2023
NE-HVAC-Chlr-AirCldScrewChlr-gte150tons-12.1EER-16.9IPLV | DEER2023 | D23 v0 |  | Any | OfS | New | CZ02 | Any | Cap-Tons | 20.6 | 10000 | None | 51.8 | 0.0276 | 0 | 51.8 | 0.0276 | 0 | 0 | 0 | 0 | 0 | 0 | 0 | DEER:HVAC_Chillers | Annual | 2023
NE-HVAC-Chlr-AirCldScrewChlr-gte150tons-12.1EER-16.9IPLV | DEER2023 | D23 v0 |  | Any | OfS | New | CZ03 | Any | Cap-Tons | 17.92 | 10000 | None | 40.5 | 0.0198 | 0 | 40.5 | 0.0198 | 0 | 0 | 0 | 0 | 0 | 0 | 0 | DEER:HVAC_Chillers | Annual | 2023
NE-HVAC-Chlr-AirCldScrewChlr-gte150tons-12.1EER-16.9IPLV | DEER2023 | D23 v0 |  | Any | OfS | New | CZ04 | Any | Cap-Tons | 21.41 | 10000 | None | 60.9 | 0.0274 | 0 | 60.9 | 0.0274 | 0 | 0 | 0 | 0 | 0 | 0 | 0 | DEER:HVAC_Chillers | Annual | 2023
NE-HVAC-Chlr-AirCldScrewChlr-gte150tons-12.1EER-16.9IPLV | DEER2023 | D23 v0 |  | Any | OfS | New | CZ05 | Any | Cap-Tons | 15.84 | 10000 | None | 52.8 | 0.0164 | 0 | 52.8 | 0.0164 | 0 | 0 | 0 | 0 | 0 | 0 | 0 | DEER:HVAC_Chillers | Annual | 2023
NE-HVAC-Chlr-AirCldScrewChlr-gte150tons-12.1EER-16.9IPLV | DEER2023 | D23 v0 |  | Any | OfS | New | CZ06 | Any | Cap-Tons | 22.34 | 10000 | None | 71.2 | 0.0168 | 0 | 71.2 | 0.0168 | 0 | 0 | 0 | 0 | 0 | 0 | 0 | DEER:HVAC_Chillers | Annual | 2023
NE-HVAC-Chlr-AirCldScrewChlr-gte150tons-12.1EER-16.9IPLV | DEER2023 | D23 v0 |  | Any | OfS | New | CZ07 | Any | Cap-Tons | 21.38 | 10000 | None | 62.7 | 0.0139 | 0 | 62.7 | 0.0139 | 0 | 0 | 0 | 0 | 0 | 0 | 0 | DEER:HVAC_Chillers | Annual | 2023
NE-HVAC-Chlr-AirCldScrewChlr-gte150tons-12.1EER-16.9IPLV | DEER2023 | D23 v0 |  | Any | OfS | New | CZ08 | Any | Cap-Tons | 23.32 | 10000 | None | 79.8 | 0.021 | 0 | 79.8 | 0.021 | 0 | 0 | 0 | 0 | 0 | 0 | 0 | DEER:HVAC_Chillers | Annual | 2023
NE-HVAC-Chlr-AirCldScrewChlr-gte150tons-12.1EER-16.9IPLV | DEER2023 | D23 v0 |  | Any | OfS | New | CZ09 | Any | Cap-Tons | 27.69 | 10000 | None | 66.5 | 0.0199 | 0 | 66.5 | 0.0199 | 0 | 0 | 0 | 0 | 0 | 0 | 0 | DEER:HVAC_Chillers | Annual | 2023
NE-HVAC-Chlr-AirCldScrewChlr-gte150tons-12.1EER-16.9IPLV | DEER2023 | D23 v0 |  | Any | OfS | New | CZ10 | Any | Cap-Tons | 25.25 | 10000 | None | 78 | 0.024 | 0 | 78 | 0.024 | 0 | 0 | 0 | 0 | 0 | 0 | 0 | DEER:HVAC_Chillers | Annual | 2023
NE-HVAC-Chlr-AirCldScrewChlr-gte150tons-12.1EER-16.9IPLV | DEER2023 | D23 v0 |  | Any | OfS | New | CZ11 | Any | Cap-Tons | 25.26 | 10000 | None | 73.2 | 0.0377 | 0 | 73.2 | 0.0377 | 0 | 0 | 0 | 0 | 0 | 0 | 0 | DEER:HVAC_Chillers | Annual | 2023
NE-HVAC-Chlr-AirCldScrewChlr-gte150tons-12.1EER-16.9IPLV | DEER2023 | D23 v0 |  | Any | OfS | New | CZ12 | Any | Cap-Tons | 23.61 | 10000 | None | 64.1 | 0.0352 | 0 | 64.1 | 0.0352 | 0 | 0 | 0 | 0 | 0 | 0 | 0 | DEER:HVAC_Chillers | Annual | 2023
NE-HVAC-Chlr-AirCldScrewChlr-gte150tons-12.1EER-16.9IPLV | DEER2023 | D23 v0 |  | Any | OfS | New | CZ13 | Any | Cap-Tons | 25.69 | 10000 | None | 77.2 | 0.0346 | 0 | 77.2 | 0.0346 | 0 | 0 | 0 | 0 | 0 | 0 | 0 | DEER:HVAC_Chillers | Annual | 2023
NE-HVAC-Chlr-AirCldScrewChlr-gte150tons-12.1EER-16.9IPLV | DEER2023 | D23 v0 |  | Any | OfS | New | CZ14 | Any | Cap-Tons | 27.24 | 10000 | None | 71.4 | 0.0278 | 0 | 71.4 | 0.0278 | 0 | 0 | 0 | 0 | 0 | 0 | 0 | DEER:HVAC_Chillers | Annual | 2023
NE-HVAC-Chlr-AirCldScrewChlr-gte150tons-12.1EER-16.9IPLV | DEER2023 | D23 v0 |  | Any | OfS | New | CZ15 | Any | Cap-Tons | 32.08 | 10000 | None | 107 | 0.0323 | 0 | 107 | 0.0323 | 0 | 0 | 0 | 0 | 0 | 0 | 0 | DEER:HVAC_Chillers | Annual | 2023
NE-HVAC-Chlr-AirCldScrewChlr-gte150tons-12.1EER-16.9IPLV | DEER2023 | D23 v0 |  | Any | OfS | New | CZ16 | Any | Cap-Tons | 17.01 | 10000 | None | 43.3 | 0.0253 | 0 | 43.3 | 0.0253 | 0 | 0 | 0 | 0 | 0 | 0 | 0 | DEER:HVAC_Chillers | Annual | 2023
NE-HVAC-Chlr-AirCldScrewChlr-gte150tons-12.1EER-16.9IPLV | DEER2023 | D23 v0 |  | Any | OfS | Old | CZ01 | Any | Cap-Tons | 23.16 | 10000 | None | 26 | 0.0545 | 0 | 11.1 | 0.0232 | 0 | 0 | 0 | 0 | 0 | 0 | 0 | DEER:HVAC_Chillers | Annual | 2023
NE-HVAC-Chlr-AirCldScrewChlr-gte150tons-12.1EER-16.9IPLV | DEER2023 | D23 v0 |  | Any | OfS | Old | CZ02 | Any | Cap-Tons | 31.45 | 10000 | None | 153 | 0.0898 | 0 | 65 | 0.0382 | 0 | 0 | 0 | 0 | 0 | 0 | 0 | DEER:HVAC_Chillers | Annual | 2023
NE-HVAC-Chlr-AirCldScrewChlr-gte150tons-12.1EER-16.9IPLV | DEER2023 | D23 v0 |  | Any | OfS | Old | CZ03 | Any | Cap-Tons | 28.34 | 10000 | None | 115 | 0.0749 | 0 | 49.2 | 0.0319 | 0 | 0 | 0 | 0 | 0 | 0 | 0 | DEER:HVAC_Chillers | Annual | 2023
NE-HVAC-Chlr-AirCldScrewChlr-gte150tons-12.1EER-16.9IPLV | DEER2023 | D23 v0 |  | Any | OfS | Old | CZ04 | Any | Cap-Tons | 33.55 | 10000 | None | 175 | 0.0891 | 0 | 74.5 | 0.0379 | 0 | 0 | 0 | 0 | 0 | 0 | 0 | DEER:HVAC_Chillers | Annual | 2023
NE-HVAC-Chlr-AirCldScrewChlr-gte150tons-12.1EER-16.9IPLV | DEER2023 | D23 v0 |  | Any | OfS | Old | CZ05 | Any | Cap-Tons | 26.05 | 10000 | None | 149 | 0.0571 | 0 | 63.5 | 0.0243 | 0 | 0 | 0 | 0 | 0 | 0 | 0 | DEER:HVAC_Chillers | Annual | 2023
NE-HVAC-Chlr-AirCldScrewChlr-gte150tons-12.1EER-16.9IPLV | DEER2023 | D23 v0 |  | Any | OfS | Old | CZ06 | Any | Cap-Tons | 32.99 | 10000 | None | 209 | 0.0661 | 0 | 89.1 | 0.0282 | 0 | 0 | 0 | 0 | 0 | 0 | 0 | DEER:HVAC_Chillers | Annual | 2023
NE-HVAC-Chlr-AirCldScrewChlr-gte150tons-12.1EER-16.9IPLV | DEER2023 | D23 v0 |  | Any | OfS | Old | CZ07 | Any | Cap-Tons | 31.65 | 10000 | None | 185 | 0.0514 | 0 | 78.7 | 0.0219 | 0 | 0 | 0 | 0 | 0 | 0 | 0 | DEER:HVAC_Chillers | Annual | 2023
NE-HVAC-Chlr-AirCldScrewChlr-gte150tons-12.1EER-16.9IPLV | DEER2023 | D23 v0 |  | Any | OfS | Old | CZ08 | Any | Cap-Tons | 34.34 | 10000 | None | 234 | 0.0742 | 0 | 99.8 | 0.0316 | 0 | 0 | 0 | 0 | 0 | 0 | 0 | DEER:HVAC_Chillers | Annual | 2023
NE-HVAC-Chlr-AirCldScrewChlr-gte150tons-12.1EER-16.9IPLV | DEER2023 | D23 v0 |  | Any | OfS | Old | CZ09 | Any | Cap-Tons | 40.47 | 10000 | None | 200 | 0.0763 | 0 | 85.1 | 0.0325 | 0 | 0 | 0 | 0 | 0 | 0 | 0 | DEER:HVAC_Chillers | Annual | 2023
NE-HVAC-Chlr-AirCldScrewChlr-gte150tons-12.1EER-16.9IPLV | DEER2023 | D23 v0 |  | Any | OfS | Old | CZ10 | Any | Cap-Tons | 37.87 | 10000 | None | 227 | 0.0839 | 0 | 96.5 | 0.0357 | 0 | 0 | 0 | 0 | 0 | 0 | 0 | DEER:HVAC_Chillers | Annual | 2023
NE-HVAC-Chlr-AirCldScrewChlr-gte150tons-12.1EER-16.9IPLV | DEER2023 | D23 v0 |  | Any | OfS | Old | CZ11 | Any | Cap-Tons | 36.91 | 10000 | None | 218 | 0.109 | 0 | 92.7 | 0.0465 | 0 | 0 | 0 | 0 | 0 | 0 | 0 | DEER:HVAC_Chillers | Annual | 2023
NE-HVAC-Chlr-AirCldScrewChlr-gte150tons-12.1EER-16.9IPLV | DEER2023 | D23 v0 |  | Any | OfS | Old | CZ12 | Any | Cap-Tons | 34.45 | 10000 | None | 192 | 0.105 | 0 | 81.7 | 0.0448 | 0 | 0 | 0 | 0 | 0 | 0 | 0 | DEER:HVAC_Chillers | Annual | 2023
NE-HVAC-Chlr-AirCldScrewChlr-gte150tons-12.1EER-16.9IPLV | DEER2023 | D23 v0 |  | Any | OfS | Old | CZ13 | Any | Cap-Tons | 37.9 | 10000 | None | 228 | 0.105 | 0 | 97 | 0.0449 | 0 | 0 | 0 | 0 | 0 | 0 | 0 | DEER:HVAC_Chillers | Annual | 2023
NE-HVAC-Chlr-AirCldScrewChlr-gte150tons-12.1EER-16.9IPLV | DEER2023 | D23 v0 |  | Any | OfS | Old | CZ14 | Any | Cap-Tons | 39.06 | 10000 | None | 213 | 0.0951 | 0 | 90.6 | 0.0405 | 0 | 0 | 0 | 0 | 0 | 0 | 0 | DEER:HVAC_Chillers | Annual | 2023
NE-HVAC-Chlr-AirCldScrewChlr-gte150tons-12.1EER-16.9IPLV | DEER2023 | D23 v0 |  | Any | OfS | Old | CZ15 | Any | Cap-Tons | 44.35 | 10000 | None | 319 | 0.111 | 0 | 136 | 0.0473 | 0 | 0 | 0 | 0 | 0 | 0 | 0 | DEER:HVAC_Chillers | Annual | 2023
NE-HVAC-Chlr-AirCldScrewChlr-gte150tons-12.1EER-16.9IPLV | DEER2023 | D23 v0 |  | Any | OfS | Old | CZ16 | Any | Cap-Tons | 26.23 | 10000 | None | 126 | 0.0858 | 0 | 53.5 | 0.0365 | 0 | 0 | 0 | 0 | 0 | 0 | 0 | DEER:HVAC_Chillers | Annual | 2023
NE-HVAC-Chlr-AirCldScrewChlr-gte150tons-12.1EER-16.9IPLV | DEER2023 | D23 v0 |  | Any | OfS | Rec | CZ01 | Any | Cap-Tons | 14.37 | 10000 | None | 14.5 | 0.0162 | 0 | 14.5 | 0.0162 | 0 | 0 | 0 | 0 | 0 | 0 | 0 | DEER:HVAC_Chillers | Annual | 2023
NE-HVAC-Chlr-AirCldScrewChlr-gte150tons-12.1EER-16.9IPLV | DEER2023 | D23 v0 |  | Any | OfS | Rec | CZ02 | Any | Cap-Tons | 20.92 | 10000 | None | 52.8 | 0.0277 | 0 | 52.8 | 0.0277 | 0 | 0 | 0 | 0 | 0 | 0 | 0 | DEER:HVAC_Chillers | Annual | 2023
NE-HVAC-Chlr-AirCldScrewChlr-gte150tons-12.1EER-16.9IPLV | DEER2023 | D23 v0 |  | Any | OfS | Rec | CZ03 | Any | Cap-Tons | 18.35 | 10000 | None | 41.9 | 0.0203 | 0 | 41.9 | 0.0203 | 0 | 0 | 0 | 0 | 0 | 0 | 0 | DEER:HVAC_Chillers | Annual | 2023
NE-HVAC-Chlr-AirCldScrewChlr-gte150tons-12.1EER-16.9IPLV | DEER2023 | D23 v0 |  | Any | OfS | Rec | CZ04 | Any | Cap-Tons | 21.81 | 10000 | None | 61.5 | 0.0273 | 0 | 61.5 | 0.0273 | 0 | 0 | 0 | 0 | 0 | 0 | 0 | DEER:HVAC_Chillers | Annual | 2023
NE-HVAC-Chlr-AirCldScrewChlr-gte150tons-12.1EER-16.9IPLV | DEER2023 | D23 v0 |  | Any | OfS | Rec | CZ05 | Any | Cap-Tons | 16.23 | 10000 | None | 54.5 | 0.0166 | 0 | 54.5 | 0.0166 | 0 | 0 | 0 | 0 | 0 | 0 | 0 | DEER:HVAC_Chillers | Annual | 2023
NE-HVAC-Chlr-AirCldScrewChlr-gte150tons-12.1EER-16.9IPLV | DEER2023 | D23 v0 |  | Any | OfS | Rec | CZ06 | Any | Cap-Tons | 22.77 | 10000 | None | 72.8 | 0.0169 | 0 | 72.8 | 0.0169 | 0 | 0 | 0 | 0 | 0 | 0 | 0 | DEER:HVAC_Chillers | Annual | 2023
NE-HVAC-Chlr-AirCldScrewChlr-gte150tons-12.1EER-16.9IPLV | DEER2023 | D23 v0 |  | Any | OfS | Rec | CZ07 | Any | Cap-Tons | 21.78 | 10000 | None | 64.6 | 0.0141 | 0 | 64.6 | 0.0141 | 0 | 0 | 0 | 0 | 0 | 0 | 0 | DEER:HVAC_Chillers | Annual | 2023
NE-HVAC-Chlr-AirCldScrewChlr-gte150tons-12.1EER-16.9IPLV | DEER2023 | D23 v0 |  | Any | OfS | Rec | CZ08 | Any | Cap-Tons | 23.74 | 10000 | None | 80.9 | 0.021 | 0 | 80.9 | 0.021 | 0 | 0 | 0 | 0 | 0 | 0 | 0 | DEER:HVAC_Chillers | Annual | 2023
NE-HVAC-Chlr-AirCldScrewChlr-gte150tons-12.1EER-16.9IPLV | DEER2023 | D23 v0 |  | Any | OfS | Rec | CZ09 | Any | Cap-Tons | 28.08 | 10000 | None | 66.8 | 0.0199 | 0 | 66.8 | 0.0199 | 0 | 0 | 0 | 0 | 0 | 0 | 0 | DEER:HVAC_Chillers | Annual | 2023
NE-HVAC-Chlr-AirCldScrewChlr-gte150tons-12.1EER-16.9IPLV | DEER2023 | D23 v0 |  | Any | OfS | Rec | CZ10 | Any | Cap-Tons | 25.67 | 10000 | None | 78.2 | 0.0239 | 0 | 78.2 | 0.0239 | 0 | 0 | 0 | 0 | 0 | 0 | 0 | DEER:HVAC_Chillers | Annual | 2023
NE-HVAC-Chlr-AirCldScrewChlr-gte150tons-12.1EER-16.9IPLV | DEER2023 | D23 v0 |  | Any | OfS | Rec | CZ11 | Any | Cap-Tons | 25.65 | 10000 | None | 73 | 0.0374 | 0 | 73 | 0.0374 | 0 | 0 | 0 | 0 | 0 | 0 | 0 | DEER:HVAC_Chillers | Annual | 2023
NE-HVAC-Chlr-AirCldScrewChlr-gte150tons-12.1EER-16.9IPLV | DEER2023 | D23 v0 |  | Any | OfS | Rec | CZ12 | Any | Cap-Tons | 23.96 | 10000 | None | 64.4 | 0.035 | 0 | 64.4 | 0.035 | 0 | 0 | 0 | 0 | 0 | 0 | 0 | DEER:HVAC_Chillers | Annual | 2023
NE-HVAC-Chlr-AirCldScrewChlr-gte150tons-12.1EER-16.9IPLV | DEER2023 | D23 v0 |  | Any | OfS | Rec | CZ13 | Any | Cap-Tons | 25.98 | 10000 | None | 77.2 | 0.0345 | 0 | 77.2 | 0.0345 | 0 | 0 | 0 | 0 | 0 | 0 | 0 | DEER:HVAC_Chillers | Annual | 2023
NE-HVAC-Chlr-AirCldScrewChlr-gte150tons-12.1EER-16.9IPLV | DEER2023 | D23 v0 |  | Any | OfS | Rec | CZ14 | Any | Cap-Tons | 27.65 | 10000 | None | 71.2 | 0.0274 | 0 | 71.2 | 0.0274 | 0 | 0 | 0 | 0 | 0 | 0 | 0 | DEER:HVAC_Chillers | Annual | 2023
NE-HVAC-Chlr-AirCldScrewChlr-gte150tons-12.1EER-16.9IPLV | DEER2023 | D23 v0 |  | Any | OfS | Rec | CZ15 | Any | Cap-Tons | 32.49 | 10000 | None | 105 | 0.0329 | 0 | 105 | 0.0329 | 0 | 0 | 0 | 0 | 0 | 0 | 0 | DEER:HVAC_Chillers | Annual | 2023
NE-HVAC-Chlr-AirCldScrewChlr-gte150tons-12.1EER-16.9IPLV | DEER2023 | D23 v0 |  | Any | OfS | Rec | CZ16 | Any | Cap-Tons | 17.3 | 10000 | None | 44.2 | 0.0256 | 0 | 44.2 | 0.0256 | 0 | 0 | 0 | 0 | 0 | 0 | 0 | DEER:HVAC_Chillers | Annual | 2023
NE-HVAC-Chlr-AirCldScrewChlr-gte150tons-12.1EER-16.9IPLV | DEER2023 | D23 v0 |  | Any | Rt3 | Ex | CZ01 | Any | Cap-Tons | 150.48 | 120001 | None | 28.5 | 0.0454 | 0 | 15.3 | 0.0243 | 0 | 0 | 0 | 0 | 0 | 0 | 0 | DEER:HVAC_Chillers | Annual | 2023
NE-HVAC-Chlr-AirCldScrewChlr-gte150tons-12.1EER-16.9IPLV | DEER2023 | D23 v0 |  | Any | Rt3 | Ex | CZ02 | Any | Cap-Tons | 244.4 | 120001 | None | 104 | 0.0766 | 0 | 55.9 | 0.041 | 0 | 0 | 0 | 0 | 0 | 0 | 0 | DEER:HVAC_Chillers | Annual | 2023
NE-HVAC-Chlr-AirCldScrewChlr-gte150tons-12.1EER-16.9IPLV | DEER2023 | D23 v0 |  | Any | Rt3 | Ex | CZ03 | Any | Cap-Tons | 197.82 | 120001 | None | 85.6 | 0.0654 | 0 | 45.8 | 0.035 | 0 | 0 | 0 | 0 | 0 | 0 | 0 | DEER:HVAC_Chillers | Annual | 2023
NE-HVAC-Chlr-AirCldScrewChlr-gte150tons-12.1EER-16.9IPLV | DEER2023 | D23 v0 |  | Any | Rt3 | Ex | CZ04 | Any | Cap-Tons | 247.51 | 120001 | None | 131 | 0.0857 | 0 | 70 | 0.0459 | 0 | 0 | 0 | 0 | 0 | 0 | 0 | DEER:HVAC_Chillers | Annual | 2023
NE-HVAC-Chlr-AirCldScrewChlr-gte150tons-12.1EER-16.9IPLV | DEER2023 | D23 v0 |  | Any | Rt3 | Ex | CZ05 | Any | Cap-Tons | 188.98 | 120001 | None | 103 | 0.0498 | 0 | 54.9 | 0.0267 | 0 | 0 | 0 | 0 | 0 | 0 | 0 | DEER:HVAC_Chillers | Annual | 2023
NE-HVAC-Chlr-AirCldScrewChlr-gte150tons-12.1EER-16.9IPLV | DEER2023 | D23 v0 |  | Any | Rt3 | Ex | CZ06 | Any | Cap-Tons | 259.86 | 120001 | None | 152 | 0.0663 | 0 | 81.4 | 0.0355 | 0 | 0 | 0 | 0 | 0 | 0 | 0 | DEER:HVAC_Chillers | Annual | 2023
NE-HVAC-Chlr-AirCldScrewChlr-gte150tons-12.1EER-16.9IPLV | DEER2023 | D23 v0 |  | Any | Rt3 | Ex | CZ07 | Any | Cap-Tons | 254.04 | 120001 | None | 137 | 0.0636 | 0 | 73.4 | 0.0341 | 0 | 0 | 0 | 0 | 0 | 0 | 0 | DEER:HVAC_Chillers | Annual | 2023
NE-HVAC-Chlr-AirCldScrewChlr-gte150tons-12.1EER-16.9IPLV | DEER2023 | D23 v0 |  | Any | Rt3 | Ex | CZ08 | Any | Cap-Tons | 279.35 | 120001 | None | 173 | 0.0689 | 0 | 92.6 | 0.0369 | 0 | 0 | 0 | 0 | 0 | 0 | 0 | DEER:HVAC_Chillers | Annual | 2023
NE-HVAC-Chlr-AirCldScrewChlr-gte150tons-12.1EER-16.9IPLV | DEER2023 | D23 v0 |  | Any | Rt3 | Ex | CZ09 | Any | Cap-Tons | 338.03 | 120001 | None | 132 | 0.0648 | 0 | 70.8 | 0.0347 | 0 | 0 | 0 | 0 | 0 | 0 | 0 | DEER:HVAC_Chillers | Annual | 2023
NE-HVAC-Chlr-AirCldScrewChlr-gte150tons-12.1EER-16.9IPLV | DEER2023 | D23 v0 |  | Any | Rt3 | Ex | CZ10 | Any | Cap-Tons | 296.84 | 120001 | None | 164 | 0.0865 | 0 | 87.9 | 0.0463 | 0 | 0 | 0 | 0 | 0 | 0 | 0 | DEER:HVAC_Chillers | Annual | 2023
NE-HVAC-Chlr-AirCldScrewChlr-gte150tons-12.1EER-16.9IPLV | DEER2023 | D23 v0 |  | Any | Rt3 | Ex | CZ11 | Any | Cap-Tons | 307.89 | 120001 | None | 148 | 0.0986 | 0 | 79.5 | 0.0528 | 0 | 0 | 0 | 0 | 0 | 0 | 0 | DEER:HVAC_Chillers | Annual | 2023
NE-HVAC-Chlr-AirCldScrewChlr-gte150tons-12.1EER-16.9IPLV | DEER2023 | D23 v0 |  | Any | Rt3 | Ex | CZ12 | Any | Cap-Tons | 289.97 | 120001 | None | 129 | 0.0956 | 0 | 68.9 | 0.0512 | 0 | 0 | 0 | 0 | 0 | 0 | 0 | DEER:HVAC_Chillers | Annual | 2023
NE-HVAC-Chlr-AirCldScrewChlr-gte150tons-12.1EER-16.9IPLV | DEER2023 | D23 v0 |  | Any | Rt3 | Ex | CZ13 | Any | Cap-Tons | 312.85 | 120001 | None | 161 | 0.102 | 0 | 86.3 | 0.0545 | 0 | 0 | 0 | 0 | 0 | 0 | 0 | DEER:HVAC_Chillers | Annual | 2023
NE-HVAC-Chlr-AirCldScrewChlr-gte150tons-12.1EER-16.9IPLV | DEER2023 | D23 v0 |  | Any | Rt3 | Ex | CZ14 | Any | Cap-Tons | 318.19 | 120001 | None | 144 | 0.0869 | 0 | 77.2 | 0.0465 | 0 | 0 | 0 | 0 | 0 | 0 | 0 | DEER:HVAC_Chillers | Annual | 2023
NE-HVAC-Chlr-AirCldScrewChlr-gte150tons-12.1EER-16.9IPLV | DEER2023 | D23 v0 |  | Any | Rt3 | Ex | CZ15 | Any | Cap-Tons | 391.38 | 120001 | None | 217 | 0.103 | 0 | 116 | 0.0552 | 0 | 0 | 0 | 0 | 0 | 0 | 0 | DEER:HVAC_Chillers | Annual | 2023
NE-HVAC-Chlr-AirCldScrewChlr-gte150tons-12.1EER-16.9IPLV | DEER2023 | D23 v0 |  | Any | Rt3 | Ex | CZ16 | Any | Cap-Tons | 208.56 | 120001 | None | 82.8 | 0.0693 | 0 | 44.4 | 0.0371 | 0 | 0 | 0 | 0 | 0 | 0 | 0 | DEER:HVAC_Chillers | Annual | 2023
NE-HVAC-Chlr-AirCldScrewChlr-gte150tons-12.1EER-16.9IPLV | DEER2023 | D23 v0 |  | Any | Rt3 | New | CZ01 | Any | Cap-Tons | 128.21 | 120001 | None | 12.6 | 0.0243 | 0 | 12.6 | 0.0243 | 0 | 0 | 0 | 0 | 0 | 0 | 0 | DEER:HVAC_Chillers | Annual | 2023
NE-HVAC-Chlr-AirCldScrewChlr-gte150tons-12.1EER-16.9IPLV | DEER2023 | D23 v0 |  | Any | Rt3 | New | CZ02 | Any | Cap-Tons | 224.18 | 120001 | None | 52.6 | 0.0415 | 0 | 52.6 | 0.0415 | 0 | 0 | 0 | 0 | 0 | 0 | 0 | DEER:HVAC_Chillers | Annual | 2023
NE-HVAC-Chlr-AirCldScrewChlr-gte150tons-12.1EER-16.9IPLV | DEER2023 | D23 v0 |  | Any | Rt3 | New | CZ03 | Any | Cap-Tons | 178.28 | 120001 | None | 41.1 | 0.0348 | 0 | 41.1 | 0.0348 | 0 | 0 | 0 | 0 | 0 | 0 | 0 | DEER:HVAC_Chillers | Annual | 2023
NE-HVAC-Chlr-AirCldScrewChlr-gte150tons-12.1EER-16.9IPLV | DEER2023 | D23 v0 |  | Any | Rt3 | New | CZ04 | Any | Cap-Tons | 226.13 | 120001 | None | 66.3 | 0.0464 | 0 | 66.3 | 0.0464 | 0 | 0 | 0 | 0 | 0 | 0 | 0 | DEER:HVAC_Chillers | Annual | 2023
NE-HVAC-Chlr-AirCldScrewChlr-gte150tons-12.1EER-16.9IPLV | DEER2023 | D23 v0 |  | Any | Rt3 | New | CZ05 | Any | Cap-Tons | 167.51 | 120001 | None | 50 | 0.0261 | 0 | 50 | 0.0261 | 0 | 0 | 0 | 0 | 0 | 0 | 0 | DEER:HVAC_Chillers | Annual | 2023
NE-HVAC-Chlr-AirCldScrewChlr-gte150tons-12.1EER-16.9IPLV | DEER2023 | D23 v0 |  | Any | Rt3 | New | CZ06 | Any | Cap-Tons | 237.06 | 120001 | None | 76.5 | 0.0353 | 0 | 76.5 | 0.0353 | 0 | 0 | 0 | 0 | 0 | 0 | 0 | DEER:HVAC_Chillers | Annual | 2023
NE-HVAC-Chlr-AirCldScrewChlr-gte150tons-12.1EER-16.9IPLV | DEER2023 | D23 v0 |  | Any | Rt3 | New | CZ07 | Any | Cap-Tons | 231.25 | 120001 | None | 67.7 | 0.0335 | 0 | 67.7 | 0.0335 | 0 | 0 | 0 | 0 | 0 | 0 | 0 | DEER:HVAC_Chillers | Annual | 2023
NE-HVAC-Chlr-AirCldScrewChlr-gte150tons-12.1EER-16.9IPLV | DEER2023 | D23 v0 |  | Any | Rt3 | New | CZ08 | Any | Cap-Tons | 258.65 | 120001 | None | 85.5 | 0.0351 | 0 | 85.5 | 0.0351 | 0 | 0 | 0 | 0 | 0 | 0 | 0 | DEER:HVAC_Chillers | Annual | 2023
NE-HVAC-Chlr-AirCldScrewChlr-gte150tons-12.1EER-16.9IPLV | DEER2023 | D23 v0 |  | Any | Rt3 | New | CZ09 | Any | Cap-Tons | 315.99 | 120001 | None | 65.7 | 0.0334 | 0 | 65.7 | 0.0334 | 0 | 0 | 0 | 0 | 0 | 0 | 0 | DEER:HVAC_Chillers | Annual | 2023
NE-HVAC-Chlr-AirCldScrewChlr-gte150tons-12.1EER-16.9IPLV | DEER2023 | D23 v0 |  | Any | Rt3 | New | CZ10 | Any | Cap-Tons | 276.78 | 120001 | None | 83.9 | 0.047 | 0 | 83.9 | 0.047 | 0 | 0 | 0 | 0 | 0 | 0 | 0 | DEER:HVAC_Chillers | Annual | 2023
NE-HVAC-Chlr-AirCldScrewChlr-gte150tons-12.1EER-16.9IPLV | DEER2023 | D23 v0 |  | Any | Rt3 | New | CZ11 | Any | Cap-Tons | 276.99 | 120001 | None | 77.5 | 0.0533 | 0 | 77.5 | 0.0533 | 0 | 0 | 0 | 0 | 0 | 0 | 0 | DEER:HVAC_Chillers | Annual | 2023
NE-HVAC-Chlr-AirCldScrewChlr-gte150tons-12.1EER-16.9IPLV | DEER2023 | D23 v0 |  | Any | Rt3 | New | CZ12 | Any | Cap-Tons | 265.74 | 120001 | None | 66.1 | 0.0521 | 0 | 66.1 | 0.0521 | 0 | 0 | 0 | 0 | 0 | 0 | 0 | DEER:HVAC_Chillers | Annual | 2023
NE-HVAC-Chlr-AirCldScrewChlr-gte150tons-12.1EER-16.9IPLV | DEER2023 | D23 v0 |  | Any | Rt3 | New | CZ13 | Any | Cap-Tons | 284.91 | 120001 | None | 83.8 | 0.0557 | 0 | 83.8 | 0.0557 | 0 | 0 | 0 | 0 | 0 | 0 | 0 | DEER:HVAC_Chillers | Annual | 2023
NE-HVAC-Chlr-AirCldScrewChlr-gte150tons-12.1EER-16.9IPLV | DEER2023 | D23 v0 |  | Any | Rt3 | New | CZ14 | Any | Cap-Tons | 286.54 | 120001 | None | 74.9 | 0.0462 | 0 | 74.9 | 0.0462 | 0 | 0 | 0 | 0 | 0 | 0 | 0 | DEER:HVAC_Chillers | Annual | 2023
NE-HVAC-Chlr-AirCldScrewChlr-gte150tons-12.1EER-16.9IPLV | DEER2023 | D23 v0 |  | Any | Rt3 | New | CZ15 | Any | Cap-Tons | 360.46 | 120001 | None | 111 | 0.0545 | 0 | 111 | 0.0545 | 0 | 0 | 0 | 0 | 0 | 0 | 0 | DEER:HVAC_Chillers | Annual | 2023
NE-HVAC-Chlr-AirCldScrewChlr-gte150tons-12.1EER-16.9IPLV | DEER2023 | D23 v0 |  | Any | Rt3 | New | CZ16 | Any | Cap-Tons | 178.09 | 120001 | None | 43.8 | 0.0374 | 0 | 43.8 | 0.0374 | 0 | 0 | 0 | 0 | 0 | 0 | 0 | DEER:HVAC_Chillers | Annual | 2023
NE-HVAC-Chlr-AirCldScrewChlr-gte150tons-12.1EER-16.9IPLV | DEER2023 | D23 v0 |  | Any | Rt3 | Old | CZ01 | Any | Cap-Tons | 163.1 | 120001 | None | 21.3 | 0.0536 | 0 | 9.08 | 0.0228 | 0 | 0 | 0 | 0 | 0 | 0 | 0 | DEER:HVAC_Chillers | Annual | 2023
NE-HVAC-Chlr-AirCldScrewChlr-gte150tons-12.1EER-16.9IPLV | DEER2023 | D23 v0 |  | Any | Rt3 | Old | CZ02 | Any | Cap-Tons | 258.36 | 120001 | None | 133 | 0.0974 | 0 | 56.5 | 0.0415 | 0 | 0 | 0 | 0 | 0 | 0 | 0 | DEER:HVAC_Chillers | Annual | 2023
NE-HVAC-Chlr-AirCldScrewChlr-gte150tons-12.1EER-16.9IPLV | DEER2023 | D23 v0 |  | Any | Rt3 | Old | CZ03 | Any | Cap-Tons | 210.76 | 120001 | None | 102 | 0.0849 | 0 | 43.3 | 0.0361 | 0 | 0 | 0 | 0 | 0 | 0 | 0 | DEER:HVAC_Chillers | Annual | 2023
NE-HVAC-Chlr-AirCldScrewChlr-gte150tons-12.1EER-16.9IPLV | DEER2023 | D23 v0 |  | Any | Rt3 | Old | CZ04 | Any | Cap-Tons | 260.24 | 120001 | None | 167 | 0.107 | 0 | 71.2 | 0.0457 | 0 | 0 | 0 | 0 | 0 | 0 | 0 | DEER:HVAC_Chillers | Annual | 2023
NE-HVAC-Chlr-AirCldScrewChlr-gte150tons-12.1EER-16.9IPLV | DEER2023 | D23 v0 |  | Any | Rt3 | Old | CZ05 | Any | Cap-Tons | 197.51 | 120001 | None | 126 | 0.0646 | 0 | 53.6 | 0.0275 | 0 | 0 | 0 | 0 | 0 | 0 | 0 | DEER:HVAC_Chillers | Annual | 2023
NE-HVAC-Chlr-AirCldScrewChlr-gte150tons-12.1EER-16.9IPLV | DEER2023 | D23 v0 |  | Any | Rt3 | Old | CZ06 | Any | Cap-Tons | 270.46 | 120001 | None | 195 | 0.0879 | 0 | 83.1 | 0.0374 | 0 | 0 | 0 | 0 | 0 | 0 | 0 | DEER:HVAC_Chillers | Annual | 2023
NE-HVAC-Chlr-AirCldScrewChlr-gte150tons-12.1EER-16.9IPLV | DEER2023 | D23 v0 |  | Any | Rt3 | Old | CZ07 | Any | Cap-Tons | 264.65 | 120001 | None | 172 | 0.0817 | 0 | 73.4 | 0.0348 | 0 | 0 | 0 | 0 | 0 | 0 | 0 | DEER:HVAC_Chillers | Annual | 2023
NE-HVAC-Chlr-AirCldScrewChlr-gte150tons-12.1EER-16.9IPLV | DEER2023 | D23 v0 |  | Any | Rt3 | Old | CZ08 | Any | Cap-Tons | 289.93 | 120001 | None | 232 | 0.0924 | 0 | 99 | 0.0393 | 0 | 0 | 0 | 0 | 0 | 0 | 0 | DEER:HVAC_Chillers | Annual | 2023
NE-HVAC-Chlr-AirCldScrewChlr-gte150tons-12.1EER-16.9IPLV | DEER2023 | D23 v0 |  | Any | Rt3 | Old | CZ09 | Any | Cap-Tons | 350.43 | 120001 | None | 175 | 0.0835 | 0 | 74.3 | 0.0356 | 0 | 0 | 0 | 0 | 0 | 0 | 0 | DEER:HVAC_Chillers | Annual | 2023
NE-HVAC-Chlr-AirCldScrewChlr-gte150tons-12.1EER-16.9IPLV | DEER2023 | D23 v0 |  | Any | Rt3 | Old | CZ10 | Any | Cap-Tons | 311.19 | 120001 | None | 214 | 0.109 | 0 | 91 | 0.0464 | 0 | 0 | 0 | 0 | 0 | 0 | 0 | DEER:HVAC_Chillers | Annual | 2023
NE-HVAC-Chlr-AirCldScrewChlr-gte150tons-12.1EER-16.9IPLV | DEER2023 | D23 v0 |  | Any | Rt3 | Old | CZ11 | Any | Cap-Tons | 328.87 | 120001 | None | 192 | 0.125 | 0 | 81.9 | 0.0531 | 0 | 0 | 0 | 0 | 0 | 0 | 0 | DEER:HVAC_Chillers | Annual | 2023
NE-HVAC-Chlr-AirCldScrewChlr-gte150tons-12.1EER-16.9IPLV | DEER2023 | D23 v0 |  | Any | Rt3 | Old | CZ12 | Any | Cap-Tons | 305.54 | 120001 | None | 168 | 0.122 | 0 | 71.4 | 0.052 | 0 | 0 | 0 | 0 | 0 | 0 | 0 | DEER:HVAC_Chillers | Annual | 2023
NE-HVAC-Chlr-AirCldScrewChlr-gte150tons-12.1EER-16.9IPLV | DEER2023 | D23 v0 |  | Any | Rt3 | Old | CZ13 | Any | Cap-Tons | 332.03 | 120001 | None | 210 | 0.13 | 0 | 89.4 | 0.0552 | 0 | 0 | 0 | 0 | 0 | 0 | 0 | DEER:HVAC_Chillers | Annual | 2023
NE-HVAC-Chlr-AirCldScrewChlr-gte150tons-12.1EER-16.9IPLV | DEER2023 | D23 v0 |  | Any | Rt3 | Old | CZ14 | Any | Cap-Tons | 338.48 | 120001 | None | 187 | 0.111 | 0 | 79.6 | 0.0471 | 0 | 0 | 0 | 0 | 0 | 0 | 0 | DEER:HVAC_Chillers | Annual | 2023
NE-HVAC-Chlr-AirCldScrewChlr-gte150tons-12.1EER-16.9IPLV | DEER2023 | D23 v0 |  | Any | Rt3 | Old | CZ15 | Any | Cap-Tons | 411.22 | 120001 | None | 285 | 0.132 | 0 | 122 | 0.056 | 0 | 0 | 0 | 0 | 0 | 0 | 0 | DEER:HVAC_Chillers | Annual | 2023
NE-HVAC-Chlr-AirCldScrewChlr-gte150tons-12.1EER-16.9IPLV | DEER2023 | D23 v0 |  | Any | Rt3 | Old | CZ16 | Any | Cap-Tons | 227.7 | 120001 | None | 102 | 0.0888 | 0 | 43.6 | 0.0378 | 0 | 0 | 0 | 0 | 0 | 0 | 0 | DEER:HVAC_Chillers | Annual | 2023
NE-HVAC-Chlr-AirCldScrewChlr-gte150tons-12.1EER-16.9IPLV | DEER2023 | D23 v0 |  | Any | Rt3 | Rec | CZ01 | Any | Cap-Tons | 135.97 | 120001 | None | 13.9 | 0.0245 | 0 | 13.9 | 0.0245 | 0 | 0 | 0 | 0 | 0 | 0 | 0 | DEER:HVAC_Chillers | Annual | 2023
NE-HVAC-Chlr-AirCldScrewChlr-gte150tons-12.1EER-16.9IPLV | DEER2023 | D23 v0 |  | Any | Rt3 | Rec | CZ02 | Any | Cap-Tons | 231.67 | 120001 | None | 53.7 | 0.0413 | 0 | 53.7 | 0.0413 | 0 | 0 | 0 | 0 | 0 | 0 | 0 | DEER:HVAC_Chillers | Annual | 2023
NE-HVAC-Chlr-AirCldScrewChlr-gte150tons-12.1EER-16.9IPLV | DEER2023 | D23 v0 |  | Any | Rt3 | Rec | CZ03 | Any | Cap-Tons | 185.04 | 120001 | None | 43.1 | 0.0346 | 0 | 43.1 | 0.0346 | 0 | 0 | 0 | 0 | 0 | 0 | 0 | DEER:HVAC_Chillers | Annual | 2023
NE-HVAC-Chlr-AirCldScrewChlr-gte150tons-12.1EER-16.9IPLV | DEER2023 | D23 v0 |  | Any | Rt3 | Rec | CZ04 | Any | Cap-Tons | 233.48 | 120001 | None | 67.6 | 0.0462 | 0 | 67.6 | 0.0462 | 0 | 0 | 0 | 0 | 0 | 0 | 0 | DEER:HVAC_Chillers | Annual | 2023
NE-HVAC-Chlr-AirCldScrewChlr-gte150tons-12.1EER-16.9IPLV | DEER2023 | D23 v0 |  | Any | Rt3 | Rec | CZ05 | Any | Cap-Tons | 174.75 | 120001 | None | 52.3 | 0.0265 | 0 | 52.3 | 0.0265 | 0 | 0 | 0 | 0 | 0 | 0 | 0 | DEER:HVAC_Chillers | Annual | 2023
NE-HVAC-Chlr-AirCldScrewChlr-gte150tons-12.1EER-16.9IPLV | DEER2023 | D23 v0 |  | Any | Rt3 | Rec | CZ06 | Any | Cap-Tons | 244.6 | 120001 | None | 78.6 | 0.0354 | 0 | 78.6 | 0.0354 | 0 | 0 | 0 | 0 | 0 | 0 | 0 | DEER:HVAC_Chillers | Annual | 2023
NE-HVAC-Chlr-AirCldScrewChlr-gte150tons-12.1EER-16.9IPLV | DEER2023 | D23 v0 |  | Any | Rt3 | Rec | CZ07 | Any | Cap-Tons | 238.81 | 120001 | None | 70.3 | 0.0341 | 0 | 70.3 | 0.0341 | 0 | 0 | 0 | 0 | 0 | 0 | 0 | DEER:HVAC_Chillers | Annual | 2023
NE-HVAC-Chlr-AirCldScrewChlr-gte150tons-12.1EER-16.9IPLV | DEER2023 | D23 v0 |  | Any | Rt3 | Rec | CZ08 | Any | Cap-Tons | 265.56 | 120001 | None | 87.5 | 0.0354 | 0 | 87.5 | 0.0354 | 0 | 0 | 0 | 0 | 0 | 0 | 0 | DEER:HVAC_Chillers | Annual | 2023
NE-HVAC-Chlr-AirCldScrewChlr-gte150tons-12.1EER-16.9IPLV | DEER2023 | D23 v0 |  | Any | Rt3 | Rec | CZ09 | Any | Cap-Tons | 322.05 | 120001 | None | 67.6 | 0.0342 | 0 | 67.6 | 0.0342 | 0 | 0 | 0 | 0 | 0 | 0 | 0 | DEER:HVAC_Chillers | Annual | 2023
NE-HVAC-Chlr-AirCldScrewChlr-gte150tons-12.1EER-16.9IPLV | DEER2023 | D23 v0 |  | Any | Rt3 | Rec | CZ10 | Any | Cap-Tons | 283.51 | 120001 | None | 85.4 | 0.0471 | 0 | 85.4 | 0.0471 | 0 | 0 | 0 | 0 | 0 | 0 | 0 | DEER:HVAC_Chillers | Annual | 2023
NE-HVAC-Chlr-AirCldScrewChlr-gte150tons-12.1EER-16.9IPLV | DEER2023 | D23 v0 |  | Any | Rt3 | Rec | CZ11 | Any | Cap-Tons | 283.57 | 120001 | None | 78.2 | 0.0523 | 0 | 78.2 | 0.0523 | 0 | 0 | 0 | 0 | 0 | 0 | 0 | DEER:HVAC_Chillers | Annual | 2023
NE-HVAC-Chlr-AirCldScrewChlr-gte150tons-12.1EER-16.9IPLV | DEER2023 | D23 v0 |  | Any | Rt3 | Rec | CZ12 | Any | Cap-Tons | 272.67 | 120001 | None | 67 | 0.0508 | 0 | 67 | 0.0508 | 0 | 0 | 0 | 0 | 0 | 0 | 0 | DEER:HVAC_Chillers | Annual | 2023
NE-HVAC-Chlr-AirCldScrewChlr-gte150tons-12.1EER-16.9IPLV | DEER2023 | D23 v0 |  | Any | Rt3 | Rec | CZ13 | Any | Cap-Tons | 291.69 | 120001 | None | 84.4 | 0.0543 | 0 | 84.4 | 0.0543 | 0 | 0 | 0 | 0 | 0 | 0 | 0 | DEER:HVAC_Chillers | Annual | 2023
NE-HVAC-Chlr-AirCldScrewChlr-gte150tons-12.1EER-16.9IPLV | DEER2023 | D23 v0 |  | Any | Rt3 | Rec | CZ14 | Any | Cap-Tons | 293.81 | 120001 | None | 76 | 0.0462 | 0 | 76 | 0.0462 | 0 | 0 | 0 | 0 | 0 | 0 | 0 | DEER:HVAC_Chillers | Annual | 2023
NE-HVAC-Chlr-AirCldScrewChlr-gte150tons-12.1EER-16.9IPLV | DEER2023 | D23 v0 |  | Any | Rt3 | Rec | CZ15 | Any | Cap-Tons | 366.49 | 120001 | None | 113 | 0.0544 | 0 | 113 | 0.0544 | 0 | 0 | 0 | 0 | 0 | 0 | 0 | DEER:HVAC_Chillers | Annual | 2023
NE-HVAC-Chlr-AirCldScrewChlr-gte150tons-12.1EER-16.9IPLV | DEER2023 | D23 v0 |  | Any | Rt3 | Rec | CZ16 | Any | Cap-Tons | 185.06 | 120001 | None | 44.6 | 0.037 | 0 | 44.6 | 0.037 | 0 | 0 | 0 | 0 | 0 | 0 | 0 | DEER:HVAC_Chillers | Annual | 2023
NE-HVAC-Chlr-AirCldScrewChlr-lt150tons-11.1EER-15.1IPLV | DEER2023 | D23 v0 |  | Any | ECC | Ex | CZ01 | Any | Cap-Tons | 357.09 | 300000 | None | 26 | 0.0573 | 0 | 13.9 | 0.0307 | 0 | 0 | 0 | 0 | 0 | 0 | 0 | DEER:HVAC_Chillers | Annual | 2023
NE-HVAC-Chlr-AirCldScrewChlr-lt150tons-11.1EER-15.1IPLV | DEER2023 | D23 v0 |  | Any | ECC | Ex | CZ02 | Any | Cap-Tons | 616.83 | 300000 | None | 89.7 | 0.088 | 0 | 48.1 | 0.0471 | 0 | 0 | 0 | 0 | 0 | 0 | 0 | DEER:HVAC_Chillers | Annual | 2023
NE-HVAC-Chlr-AirCldScrewChlr-lt150tons-11.1EER-15.1IPLV | DEER2023 | D23 v0 |  | Any | ECC | Ex | CZ03 | Any | Cap-Tons | 501.51 | 300000 | None | 75.5 | 0.0742 | 0 | 40.5 | 0.0398 | 0 | 0 | 0 | 0 | 0 | 0 | 0 | DEER:HVAC_Chillers | Annual | 2023
NE-HVAC-Chlr-AirCldScrewChlr-lt150tons-11.1EER-15.1IPLV | DEER2023 | D23 v0 |  | Any | ECC | Ex | CZ04 | Any | Cap-Tons | 640.77 | 300000 | None | 112 | 0.0955 | 0 | 60.1 | 0.0511 | 0 | 0 | 0 | 0 | 0 | 0 | 0 | DEER:HVAC_Chillers | Annual | 2023
NE-HVAC-Chlr-AirCldScrewChlr-lt150tons-11.1EER-15.1IPLV | DEER2023 | D23 v0 |  | Any | ECC | Ex | CZ05 | Any | Cap-Tons | 440.59 | 300000 | None | 98.5 | 0.0587 | 0 | 52.7 | 0.0314 | 0 | 0 | 0 | 0 | 0 | 0 | 0 | DEER:HVAC_Chillers | Annual | 2023
NE-HVAC-Chlr-AirCldScrewChlr-lt150tons-11.1EER-15.1IPLV | DEER2023 | D23 v0 |  | Any | ECC | Ex | CZ06 | Any | Cap-Tons | 681.82 | 300000 | None | 136 | 0.0715 | 0 | 72.9 | 0.0383 | 0 | 0 | 0 | 0 | 0 | 0 | 0 | DEER:HVAC_Chillers | Annual | 2023
NE-HVAC-Chlr-AirCldScrewChlr-lt150tons-11.1EER-15.1IPLV | DEER2023 | D23 v0 |  | Any | ECC | Ex | CZ07 | Any | Cap-Tons | 640.68 | 300000 | None | 124 | 0.0705 | 0 | 66.5 | 0.0377 | 0 | 0 | 0 | 0 | 0 | 0 | 0 | DEER:HVAC_Chillers | Annual | 2023
NE-HVAC-Chlr-AirCldScrewChlr-lt150tons-11.1EER-15.1IPLV | DEER2023 | D23 v0 |  | Any | ECC | Ex | CZ08 | Any | Cap-Tons | 731.41 | 300000 | None | 150 | 0.0703 | 0 | 80.1 | 0.0377 | 0 | 0 | 0 | 0 | 0 | 0 | 0 | DEER:HVAC_Chillers | Annual | 2023
NE-HVAC-Chlr-AirCldScrewChlr-lt150tons-11.1EER-15.1IPLV | DEER2023 | D23 v0 |  | Any | ECC | Ex | CZ09 | Any | Cap-Tons | 879.61 | 300000 | None | 118 | 0.071 | 0 | 63.3 | 0.038 | 0 | 0 | 0 | 0 | 0 | 0 | 0 | DEER:HVAC_Chillers | Annual | 2023
NE-HVAC-Chlr-AirCldScrewChlr-lt150tons-11.1EER-15.1IPLV | DEER2023 | D23 v0 |  | Any | ECC | Ex | CZ10 | Any | Cap-Tons | 762.59 | 300000 | None | 146 | 0.0602 | 0 | 78.3 | 0.0322 | 0 | 0 | 0 | 0 | 0 | 0 | 0 | DEER:HVAC_Chillers | Annual | 2023
NE-HVAC-Chlr-AirCldScrewChlr-lt150tons-11.1EER-15.1IPLV | DEER2023 | D23 v0 |  | Any | ECC | Ex | CZ11 | Any | Cap-Tons | 718.27 | 300000 | None | 146 | 0.0939 | 0 | 78 | 0.0503 | 0 | 0 | 0 | 0 | 0 | 0 | 0 | DEER:HVAC_Chillers | Annual | 2023
NE-HVAC-Chlr-AirCldScrewChlr-lt150tons-11.1EER-15.1IPLV | DEER2023 | D23 v0 |  | Any | ECC | Ex | CZ12 | Any | Cap-Tons | 652.19 | 300000 | None | 126 | 0.0893 | 0 | 67.4 | 0.0478 | 0 | 0 | 0 | 0 | 0 | 0 | 0 | DEER:HVAC_Chillers | Annual | 2023
NE-HVAC-Chlr-AirCldScrewChlr-lt150tons-11.1EER-15.1IPLV | DEER2023 | D23 v0 |  | Any | ECC | Ex | CZ13 | Any | Cap-Tons | 767.42 | 300000 | None | 153 | 0.0855 | 0 | 81.9 | 0.0458 | 0 | 0 | 0 | 0 | 0 | 0 | 0 | DEER:HVAC_Chillers | Annual | 2023
NE-HVAC-Chlr-AirCldScrewChlr-lt150tons-11.1EER-15.1IPLV | DEER2023 | D23 v0 |  | Any | ECC | Ex | CZ14 | Any | Cap-Tons | 827.23 | 300000 | None | 132 | 0.0691 | 0 | 70.4 | 0.037 | 0 | 0 | 0 | 0 | 0 | 0 | 0 | DEER:HVAC_Chillers | Annual | 2023
NE-HVAC-Chlr-AirCldScrewChlr-lt150tons-11.1EER-15.1IPLV | DEER2023 | D23 v0 |  | Any | ECC | Ex | CZ15 | Any | Cap-Tons | 1054.14 | 300000 | None | 200 | 0.0822 | 0 | 107 | 0.044 | 0 | 0 | 0 | 0 | 0 | 0 | 0 | DEER:HVAC_Chillers | Annual | 2023
NE-HVAC-Chlr-AirCldScrewChlr-lt150tons-11.1EER-15.1IPLV | DEER2023 | D23 v0 |  | Any | ECC | Ex | CZ16 | Any | Cap-Tons | 445.6 | 300000 | None | 86 | 0.0352 | 0 | 46.1 | 0.0188 | 0 | 0 | 0 | 0 | 0 | 0 | 0 | DEER:HVAC_Chillers | Annual | 2023
NE-HVAC-Chlr-AirCldScrewChlr-lt150tons-11.1EER-15.1IPLV | DEER2023 | D23 v0 |  | Any | ECC | New | CZ01 | Any | Cap-Tons | 308.24 | 300000 | None | 14 | 0.0321 | 0 | 14 | 0.0321 | 0 | 0 | 0 | 0 | 0 | 0 | 0 | DEER:HVAC_Chillers | Annual | 2023
NE-HVAC-Chlr-AirCldScrewChlr-lt150tons-11.1EER-15.1IPLV | DEER2023 | D23 v0 |  | Any | ECC | New | CZ02 | Any | Cap-Tons | 557.07 | 300000 | None | 46.7 | 0.0473 | 0 | 46.7 | 0.0473 | 0 | 0 | 0 | 0 | 0 | 0 | 0 | DEER:HVAC_Chillers | Annual | 2023
NE-HVAC-Chlr-AirCldScrewChlr-lt150tons-11.1EER-15.1IPLV | DEER2023 | D23 v0 |  | Any | ECC | New | CZ03 | Any | Cap-Tons | 427.47 | 300000 | None | 40.8 | 0.0419 | 0 | 40.8 | 0.0419 | 0 | 0 | 0 | 0 | 0 | 0 | 0 | DEER:HVAC_Chillers | Annual | 2023
NE-HVAC-Chlr-AirCldScrewChlr-lt150tons-11.1EER-15.1IPLV | DEER2023 | D23 v0 |  | Any | ECC | New | CZ04 | Any | Cap-Tons | 554.56 | 300000 | None | 60.5 | 0.0538 | 0 | 60.5 | 0.0538 | 0 | 0 | 0 | 0 | 0 | 0 | 0 | DEER:HVAC_Chillers | Annual | 2023
NE-HVAC-Chlr-AirCldScrewChlr-lt150tons-11.1EER-15.1IPLV | DEER2023 | D23 v0 |  | Any | ECC | New | CZ05 | Any | Cap-Tons | 371.74 | 300000 | None | 53.8 | 0.0329 | 0 | 53.8 | 0.0329 | 0 | 0 | 0 | 0 | 0 | 0 | 0 | DEER:HVAC_Chillers | Annual | 2023
NE-HVAC-Chlr-AirCldScrewChlr-lt150tons-11.1EER-15.1IPLV | DEER2023 | D23 v0 |  | Any | ECC | New | CZ06 | Any | Cap-Tons | 598.18 | 300000 | None | 72.3 | 0.0391 | 0 | 72.3 | 0.0391 | 0 | 0 | 0 | 0 | 0 | 0 | 0 | DEER:HVAC_Chillers | Annual | 2023
NE-HVAC-Chlr-AirCldScrewChlr-lt150tons-11.1EER-15.1IPLV | DEER2023 | D23 v0 |  | Any | ECC | New | CZ07 | Any | Cap-Tons | 563.05 | 300000 | None | 65.3 | 0.0389 | 0 | 65.3 | 0.0389 | 0 | 0 | 0 | 0 | 0 | 0 | 0 | DEER:HVAC_Chillers | Annual | 2023
NE-HVAC-Chlr-AirCldScrewChlr-lt150tons-11.1EER-15.1IPLV | DEER2023 | D23 v0 |  | Any | ECC | New | CZ08 | Any | Cap-Tons | 651.04 | 300000 | None | 77.9 | 0.0375 | 0 | 77.9 | 0.0375 | 0 | 0 | 0 | 0 | 0 | 0 | 0 | DEER:HVAC_Chillers | Annual | 2023
NE-HVAC-Chlr-AirCldScrewChlr-lt150tons-11.1EER-15.1IPLV | DEER2023 | D23 v0 |  | Any | ECC | New | CZ09 | Any | Cap-Tons | 783.42 | 300000 | None | 61.7 | 0.0381 | 0 | 61.7 | 0.0381 | 0 | 0 | 0 | 0 | 0 | 0 | 0 | DEER:HVAC_Chillers | Annual | 2023
NE-HVAC-Chlr-AirCldScrewChlr-lt150tons-11.1EER-15.1IPLV | DEER2023 | D23 v0 |  | Any | ECC | New | CZ10 | Any | Cap-Tons | 696.43 | 300000 | None | 76.2 | 0.0313 | 0 | 76.2 | 0.0313 | 0 | 0 | 0 | 0 | 0 | 0 | 0 | DEER:HVAC_Chillers | Annual | 2023
NE-HVAC-Chlr-AirCldScrewChlr-lt150tons-11.1EER-15.1IPLV | DEER2023 | D23 v0 |  | Any | ECC | New | CZ11 | Any | Cap-Tons | 638.16 | 300000 | None | 76.1 | 0.0479 | 0 | 76.1 | 0.0479 | 0 | 0 | 0 | 0 | 0 | 0 | 0 | DEER:HVAC_Chillers | Annual | 2023
NE-HVAC-Chlr-AirCldScrewChlr-lt150tons-11.1EER-15.1IPLV | DEER2023 | D23 v0 |  | Any | ECC | New | CZ12 | Any | Cap-Tons | 583.52 | 300000 | None | 66.4 | 0.0464 | 0 | 66.4 | 0.0464 | 0 | 0 | 0 | 0 | 0 | 0 | 0 | DEER:HVAC_Chillers | Annual | 2023
NE-HVAC-Chlr-AirCldScrewChlr-lt150tons-11.1EER-15.1IPLV | DEER2023 | D23 v0 |  | Any | ECC | New | CZ13 | Any | Cap-Tons | 689.72 | 300000 | None | 79.4 | 0.0423 | 0 | 79.4 | 0.0423 | 0 | 0 | 0 | 0 | 0 | 0 | 0 | DEER:HVAC_Chillers | Annual | 2023
NE-HVAC-Chlr-AirCldScrewChlr-lt150tons-11.1EER-15.1IPLV | DEER2023 | D23 v0 |  | Any | ECC | New | CZ14 | Any | Cap-Tons | 742.63 | 300000 | None | 68.2 | 0.0353 | 0 | 68.2 | 0.0353 | 0 | 0 | 0 | 0 | 0 | 0 | 0 | DEER:HVAC_Chillers | Annual | 2023
NE-HVAC-Chlr-AirCldScrewChlr-lt150tons-11.1EER-15.1IPLV | DEER2023 | D23 v0 |  | Any | ECC | New | CZ15 | Any | Cap-Tons | 966.26 | 300000 | None | 102 | 0.0404 | 0 | 102 | 0.0404 | 0 | 0 | 0 | 0 | 0 | 0 | 0 | DEER:HVAC_Chillers | Annual | 2023
NE-HVAC-Chlr-AirCldScrewChlr-lt150tons-11.1EER-15.1IPLV | DEER2023 | D23 v0 |  | Any | ECC | New | CZ16 | Any | Cap-Tons | 382.97 | 300000 | None | 45.3 | 0.016 | 0 | 45.3 | 0.016 | 0 | 0 | 0 | 0 | 0 | 0 | 0 | DEER:HVAC_Chillers | Annual | 2023
NE-HVAC-Chlr-AirCldScrewChlr-lt150tons-11.1EER-15.1IPLV | DEER2023 | D23 v0 |  | Any | ECC | Old | CZ01 | Any | Cap-Tons | 455.43 | 300000 | None | 19.8 | 0.066 | 0 | 8.44 | 0.0281 | 0 | 0 | 0 | 0 | 0 | 0 | 0 | DEER:HVAC_Chillers | Annual | 2023
NE-HVAC-Chlr-AirCldScrewChlr-lt150tons-11.1EER-15.1IPLV | DEER2023 | D23 v0 |  | Any | ECC | Old | CZ02 | Any | Cap-Tons | 748.31 | 300000 | None | 121 | 0.113 | 0 | 51.6 | 0.0481 | 0 | 0 | 0 | 0 | 0 | 0 | 0 | DEER:HVAC_Chillers | Annual | 2023
NE-HVAC-Chlr-AirCldScrewChlr-lt150tons-11.1EER-15.1IPLV | DEER2023 | D23 v0 |  | Any | ECC | Old | CZ03 | Any | Cap-Tons | 610.95 | 300000 | None | 93.7 | 0.0964 | 0 | 39.9 | 0.041 | 0 | 0 | 0 | 0 | 0 | 0 | 0 | DEER:HVAC_Chillers | Annual | 2023
NE-HVAC-Chlr-AirCldScrewChlr-lt150tons-11.1EER-15.1IPLV | DEER2023 | D23 v0 |  | Any | ECC | Old | CZ04 | Any | Cap-Tons | 758.76 | 300000 | None | 155 | 0.122 | 0 | 65.8 | 0.0521 | 0 | 0 | 0 | 0 | 0 | 0 | 0 | DEER:HVAC_Chillers | Annual | 2023
NE-HVAC-Chlr-AirCldScrewChlr-lt150tons-11.1EER-15.1IPLV | DEER2023 | D23 v0 |  | Any | ECC | Old | CZ05 | Any | Cap-Tons | 538.72 | 300000 | None | 124 | 0.0733 | 0 | 52.9 | 0.0312 | 0 | 0 | 0 | 0 | 0 | 0 | 0 | DEER:HVAC_Chillers | Annual | 2023
NE-HVAC-Chlr-AirCldScrewChlr-lt150tons-11.1EER-15.1IPLV | DEER2023 | D23 v0 |  | Any | ECC | Old | CZ06 | Any | Cap-Tons | 787.19 | 300000 | None | 189 | 0.0944 | 0 | 80.4 | 0.0402 | 0 | 0 | 0 | 0 | 0 | 0 | 0 | DEER:HVAC_Chillers | Annual | 2023
NE-HVAC-Chlr-AirCldScrewChlr-lt150tons-11.1EER-15.1IPLV | DEER2023 | D23 v0 |  | Any | ECC | Old | CZ07 | Any | Cap-Tons | 742.23 | 300000 | None | 167 | 0.0873 | 0 | 71.1 | 0.0371 | 0 | 0 | 0 | 0 | 0 | 0 | 0 | DEER:HVAC_Chillers | Annual | 2023
NE-HVAC-Chlr-AirCldScrewChlr-lt150tons-11.1EER-15.1IPLV | DEER2023 | D23 v0 |  | Any | ECC | Old | CZ08 | Any | Cap-Tons | 828.55 | 300000 | None | 212 | 0.0929 | 0 | 90.2 | 0.0395 | 0 | 0 | 0 | 0 | 0 | 0 | 0 | DEER:HVAC_Chillers | Annual | 2023
NE-HVAC-Chlr-AirCldScrewChlr-lt150tons-11.1EER-15.1IPLV | DEER2023 | D23 v0 |  | Any | ECC | Old | CZ09 | Any | Cap-Tons | 1006.25 | 300000 | None | 168 | 0.0917 | 0 | 71.7 | 0.039 | 0 | 0 | 0 | 0 | 0 | 0 | 0 | DEER:HVAC_Chillers | Annual | 2023
NE-HVAC-Chlr-AirCldScrewChlr-lt150tons-11.1EER-15.1IPLV | DEER2023 | D23 v0 |  | Any | ECC | Old | CZ10 | Any | Cap-Tons | 898.18 | 300000 | None | 206 | 0.0893 | 0 | 87.7 | 0.038 | 0 | 0 | 0 | 0 | 0 | 0 | 0 | DEER:HVAC_Chillers | Annual | 2023
NE-HVAC-Chlr-AirCldScrewChlr-lt150tons-11.1EER-15.1IPLV | DEER2023 | D23 v0 |  | Any | ECC | Old | CZ11 | Any | Cap-Tons | 864.53 | 300000 | None | 202 | 0.126 | 0 | 86.1 | 0.0536 | 0 | 0 | 0 | 0 | 0 | 0 | 0 | DEER:HVAC_Chillers | Annual | 2023
NE-HVAC-Chlr-AirCldScrewChlr-lt150tons-11.1EER-15.1IPLV | DEER2023 | D23 v0 |  | Any | ECC | Old | CZ12 | Any | Cap-Tons | 787.32 | 300000 | None | 174 | 0.123 | 0 | 74.2 | 0.0522 | 0 | 0 | 0 | 0 | 0 | 0 | 0 | DEER:HVAC_Chillers | Annual | 2023
NE-HVAC-Chlr-AirCldScrewChlr-lt150tons-11.1EER-15.1IPLV | DEER2023 | D23 v0 |  | Any | ECC | Old | CZ13 | Any | Cap-Tons | 915.83 | 300000 | None | 213 | 0.12 | 0 | 90.7 | 0.051 | 0 | 0 | 0 | 0 | 0 | 0 | 0 | DEER:HVAC_Chillers | Annual | 2023
NE-HVAC-Chlr-AirCldScrewChlr-lt150tons-11.1EER-15.1IPLV | DEER2023 | D23 v0 |  | Any | ECC | Old | CZ14 | Any | Cap-Tons | 971.71 | 300000 | None | 184 | 0.0991 | 0 | 78.1 | 0.0422 | 0 | 0 | 0 | 0 | 0 | 0 | 0 | DEER:HVAC_Chillers | Annual | 2023
NE-HVAC-Chlr-AirCldScrewChlr-lt150tons-11.1EER-15.1IPLV | DEER2023 | D23 v0 |  | Any | ECC | Old | CZ15 | Any | Cap-Tons | 1217.28 | 300000 | None | 281 | 0.114 | 0 | 120 | 0.0485 | 0 | 0 | 0 | 0 | 0 | 0 | 0 | DEER:HVAC_Chillers | Annual | 2023
NE-HVAC-Chlr-AirCldScrewChlr-lt150tons-11.1EER-15.1IPLV | DEER2023 | D23 v0 |  | Any | ECC | Old | CZ16 | Any | Cap-Tons | 555.43 | 300000 | None | 116 | 0.0535 | 0 | 49.2 | 0.0228 | 0 | 0 | 0 | 0 | 0 | 0 | 0 | DEER:HVAC_Chillers | Annual | 2023
NE-HVAC-Chlr-AirCldScrewChlr-lt150tons-11.1EER-15.1IPLV | DEER2023 | D23 v0 |  | Any | ECC | Rec | CZ01 | Any | Cap-Tons | 328.19 | 300000 | None | 14.2 | 0.0311 | 0 | 14.2 | 0.0311 | 0 | 0 | 0 | 0 | 0 | 0 | 0 | DEER:HVAC_Chillers | Annual | 2023
NE-HVAC-Chlr-AirCldScrewChlr-lt150tons-11.1EER-15.1IPLV | DEER2023 | D23 v0 |  | Any | ECC | Rec | CZ02 | Any | Cap-Tons | 577.57 | 300000 | None | 46.9 | 0.0468 | 0 | 46.9 | 0.0468 | 0 | 0 | 0 | 0 | 0 | 0 | 0 | DEER:HVAC_Chillers | Annual | 2023
NE-HVAC-Chlr-AirCldScrewChlr-lt150tons-11.1EER-15.1IPLV | DEER2023 | D23 v0 |  | Any | ECC | Rec | CZ03 | Any | Cap-Tons | 447.48 | 300000 | None | 41.1 | 0.0408 | 0 | 41.1 | 0.0408 | 0 | 0 | 0 | 0 | 0 | 0 | 0 | DEER:HVAC_Chillers | Annual | 2023
NE-HVAC-Chlr-AirCldScrewChlr-lt150tons-11.1EER-15.1IPLV | DEER2023 | D23 v0 |  | Any | ECC | Rec | CZ04 | Any | Cap-Tons | 577.27 | 300000 | None | 60.1 | 0.0527 | 0 | 60.1 | 0.0527 | 0 | 0 | 0 | 0 | 0 | 0 | 0 | DEER:HVAC_Chillers | Annual | 2023
NE-HVAC-Chlr-AirCldScrewChlr-lt150tons-11.1EER-15.1IPLV | DEER2023 | D23 v0 |  | Any | ECC | Rec | CZ05 | Any | Cap-Tons | 389.98 | 300000 | None | 53.9 | 0.0327 | 0 | 53.9 | 0.0327 | 0 | 0 | 0 | 0 | 0 | 0 | 0 | DEER:HVAC_Chillers | Annual | 2023
NE-HVAC-Chlr-AirCldScrewChlr-lt150tons-11.1EER-15.1IPLV | DEER2023 | D23 v0 |  | Any | ECC | Rec | CZ06 | Any | Cap-Tons | 620.47 | 300000 | None | 72.7 | 0.0393 | 0 | 72.7 | 0.0393 | 0 | 0 | 0 | 0 | 0 | 0 | 0 | DEER:HVAC_Chillers | Annual | 2023
NE-HVAC-Chlr-AirCldScrewChlr-lt150tons-11.1EER-15.1IPLV | DEER2023 | D23 v0 |  | Any | ECC | Rec | CZ07 | Any | Cap-Tons | 583.19 | 300000 | None | 66.3 | 0.0388 | 0 | 66.3 | 0.0388 | 0 | 0 | 0 | 0 | 0 | 0 | 0 | DEER:HVAC_Chillers | Annual | 2023
NE-HVAC-Chlr-AirCldScrewChlr-lt150tons-11.1EER-15.1IPLV | DEER2023 | D23 v0 |  | Any | ECC | Rec | CZ08 | Any | Cap-Tons | 673.3 | 300000 | None | 78.5 | 0.0374 | 0 | 78.5 | 0.0374 | 0 | 0 | 0 | 0 | 0 | 0 | 0 | DEER:HVAC_Chillers | Annual | 2023
NE-HVAC-Chlr-AirCldScrewChlr-lt150tons-11.1EER-15.1IPLV | DEER2023 | D23 v0 |  | Any | ECC | Rec | CZ09 | Any | Cap-Tons | 805.08 | 300000 | None | 62 | 0.038 | 0 | 62 | 0.038 | 0 | 0 | 0 | 0 | 0 | 0 | 0 | DEER:HVAC_Chillers | Annual | 2023
NE-HVAC-Chlr-AirCldScrewChlr-lt150tons-11.1EER-15.1IPLV | DEER2023 | D23 v0 |  | Any | ECC | Rec | CZ10 | Any | Cap-Tons | 718.38 | 300000 | None | 76.3 | 0.0307 | 0 | 76.3 | 0.0307 | 0 | 0 | 0 | 0 | 0 | 0 | 0 | DEER:HVAC_Chillers | Annual | 2023
NE-HVAC-Chlr-AirCldScrewChlr-lt150tons-11.1EER-15.1IPLV | DEER2023 | D23 v0 |  | Any | ECC | Rec | CZ11 | Any | Cap-Tons | 659.42 | 300000 | None | 75.5 | 0.0467 | 0 | 75.5 | 0.0467 | 0 | 0 | 0 | 0 | 0 | 0 | 0 | DEER:HVAC_Chillers | Annual | 2023
NE-HVAC-Chlr-AirCldScrewChlr-lt150tons-11.1EER-15.1IPLV | DEER2023 | D23 v0 |  | Any | ECC | Rec | CZ12 | Any | Cap-Tons | 603.29 | 300000 | None | 66.2 | 0.0453 | 0 | 66.2 | 0.0453 | 0 | 0 | 0 | 0 | 0 | 0 | 0 | DEER:HVAC_Chillers | Annual | 2023
NE-HVAC-Chlr-AirCldScrewChlr-lt150tons-11.1EER-15.1IPLV | DEER2023 | D23 v0 |  | Any | ECC | Rec | CZ13 | Any | Cap-Tons | 712.72 | 300000 | None | 79 | 0.0411 | 0 | 79 | 0.0411 | 0 | 0 | 0 | 0 | 0 | 0 | 0 | DEER:HVAC_Chillers | Annual | 2023
NE-HVAC-Chlr-AirCldScrewChlr-lt150tons-11.1EER-15.1IPLV | DEER2023 | D23 v0 |  | Any | ECC | Rec | CZ14 | Any | Cap-Tons | 766.06 | 300000 | None | 68 | 0.0348 | 0 | 68 | 0.0348 | 0 | 0 | 0 | 0 | 0 | 0 | 0 | DEER:HVAC_Chillers | Annual | 2023
NE-HVAC-Chlr-AirCldScrewChlr-lt150tons-11.1EER-15.1IPLV | DEER2023 | D23 v0 |  | Any | ECC | Rec | CZ15 | Any | Cap-Tons | 986.99 | 300000 | None | 102 | 0.0399 | 0 | 102 | 0.0399 | 0 | 0 | 0 | 0 | 0 | 0 | 0 | DEER:HVAC_Chillers | Annual | 2023
NE-HVAC-Chlr-AirCldScrewChlr-lt150tons-11.1EER-15.1IPLV | DEER2023 | D23 v0 |  | Any | ECC | Rec | CZ16 | Any | Cap-Tons | 400.46 | 300000 | None | 45.2 | 0.0155 | 0 | 45.2 | 0.0155 | 0 | 0 | 0 | 0 | 0 | 0 | 0 | DEER:HVAC_Chillers | Annual | 2023
NE-HVAC-Chlr-AirCldScrewChlr-lt150tons-11.1EER-15.1IPLV | DEER2023 | D23 v0 |  | Any | ESe | Ex | CZ01 | Any | Cap-Tons | 173.55 | 149999 | None | 19.7 | 0.0348 | 0 | 10.6 | 0.0186 | 0 | 0 | 0 | 0 | 0 | 0 | 0 | DEER:HVAC_Chillers | Annual | 2023
NE-HVAC-Chlr-AirCldScrewChlr-lt150tons-11.1EER-15.1IPLV | DEER2023 | D23 v0 |  | Any | ESe | Ex | CZ02 | Any | Cap-Tons | 312.92 | 149999 | None | 69.6 | 0.0619 | 0 | 37.3 | 0.0332 | 0 | 0 | 0 | 0 | 0 | 0 | 0 | DEER:HVAC_Chillers | Annual | 2023
NE-HVAC-Chlr-AirCldScrewChlr-lt150tons-11.1EER-15.1IPLV | DEER2023 | D23 v0 |  | Any | ESe | Ex | CZ03 | Any | Cap-Tons | 263.06 | 149999 | None | 61.5 | 0.0479 | 0 | 32.9 | 0.0257 | 0 | 0 | 0 | 0 | 0 | 0 | 0 | DEER:HVAC_Chillers | Annual | 2023
NE-HVAC-Chlr-AirCldScrewChlr-lt150tons-11.1EER-15.1IPLV | DEER2023 | D23 v0 |  | Any | ESe | Ex | CZ04 | Any | Cap-Tons | 331.83 | 149999 | None | 95.5 | 0.0698 | 0 | 51.2 | 0.0374 | 0 | 0 | 0 | 0 | 0 | 0 | 0 | DEER:HVAC_Chillers | Annual | 2023
NE-HVAC-Chlr-AirCldScrewChlr-lt150tons-11.1EER-15.1IPLV | DEER2023 | D23 v0 |  | Any | ESe | Ex | CZ05 | Any | Cap-Tons | 231.01 | 149999 | None | 86.2 | 0.0381 | 0 | 46.1 | 0.0204 | 0 | 0 | 0 | 0 | 0 | 0 | 0 | DEER:HVAC_Chillers | Annual | 2023
NE-HVAC-Chlr-AirCldScrewChlr-lt150tons-11.1EER-15.1IPLV | DEER2023 | D23 v0 |  | Any | ESe | Ex | CZ06 | Any | Cap-Tons | 371.23 | 149999 | None | 108 | 0.0444 | 0 | 57.8 | 0.0238 | 0 | 0 | 0 | 0 | 0 | 0 | 0 | DEER:HVAC_Chillers | Annual | 2023
NE-HVAC-Chlr-AirCldScrewChlr-lt150tons-11.1EER-15.1IPLV | DEER2023 | D23 v0 |  | Any | ESe | Ex | CZ07 | Any | Cap-Tons | 354.65 | 149999 | None | 96 | 0.0367 | 0 | 51.4 | 0.0196 | 0 | 0 | 0 | 0 | 0 | 0 | 0 | DEER:HVAC_Chillers | Annual | 2023
NE-HVAC-Chlr-AirCldScrewChlr-lt150tons-11.1EER-15.1IPLV | DEER2023 | D23 v0 |  | Any | ESe | Ex | CZ08 | Any | Cap-Tons | 394.17 | 149999 | None | 126 | 0.0486 | 0 | 67.6 | 0.026 | 0 | 0 | 0 | 0 | 0 | 0 | 0 | DEER:HVAC_Chillers | Annual | 2023
NE-HVAC-Chlr-AirCldScrewChlr-lt150tons-11.1EER-15.1IPLV | DEER2023 | D23 v0 |  | Any | ESe | Ex | CZ09 | Any | Cap-Tons | 476.28 | 149999 | None | 99.2 | 0.0485 | 0 | 53.1 | 0.026 | 0 | 0 | 0 | 0 | 0 | 0 | 0 | DEER:HVAC_Chillers | Annual | 2023
NE-HVAC-Chlr-AirCldScrewChlr-lt150tons-11.1EER-15.1IPLV | DEER2023 | D23 v0 |  | Any | ESe | Ex | CZ10 | Any | Cap-Tons | 396.53 | 149999 | None | 116 | 0.0295 | 0 | 62.2 | 0.0158 | 0 | 0 | 0 | 0 | 0 | 0 | 0 | DEER:HVAC_Chillers | Annual | 2023
NE-HVAC-Chlr-AirCldScrewChlr-lt150tons-11.1EER-15.1IPLV | DEER2023 | D23 v0 |  | Any | ESe | Ex | CZ11 | Any | Cap-Tons | 363.61 | 149999 | None | 112 | 0.0416 | 0 | 59.8 | 0.0223 | 0 | 0 | 0 | 0 | 0 | 0 | 0 | DEER:HVAC_Chillers | Annual | 2023
NE-HVAC-Chlr-AirCldScrewChlr-lt150tons-11.1EER-15.1IPLV | DEER2023 | D23 v0 |  | Any | ESe | Ex | CZ12 | Any | Cap-Tons | 330.97 | 149999 | None | 98.1 | 0.0419 | 0 | 52.5 | 0.0224 | 0 | 0 | 0 | 0 | 0 | 0 | 0 | DEER:HVAC_Chillers | Annual | 2023
NE-HVAC-Chlr-AirCldScrewChlr-lt150tons-11.1EER-15.1IPLV | DEER2023 | D23 v0 |  | Any | ESe | Ex | CZ13 | Any | Cap-Tons | 398.61 | 149999 | None | 114 | 0.037 | 0 | 61.3 | 0.0198 | 0 | 0 | 0 | 0 | 0 | 0 | 0 | DEER:HVAC_Chillers | Annual | 2023
NE-HVAC-Chlr-AirCldScrewChlr-lt150tons-11.1EER-15.1IPLV | DEER2023 | D23 v0 |  | Any | ESe | Ex | CZ14 | Any | Cap-Tons | 437.3 | 149999 | None | 98.2 | 0.0309 | 0 | 52.6 | 0.0165 | 0 | 0 | 0 | 0 | 0 | 0 | 0 | DEER:HVAC_Chillers | Annual | 2023
NE-HVAC-Chlr-AirCldScrewChlr-lt150tons-11.1EER-15.1IPLV | DEER2023 | D23 v0 |  | Any | ESe | Ex | CZ15 | Any | Cap-Tons | 562.55 | 149999 | None | 157 | 0.0358 | 0 | 83.8 | 0.0192 | 0 | 0 | 0 | 0 | 0 | 0 | 0 | DEER:HVAC_Chillers | Annual | 2023
NE-HVAC-Chlr-AirCldScrewChlr-lt150tons-11.1EER-15.1IPLV | DEER2023 | D23 v0 |  | Any | ESe | Ex | CZ16 | Any | Cap-Tons | 230.34 | 149999 | None | 66.6 | 0.0319 | 0 | 35.6 | 0.0171 | 0 | 0 | 0 | 0 | 0 | 0 | 0 | DEER:HVAC_Chillers | Annual | 2023
NE-HVAC-Chlr-AirCldScrewChlr-lt150tons-11.1EER-15.1IPLV | DEER2023 | D23 v0 |  | Any | ESe | New | CZ01 | Any | Cap-Tons | 147.6 | 149999 | None | 10 | 0.0191 | 0 | 10 | 0.0191 | 0 | 0 | 0 | 0 | 0 | 0 | 0 | DEER:HVAC_Chillers | Annual | 2023
NE-HVAC-Chlr-AirCldScrewChlr-lt150tons-11.1EER-15.1IPLV | DEER2023 | D23 v0 |  | Any | ESe | New | CZ02 | Any | Cap-Tons | 285.23 | 149999 | None | 33 | 0.0307 | 0 | 33 | 0.0307 | 0 | 0 | 0 | 0 | 0 | 0 | 0 | DEER:HVAC_Chillers | Annual | 2023
NE-HVAC-Chlr-AirCldScrewChlr-lt150tons-11.1EER-15.1IPLV | DEER2023 | D23 v0 |  | Any | ESe | New | CZ03 | Any | Cap-Tons | 220.45 | 149999 | None | 26.6 | 0.0221 | 0 | 26.6 | 0.0221 | 0 | 0 | 0 | 0 | 0 | 0 | 0 | DEER:HVAC_Chillers | Annual | 2023
NE-HVAC-Chlr-AirCldScrewChlr-lt150tons-11.1EER-15.1IPLV | DEER2023 | D23 v0 |  | Any | ESe | New | CZ04 | Any | Cap-Tons | 285.75 | 149999 | None | 42.1 | 0.0326 | 0 | 42.1 | 0.0326 | 0 | 0 | 0 | 0 | 0 | 0 | 0 | DEER:HVAC_Chillers | Annual | 2023
NE-HVAC-Chlr-AirCldScrewChlr-lt150tons-11.1EER-15.1IPLV | DEER2023 | D23 v0 |  | Any | ESe | New | CZ05 | Any | Cap-Tons | 186.52 | 149999 | None | 39.1 | 0.0198 | 0 | 39.1 | 0.0198 | 0 | 0 | 0 | 0 | 0 | 0 | 0 | DEER:HVAC_Chillers | Annual | 2023
NE-HVAC-Chlr-AirCldScrewChlr-lt150tons-11.1EER-15.1IPLV | DEER2023 | D23 v0 |  | Any | ESe | New | CZ06 | Any | Cap-Tons | 322.47 | 149999 | None | 46.3 | 0.0191 | 0 | 46.3 | 0.0191 | 0 | 0 | 0 | 0 | 0 | 0 | 0 | DEER:HVAC_Chillers | Annual | 2023
NE-HVAC-Chlr-AirCldScrewChlr-lt150tons-11.1EER-15.1IPLV | DEER2023 | D23 v0 |  | Any | ESe | New | CZ07 | Any | Cap-Tons | 305.32 | 149999 | None | 40.4 | 0.0172 | 0 | 40.4 | 0.0172 | 0 | 0 | 0 | 0 | 0 | 0 | 0 | DEER:HVAC_Chillers | Annual | 2023
NE-HVAC-Chlr-AirCldScrewChlr-lt150tons-11.1EER-15.1IPLV | DEER2023 | D23 v0 |  | Any | ESe | New | CZ08 | Any | Cap-Tons | 346.61 | 149999 | None | 55.4 | 0.0209 | 0 | 55.4 | 0.0209 | 0 | 0 | 0 | 0 | 0 | 0 | 0 | DEER:HVAC_Chillers | Annual | 2023
NE-HVAC-Chlr-AirCldScrewChlr-lt150tons-11.1EER-15.1IPLV | DEER2023 | D23 v0 |  | Any | ESe | New | CZ09 | Any | Cap-Tons | 411.97 | 149999 | None | 44.5 | 0.0223 | 0 | 44.5 | 0.0223 | 0 | 0 | 0 | 0 | 0 | 0 | 0 | DEER:HVAC_Chillers | Annual | 2023
NE-HVAC-Chlr-AirCldScrewChlr-lt150tons-11.1EER-15.1IPLV | DEER2023 | D23 v0 |  | Any | ESe | New | CZ10 | Any | Cap-Tons | 362.49 | 149999 | None | 56 | 0.0137 | 0 | 56 | 0.0137 | 0 | 0 | 0 | 0 | 0 | 0 | 0 | DEER:HVAC_Chillers | Annual | 2023
NE-HVAC-Chlr-AirCldScrewChlr-lt150tons-11.1EER-15.1IPLV | DEER2023 | D23 v0 |  | Any | ESe | New | CZ11 | Any | Cap-Tons | 328.09 | 149999 | None | 54.3 | 0.0204 | 0 | 54.3 | 0.0204 | 0 | 0 | 0 | 0 | 0 | 0 | 0 | DEER:HVAC_Chillers | Annual | 2023
NE-HVAC-Chlr-AirCldScrewChlr-lt150tons-11.1EER-15.1IPLV | DEER2023 | D23 v0 |  | Any | ESe | New | CZ12 | Any | Cap-Tons | 302.83 | 149999 | None | 46.6 | 0.0197 | 0 | 46.6 | 0.0197 | 0 | 0 | 0 | 0 | 0 | 0 | 0 | DEER:HVAC_Chillers | Annual | 2023
NE-HVAC-Chlr-AirCldScrewChlr-lt150tons-11.1EER-15.1IPLV | DEER2023 | D23 v0 |  | Any | ESe | New | CZ13 | Any | Cap-Tons | 365.92 | 149999 | None | 55.4 | 0.0178 | 0 | 55.4 | 0.0178 | 0 | 0 | 0 | 0 | 0 | 0 | 0 | DEER:HVAC_Chillers | Annual | 2023
NE-HVAC-Chlr-AirCldScrewChlr-lt150tons-11.1EER-15.1IPLV | DEER2023 | D23 v0 |  | Any | ESe | New | CZ14 | Any | Cap-Tons | 398.63 | 149999 | None | 46.4 | 0.014 | 0 | 46.4 | 0.014 | 0 | 0 | 0 | 0 | 0 | 0 | 0 | DEER:HVAC_Chillers | Annual | 2023
NE-HVAC-Chlr-AirCldScrewChlr-lt150tons-11.1EER-15.1IPLV | DEER2023 | D23 v0 |  | Any | ESe | New | CZ15 | Any | Cap-Tons | 512.92 | 149999 | None | 75.3 | 0.0164 | 0 | 75.3 | 0.0164 | 0 | 0 | 0 | 0 | 0 | 0 | 0 | DEER:HVAC_Chillers | Annual | 2023
NE-HVAC-Chlr-AirCldScrewChlr-lt150tons-11.1EER-15.1IPLV | DEER2023 | D23 v0 |  | Any | ESe | New | CZ16 | Any | Cap-Tons | 202.18 | 149999 | None | 30.5 | 0.0138 | 0 | 30.5 | 0.0138 | 0 | 0 | 0 | 0 | 0 | 0 | 0 | DEER:HVAC_Chillers | Annual | 2023
NE-HVAC-Chlr-AirCldScrewChlr-lt150tons-11.1EER-15.1IPLV | DEER2023 | D23 v0 |  | Any | ESe | Old | CZ01 | Any | Cap-Tons | 212.57 | 149999 | None | 17.8 | 0.0493 | 0 | 7.59 | 0.021 | 0 | 0 | 0 | 0 | 0 | 0 | 0 | DEER:HVAC_Chillers | Annual | 2023
NE-HVAC-Chlr-AirCldScrewChlr-lt150tons-11.1EER-15.1IPLV | DEER2023 | D23 v0 |  | Any | ESe | Old | CZ02 | Any | Cap-Tons | 371.36 | 149999 | None | 104 | 0.0883 | 0 | 44.5 | 0.0376 | 0 | 0 | 0 | 0 | 0 | 0 | 0 | DEER:HVAC_Chillers | Annual | 2023
NE-HVAC-Chlr-AirCldScrewChlr-lt150tons-11.1EER-15.1IPLV | DEER2023 | D23 v0 |  | Any | ESe | Old | CZ03 | Any | Cap-Tons | 297.72 | 149999 | None | 76.4 | 0.0652 | 0 | 32.5 | 0.0277 | 0 | 0 | 0 | 0 | 0 | 0 | 0 | DEER:HVAC_Chillers | Annual | 2023
NE-HVAC-Chlr-AirCldScrewChlr-lt150tons-11.1EER-15.1IPLV | DEER2023 | D23 v0 |  | Any | ESe | Old | CZ04 | Any | Cap-Tons | 374.23 | 149999 | None | 124 | 0.0868 | 0 | 52.9 | 0.0369 | 0 | 0 | 0 | 0 | 0 | 0 | 0 | DEER:HVAC_Chillers | Annual | 2023
NE-HVAC-Chlr-AirCldScrewChlr-lt150tons-11.1EER-15.1IPLV | DEER2023 | D23 v0 |  | Any | ESe | Old | CZ05 | Any | Cap-Tons | 255 | 149999 | None | 112 | 0.0555 | 0 | 47.6 | 0.0236 | 0 | 0 | 0 | 0 | 0 | 0 | 0 | DEER:HVAC_Chillers | Annual | 2023
NE-HVAC-Chlr-AirCldScrewChlr-lt150tons-11.1EER-15.1IPLV | DEER2023 | D23 v0 |  | Any | ESe | Old | CZ06 | Any | Cap-Tons | 405.59 | 149999 | None | 141 | 0.0593 | 0 | 60.1 | 0.0252 | 0 | 0 | 0 | 0 | 0 | 0 | 0 | DEER:HVAC_Chillers | Annual | 2023
NE-HVAC-Chlr-AirCldScrewChlr-lt150tons-11.1EER-15.1IPLV | DEER2023 | D23 v0 |  | Any | ESe | Old | CZ07 | Any | Cap-Tons | 380.46 | 149999 | None | 129 | 0.0533 | 0 | 55.1 | 0.0227 | 0 | 0 | 0 | 0 | 0 | 0 | 0 | DEER:HVAC_Chillers | Annual | 2023
NE-HVAC-Chlr-AirCldScrewChlr-lt150tons-11.1EER-15.1IPLV | DEER2023 | D23 v0 |  | Any | ESe | Old | CZ08 | Any | Cap-Tons | 429.85 | 149999 | None | 175 | 0.0663 | 0 | 74.4 | 0.0282 | 0 | 0 | 0 | 0 | 0 | 0 | 0 | DEER:HVAC_Chillers | Annual | 2023
NE-HVAC-Chlr-AirCldScrewChlr-lt150tons-11.1EER-15.1IPLV | DEER2023 | D23 v0 |  | Any | ESe | Old | CZ09 | Any | Cap-Tons | 516.87 | 149999 | None | 135 | 0.0649 | 0 | 57.6 | 0.0276 | 0 | 0 | 0 | 0 | 0 | 0 | 0 | DEER:HVAC_Chillers | Annual | 2023
NE-HVAC-Chlr-AirCldScrewChlr-lt150tons-11.1EER-15.1IPLV | DEER2023 | D23 v0 |  | Any | ESe | Old | CZ10 | Any | Cap-Tons | 452.57 | 149999 | None | 175 | 0.0476 | 0 | 74.6 | 0.0203 | 0 | 0 | 0 | 0 | 0 | 0 | 0 | DEER:HVAC_Chillers | Annual | 2023
NE-HVAC-Chlr-AirCldScrewChlr-lt150tons-11.1EER-15.1IPLV | DEER2023 | D23 v0 |  | Any | ESe | Old | CZ11 | Any | Cap-Tons | 429.05 | 149999 | None | 161 | 0.0607 | 0 | 68.6 | 0.0258 | 0 | 0 | 0 | 0 | 0 | 0 | 0 | DEER:HVAC_Chillers | Annual | 2023
NE-HVAC-Chlr-AirCldScrewChlr-lt150tons-11.1EER-15.1IPLV | DEER2023 | D23 v0 |  | Any | ESe | Old | CZ12 | Any | Cap-Tons | 390.97 | 149999 | None | 146 | 0.0648 | 0 | 62.3 | 0.0276 | 0 | 0 | 0 | 0 | 0 | 0 | 0 | DEER:HVAC_Chillers | Annual | 2023
NE-HVAC-Chlr-AirCldScrewChlr-lt150tons-11.1EER-15.1IPLV | DEER2023 | D23 v0 |  | Any | ESe | Old | CZ13 | Any | Cap-Tons | 457.18 | 149999 | None | 168 | 0.0572 | 0 | 71.7 | 0.0243 | 0 | 0 | 0 | 0 | 0 | 0 | 0 | DEER:HVAC_Chillers | Annual | 2023
NE-HVAC-Chlr-AirCldScrewChlr-lt150tons-11.1EER-15.1IPLV | DEER2023 | D23 v0 |  | Any | ESe | Old | CZ14 | Any | Cap-Tons | 497.93 | 149999 | None | 145 | 0.0488 | 0 | 61.6 | 0.0208 | 0 | 0 | 0 | 0 | 0 | 0 | 0 | DEER:HVAC_Chillers | Annual | 2023
NE-HVAC-Chlr-AirCldScrewChlr-lt150tons-11.1EER-15.1IPLV | DEER2023 | D23 v0 |  | Any | ESe | Old | CZ15 | Any | Cap-Tons | 636.65 | 149999 | None | 225 | 0.0529 | 0 | 95.6 | 0.0225 | 0 | 0 | 0 | 0 | 0 | 0 | 0 | DEER:HVAC_Chillers | Annual | 2023
NE-HVAC-Chlr-AirCldScrewChlr-lt150tons-11.1EER-15.1IPLV | DEER2023 | D23 v0 |  | Any | ESe | Old | CZ16 | Any | Cap-Tons | 272.66 | 149999 | None | 94 | 0.0491 | 0 | 40 | 0.0209 | 0 | 0 | 0 | 0 | 0 | 0 | 0 | DEER:HVAC_Chillers | Annual | 2023
NE-HVAC-Chlr-AirCldScrewChlr-lt150tons-11.1EER-15.1IPLV | DEER2023 | D23 v0 |  | Any | ESe | Rec | CZ01 | Any | Cap-Tons | 158.88 | 149999 | None | 10.1 | 0.0178 | 0 | 10.1 | 0.0178 | 0 | 0 | 0 | 0 | 0 | 0 | 0 | DEER:HVAC_Chillers | Annual | 2023
NE-HVAC-Chlr-AirCldScrewChlr-lt150tons-11.1EER-15.1IPLV | DEER2023 | D23 v0 |  | Any | ESe | Rec | CZ02 | Any | Cap-Tons | 295.36 | 149999 | None | 33.4 | 0.0305 | 0 | 33.4 | 0.0305 | 0 | 0 | 0 | 0 | 0 | 0 | 0 | DEER:HVAC_Chillers | Annual | 2023
NE-HVAC-Chlr-AirCldScrewChlr-lt150tons-11.1EER-15.1IPLV | DEER2023 | D23 v0 |  | Any | ESe | Rec | CZ03 | Any | Cap-Tons | 231.16 | 149999 | None | 27 | 0.0212 | 0 | 27 | 0.0212 | 0 | 0 | 0 | 0 | 0 | 0 | 0 | DEER:HVAC_Chillers | Annual | 2023
NE-HVAC-Chlr-AirCldScrewChlr-lt150tons-11.1EER-15.1IPLV | DEER2023 | D23 v0 |  | Any | ESe | Rec | CZ04 | Any | Cap-Tons | 295.42 | 149999 | None | 42.6 | 0.0324 | 0 | 42.6 | 0.0324 | 0 | 0 | 0 | 0 | 0 | 0 | 0 | DEER:HVAC_Chillers | Annual | 2023
NE-HVAC-Chlr-AirCldScrewChlr-lt150tons-11.1EER-15.1IPLV | DEER2023 | D23 v0 |  | Any | ESe | Rec | CZ05 | Any | Cap-Tons | 198.31 | 149999 | None | 39 | 0.019 | 0 | 39 | 0.019 | 0 | 0 | 0 | 0 | 0 | 0 | 0 | DEER:HVAC_Chillers | Annual | 2023
NE-HVAC-Chlr-AirCldScrewChlr-lt150tons-11.1EER-15.1IPLV | DEER2023 | D23 v0 |  | Any | ESe | Rec | CZ06 | Any | Cap-Tons | 334.12 | 149999 | None | 47.2 | 0.0188 | 0 | 47.2 | 0.0188 | 0 | 0 | 0 | 0 | 0 | 0 | 0 | DEER:HVAC_Chillers | Annual | 2023
NE-HVAC-Chlr-AirCldScrewChlr-lt150tons-11.1EER-15.1IPLV | DEER2023 | D23 v0 |  | Any | ESe | Rec | CZ07 | Any | Cap-Tons | 317.35 | 149999 | None | 41.3 | 0.0169 | 0 | 41.3 | 0.0169 | 0 | 0 | 0 | 0 | 0 | 0 | 0 | DEER:HVAC_Chillers | Annual | 2023
NE-HVAC-Chlr-AirCldScrewChlr-lt150tons-11.1EER-15.1IPLV | DEER2023 | D23 v0 |  | Any | ESe | Rec | CZ08 | Any | Cap-Tons | 358.78 | 149999 | None | 56 | 0.0204 | 0 | 56 | 0.0204 | 0 | 0 | 0 | 0 | 0 | 0 | 0 | DEER:HVAC_Chillers | Annual | 2023
NE-HVAC-Chlr-AirCldScrewChlr-lt150tons-11.1EER-15.1IPLV | DEER2023 | D23 v0 |  | Any | ESe | Rec | CZ09 | Any | Cap-Tons | 422.19 | 149999 | None | 45.1 | 0.0228 | 0 | 45.1 | 0.0228 | 0 | 0 | 0 | 0 | 0 | 0 | 0 | DEER:HVAC_Chillers | Annual | 2023
NE-HVAC-Chlr-AirCldScrewChlr-lt150tons-11.1EER-15.1IPLV | DEER2023 | D23 v0 |  | Any | ESe | Rec | CZ10 | Any | Cap-Tons | 373.02 | 149999 | None | 56.3 | 0.0135 | 0 | 56.3 | 0.0135 | 0 | 0 | 0 | 0 | 0 | 0 | 0 | DEER:HVAC_Chillers | Annual | 2023
NE-HVAC-Chlr-AirCldScrewChlr-lt150tons-11.1EER-15.1IPLV | DEER2023 | D23 v0 |  | Any | ESe | Rec | CZ11 | Any | Cap-Tons | 339.29 | 149999 | None | 54.1 | 0.02 | 0 | 54.1 | 0.02 | 0 | 0 | 0 | 0 | 0 | 0 | 0 | DEER:HVAC_Chillers | Annual | 2023
NE-HVAC-Chlr-AirCldScrewChlr-lt150tons-11.1EER-15.1IPLV | DEER2023 | D23 v0 |  | Any | ESe | Rec | CZ12 | Any | Cap-Tons | 313.35 | 149999 | None | 46.7 | 0.0193 | 0 | 46.7 | 0.0193 | 0 | 0 | 0 | 0 | 0 | 0 | 0 | DEER:HVAC_Chillers | Annual | 2023
NE-HVAC-Chlr-AirCldScrewChlr-lt150tons-11.1EER-15.1IPLV | DEER2023 | D23 v0 |  | Any | ESe | Rec | CZ13 | Any | Cap-Tons | 375.09 | 149999 | None | 55.8 | 0.0176 | 0 | 55.8 | 0.0176 | 0 | 0 | 0 | 0 | 0 | 0 | 0 | DEER:HVAC_Chillers | Annual | 2023
NE-HVAC-Chlr-AirCldScrewChlr-lt150tons-11.1EER-15.1IPLV | DEER2023 | D23 v0 |  | Any | ESe | Rec | CZ14 | Any | Cap-Tons | 410.21 | 149999 | None | 46.7 | 0.0138 | 0 | 46.7 | 0.0138 | 0 | 0 | 0 | 0 | 0 | 0 | 0 | DEER:HVAC_Chillers | Annual | 2023
NE-HVAC-Chlr-AirCldScrewChlr-lt150tons-11.1EER-15.1IPLV | DEER2023 | D23 v0 |  | Any | ESe | Rec | CZ15 | Any | Cap-Tons | 524.19 | 149999 | None | 74.9 | 0.0161 | 0 | 74.9 | 0.0161 | 0 | 0 | 0 | 0 | 0 | 0 | 0 | DEER:HVAC_Chillers | Annual | 2023
NE-HVAC-Chlr-AirCldScrewChlr-lt150tons-11.1EER-15.1IPLV | DEER2023 | D23 v0 |  | Any | ESe | Rec | CZ16 | Any | Cap-Tons | 212.42 | 149999 | None | 30.6 | 0.0129 | 0 | 30.6 | 0.0129 | 0 | 0 | 0 | 0 | 0 | 0 | 0 | DEER:HVAC_Chillers | Annual | 2023
NE-HVAC-Chlr-AirCldScrewChlr-lt150tons-11.1EER-15.1IPLV | DEER2023 | D23 v0 |  | Any | EUn | Ex | CZ01 | Any | Cap-Tons | 1361.91 | 930201 | None | 23.8 | 0.0472 | 0 | 12.7 | 0.0253 | 0 | 0 | 0 | 0 | 0 | 0 | 0 | DEER:HVAC_Chillers | Annual | 2023
NE-HVAC-Chlr-AirCldScrewChlr-lt150tons-11.1EER-15.1IPLV | DEER2023 | D23 v0 |  | Any | EUn | Ex | CZ02 | Any | Cap-Tons | 2191.38 | 930201 | None | 78.7 | 0.0774 | 0 | 42.2 | 0.0414 | 0 | 0 | 0 | 0 | 0 | 0 | 0 | DEER:HVAC_Chillers | Annual | 2023
NE-HVAC-Chlr-AirCldScrewChlr-lt150tons-11.1EER-15.1IPLV | DEER2023 | D23 v0 |  | Any | EUn | Ex | CZ03 | Any | Cap-Tons | 1790.86 | 930201 | None | 62.5 | 0.0654 | 0 | 33.5 | 0.035 | 0 | 0 | 0 | 0 | 0 | 0 | 0 | DEER:HVAC_Chillers | Annual | 2023
NE-HVAC-Chlr-AirCldScrewChlr-lt150tons-11.1EER-15.1IPLV | DEER2023 | D23 v0 |  | Any | EUn | Ex | CZ04 | Any | Cap-Tons | 2213.66 | 930201 | None | 98.9 | 0.0867 | 0 | 53 | 0.0464 | 0 | 0 | 0 | 0 | 0 | 0 | 0 | DEER:HVAC_Chillers | Annual | 2023
NE-HVAC-Chlr-AirCldScrewChlr-lt150tons-11.1EER-15.1IPLV | DEER2023 | D23 v0 |  | Any | EUn | Ex | CZ05 | Any | Cap-Tons | 1591.43 | 930201 | None | 82.6 | 0.0522 | 0 | 44.2 | 0.0279 | 0 | 0 | 0 | 0 | 0 | 0 | 0 | DEER:HVAC_Chillers | Annual | 2023
NE-HVAC-Chlr-AirCldScrewChlr-lt150tons-11.1EER-15.1IPLV | DEER2023 | D23 v0 |  | Any | EUn | Ex | CZ06 | Any | Cap-Tons | 2291.39 | 930201 | None | 114 | 0.0636 | 0 | 60.8 | 0.0341 | 0 | 0 | 0 | 0 | 0 | 0 | 0 | DEER:HVAC_Chillers | Annual | 2023
NE-HVAC-Chlr-AirCldScrewChlr-lt150tons-11.1EER-15.1IPLV | DEER2023 | D23 v0 |  | Any | EUn | Ex | CZ07 | Any | Cap-Tons | 2229.78 | 930201 | None | 97.2 | 0.0574 | 0 | 52.1 | 0.0307 | 0 | 0 | 0 | 0 | 0 | 0 | 0 | DEER:HVAC_Chillers | Annual | 2023
NE-HVAC-Chlr-AirCldScrewChlr-lt150tons-11.1EER-15.1IPLV | DEER2023 | D23 v0 |  | Any | EUn | Ex | CZ08 | Any | Cap-Tons | 2493.81 | 930201 | None | 127 | 0.0644 | 0 | 68.2 | 0.0345 | 0 | 0 | 0 | 0 | 0 | 0 | 0 | DEER:HVAC_Chillers | Annual | 2023
NE-HVAC-Chlr-AirCldScrewChlr-lt150tons-11.1EER-15.1IPLV | DEER2023 | D23 v0 |  | Any | EUn | Ex | CZ09 | Any | Cap-Tons | 2926.83 | 930201 | None | 105 | 0.0662 | 0 | 56 | 0.0354 | 0 | 0 | 0 | 0 | 0 | 0 | 0 | DEER:HVAC_Chillers | Annual | 2023
NE-HVAC-Chlr-AirCldScrewChlr-lt150tons-11.1EER-15.1IPLV | DEER2023 | D23 v0 |  | Any | EUn | Ex | CZ10 | Any | Cap-Tons | 2592.34 | 930201 | None | 128 | 0.0659 | 0 | 68.3 | 0.0353 | 0 | 0 | 0 | 0 | 0 | 0 | 0 | DEER:HVAC_Chillers | Annual | 2023
NE-HVAC-Chlr-AirCldScrewChlr-lt150tons-11.1EER-15.1IPLV | DEER2023 | D23 v0 |  | Any | EUn | Ex | CZ11 | Any | Cap-Tons | 2421.03 | 930201 | None | 132 | 0.0992 | 0 | 70.9 | 0.0531 | 0 | 0 | 0 | 0 | 0 | 0 | 0 | DEER:HVAC_Chillers | Annual | 2023
NE-HVAC-Chlr-AirCldScrewChlr-lt150tons-11.1EER-15.1IPLV | DEER2023 | D23 v0 |  | Any | EUn | Ex | CZ12 | Any | Cap-Tons | 2255.06 | 930201 | None | 113 | 0.0923 | 0 | 60.5 | 0.0494 | 0 | 0 | 0 | 0 | 0 | 0 | 0 | DEER:HVAC_Chillers | Annual | 2023
NE-HVAC-Chlr-AirCldScrewChlr-lt150tons-11.1EER-15.1IPLV | DEER2023 | D23 v0 |  | Any | EUn | Ex | CZ13 | Any | Cap-Tons | 2532.94 | 930201 | None | 141 | 0.0947 | 0 | 75.4 | 0.0507 | 0 | 0 | 0 | 0 | 0 | 0 | 0 | DEER:HVAC_Chillers | Annual | 2023
NE-HVAC-Chlr-AirCldScrewChlr-lt150tons-11.1EER-15.1IPLV | DEER2023 | D23 v0 |  | Any | EUn | Ex | CZ14 | Any | Cap-Tons | 2708.53 | 930201 | None | 120 | 0.0773 | 0 | 64.5 | 0.0414 | 0 | 0 | 0 | 0 | 0 | 0 | 0 | DEER:HVAC_Chillers | Annual | 2023
NE-HVAC-Chlr-AirCldScrewChlr-lt150tons-11.1EER-15.1IPLV | DEER2023 | D23 v0 |  | Any | EUn | Ex | CZ15 | Any | Cap-Tons | 3423.43 | 930201 | None | 179 | 0.0908 | 0 | 96 | 0.0486 | 0 | 0 | 0 | 0 | 0 | 0 | 0 | DEER:HVAC_Chillers | Annual | 2023
NE-HVAC-Chlr-AirCldScrewChlr-lt150tons-11.1EER-15.1IPLV | DEER2023 | D23 v0 |  | Any | EUn | Ex | CZ16 | Any | Cap-Tons | 1584.1 | 930201 | None | 79.4 | 0.0251 | 0 | 42.5 | 0.0134 | 0 | 0 | 0 | 0 | 0 | 0 | 0 | DEER:HVAC_Chillers | Annual | 2023
NE-HVAC-Chlr-AirCldScrewChlr-lt150tons-11.1EER-15.1IPLV | DEER2023 | D23 v0 |  | Any | EUn | New | CZ01 | Any | Cap-Tons | 1169.11 | 930201 | None | 10.9 | 0.0249 | 0 | 10.9 | 0.0249 | 0 | 0 | 0 | 0 | 0 | 0 | 0 | DEER:HVAC_Chillers | Annual | 2023
NE-HVAC-Chlr-AirCldScrewChlr-lt150tons-11.1EER-15.1IPLV | DEER2023 | D23 v0 |  | Any | EUn | New | CZ02 | Any | Cap-Tons | 1962.39 | 930201 | None | 40.5 | 0.0414 | 0 | 40.5 | 0.0414 | 0 | 0 | 0 | 0 | 0 | 0 | 0 | DEER:HVAC_Chillers | Annual | 2023
NE-HVAC-Chlr-AirCldScrewChlr-lt150tons-11.1EER-15.1IPLV | DEER2023 | D23 v0 |  | Any | EUn | New | CZ03 | Any | Cap-Tons | 1524.38 | 930201 | None | 32.7 | 0.0354 | 0 | 32.7 | 0.0354 | 0 | 0 | 0 | 0 | 0 | 0 | 0 | DEER:HVAC_Chillers | Annual | 2023
NE-HVAC-Chlr-AirCldScrewChlr-lt150tons-11.1EER-15.1IPLV | DEER2023 | D23 v0 |  | Any | EUn | New | CZ04 | Any | Cap-Tons | 1919.66 | 930201 | None | 51.3 | 0.0466 | 0 | 51.3 | 0.0466 | 0 | 0 | 0 | 0 | 0 | 0 | 0 | DEER:HVAC_Chillers | Annual | 2023
NE-HVAC-Chlr-AirCldScrewChlr-lt150tons-11.1EER-15.1IPLV | DEER2023 | D23 v0 |  | Any | EUn | New | CZ05 | Any | Cap-Tons | 1337.63 | 930201 | None | 43.6 | 0.029 | 0 | 43.6 | 0.029 | 0 | 0 | 0 | 0 | 0 | 0 | 0 | DEER:HVAC_Chillers | Annual | 2023
NE-HVAC-Chlr-AirCldScrewChlr-lt150tons-11.1EER-15.1IPLV | DEER2023 | D23 v0 |  | Any | EUn | New | CZ06 | Any | Cap-Tons | 2007.93 | 930201 | None | 58.9 | 0.0345 | 0 | 58.9 | 0.0345 | 0 | 0 | 0 | 0 | 0 | 0 | 0 | DEER:HVAC_Chillers | Annual | 2023
NE-HVAC-Chlr-AirCldScrewChlr-lt150tons-11.1EER-15.1IPLV | DEER2023 | D23 v0 |  | Any | EUn | New | CZ07 | Any | Cap-Tons | 1946.59 | 930201 | None | 50.1 | 0.0314 | 0 | 50.1 | 0.0314 | 0 | 0 | 0 | 0 | 0 | 0 | 0 | DEER:HVAC_Chillers | Annual | 2023
NE-HVAC-Chlr-AirCldScrewChlr-lt150tons-11.1EER-15.1IPLV | DEER2023 | D23 v0 |  | Any | EUn | New | CZ08 | Any | Cap-Tons | 2222.94 | 930201 | None | 64.4 | 0.0335 | 0 | 64.4 | 0.0335 | 0 | 0 | 0 | 0 | 0 | 0 | 0 | DEER:HVAC_Chillers | Annual | 2023
NE-HVAC-Chlr-AirCldScrewChlr-lt150tons-11.1EER-15.1IPLV | DEER2023 | D23 v0 |  | Any | EUn | New | CZ09 | Any | Cap-Tons | 2584.47 | 930201 | None | 53.1 | 0.0348 | 0 | 53.1 | 0.0348 | 0 | 0 | 0 | 0 | 0 | 0 | 0 | DEER:HVAC_Chillers | Annual | 2023
NE-HVAC-Chlr-AirCldScrewChlr-lt150tons-11.1EER-15.1IPLV | DEER2023 | D23 v0 |  | Any | EUn | New | CZ10 | Any | Cap-Tons | 2358.08 | 930201 | None | 65.4 | 0.0344 | 0 | 65.4 | 0.0344 | 0 | 0 | 0 | 0 | 0 | 0 | 0 | DEER:HVAC_Chillers | Annual | 2023
NE-HVAC-Chlr-AirCldScrewChlr-lt150tons-11.1EER-15.1IPLV | DEER2023 | D23 v0 |  | Any | EUn | New | CZ11 | Any | Cap-Tons | 2146.91 | 930201 | None | 69.2 | 0.0533 | 0 | 69.2 | 0.0533 | 0 | 0 | 0 | 0 | 0 | 0 | 0 | DEER:HVAC_Chillers | Annual | 2023
NE-HVAC-Chlr-AirCldScrewChlr-lt150tons-11.1EER-15.1IPLV | DEER2023 | D23 v0 |  | Any | EUn | New | CZ12 | Any | Cap-Tons | 2018.75 | 930201 | None | 58.7 | 0.0491 | 0 | 58.7 | 0.0491 | 0 | 0 | 0 | 0 | 0 | 0 | 0 | DEER:HVAC_Chillers | Annual | 2023
NE-HVAC-Chlr-AirCldScrewChlr-lt150tons-11.1EER-15.1IPLV | DEER2023 | D23 v0 |  | Any | EUn | New | CZ13 | Any | Cap-Tons | 2296.14 | 930201 | None | 72.2 | 0.0493 | 0 | 72.2 | 0.0493 | 0 | 0 | 0 | 0 | 0 | 0 | 0 | DEER:HVAC_Chillers | Annual | 2023
NE-HVAC-Chlr-AirCldScrewChlr-lt150tons-11.1EER-15.1IPLV | DEER2023 | D23 v0 |  | Any | EUn | New | CZ14 | Any | Cap-Tons | 2442.66 | 930201 | None | 62.7 | 0.0404 | 0 | 62.7 | 0.0404 | 0 | 0 | 0 | 0 | 0 | 0 | 0 | DEER:HVAC_Chillers | Annual | 2023
NE-HVAC-Chlr-AirCldScrewChlr-lt150tons-11.1EER-15.1IPLV | DEER2023 | D23 v0 |  | Any | EUn | New | CZ15 | Any | Cap-Tons | 3124.65 | 930201 | None | 92.2 | 0.046 | 0 | 92.2 | 0.046 | 0 | 0 | 0 | 0 | 0 | 0 | 0 | DEER:HVAC_Chillers | Annual | 2023
NE-HVAC-Chlr-AirCldScrewChlr-lt150tons-11.1EER-15.1IPLV | DEER2023 | D23 v0 |  | Any | EUn | New | CZ16 | Any | Cap-Tons | 1356.25 | 930201 | None | 39.7 | 0.0113 | 0 | 39.7 | 0.0113 | 0 | 0 | 0 | 0 | 0 | 0 | 0 | DEER:HVAC_Chillers | Annual | 2023
NE-HVAC-Chlr-AirCldScrewChlr-lt150tons-11.1EER-15.1IPLV | DEER2023 | D23 v0 |  | Any | EUn | Old | CZ01 | Any | Cap-Tons | 1772.85 | 930201 | None | 30.5 | 0.0563 | 0 | 13 | 0.024 | 0 | 0 | 0 | 0 | 0 | 0 | 0 | DEER:HVAC_Chillers | Annual | 2023
NE-HVAC-Chlr-AirCldScrewChlr-lt150tons-11.1EER-15.1IPLV | DEER2023 | D23 v0 |  | Any | EUn | Old | CZ02 | Any | Cap-Tons | 2720.26 | 930201 | None | 118 | 0.102 | 0 | 50.1 | 0.0434 | 0 | 0 | 0 | 0 | 0 | 0 | 0 | DEER:HVAC_Chillers | Annual | 2023
NE-HVAC-Chlr-AirCldScrewChlr-lt150tons-11.1EER-15.1IPLV | DEER2023 | D23 v0 |  | Any | EUn | Old | CZ03 | Any | Cap-Tons | 2207.6 | 930201 | None | 90.3 | 0.0874 | 0 | 38.4 | 0.0372 | 0 | 0 | 0 | 0 | 0 | 0 | 0 | DEER:HVAC_Chillers | Annual | 2023
NE-HVAC-Chlr-AirCldScrewChlr-lt150tons-11.1EER-15.1IPLV | DEER2023 | D23 v0 |  | Any | EUn | Old | CZ04 | Any | Cap-Tons | 2676.67 | 930201 | None | 146 | 0.113 | 0 | 62 | 0.0481 | 0 | 0 | 0 | 0 | 0 | 0 | 0 | DEER:HVAC_Chillers | Annual | 2023
NE-HVAC-Chlr-AirCldScrewChlr-lt150tons-11.1EER-15.1IPLV | DEER2023 | D23 v0 |  | Any | EUn | Old | CZ05 | Any | Cap-Tons | 1993.18 | 930201 | None | 118 | 0.0676 | 0 | 50.2 | 0.0288 | 0 | 0 | 0 | 0 | 0 | 0 | 0 | DEER:HVAC_Chillers | Annual | 2023
NE-HVAC-Chlr-AirCldScrewChlr-lt150tons-11.1EER-15.1IPLV | DEER2023 | D23 v0 |  | Any | EUn | Old | CZ06 | Any | Cap-Tons | 2694.06 | 930201 | None | 168 | 0.0852 | 0 | 71.4 | 0.0362 | 0 | 0 | 0 | 0 | 0 | 0 | 0 | DEER:HVAC_Chillers | Annual | 2023
NE-HVAC-Chlr-AirCldScrewChlr-lt150tons-11.1EER-15.1IPLV | DEER2023 | D23 v0 |  | Any | EUn | Old | CZ07 | Any | Cap-Tons | 2606.75 | 930201 | None | 142 | 0.0739 | 0 | 60.3 | 0.0315 | 0 | 0 | 0 | 0 | 0 | 0 | 0 | DEER:HVAC_Chillers | Annual | 2023
NE-HVAC-Chlr-AirCldScrewChlr-lt150tons-11.1EER-15.1IPLV | DEER2023 | D23 v0 |  | Any | EUn | Old | CZ08 | Any | Cap-Tons | 2922.65 | 930201 | None | 186 | 0.0858 | 0 | 79.1 | 0.0365 | 0 | 0 | 0 | 0 | 0 | 0 | 0 | DEER:HVAC_Chillers | Annual | 2023
NE-HVAC-Chlr-AirCldScrewChlr-lt150tons-11.1EER-15.1IPLV | DEER2023 | D23 v0 |  | Any | EUn | Old | CZ09 | Any | Cap-Tons | 3377.01 | 930201 | None | 158 | 0.0894 | 0 | 67.2 | 0.038 | 0 | 0 | 0 | 0 | 0 | 0 | 0 | DEER:HVAC_Chillers | Annual | 2023
NE-HVAC-Chlr-AirCldScrewChlr-lt150tons-11.1EER-15.1IPLV | DEER2023 | D23 v0 |  | Any | EUn | Old | CZ10 | Any | Cap-Tons | 3089.33 | 930201 | None | 191 | 0.0937 | 0 | 81.4 | 0.0399 | 0 | 0 | 0 | 0 | 0 | 0 | 0 | DEER:HVAC_Chillers | Annual | 2023
NE-HVAC-Chlr-AirCldScrewChlr-lt150tons-11.1EER-15.1IPLV | DEER2023 | D23 v0 |  | Any | EUn | Old | CZ11 | Any | Cap-Tons | 2970.72 | 930201 | None | 193 | 0.133 | 0 | 82.3 | 0.0566 | 0 | 0 | 0 | 0 | 0 | 0 | 0 | DEER:HVAC_Chillers | Annual | 2023
NE-HVAC-Chlr-AirCldScrewChlr-lt150tons-11.1EER-15.1IPLV | DEER2023 | D23 v0 |  | Any | EUn | Old | CZ12 | Any | Cap-Tons | 2800.83 | 930201 | None | 164 | 0.123 | 0 | 69.9 | 0.0524 | 0 | 0 | 0 | 0 | 0 | 0 | 0 | DEER:HVAC_Chillers | Annual | 2023
NE-HVAC-Chlr-AirCldScrewChlr-lt150tons-11.1EER-15.1IPLV | DEER2023 | D23 v0 |  | Any | EUn | Old | CZ13 | Any | Cap-Tons | 3130.89 | 930201 | None | 201 | 0.124 | 0 | 85.6 | 0.0528 | 0 | 0 | 0 | 0 | 0 | 0 | 0 | DEER:HVAC_Chillers | Annual | 2023
NE-HVAC-Chlr-AirCldScrewChlr-lt150tons-11.1EER-15.1IPLV | DEER2023 | D23 v0 |  | Any | EUn | Old | CZ14 | Any | Cap-Tons | 3249.2 | 930201 | None | 179 | 0.107 | 0 | 76 | 0.0454 | 0 | 0 | 0 | 0 | 0 | 0 | 0 | DEER:HVAC_Chillers | Annual | 2023
NE-HVAC-Chlr-AirCldScrewChlr-lt150tons-11.1EER-15.1IPLV | DEER2023 | D23 v0 |  | Any | EUn | Old | CZ15 | Any | Cap-Tons | 3992.27 | 930201 | None | 262 | 0.124 | 0 | 112 | 0.0529 | 0 | 0 | 0 | 0 | 0 | 0 | 0 | DEER:HVAC_Chillers | Annual | 2023
NE-HVAC-Chlr-AirCldScrewChlr-lt150tons-11.1EER-15.1IPLV | DEER2023 | D23 v0 |  | Any | EUn | Old | CZ16 | Any | Cap-Tons | 1972.8 | 930201 | None | 114 | 0.0429 | 0 | 48.4 | 0.0183 | 0 | 0 | 0 | 0 | 0 | 0 | 0 | DEER:HVAC_Chillers | Annual | 2023
NE-HVAC-Chlr-AirCldScrewChlr-lt150tons-11.1EER-15.1IPLV | DEER2023 | D23 v0 |  | Any | EUn | Rec | CZ01 | Any | Cap-Tons | 1219.97 | 930201 | None | 11.4 | 0.0251 | 0 | 11.4 | 0.0251 | 0 | 0 | 0 | 0 | 0 | 0 | 0 | DEER:HVAC_Chillers | Annual | 2023
NE-HVAC-Chlr-AirCldScrewChlr-lt150tons-11.1EER-15.1IPLV | DEER2023 | D23 v0 |  | Any | EUn | Rec | CZ02 | Any | Cap-Tons | 2023.93 | 930201 | None | 40.8 | 0.0412 | 0 | 40.8 | 0.0412 | 0 | 0 | 0 | 0 | 0 | 0 | 0 | DEER:HVAC_Chillers | Annual | 2023
NE-HVAC-Chlr-AirCldScrewChlr-lt150tons-11.1EER-15.1IPLV | DEER2023 | D23 v0 |  | Any | EUn | Rec | CZ03 | Any | Cap-Tons | 1586.39 | 930201 | None | 33.3 | 0.0358 | 0 | 33.3 | 0.0358 | 0 | 0 | 0 | 0 | 0 | 0 | 0 | DEER:HVAC_Chillers | Annual | 2023
NE-HVAC-Chlr-AirCldScrewChlr-lt150tons-11.1EER-15.1IPLV | DEER2023 | D23 v0 |  | Any | EUn | Rec | CZ04 | Any | Cap-Tons | 1978.37 | 930201 | None | 51.7 | 0.0464 | 0 | 51.7 | 0.0464 | 0 | 0 | 0 | 0 | 0 | 0 | 0 | DEER:HVAC_Chillers | Annual | 2023
NE-HVAC-Chlr-AirCldScrewChlr-lt150tons-11.1EER-15.1IPLV | DEER2023 | D23 v0 |  | Any | EUn | Rec | CZ05 | Any | Cap-Tons | 1396.88 | 930201 | None | 44.1 | 0.0287 | 0 | 44.1 | 0.0287 | 0 | 0 | 0 | 0 | 0 | 0 | 0 | DEER:HVAC_Chillers | Annual | 2023
NE-HVAC-Chlr-AirCldScrewChlr-lt150tons-11.1EER-15.1IPLV | DEER2023 | D23 v0 |  | Any | EUn | Rec | CZ06 | Any | Cap-Tons | 2068.44 | 930201 | None | 59.7 | 0.0345 | 0 | 59.7 | 0.0345 | 0 | 0 | 0 | 0 | 0 | 0 | 0 | DEER:HVAC_Chillers | Annual | 2023
NE-HVAC-Chlr-AirCldScrewChlr-lt150tons-11.1EER-15.1IPLV | DEER2023 | D23 v0 |  | Any | EUn | Rec | CZ07 | Any | Cap-Tons | 2007.46 | 930201 | None | 51.1 | 0.0318 | 0 | 51.1 | 0.0318 | 0 | 0 | 0 | 0 | 0 | 0 | 0 | DEER:HVAC_Chillers | Annual | 2023
NE-HVAC-Chlr-AirCldScrewChlr-lt150tons-11.1EER-15.1IPLV | DEER2023 | D23 v0 |  | Any | EUn | Rec | CZ08 | Any | Cap-Tons | 2284.12 | 930201 | None | 65.1 | 0.0337 | 0 | 65.1 | 0.0337 | 0 | 0 | 0 | 0 | 0 | 0 | 0 | DEER:HVAC_Chillers | Annual | 2023
NE-HVAC-Chlr-AirCldScrewChlr-lt150tons-11.1EER-15.1IPLV | DEER2023 | D23 v0 |  | Any | EUn | Rec | CZ09 | Any | Cap-Tons | 2638 | 930201 | None | 53.7 | 0.0349 | 0 | 53.7 | 0.0349 | 0 | 0 | 0 | 0 | 0 | 0 | 0 | DEER:HVAC_Chillers | Annual | 2023
NE-HVAC-Chlr-AirCldScrewChlr-lt150tons-11.1EER-15.1IPLV | DEER2023 | D23 v0 |  | Any | EUn | Rec | CZ10 | Any | Cap-Tons | 2414.06 | 930201 | None | 65.8 | 0.0342 | 0 | 65.8 | 0.0342 | 0 | 0 | 0 | 0 | 0 | 0 | 0 | DEER:HVAC_Chillers | Annual | 2023
NE-HVAC-Chlr-AirCldScrewChlr-lt150tons-11.1EER-15.1IPLV | DEER2023 | D23 v0 |  | Any | EUn | Rec | CZ11 | Any | Cap-Tons | 2202.26 | 930201 | None | 69.1 | 0.0518 | 0 | 69.1 | 0.0518 | 0 | 0 | 0 | 0 | 0 | 0 | 0 | DEER:HVAC_Chillers | Annual | 2023
NE-HVAC-Chlr-AirCldScrewChlr-lt150tons-11.1EER-15.1IPLV | DEER2023 | D23 v0 |  | Any | EUn | Rec | CZ12 | Any | Cap-Tons | 2073.98 | 930201 | None | 58.9 | 0.0478 | 0 | 58.9 | 0.0478 | 0 | 0 | 0 | 0 | 0 | 0 | 0 | DEER:HVAC_Chillers | Annual | 2023
NE-HVAC-Chlr-AirCldScrewChlr-lt150tons-11.1EER-15.1IPLV | DEER2023 | D23 v0 |  | Any | EUn | Rec | CZ13 | Any | Cap-Tons | 2353.89 | 930201 | None | 72.2 | 0.0485 | 0 | 72.2 | 0.0485 | 0 | 0 | 0 | 0 | 0 | 0 | 0 | DEER:HVAC_Chillers | Annual | 2023
NE-HVAC-Chlr-AirCldScrewChlr-lt150tons-11.1EER-15.1IPLV | DEER2023 | D23 v0 |  | Any | EUn | Rec | CZ14 | Any | Cap-Tons | 2500.9 | 930201 | None | 62.8 | 0.0397 | 0 | 62.8 | 0.0397 | 0 | 0 | 0 | 0 | 0 | 0 | 0 | DEER:HVAC_Chillers | Annual | 2023
NE-HVAC-Chlr-AirCldScrewChlr-lt150tons-11.1EER-15.1IPLV | DEER2023 | D23 v0 |  | Any | EUn | Rec | CZ15 | Any | Cap-Tons | 3183.82 | 930201 | None | 92.3 | 0.0457 | 0 | 92.3 | 0.0457 | 0 | 0 | 0 | 0 | 0 | 0 | 0 | DEER:HVAC_Chillers | Annual | 2023
NE-HVAC-Chlr-AirCldScrewChlr-lt150tons-11.1EER-15.1IPLV | DEER2023 | D23 v0 |  | Any | EUn | Rec | CZ16 | Any | Cap-Tons | 1408.44 | 930201 | None | 39.9 | 0.0109 | 0 | 39.9 | 0.0109 | 0 | 0 | 0 | 0 | 0 | 0 | 0 | DEER:HVAC_Chillers | Annual | 2023
NE-HVAC-Chlr-AirCldScrewChlr-lt150tons-11.1EER-15.1IPLV | DEER2023 | D23 v0 |  | Any | Hsp | Ex | CZ01 | Any | Cap-Tons | 533.81 | 235501 | None | 8.28 | 0.0191 | 0 | 4.43 | 0.0103 | 0 | 0 | 0 | 0 | 0 | 0 | 0 | DEER:HVAC_Chillers | Annual | 2023
NE-HVAC-Chlr-AirCldScrewChlr-lt150tons-11.1EER-15.1IPLV | DEER2023 | D23 v0 |  | Any | Hsp | Ex | CZ02 | Any | Cap-Tons | 820 | 235501 | None | 51.1 | 0.039 | 0 | 27.4 | 0.0209 | 0 | 0 | 0 | 0 | 0 | 0 | 0 | DEER:HVAC_Chillers | Annual | 2023
NE-HVAC-Chlr-AirCldScrewChlr-lt150tons-11.1EER-15.1IPLV | DEER2023 | D23 v0 |  | Any | Hsp | Ex | CZ03 | Any | Cap-Tons | 634.27 | 235501 | None | 44.1 | 0.034 | 0 | 23.6 | 0.0182 | 0 | 0 | 0 | 0 | 0 | 0 | 0 | DEER:HVAC_Chillers | Annual | 2023
NE-HVAC-Chlr-AirCldScrewChlr-lt150tons-11.1EER-15.1IPLV | DEER2023 | D23 v0 |  | Any | Hsp | Ex | CZ04 | Any | Cap-Tons | 782.15 | 235501 | None | 76.5 | 0.0461 | 0 | 40.9 | 0.0247 | 0 | 0 | 0 | 0 | 0 | 0 | 0 | DEER:HVAC_Chillers | Annual | 2023
NE-HVAC-Chlr-AirCldScrewChlr-lt150tons-11.1EER-15.1IPLV | DEER2023 | D23 v0 |  | Any | Hsp | Ex | CZ05 | Any | Cap-Tons | 634.02 | 235501 | None | 49.8 | 0.0247 | 0 | 26.7 | 0.0132 | 0 | 0 | 0 | 0 | 0 | 0 | 0 | DEER:HVAC_Chillers | Annual | 2023
NE-HVAC-Chlr-AirCldScrewChlr-lt150tons-11.1EER-15.1IPLV | DEER2023 | D23 v0 |  | Any | Hsp | Ex | CZ06 | Any | Cap-Tons | 821.24 | 235501 | None | 95.2 | 0.0335 | 0 | 51 | 0.0179 | 0 | 0 | 0 | 0 | 0 | 0 | 0 | DEER:HVAC_Chillers | Annual | 2023
NE-HVAC-Chlr-AirCldScrewChlr-lt150tons-11.1EER-15.1IPLV | DEER2023 | D23 v0 |  | Any | Hsp | Ex | CZ07 | Any | Cap-Tons | 834.77 | 235501 | None | 85.4 | 0.0287 | 0 | 45.7 | 0.0154 | 0 | 0 | 0 | 0 | 0 | 0 | 0 | DEER:HVAC_Chillers | Annual | 2023
NE-HVAC-Chlr-AirCldScrewChlr-lt150tons-11.1EER-15.1IPLV | DEER2023 | D23 v0 |  | Any | Hsp | Ex | CZ08 | Any | Cap-Tons | 899.22 | 235501 | None | 102 | 0.0334 | 0 | 54.4 | 0.0179 | 0 | 0 | 0 | 0 | 0 | 0 | 0 | DEER:HVAC_Chillers | Annual | 2023
NE-HVAC-Chlr-AirCldScrewChlr-lt150tons-11.1EER-15.1IPLV | DEER2023 | D23 v0 |  | Any | Hsp | Ex | CZ09 | Any | Cap-Tons | 1022.56 | 235501 | None | 85.5 | 0.036 | 0 | 45.8 | 0.0193 | 0 | 0 | 0 | 0 | 0 | 0 | 0 | DEER:HVAC_Chillers | Annual | 2023
NE-HVAC-Chlr-AirCldScrewChlr-lt150tons-11.1EER-15.1IPLV | DEER2023 | D23 v0 |  | Any | Hsp | Ex | CZ10 | Any | Cap-Tons | 921.97 | 235501 | None | 96.8 | 0.043 | 0 | 51.8 | 0.023 | 0 | 0 | 0 | 0 | 0 | 0 | 0 | DEER:HVAC_Chillers | Annual | 2023
NE-HVAC-Chlr-AirCldScrewChlr-lt150tons-11.1EER-15.1IPLV | DEER2023 | D23 v0 |  | Any | Hsp | Ex | CZ11 | Any | Cap-Tons | 917.45 | 235501 | None | 97.8 | 0.0574 | 0 | 52.4 | 0.0307 | 0 | 0 | 0 | 0 | 0 | 0 | 0 | DEER:HVAC_Chillers | Annual | 2023
NE-HVAC-Chlr-AirCldScrewChlr-lt150tons-11.1EER-15.1IPLV | DEER2023 | D23 v0 |  | Any | Hsp | Ex | CZ12 | Any | Cap-Tons | 877.6 | 235501 | None | 75.9 | 0.0521 | 0 | 40.7 | 0.0279 | 0 | 0 | 0 | 0 | 0 | 0 | 0 | DEER:HVAC_Chillers | Annual | 2023
NE-HVAC-Chlr-AirCldScrewChlr-lt150tons-11.1EER-15.1IPLV | DEER2023 | D23 v0 |  | Any | Hsp | Ex | CZ13 | Any | Cap-Tons | 930.6 | 235501 | None | 108 | 0.0567 | 0 | 57.6 | 0.0303 | 0 | 0 | 0 | 0 | 0 | 0 | 0 | DEER:HVAC_Chillers | Annual | 2023
NE-HVAC-Chlr-AirCldScrewChlr-lt150tons-11.1EER-15.1IPLV | DEER2023 | D23 v0 |  | Any | Hsp | Ex | CZ14 | Any | Cap-Tons | 978.59 | 235501 | None | 91.9 | 0.0477 | 0 | 49.2 | 0.0255 | 0 | 0 | 0 | 0 | 0 | 0 | 0 | DEER:HVAC_Chillers | Annual | 2023
NE-HVAC-Chlr-AirCldScrewChlr-lt150tons-11.1EER-15.1IPLV | DEER2023 | D23 v0 |  | Any | Hsp | Ex | CZ15 | Any | Cap-Tons | 1156.19 | 235501 | None | 151 | 0.0575 | 0 | 80.8 | 0.0308 | 0 | 0 | 0 | 0 | 0 | 0 | 0 | DEER:HVAC_Chillers | Annual | 2023
NE-HVAC-Chlr-AirCldScrewChlr-lt150tons-11.1EER-15.1IPLV | DEER2023 | D23 v0 |  | Any | Hsp | Ex | CZ16 | Any | Cap-Tons | 644.29 | 235501 | None | 51.9 | 0.0372 | 0 | 27.8 | 0.0199 | 0 | 0 | 0 | 0 | 0 | 0 | 0 | DEER:HVAC_Chillers | Annual | 2023
NE-HVAC-Chlr-AirCldScrewChlr-lt150tons-11.1EER-15.1IPLV | DEER2023 | D23 v0 |  | Any | Hsp | New | CZ01 | Any | Cap-Tons | 528.48 | 235501 | None | 4.21 | 0.00935 | 0 | 4.21 | 0.00935 | 0 | 0 | 0 | 0 | 0 | 0 | 0 | DEER:HVAC_Chillers | Annual | 2023
NE-HVAC-Chlr-AirCldScrewChlr-lt150tons-11.1EER-15.1IPLV | DEER2023 | D23 v0 |  | Any | Hsp | New | CZ02 | Any | Cap-Tons | 844.98 | 235501 | None | 24.8 | 0.0184 | 0 | 24.8 | 0.0184 | 0 | 0 | 0 | 0 | 0 | 0 | 0 | DEER:HVAC_Chillers | Annual | 2023
NE-HVAC-Chlr-AirCldScrewChlr-lt150tons-11.1EER-15.1IPLV | DEER2023 | D23 v0 |  | Any | Hsp | New | CZ03 | Any | Cap-Tons | 577.21 | 235501 | None | 22.2 | 0.0165 | 0 | 22.2 | 0.0165 | 0 | 0 | 0 | 0 | 0 | 0 | 0 | DEER:HVAC_Chillers | Annual | 2023
NE-HVAC-Chlr-AirCldScrewChlr-lt150tons-11.1EER-15.1IPLV | DEER2023 | D23 v0 |  | Any | Hsp | New | CZ04 | Any | Cap-Tons | 809.93 | 235501 | None | 35 | 0.021 | 0 | 35 | 0.021 | 0 | 0 | 0 | 0 | 0 | 0 | 0 | DEER:HVAC_Chillers | Annual | 2023
NE-HVAC-Chlr-AirCldScrewChlr-lt150tons-11.1EER-15.1IPLV | DEER2023 | D23 v0 |  | Any | Hsp | New | CZ05 | Any | Cap-Tons | 642.74 | 235501 | None | 22.9 | 0.0111 | 0 | 22.9 | 0.0111 | 0 | 0 | 0 | 0 | 0 | 0 | 0 | DEER:HVAC_Chillers | Annual | 2023
NE-HVAC-Chlr-AirCldScrewChlr-lt150tons-11.1EER-15.1IPLV | DEER2023 | D23 v0 |  | Any | Hsp | New | CZ06 | Any | Cap-Tons | 839.04 | 235501 | None | 43.7 | 0.014 | 0 | 43.7 | 0.014 | 0 | 0 | 0 | 0 | 0 | 0 | 0 | DEER:HVAC_Chillers | Annual | 2023
NE-HVAC-Chlr-AirCldScrewChlr-lt150tons-11.1EER-15.1IPLV | DEER2023 | D23 v0 |  | Any | Hsp | New | CZ07 | Any | Cap-Tons | 869.8 | 235501 | None | 38.9 | 0.0123 | 0 | 38.9 | 0.0123 | 0 | 0 | 0 | 0 | 0 | 0 | 0 | DEER:HVAC_Chillers | Annual | 2023
NE-HVAC-Chlr-AirCldScrewChlr-lt150tons-11.1EER-15.1IPLV | DEER2023 | D23 v0 |  | Any | Hsp | New | CZ08 | Any | Cap-Tons | 939.69 | 235501 | None | 45.4 | 0.0148 | 0 | 45.4 | 0.0148 | 0 | 0 | 0 | 0 | 0 | 0 | 0 | DEER:HVAC_Chillers | Annual | 2023
NE-HVAC-Chlr-AirCldScrewChlr-lt150tons-11.1EER-15.1IPLV | DEER2023 | D23 v0 |  | Any | Hsp | New | CZ09 | Any | Cap-Tons | 1074.04 | 235501 | None | 39.2 | 0.0162 | 0 | 39.2 | 0.0162 | 0 | 0 | 0 | 0 | 0 | 0 | 0 | DEER:HVAC_Chillers | Annual | 2023
NE-HVAC-Chlr-AirCldScrewChlr-lt150tons-11.1EER-15.1IPLV | DEER2023 | D23 v0 |  | Any | Hsp | New | CZ10 | Any | Cap-Tons | 948.9 | 235501 | None | 47 | 0.0198 | 0 | 47 | 0.0198 | 0 | 0 | 0 | 0 | 0 | 0 | 0 | DEER:HVAC_Chillers | Annual | 2023
NE-HVAC-Chlr-AirCldScrewChlr-lt150tons-11.1EER-15.1IPLV | DEER2023 | D23 v0 |  | Any | Hsp | New | CZ11 | Any | Cap-Tons | 964.21 | 235501 | None | 45.8 | 0.0262 | 0 | 45.8 | 0.0262 | 0 | 0 | 0 | 0 | 0 | 0 | 0 | DEER:HVAC_Chillers | Annual | 2023
NE-HVAC-Chlr-AirCldScrewChlr-lt150tons-11.1EER-15.1IPLV | DEER2023 | D23 v0 |  | Any | Hsp | New | CZ12 | Any | Cap-Tons | 908.7 | 235501 | None | 36.5 | 0.0243 | 0 | 36.5 | 0.0243 | 0 | 0 | 0 | 0 | 0 | 0 | 0 | DEER:HVAC_Chillers | Annual | 2023
NE-HVAC-Chlr-AirCldScrewChlr-lt150tons-11.1EER-15.1IPLV | DEER2023 | D23 v0 |  | Any | Hsp | New | CZ13 | Any | Cap-Tons | 967.74 | 235501 | None | 50.8 | 0.0252 | 0 | 50.8 | 0.0252 | 0 | 0 | 0 | 0 | 0 | 0 | 0 | DEER:HVAC_Chillers | Annual | 2023
NE-HVAC-Chlr-AirCldScrewChlr-lt150tons-11.1EER-15.1IPLV | DEER2023 | D23 v0 |  | Any | Hsp | New | CZ14 | Any | Cap-Tons | 1033.49 | 235501 | None | 43.3 | 0.0212 | 0 | 43.3 | 0.0212 | 0 | 0 | 0 | 0 | 0 | 0 | 0 | DEER:HVAC_Chillers | Annual | 2023
NE-HVAC-Chlr-AirCldScrewChlr-lt150tons-11.1EER-15.1IPLV | DEER2023 | D23 v0 |  | Any | Hsp | New | CZ15 | Any | Cap-Tons | 1221.38 | 235501 | None | 71 | 0.026 | 0 | 71 | 0.026 | 0 | 0 | 0 | 0 | 0 | 0 | 0 | DEER:HVAC_Chillers | Annual | 2023
NE-HVAC-Chlr-AirCldScrewChlr-lt150tons-11.1EER-15.1IPLV | DEER2023 | D23 v0 |  | Any | Hsp | New | CZ16 | Any | Cap-Tons | 655.23 | 235501 | None | 24.6 | 0.0166 | 0 | 24.6 | 0.0166 | 0 | 0 | 0 | 0 | 0 | 0 | 0 | DEER:HVAC_Chillers | Annual | 2023
NE-HVAC-Chlr-AirCldScrewChlr-lt150tons-11.1EER-15.1IPLV | DEER2023 | D23 v0 |  | Any | Hsp | Old | CZ01 | Any | Cap-Tons | 535.21 | 235501 | None | 14.5 | 0.0303 | 0 | 6.18 | 0.0129 | 0 | 0 | 0 | 0 | 0 | 0 | 0 | DEER:HVAC_Chillers | Annual | 2023
NE-HVAC-Chlr-AirCldScrewChlr-lt150tons-11.1EER-15.1IPLV | DEER2023 | D23 v0 |  | Any | Hsp | Old | CZ02 | Any | Cap-Tons | 794.05 | 235501 | None | 83.8 | 0.059 | 0 | 35.7 | 0.0251 | 0 | 0 | 0 | 0 | 0 | 0 | 0 | DEER:HVAC_Chillers | Annual | 2023
NE-HVAC-Chlr-AirCldScrewChlr-lt150tons-11.1EER-15.1IPLV | DEER2023 | D23 v0 |  | Any | Hsp | Old | CZ03 | Any | Cap-Tons | 640.72 | 235501 | None | 69.9 | 0.0494 | 0 | 29.8 | 0.021 | 0 | 0 | 0 | 0 | 0 | 0 | 0 | DEER:HVAC_Chillers | Annual | 2023
NE-HVAC-Chlr-AirCldScrewChlr-lt150tons-11.1EER-15.1IPLV | DEER2023 | D23 v0 |  | Any | Hsp | Old | CZ04 | Any | Cap-Tons | 769.77 | 235501 | None | 119 | 0.0657 | 0 | 50.5 | 0.0279 | 0 | 0 | 0 | 0 | 0 | 0 | 0 | DEER:HVAC_Chillers | Annual | 2023
NE-HVAC-Chlr-AirCldScrewChlr-lt150tons-11.1EER-15.1IPLV | DEER2023 | D23 v0 |  | Any | Hsp | Old | CZ05 | Any | Cap-Tons | 626.96 | 235501 | None | 78 | 0.036 | 0 | 33.2 | 0.0153 | 0 | 0 | 0 | 0 | 0 | 0 | 0 | DEER:HVAC_Chillers | Annual | 2023
NE-HVAC-Chlr-AirCldScrewChlr-lt150tons-11.1EER-15.1IPLV | DEER2023 | D23 v0 |  | Any | Hsp | Old | CZ06 | Any | Cap-Tons | 810.03 | 235501 | None | 150 | 0.0512 | 0 | 63.9 | 0.0218 | 0 | 0 | 0 | 0 | 0 | 0 | 0 | DEER:HVAC_Chillers | Annual | 2023
NE-HVAC-Chlr-AirCldScrewChlr-lt150tons-11.1EER-15.1IPLV | DEER2023 | D23 v0 |  | Any | Hsp | Old | CZ07 | Any | Cap-Tons | 820.15 | 235501 | None | 134 | 0.0446 | 0 | 57.2 | 0.019 | 0 | 0 | 0 | 0 | 0 | 0 | 0 | DEER:HVAC_Chillers | Annual | 2023
NE-HVAC-Chlr-AirCldScrewChlr-lt150tons-11.1EER-15.1IPLV | DEER2023 | D23 v0 |  | Any | Hsp | Old | CZ08 | Any | Cap-Tons | 883.7 | 235501 | None | 156 | 0.0477 | 0 | 66.5 | 0.0203 | 0 | 0 | 0 | 0 | 0 | 0 | 0 | DEER:HVAC_Chillers | Annual | 2023
NE-HVAC-Chlr-AirCldScrewChlr-lt150tons-11.1EER-15.1IPLV | DEER2023 | D23 v0 |  | Any | Hsp | Old | CZ09 | Any | Cap-Tons | 1004.1 | 235501 | None | 129 | 0.0508 | 0 | 55.1 | 0.0216 | 0 | 0 | 0 | 0 | 0 | 0 | 0 | DEER:HVAC_Chillers | Annual | 2023
NE-HVAC-Chlr-AirCldScrewChlr-lt150tons-11.1EER-15.1IPLV | DEER2023 | D23 v0 |  | Any | Hsp | Old | CZ10 | Any | Cap-Tons | 898.14 | 235501 | None | 155 | 0.0638 | 0 | 66.2 | 0.0271 | 0 | 0 | 0 | 0 | 0 | 0 | 0 | DEER:HVAC_Chillers | Annual | 2023
NE-HVAC-Chlr-AirCldScrewChlr-lt150tons-11.1EER-15.1IPLV | DEER2023 | D23 v0 |  | Any | Hsp | Old | CZ11 | Any | Cap-Tons | 891.61 | 235501 | None | 154 | 0.0822 | 0 | 65.5 | 0.035 | 0 | 0 | 0 | 0 | 0 | 0 | 0 | DEER:HVAC_Chillers | Annual | 2023
NE-HVAC-Chlr-AirCldScrewChlr-lt150tons-11.1EER-15.1IPLV | DEER2023 | D23 v0 |  | Any | Hsp | Old | CZ12 | Any | Cap-Tons | 853.37 | 235501 | None | 122 | 0.0767 | 0 | 51.8 | 0.0326 | 0 | 0 | 0 | 0 | 0 | 0 | 0 | DEER:HVAC_Chillers | Annual | 2023
NE-HVAC-Chlr-AirCldScrewChlr-lt150tons-11.1EER-15.1IPLV | DEER2023 | D23 v0 |  | Any | Hsp | Old | CZ13 | Any | Cap-Tons | 903.84 | 235501 | None | 168 | 0.0824 | 0 | 71.6 | 0.0351 | 0 | 0 | 0 | 0 | 0 | 0 | 0 | DEER:HVAC_Chillers | Annual | 2023
NE-HVAC-Chlr-AirCldScrewChlr-lt150tons-11.1EER-15.1IPLV | DEER2023 | D23 v0 |  | Any | Hsp | Old | CZ14 | Any | Cap-Tons | 940.36 | 235501 | None | 145 | 0.0704 | 0 | 61.6 | 0.03 | 0 | 0 | 0 | 0 | 0 | 0 | 0 | DEER:HVAC_Chillers | Annual | 2023
NE-HVAC-Chlr-AirCldScrewChlr-lt150tons-11.1EER-15.1IPLV | DEER2023 | D23 v0 |  | Any | Hsp | Old | CZ15 | Any | Cap-Tons | 1120.49 | 235501 | None | 232 | 0.0833 | 0 | 98.9 | 0.0355 | 0 | 0 | 0 | 0 | 0 | 0 | 0 | DEER:HVAC_Chillers | Annual | 2023
NE-HVAC-Chlr-AirCldScrewChlr-lt150tons-11.1EER-15.1IPLV | DEER2023 | D23 v0 |  | Any | Hsp | Old | CZ16 | Any | Cap-Tons | 635.02 | 235501 | None | 82.7 | 0.0564 | 0 | 35.2 | 0.024 | 0 | 0 | 0 | 0 | 0 | 0 | 0 | DEER:HVAC_Chillers | Annual | 2023
NE-HVAC-Chlr-AirCldScrewChlr-lt150tons-11.1EER-15.1IPLV | DEER2023 | D23 v0 |  | Any | Hsp | Rec | CZ01 | Any | Cap-Tons | 530.6 | 235501 | None | 4.4 | 0.00979 | 0 | 4.4 | 0.00979 | 0 | 0 | 0 | 0 | 0 | 0 | 0 | DEER:HVAC_Chillers | Annual | 2023
NE-HVAC-Chlr-AirCldScrewChlr-lt150tons-11.1EER-15.1IPLV | DEER2023 | D23 v0 |  | Any | Hsp | Rec | CZ02 | Any | Cap-Tons | 831.73 | 235501 | None | 26 | 0.0195 | 0 | 26 | 0.0195 | 0 | 0 | 0 | 0 | 0 | 0 | 0 | DEER:HVAC_Chillers | Annual | 2023
NE-HVAC-Chlr-AirCldScrewChlr-lt150tons-11.1EER-15.1IPLV | DEER2023 | D23 v0 |  | Any | Hsp | Rec | CZ03 | Any | Cap-Tons | 579.81 | 235501 | None | 23.1 | 0.0171 | 0 | 23.1 | 0.0171 | 0 | 0 | 0 | 0 | 0 | 0 | 0 | DEER:HVAC_Chillers | Annual | 2023
NE-HVAC-Chlr-AirCldScrewChlr-lt150tons-11.1EER-15.1IPLV | DEER2023 | D23 v0 |  | Any | Hsp | Rec | CZ04 | Any | Cap-Tons | 800.98 | 235501 | None | 36.6 | 0.0223 | 0 | 36.6 | 0.0223 | 0 | 0 | 0 | 0 | 0 | 0 | 0 | DEER:HVAC_Chillers | Annual | 2023
NE-HVAC-Chlr-AirCldScrewChlr-lt150tons-11.1EER-15.1IPLV | DEER2023 | D23 v0 |  | Any | Hsp | Rec | CZ05 | Any | Cap-Tons | 645.34 | 235501 | None | 24 | 0.0117 | 0 | 24 | 0.0117 | 0 | 0 | 0 | 0 | 0 | 0 | 0 | DEER:HVAC_Chillers | Annual | 2023
NE-HVAC-Chlr-AirCldScrewChlr-lt150tons-11.1EER-15.1IPLV | DEER2023 | D23 v0 |  | Any | Hsp | Rec | CZ06 | Any | Cap-Tons | 832.16 | 235501 | None | 45.7 | 0.0147 | 0 | 45.7 | 0.0147 | 0 | 0 | 0 | 0 | 0 | 0 | 0 | DEER:HVAC_Chillers | Annual | 2023
NE-HVAC-Chlr-AirCldScrewChlr-lt150tons-11.1EER-15.1IPLV | DEER2023 | D23 v0 |  | Any | Hsp | Rec | CZ07 | Any | Cap-Tons | 856.62 | 235501 | None | 41.2 | 0.013 | 0 | 41.2 | 0.013 | 0 | 0 | 0 | 0 | 0 | 0 | 0 | DEER:HVAC_Chillers | Annual | 2023
NE-HVAC-Chlr-AirCldScrewChlr-lt150tons-11.1EER-15.1IPLV | DEER2023 | D23 v0 |  | Any | Hsp | Rec | CZ08 | Any | Cap-Tons | 925.13 | 235501 | None | 47.8 | 0.0156 | 0 | 47.8 | 0.0156 | 0 | 0 | 0 | 0 | 0 | 0 | 0 | DEER:HVAC_Chillers | Annual | 2023
NE-HVAC-Chlr-AirCldScrewChlr-lt150tons-11.1EER-15.1IPLV | DEER2023 | D23 v0 |  | Any | Hsp | Rec | CZ09 | Any | Cap-Tons | 1054 | 235501 | None | 40.8 | 0.017 | 0 | 40.8 | 0.017 | 0 | 0 | 0 | 0 | 0 | 0 | 0 | DEER:HVAC_Chillers | Annual | 2023
NE-HVAC-Chlr-AirCldScrewChlr-lt150tons-11.1EER-15.1IPLV | DEER2023 | D23 v0 |  | Any | Hsp | Rec | CZ10 | Any | Cap-Tons | 935.51 | 235501 | None | 49 | 0.0214 | 0 | 49 | 0.0214 | 0 | 0 | 0 | 0 | 0 | 0 | 0 | DEER:HVAC_Chillers | Annual | 2023
NE-HVAC-Chlr-AirCldScrewChlr-lt150tons-11.1EER-15.1IPLV | DEER2023 | D23 v0 |  | Any | Hsp | Rec | CZ11 | Any | Cap-Tons | 947.99 | 235501 | None | 47.6 | 0.0272 | 0 | 47.6 | 0.0272 | 0 | 0 | 0 | 0 | 0 | 0 | 0 | DEER:HVAC_Chillers | Annual | 2023
NE-HVAC-Chlr-AirCldScrewChlr-lt150tons-11.1EER-15.1IPLV | DEER2023 | D23 v0 |  | Any | Hsp | Rec | CZ12 | Any | Cap-Tons | 894.79 | 235501 | None | 38 | 0.0255 | 0 | 38 | 0.0255 | 0 | 0 | 0 | 0 | 0 | 0 | 0 | DEER:HVAC_Chillers | Annual | 2023
NE-HVAC-Chlr-AirCldScrewChlr-lt150tons-11.1EER-15.1IPLV | DEER2023 | D23 v0 |  | Any | Hsp | Rec | CZ13 | Any | Cap-Tons | 951.67 | 235501 | None | 52.8 | 0.0267 | 0 | 52.8 | 0.0267 | 0 | 0 | 0 | 0 | 0 | 0 | 0 | DEER:HVAC_Chillers | Annual | 2023
NE-HVAC-Chlr-AirCldScrewChlr-lt150tons-11.1EER-15.1IPLV | DEER2023 | D23 v0 |  | Any | Hsp | Rec | CZ14 | Any | Cap-Tons | 1013.8 | 235501 | None | 45.1 | 0.0224 | 0 | 45.1 | 0.0224 | 0 | 0 | 0 | 0 | 0 | 0 | 0 | DEER:HVAC_Chillers | Annual | 2023
NE-HVAC-Chlr-AirCldScrewChlr-lt150tons-11.1EER-15.1IPLV | DEER2023 | D23 v0 |  | Any | Hsp | Rec | CZ15 | Any | Cap-Tons | 1200.56 | 235501 | None | 73.2 | 0.0273 | 0 | 73.2 | 0.0273 | 0 | 0 | 0 | 0 | 0 | 0 | 0 | DEER:HVAC_Chillers | Annual | 2023
NE-HVAC-Chlr-AirCldScrewChlr-lt150tons-11.1EER-15.1IPLV | DEER2023 | D23 v0 |  | Any | Hsp | Rec | CZ16 | Any | Cap-Tons | 650.23 | 235501 | None | 25.9 | 0.0175 | 0 | 25.9 | 0.0175 | 0 | 0 | 0 | 0 | 0 | 0 | 0 | DEER:HVAC_Chillers | Annual | 2023
NE-HVAC-Chlr-AirCldScrewChlr-lt150tons-11.1EER-15.1IPLV | DEER2023 | D23 v0 |  | Any | Htl | Ex | CZ01 | Any | Cap-Tons | 115.71 | 139999 | None | 66.3 | 0.0529 | 0 | 35.5 | 0.0284 | 0 | 0 | 0 | 0 | 0 | 0 | 0 | DEER:HVAC_Chillers | Annual | 2023
NE-HVAC-Chlr-AirCldScrewChlr-lt150tons-11.1EER-15.1IPLV | DEER2023 | D23 v0 |  | Any | Htl | Ex | CZ02 | Any | Cap-Tons | 183.21 | 139999 | None | 129 | 0.0808 | 0 | 69.3 | 0.0433 | 0 | 0 | 0 | 0 | 0 | 0 | 0 | DEER:HVAC_Chillers | Annual | 2023
NE-HVAC-Chlr-AirCldScrewChlr-lt150tons-11.1EER-15.1IPLV | DEER2023 | D23 v0 |  | Any | Htl | Ex | CZ03 | Any | Cap-Tons | 153.17 | 139999 | None | 119 | 0.0644 | 0 | 63.9 | 0.0345 | 0 | 0 | 0 | 0 | 0 | 0 | 0 | DEER:HVAC_Chillers | Annual | 2023
NE-HVAC-Chlr-AirCldScrewChlr-lt150tons-11.1EER-15.1IPLV | DEER2023 | D23 v0 |  | Any | Htl | Ex | CZ04 | Any | Cap-Tons | 194.81 | 139999 | None | 154 | 0.0845 | 0 | 82.6 | 0.0452 | 0 | 0 | 0 | 0 | 0 | 0 | 0 | DEER:HVAC_Chillers | Annual | 2023
NE-HVAC-Chlr-AirCldScrewChlr-lt150tons-11.1EER-15.1IPLV | DEER2023 | D23 v0 |  | Any | Htl | Ex | CZ05 | Any | Cap-Tons | 130.99 | 139999 | None | 143 | 0.0533 | 0 | 76.7 | 0.0285 | 0 | 0 | 0 | 0 | 0 | 0 | 0 | DEER:HVAC_Chillers | Annual | 2023
NE-HVAC-Chlr-AirCldScrewChlr-lt150tons-11.1EER-15.1IPLV | DEER2023 | D23 v0 |  | Any | Htl | Ex | CZ06 | Any | Cap-Tons | 190.89 | 139999 | None | 182 | 0.0622 | 0 | 97.3 | 0.0333 | 0 | 0 | 0 | 0 | 0 | 0 | 0 | DEER:HVAC_Chillers | Annual | 2023
NE-HVAC-Chlr-AirCldScrewChlr-lt150tons-11.1EER-15.1IPLV | DEER2023 | D23 v0 |  | Any | Htl | Ex | CZ07 | Any | Cap-Tons | 174.81 | 139999 | None | 173 | 0.0545 | 0 | 92.4 | 0.0292 | 0 | 0 | 0 | 0 | 0 | 0 | 0 | DEER:HVAC_Chillers | Annual | 2023
NE-HVAC-Chlr-AirCldScrewChlr-lt150tons-11.1EER-15.1IPLV | DEER2023 | D23 v0 |  | Any | Htl | Ex | CZ08 | Any | Cap-Tons | 202.54 | 139999 | None | 203 | 0.0679 | 0 | 109 | 0.0363 | 0 | 0 | 0 | 0 | 0 | 0 | 0 | DEER:HVAC_Chillers | Annual | 2023
NE-HVAC-Chlr-AirCldScrewChlr-lt150tons-11.1EER-15.1IPLV | DEER2023 | D23 v0 |  | Any | Htl | Ex | CZ09 | Any | Cap-Tons | 256.71 | 139999 | None | 159 | 0.0657 | 0 | 85.1 | 0.0352 | 0 | 0 | 0 | 0 | 0 | 0 | 0 | DEER:HVAC_Chillers | Annual | 2023
NE-HVAC-Chlr-AirCldScrewChlr-lt150tons-11.1EER-15.1IPLV | DEER2023 | D23 v0 |  | Any | Htl | Ex | CZ10 | Any | Cap-Tons | 223.55 | 139999 | None | 188 | 0.0786 | 0 | 101 | 0.0421 | 0 | 0 | 0 | 0 | 0 | 0 | 0 | DEER:HVAC_Chillers | Annual | 2023
NE-HVAC-Chlr-AirCldScrewChlr-lt150tons-11.1EER-15.1IPLV | DEER2023 | D23 v0 |  | Any | Htl | Ex | CZ11 | Any | Cap-Tons | 230.21 | 139999 | None | 183 | 0.109 | 0 | 97.9 | 0.0586 | 0 | 0 | 0 | 0 | 0 | 0 | 0 | DEER:HVAC_Chillers | Annual | 2023
NE-HVAC-Chlr-AirCldScrewChlr-lt150tons-11.1EER-15.1IPLV | DEER2023 | D23 v0 |  | Any | Htl | Ex | CZ12 | Any | Cap-Tons | 209.1 | 139999 | None | 162 | 0.105 | 0 | 86.8 | 0.056 | 0 | 0 | 0 | 0 | 0 | 0 | 0 | DEER:HVAC_Chillers | Annual | 2023
NE-HVAC-Chlr-AirCldScrewChlr-lt150tons-11.1EER-15.1IPLV | DEER2023 | D23 v0 |  | Any | Htl | Ex | CZ13 | Any | Cap-Tons | 229.18 | 139999 | None | 203 | 0.108 | 0 | 109 | 0.0576 | 0 | 0 | 0 | 0 | 0 | 0 | 0 | DEER:HVAC_Chillers | Annual | 2023
NE-HVAC-Chlr-AirCldScrewChlr-lt150tons-11.1EER-15.1IPLV | DEER2023 | D23 v0 |  | Any | Htl | Ex | CZ14 | Any | Cap-Tons | 241.39 | 139999 | None | 173 | 0.0905 | 0 | 92.9 | 0.0485 | 0 | 0 | 0 | 0 | 0 | 0 | 0 | DEER:HVAC_Chillers | Annual | 2023
NE-HVAC-Chlr-AirCldScrewChlr-lt150tons-11.1EER-15.1IPLV | DEER2023 | D23 v0 |  | Any | Htl | Ex | CZ15 | Any | Cap-Tons | 307.55 | 139999 | None | 248 | 0.105 | 0 | 133 | 0.0562 | 0 | 0 | 0 | 0 | 0 | 0 | 0 | DEER:HVAC_Chillers | Annual | 2023
NE-HVAC-Chlr-AirCldScrewChlr-lt150tons-11.1EER-15.1IPLV | DEER2023 | D23 v0 |  | Any | Htl | Ex | CZ16 | Any | Cap-Tons | 137.66 | 139999 | None | 145 | 0.0809 | 0 | 77.8 | 0.0433 | 0 | 0 | 0 | 0 | 0 | 0 | 0 | DEER:HVAC_Chillers | Annual | 2023
NE-HVAC-Chlr-AirCldScrewChlr-lt150tons-11.1EER-15.1IPLV | DEER2023 | D23 v0 |  | Any | Htl | New | CZ01 | Any | Cap-Tons | 93.87 | 139999 | None | 30.1 | 0.0261 | 0 | 30.1 | 0.0261 | 0 | 0 | 0 | 0 | 0 | 0 | 0 | DEER:HVAC_Chillers | Annual | 2023
NE-HVAC-Chlr-AirCldScrewChlr-lt150tons-11.1EER-15.1IPLV | DEER2023 | D23 v0 |  | Any | Htl | New | CZ02 | Any | Cap-Tons | 161.27 | 139999 | None | 64.7 | 0.0425 | 0 | 64.7 | 0.0425 | 0 | 0 | 0 | 0 | 0 | 0 | 0 | DEER:HVAC_Chillers | Annual | 2023
NE-HVAC-Chlr-AirCldScrewChlr-lt150tons-11.1EER-15.1IPLV | DEER2023 | D23 v0 |  | Any | Htl | New | CZ03 | Any | Cap-Tons | 126.21 | 139999 | None | 57.6 | 0.0334 | 0 | 57.6 | 0.0334 | 0 | 0 | 0 | 0 | 0 | 0 | 0 | DEER:HVAC_Chillers | Annual | 2023
NE-HVAC-Chlr-AirCldScrewChlr-lt150tons-11.1EER-15.1IPLV | DEER2023 | D23 v0 |  | Any | Htl | New | CZ04 | Any | Cap-Tons | 168.19 | 139999 | None | 77.5 | 0.0446 | 0 | 77.5 | 0.0446 | 0 | 0 | 0 | 0 | 0 | 0 | 0 | DEER:HVAC_Chillers | Annual | 2023
NE-HVAC-Chlr-AirCldScrewChlr-lt150tons-11.1EER-15.1IPLV | DEER2023 | D23 v0 |  | Any | Htl | New | CZ05 | Any | Cap-Tons | 107.21 | 139999 | None | 71.5 | 0.0281 | 0 | 71.5 | 0.0281 | 0 | 0 | 0 | 0 | 0 | 0 | 0 | DEER:HVAC_Chillers | Annual | 2023
NE-HVAC-Chlr-AirCldScrewChlr-lt150tons-11.1EER-15.1IPLV | DEER2023 | D23 v0 |  | Any | Htl | New | CZ06 | Any | Cap-Tons | 160.02 | 139999 | None | 91.3 | 0.0318 | 0 | 91.3 | 0.0318 | 0 | 0 | 0 | 0 | 0 | 0 | 0 | DEER:HVAC_Chillers | Annual | 2023
NE-HVAC-Chlr-AirCldScrewChlr-lt150tons-11.1EER-15.1IPLV | DEER2023 | D23 v0 |  | Any | Htl | New | CZ07 | Any | Cap-Tons | 146.32 | 139999 | None | 86.8 | 0.0278 | 0 | 86.8 | 0.0278 | 0 | 0 | 0 | 0 | 0 | 0 | 0 | DEER:HVAC_Chillers | Annual | 2023
NE-HVAC-Chlr-AirCldScrewChlr-lt150tons-11.1EER-15.1IPLV | DEER2023 | D23 v0 |  | Any | Htl | New | CZ08 | Any | Cap-Tons | 170.05 | 139999 | None | 104 | 0.0354 | 0 | 104 | 0.0354 | 0 | 0 | 0 | 0 | 0 | 0 | 0 | DEER:HVAC_Chillers | Annual | 2023
NE-HVAC-Chlr-AirCldScrewChlr-lt150tons-11.1EER-15.1IPLV | DEER2023 | D23 v0 |  | Any | Htl | New | CZ09 | Any | Cap-Tons | 220.81 | 139999 | None | 80.7 | 0.034 | 0 | 80.7 | 0.034 | 0 | 0 | 0 | 0 | 0 | 0 | 0 | DEER:HVAC_Chillers | Annual | 2023
NE-HVAC-Chlr-AirCldScrewChlr-lt150tons-11.1EER-15.1IPLV | DEER2023 | D23 v0 |  | Any | Htl | New | CZ10 | Any | Cap-Tons | 199.32 | 139999 | None | 96.6 | 0.0414 | 0 | 96.6 | 0.0414 | 0 | 0 | 0 | 0 | 0 | 0 | 0 | DEER:HVAC_Chillers | Annual | 2023
NE-HVAC-Chlr-AirCldScrewChlr-lt150tons-11.1EER-15.1IPLV | DEER2023 | D23 v0 |  | Any | Htl | New | CZ11 | Any | Cap-Tons | 204.97 | 139999 | None | 94.5 | 0.0576 | 0 | 94.5 | 0.0576 | 0 | 0 | 0 | 0 | 0 | 0 | 0 | DEER:HVAC_Chillers | Annual | 2023
NE-HVAC-Chlr-AirCldScrewChlr-lt150tons-11.1EER-15.1IPLV | DEER2023 | D23 v0 |  | Any | Htl | New | CZ12 | Any | Cap-Tons | 186.15 | 139999 | None | 82.8 | 0.0554 | 0 | 82.8 | 0.0554 | 0 | 0 | 0 | 0 | 0 | 0 | 0 | DEER:HVAC_Chillers | Annual | 2023
NE-HVAC-Chlr-AirCldScrewChlr-lt150tons-11.1EER-15.1IPLV | DEER2023 | D23 v0 |  | Any | Htl | New | CZ13 | Any | Cap-Tons | 204.46 | 139999 | None | 105 | 0.0566 | 0 | 105 | 0.0566 | 0 | 0 | 0 | 0 | 0 | 0 | 0 | DEER:HVAC_Chillers | Annual | 2023
NE-HVAC-Chlr-AirCldScrewChlr-lt150tons-11.1EER-15.1IPLV | DEER2023 | D23 v0 |  | Any | Htl | New | CZ14 | Any | Cap-Tons | 212.25 | 139999 | None | 93.3 | 0.0476 | 0 | 93.3 | 0.0476 | 0 | 0 | 0 | 0 | 0 | 0 | 0 | DEER:HVAC_Chillers | Annual | 2023
NE-HVAC-Chlr-AirCldScrewChlr-lt150tons-11.1EER-15.1IPLV | DEER2023 | D23 v0 |  | Any | Htl | New | CZ15 | Any | Cap-Tons | 273.39 | 139999 | None | 132 | 0.0547 | 0 | 132 | 0.0547 | 0 | 0 | 0 | 0 | 0 | 0 | 0 | DEER:HVAC_Chillers | Annual | 2023
NE-HVAC-Chlr-AirCldScrewChlr-lt150tons-11.1EER-15.1IPLV | DEER2023 | D23 v0 |  | Any | Htl | New | CZ16 | Any | Cap-Tons | 118.48 | 139999 | None | 73.1 | 0.0419 | 0 | 73.1 | 0.0419 | 0 | 0 | 0 | 0 | 0 | 0 | 0 | DEER:HVAC_Chillers | Annual | 2023
NE-HVAC-Chlr-AirCldScrewChlr-lt150tons-11.1EER-15.1IPLV | DEER2023 | D23 v0 |  | Any | Htl | Old | CZ01 | Any | Cap-Tons | 189.44 | 139999 | None | 112 | 0.0715 | 0 | 47.6 | 0.0304 | 0 | 0 | 0 | 0 | 0 | 0 | 0 | DEER:HVAC_Chillers | Annual | 2023
NE-HVAC-Chlr-AirCldScrewChlr-lt150tons-11.1EER-15.1IPLV | DEER2023 | D23 v0 |  | Any | Htl | Old | CZ02 | Any | Cap-Tons | 285.94 | 139999 | None | 194 | 0.107 | 0 | 82.6 | 0.0456 | 0 | 0 | 0 | 0 | 0 | 0 | 0 | DEER:HVAC_Chillers | Annual | 2023
NE-HVAC-Chlr-AirCldScrewChlr-lt150tons-11.1EER-15.1IPLV | DEER2023 | D23 v0 |  | Any | Htl | Old | CZ03 | Any | Cap-Tons | 240.75 | 139999 | None | 178 | 0.087 | 0 | 75.6 | 0.037 | 0 | 0 | 0 | 0 | 0 | 0 | 0 | DEER:HVAC_Chillers | Annual | 2023
NE-HVAC-Chlr-AirCldScrewChlr-lt150tons-11.1EER-15.1IPLV | DEER2023 | D23 v0 |  | Any | Htl | Old | CZ04 | Any | Cap-Tons | 295.48 | 139999 | None | 224 | 0.111 | 0 | 95.3 | 0.0474 | 0 | 0 | 0 | 0 | 0 | 0 | 0 | DEER:HVAC_Chillers | Annual | 2023
NE-HVAC-Chlr-AirCldScrewChlr-lt150tons-11.1EER-15.1IPLV | DEER2023 | D23 v0 |  | Any | Htl | Old | CZ05 | Any | Cap-Tons | 217.29 | 139999 | None | 212 | 0.0726 | 0 | 90.3 | 0.0309 | 0 | 0 | 0 | 0 | 0 | 0 | 0 | DEER:HVAC_Chillers | Annual | 2023
NE-HVAC-Chlr-AirCldScrewChlr-lt150tons-11.1EER-15.1IPLV | DEER2023 | D23 v0 |  | Any | Htl | Old | CZ06 | Any | Cap-Tons | 280.71 | 139999 | None | 255 | 0.082 | 0 | 109 | 0.0349 | 0 | 0 | 0 | 0 | 0 | 0 | 0 | DEER:HVAC_Chillers | Annual | 2023
NE-HVAC-Chlr-AirCldScrewChlr-lt150tons-11.1EER-15.1IPLV | DEER2023 | D23 v0 |  | Any | Htl | Old | CZ07 | Any | Cap-Tons | 262.15 | 139999 | None | 242 | 0.0706 | 0 | 103 | 0.0301 | 0 | 0 | 0 | 0 | 0 | 0 | 0 | DEER:HVAC_Chillers | Annual | 2023
NE-HVAC-Chlr-AirCldScrewChlr-lt150tons-11.1EER-15.1IPLV | DEER2023 | D23 v0 |  | Any | Htl | Old | CZ08 | Any | Cap-Tons | 296.24 | 139999 | None | 280 | 0.0881 | 0 | 119 | 0.0375 | 0 | 0 | 0 | 0 | 0 | 0 | 0 | DEER:HVAC_Chillers | Annual | 2023
NE-HVAC-Chlr-AirCldScrewChlr-lt150tons-11.1EER-15.1IPLV | DEER2023 | D23 v0 |  | Any | Htl | Old | CZ09 | Any | Cap-Tons | 359.2 | 139999 | None | 236 | 0.0894 | 0 | 100 | 0.0381 | 0 | 0 | 0 | 0 | 0 | 0 | 0 | DEER:HVAC_Chillers | Annual | 2023
NE-HVAC-Chlr-AirCldScrewChlr-lt150tons-11.1EER-15.1IPLV | DEER2023 | D23 v0 |  | Any | Htl | Old | CZ10 | Any | Cap-Tons | 334.32 | 139999 | None | 270 | 0.103 | 0 | 115 | 0.0437 | 0 | 0 | 0 | 0 | 0 | 0 | 0 | DEER:HVAC_Chillers | Annual | 2023
NE-HVAC-Chlr-AirCldScrewChlr-lt150tons-11.1EER-15.1IPLV | DEER2023 | D23 v0 |  | Any | Htl | Old | CZ11 | Any | Cap-Tons | 332.93 | 139999 | None | 267 | 0.146 | 0 | 114 | 0.0622 | 0 | 0 | 0 | 0 | 0 | 0 | 0 | DEER:HVAC_Chillers | Annual | 2023
NE-HVAC-Chlr-AirCldScrewChlr-lt150tons-11.1EER-15.1IPLV | DEER2023 | D23 v0 |  | Any | Htl | Old | CZ12 | Any | Cap-Tons | 305.93 | 139999 | None | 237 | 0.138 | 0 | 101 | 0.0587 | 0 | 0 | 0 | 0 | 0 | 0 | 0 | DEER:HVAC_Chillers | Annual | 2023
NE-HVAC-Chlr-AirCldScrewChlr-lt150tons-11.1EER-15.1IPLV | DEER2023 | D23 v0 |  | Any | Htl | Old | CZ13 | Any | Cap-Tons | 334.73 | 139999 | None | 289 | 0.141 | 0 | 123 | 0.0602 | 0 | 0 | 0 | 0 | 0 | 0 | 0 | DEER:HVAC_Chillers | Annual | 2023
NE-HVAC-Chlr-AirCldScrewChlr-lt150tons-11.1EER-15.1IPLV | DEER2023 | D23 v0 |  | Any | Htl | Old | CZ14 | Any | Cap-Tons | 333.41 | 139999 | None | 266 | 0.12 | 0 | 113 | 0.051 | 0 | 0 | 0 | 0 | 0 | 0 | 0 | DEER:HVAC_Chillers | Annual | 2023
NE-HVAC-Chlr-AirCldScrewChlr-lt150tons-11.1EER-15.1IPLV | DEER2023 | D23 v0 |  | Any | Htl | Old | CZ15 | Any | Cap-Tons | 389.63 | 139999 | None | 366 | 0.14 | 0 | 156 | 0.0597 | 0 | 0 | 0 | 0 | 0 | 0 | 0 | DEER:HVAC_Chillers | Annual | 2023
NE-HVAC-Chlr-AirCldScrewChlr-lt150tons-11.1EER-15.1IPLV | DEER2023 | D23 v0 |  | Any | Htl | Old | CZ16 | Any | Cap-Tons | 213.87 | 139999 | None | 216 | 0.105 | 0 | 91.8 | 0.0445 | 0 | 0 | 0 | 0 | 0 | 0 | 0 | DEER:HVAC_Chillers | Annual | 2023
NE-HVAC-Chlr-AirCldScrewChlr-lt150tons-11.1EER-15.1IPLV | DEER2023 | D23 v0 |  | Any | Htl | Rec | CZ01 | Any | Cap-Tons | 94.47 | 139999 | None | 30.9 | 0.0262 | 0 | 30.9 | 0.0262 | 0 | 0 | 0 | 0 | 0 | 0 | 0 | DEER:HVAC_Chillers | Annual | 2023
NE-HVAC-Chlr-AirCldScrewChlr-lt150tons-11.1EER-15.1IPLV | DEER2023 | D23 v0 |  | Any | Htl | Rec | CZ02 | Any | Cap-Tons | 161.81 | 139999 | None | 64.9 | 0.0426 | 0 | 64.9 | 0.0426 | 0 | 0 | 0 | 0 | 0 | 0 | 0 | DEER:HVAC_Chillers | Annual | 2023
NE-HVAC-Chlr-AirCldScrewChlr-lt150tons-11.1EER-15.1IPLV | DEER2023 | D23 v0 |  | Any | Htl | Rec | CZ03 | Any | Cap-Tons | 126.76 | 139999 | None | 58.6 | 0.0336 | 0 | 58.6 | 0.0336 | 0 | 0 | 0 | 0 | 0 | 0 | 0 | DEER:HVAC_Chillers | Annual | 2023
NE-HVAC-Chlr-AirCldScrewChlr-lt150tons-11.1EER-15.1IPLV | DEER2023 | D23 v0 |  | Any | Htl | Rec | CZ04 | Any | Cap-Tons | 168.88 | 139999 | None | 77.7 | 0.0447 | 0 | 77.7 | 0.0447 | 0 | 0 | 0 | 0 | 0 | 0 | 0 | DEER:HVAC_Chillers | Annual | 2023
NE-HVAC-Chlr-AirCldScrewChlr-lt150tons-11.1EER-15.1IPLV | DEER2023 | D23 v0 |  | Any | Htl | Rec | CZ05 | Any | Cap-Tons | 107.7 | 139999 | None | 72.5 | 0.0283 | 0 | 72.5 | 0.0283 | 0 | 0 | 0 | 0 | 0 | 0 | 0 | DEER:HVAC_Chillers | Annual | 2023
NE-HVAC-Chlr-AirCldScrewChlr-lt150tons-11.1EER-15.1IPLV | DEER2023 | D23 v0 |  | Any | Htl | Rec | CZ06 | Any | Cap-Tons | 160.81 | 139999 | None | 92.3 | 0.0321 | 0 | 92.3 | 0.0321 | 0 | 0 | 0 | 0 | 0 | 0 | 0 | DEER:HVAC_Chillers | Annual | 2023
NE-HVAC-Chlr-AirCldScrewChlr-lt150tons-11.1EER-15.1IPLV | DEER2023 | D23 v0 |  | Any | Htl | Rec | CZ07 | Any | Cap-Tons | 147.1 | 139999 | None | 88.2 | 0.0283 | 0 | 88.2 | 0.0283 | 0 | 0 | 0 | 0 | 0 | 0 | 0 | DEER:HVAC_Chillers | Annual | 2023
NE-HVAC-Chlr-AirCldScrewChlr-lt150tons-11.1EER-15.1IPLV | DEER2023 | D23 v0 |  | Any | Htl | Rec | CZ08 | Any | Cap-Tons | 170.69 | 139999 | None | 104 | 0.0355 | 0 | 104 | 0.0355 | 0 | 0 | 0 | 0 | 0 | 0 | 0 | DEER:HVAC_Chillers | Annual | 2023
NE-HVAC-Chlr-AirCldScrewChlr-lt150tons-11.1EER-15.1IPLV | DEER2023 | D23 v0 |  | Any | Htl | Rec | CZ09 | Any | Cap-Tons | 221.44 | 139999 | None | 80.7 | 0.034 | 0 | 80.7 | 0.034 | 0 | 0 | 0 | 0 | 0 | 0 | 0 | DEER:HVAC_Chillers | Annual | 2023
NE-HVAC-Chlr-AirCldScrewChlr-lt150tons-11.1EER-15.1IPLV | DEER2023 | D23 v0 |  | Any | Htl | Rec | CZ10 | Any | Cap-Tons | 199.98 | 139999 | None | 96.4 | 0.0418 | 0 | 96.4 | 0.0418 | 0 | 0 | 0 | 0 | 0 | 0 | 0 | DEER:HVAC_Chillers | Annual | 2023
NE-HVAC-Chlr-AirCldScrewChlr-lt150tons-11.1EER-15.1IPLV | DEER2023 | D23 v0 |  | Any | Htl | Rec | CZ11 | Any | Cap-Tons | 205.68 | 139999 | None | 94 | 0.0575 | 0 | 94 | 0.0575 | 0 | 0 | 0 | 0 | 0 | 0 | 0 | DEER:HVAC_Chillers | Annual | 2023
NE-HVAC-Chlr-AirCldScrewChlr-lt150tons-11.1EER-15.1IPLV | DEER2023 | D23 v0 |  | Any | Htl | Rec | CZ12 | Any | Cap-Tons | 186.82 | 139999 | None | 82.7 | 0.0552 | 0 | 82.7 | 0.0552 | 0 | 0 | 0 | 0 | 0 | 0 | 0 | DEER:HVAC_Chillers | Annual | 2023
NE-HVAC-Chlr-AirCldScrewChlr-lt150tons-11.1EER-15.1IPLV | DEER2023 | D23 v0 |  | Any | Htl | Rec | CZ13 | Any | Cap-Tons | 204.98 | 139999 | None | 105 | 0.0567 | 0 | 105 | 0.0567 | 0 | 0 | 0 | 0 | 0 | 0 | 0 | DEER:HVAC_Chillers | Annual | 2023
NE-HVAC-Chlr-AirCldScrewChlr-lt150tons-11.1EER-15.1IPLV | DEER2023 | D23 v0 |  | Any | Htl | Rec | CZ14 | Any | Cap-Tons | 212.84 | 139999 | None | 93.2 | 0.048 | 0 | 93.2 | 0.048 | 0 | 0 | 0 | 0 | 0 | 0 | 0 | DEER:HVAC_Chillers | Annual | 2023
NE-HVAC-Chlr-AirCldScrewChlr-lt150tons-11.1EER-15.1IPLV | DEER2023 | D23 v0 |  | Any | Htl | Rec | CZ15 | Any | Cap-Tons | 274.18 | 139999 | None | 131 | 0.0544 | 0 | 131 | 0.0544 | 0 | 0 | 0 | 0 | 0 | 0 | 0 | DEER:HVAC_Chillers | Annual | 2023
NE-HVAC-Chlr-AirCldScrewChlr-lt150tons-11.1EER-15.1IPLV | DEER2023 | D23 v0 |  | Any | Htl | Rec | CZ16 | Any | Cap-Tons | 118.8 | 139999 | None | 73.8 | 0.042 | 0 | 73.8 | 0.042 | 0 | 0 | 0 | 0 | 0 | 0 | 0 | DEER:HVAC_Chillers | Annual | 2023
NE-HVAC-Chlr-AirCldScrewChlr-lt150tons-11.1EER-15.1IPLV | DEER2023 | D23 v0 |  | Any | MBT | Ex | CZ01 | Any | Cap-Tons | 193.5 | 199999 | None | 28.9 | 0.0354 | 0 | 15.5 | 0.019 | 0 | 0 | 0 | 0 | 0 | 0 | 0 | DEER:HVAC_Chillers | Annual | 2023
NE-HVAC-Chlr-AirCldScrewChlr-lt150tons-11.1EER-15.1IPLV | DEER2023 | D23 v0 |  | Any | MBT | Ex | CZ02 | Any | Cap-Tons | 314.41 | 199999 | None | 88 | 0.0618 | 0 | 47.1 | 0.0331 | 0 | 0 | 0 | 0 | 0 | 0 | 0 | DEER:HVAC_Chillers | Annual | 2023
NE-HVAC-Chlr-AirCldScrewChlr-lt150tons-11.1EER-15.1IPLV | DEER2023 | D23 v0 |  | Any | MBT | Ex | CZ03 | Any | Cap-Tons | 252.63 | 199999 | None | 78.3 | 0.0477 | 0 | 41.9 | 0.0256 | 0 | 0 | 0 | 0 | 0 | 0 | 0 | DEER:HVAC_Chillers | Annual | 2023
NE-HVAC-Chlr-AirCldScrewChlr-lt150tons-11.1EER-15.1IPLV | DEER2023 | D23 v0 |  | Any | MBT | Ex | CZ04 | Any | Cap-Tons | 311.9 | 199999 | None | 114 | 0.0674 | 0 | 61.1 | 0.0361 | 0 | 0 | 0 | 0 | 0 | 0 | 0 | DEER:HVAC_Chillers | Annual | 2023
NE-HVAC-Chlr-AirCldScrewChlr-lt150tons-11.1EER-15.1IPLV | DEER2023 | D23 v0 |  | Any | MBT | Ex | CZ05 | Any | Cap-Tons | 245.06 | 199999 | None | 96.6 | 0.0381 | 0 | 51.7 | 0.0204 | 0 | 0 | 0 | 0 | 0 | 0 | 0 | DEER:HVAC_Chillers | Annual | 2023
NE-HVAC-Chlr-AirCldScrewChlr-lt150tons-11.1EER-15.1IPLV | DEER2023 | D23 v0 |  | Any | MBT | Ex | CZ06 | Any | Cap-Tons | 341.67 | 199999 | None | 134 | 0.0445 | 0 | 71.8 | 0.0238 | 0 | 0 | 0 | 0 | 0 | 0 | 0 | DEER:HVAC_Chillers | Annual | 2023
NE-HVAC-Chlr-AirCldScrewChlr-lt150tons-11.1EER-15.1IPLV | DEER2023 | D23 v0 |  | Any | MBT | Ex | CZ07 | Any | Cap-Tons | 333.52 | 199999 | None | 119 | 0.0393 | 0 | 63.7 | 0.0211 | 0 | 0 | 0 | 0 | 0 | 0 | 0 | DEER:HVAC_Chillers | Annual | 2023
NE-HVAC-Chlr-AirCldScrewChlr-lt150tons-11.1EER-15.1IPLV | DEER2023 | D23 v0 |  | Any | MBT | Ex | CZ08 | Any | Cap-Tons | 372.17 | 199999 | None | 145 | 0.0477 | 0 | 77.8 | 0.0256 | 0 | 0 | 0 | 0 | 0 | 0 | 0 | DEER:HVAC_Chillers | Annual | 2023
NE-HVAC-Chlr-AirCldScrewChlr-lt150tons-11.1EER-15.1IPLV | DEER2023 | D23 v0 |  | Any | MBT | Ex | CZ09 | Any | Cap-Tons | 421.97 | 199999 | None | 121 | 0.0528 | 0 | 64.8 | 0.0283 | 0 | 0 | 0 | 0 | 0 | 0 | 0 | DEER:HVAC_Chillers | Annual | 2023
NE-HVAC-Chlr-AirCldScrewChlr-lt150tons-11.1EER-15.1IPLV | DEER2023 | D23 v0 |  | Any | MBT | Ex | CZ10 | Any | Cap-Tons | 375.02 | 199999 | None | 136 | 0.0587 | 0 | 72.6 | 0.0314 | 0 | 0 | 0 | 0 | 0 | 0 | 0 | DEER:HVAC_Chillers | Annual | 2023
NE-HVAC-Chlr-AirCldScrewChlr-lt150tons-11.1EER-15.1IPLV | DEER2023 | D23 v0 |  | Any | MBT | Ex | CZ11 | Any | Cap-Tons | 385.48 | 199999 | None | 124 | 0.0811 | 0 | 66.3 | 0.0435 | 0 | 0 | 0 | 0 | 0 | 0 | 0 | DEER:HVAC_Chillers | Annual | 2023
NE-HVAC-Chlr-AirCldScrewChlr-lt150tons-11.1EER-15.1IPLV | DEER2023 | D23 v0 |  | Any | MBT | Ex | CZ12 | Any | Cap-Tons | 361.93 | 199999 | None | 105 | 0.074 | 0 | 56.3 | 0.0396 | 0 | 0 | 0 | 0 | 0 | 0 | 0 | DEER:HVAC_Chillers | Annual | 2023
NE-HVAC-Chlr-AirCldScrewChlr-lt150tons-11.1EER-15.1IPLV | DEER2023 | D23 v0 |  | Any | MBT | Ex | CZ13 | Any | Cap-Tons | 391.94 | 199999 | None | 132 | 0.0781 | 0 | 70.9 | 0.0418 | 0 | 0 | 0 | 0 | 0 | 0 | 0 | DEER:HVAC_Chillers | Annual | 2023
NE-HVAC-Chlr-AirCldScrewChlr-lt150tons-11.1EER-15.1IPLV | DEER2023 | D23 v0 |  | Any | MBT | Ex | CZ14 | Any | Cap-Tons | 403.6 | 199999 | None | 122 | 0.0687 | 0 | 65.4 | 0.0368 | 0 | 0 | 0 | 0 | 0 | 0 | 0 | DEER:HVAC_Chillers | Annual | 2023
NE-HVAC-Chlr-AirCldScrewChlr-lt150tons-11.1EER-15.1IPLV | DEER2023 | D23 v0 |  | Any | MBT | Ex | CZ15 | Any | Cap-Tons | 497.44 | 199999 | None | 185 | 0.0808 | 0 | 99 | 0.0433 | 0 | 0 | 0 | 0 | 0 | 0 | 0 | DEER:HVAC_Chillers | Annual | 2023
NE-HVAC-Chlr-AirCldScrewChlr-lt150tons-11.1EER-15.1IPLV | DEER2023 | D23 v0 |  | Any | MBT | Ex | CZ16 | Any | Cap-Tons | 253.24 | 199999 | None | 69.8 | 0.0522 | 0 | 37.4 | 0.028 | 0 | 0 | 0 | 0 | 0 | 0 | 0 | DEER:HVAC_Chillers | Annual | 2023
NE-HVAC-Chlr-AirCldScrewChlr-lt150tons-11.1EER-15.1IPLV | DEER2023 | D23 v0 |  | Any | MBT | New | CZ01 | Any | Cap-Tons | 173.07 | 199999 | None | 16.1 | 0.0183 | 0 | 16.1 | 0.0183 | 0 | 0 | 0 | 0 | 0 | 0 | 0 | DEER:HVAC_Chillers | Annual | 2023
NE-HVAC-Chlr-AirCldScrewChlr-lt150tons-11.1EER-15.1IPLV | DEER2023 | D23 v0 |  | Any | MBT | New | CZ02 | Any | Cap-Tons | 285.53 | 199999 | None | 44.8 | 0.0303 | 0 | 44.8 | 0.0303 | 0 | 0 | 0 | 0 | 0 | 0 | 0 | DEER:HVAC_Chillers | Annual | 2023
NE-HVAC-Chlr-AirCldScrewChlr-lt150tons-11.1EER-15.1IPLV | DEER2023 | D23 v0 |  | Any | MBT | New | CZ03 | Any | Cap-Tons | 222.32 | 199999 | None | 41.3 | 0.0229 | 0 | 41.3 | 0.0229 | 0 | 0 | 0 | 0 | 0 | 0 | 0 | DEER:HVAC_Chillers | Annual | 2023
NE-HVAC-Chlr-AirCldScrewChlr-lt150tons-11.1EER-15.1IPLV | DEER2023 | D23 v0 |  | Any | MBT | New | CZ04 | Any | Cap-Tons | 278.51 | 199999 | None | 56.2 | 0.033 | 0 | 56.2 | 0.033 | 0 | 0 | 0 | 0 | 0 | 0 | 0 | DEER:HVAC_Chillers | Annual | 2023
NE-HVAC-Chlr-AirCldScrewChlr-lt150tons-11.1EER-15.1IPLV | DEER2023 | D23 v0 |  | Any | MBT | New | CZ05 | Any | Cap-Tons | 214.55 | 199999 | None | 50.2 | 0.0187 | 0 | 50.2 | 0.0187 | 0 | 0 | 0 | 0 | 0 | 0 | 0 | DEER:HVAC_Chillers | Annual | 2023
NE-HVAC-Chlr-AirCldScrewChlr-lt150tons-11.1EER-15.1IPLV | DEER2023 | D23 v0 |  | Any | MBT | New | CZ06 | Any | Cap-Tons | 301.48 | 199999 | None | 69.3 | 0.0226 | 0 | 69.3 | 0.0226 | 0 | 0 | 0 | 0 | 0 | 0 | 0 | DEER:HVAC_Chillers | Annual | 2023
NE-HVAC-Chlr-AirCldScrewChlr-lt150tons-11.1EER-15.1IPLV | DEER2023 | D23 v0 |  | Any | MBT | New | CZ07 | Any | Cap-Tons | 301.13 | 199999 | None | 59 | 0.0193 | 0 | 59 | 0.0193 | 0 | 0 | 0 | 0 | 0 | 0 | 0 | DEER:HVAC_Chillers | Annual | 2023
NE-HVAC-Chlr-AirCldScrewChlr-lt150tons-11.1EER-15.1IPLV | DEER2023 | D23 v0 |  | Any | MBT | New | CZ08 | Any | Cap-Tons | 334.89 | 199999 | None | 70.9 | 0.0232 | 0 | 70.9 | 0.0232 | 0 | 0 | 0 | 0 | 0 | 0 | 0 | DEER:HVAC_Chillers | Annual | 2023
NE-HVAC-Chlr-AirCldScrewChlr-lt150tons-11.1EER-15.1IPLV | DEER2023 | D23 v0 |  | Any | MBT | New | CZ09 | Any | Cap-Tons | 365.19 | 199999 | None | 59.7 | 0.0263 | 0 | 59.7 | 0.0263 | 0 | 0 | 0 | 0 | 0 | 0 | 0 | DEER:HVAC_Chillers | Annual | 2023
NE-HVAC-Chlr-AirCldScrewChlr-lt150tons-11.1EER-15.1IPLV | DEER2023 | D23 v0 |  | Any | MBT | New | CZ10 | Any | Cap-Tons | 339.42 | 199999 | None | 70.8 | 0.0304 | 0 | 70.8 | 0.0304 | 0 | 0 | 0 | 0 | 0 | 0 | 0 | DEER:HVAC_Chillers | Annual | 2023
NE-HVAC-Chlr-AirCldScrewChlr-lt150tons-11.1EER-15.1IPLV | DEER2023 | D23 v0 |  | Any | MBT | New | CZ11 | Any | Cap-Tons | 345.75 | 199999 | None | 64.9 | 0.0421 | 0 | 64.9 | 0.0421 | 0 | 0 | 0 | 0 | 0 | 0 | 0 | DEER:HVAC_Chillers | Annual | 2023
NE-HVAC-Chlr-AirCldScrewChlr-lt150tons-11.1EER-15.1IPLV | DEER2023 | D23 v0 |  | Any | MBT | New | CZ12 | Any | Cap-Tons | 325.37 | 199999 | None | 55.1 | 0.0389 | 0 | 55.1 | 0.0389 | 0 | 0 | 0 | 0 | 0 | 0 | 0 | DEER:HVAC_Chillers | Annual | 2023
NE-HVAC-Chlr-AirCldScrewChlr-lt150tons-11.1EER-15.1IPLV | DEER2023 | D23 v0 |  | Any | MBT | New | CZ13 | Any | Cap-Tons | 353.69 | 199999 | None | 68.8 | 0.0414 | 0 | 68.8 | 0.0414 | 0 | 0 | 0 | 0 | 0 | 0 | 0 | DEER:HVAC_Chillers | Annual | 2023
NE-HVAC-Chlr-AirCldScrewChlr-lt150tons-11.1EER-15.1IPLV | DEER2023 | D23 v0 |  | Any | MBT | New | CZ14 | Any | Cap-Tons | 365.2 | 199999 | None | 63.1 | 0.0352 | 0 | 63.1 | 0.0352 | 0 | 0 | 0 | 0 | 0 | 0 | 0 | DEER:HVAC_Chillers | Annual | 2023
NE-HVAC-Chlr-AirCldScrewChlr-lt150tons-11.1EER-15.1IPLV | DEER2023 | D23 v0 |  | Any | MBT | New | CZ15 | Any | Cap-Tons | 453.73 | 199999 | None | 94.6 | 0.041 | 0 | 94.6 | 0.041 | 0 | 0 | 0 | 0 | 0 | 0 | 0 | DEER:HVAC_Chillers | Annual | 2023
NE-HVAC-Chlr-AirCldScrewChlr-lt150tons-11.1EER-15.1IPLV | DEER2023 | D23 v0 |  | Any | MBT | New | CZ16 | Any | Cap-Tons | 224.05 | 199999 | None | 36.7 | 0.0267 | 0 | 36.7 | 0.0267 | 0 | 0 | 0 | 0 | 0 | 0 | 0 | DEER:HVAC_Chillers | Annual | 2023
NE-HVAC-Chlr-AirCldScrewChlr-lt150tons-11.1EER-15.1IPLV | DEER2023 | D23 v0 |  | Any | MBT | Old | CZ01 | Any | Cap-Tons | 216.56 | 199999 | None | 22.4 | 0.049 | 0 | 9.53 | 0.0208 | 0 | 0 | 0 | 0 | 0 | 0 | 0 | DEER:HVAC_Chillers | Annual | 2023
NE-HVAC-Chlr-AirCldScrewChlr-lt150tons-11.1EER-15.1IPLV | DEER2023 | D23 v0 |  | Any | MBT | Old | CZ02 | Any | Cap-Tons | 353.7 | 199999 | None | 115 | 0.081 | 0 | 49 | 0.0345 | 0 | 0 | 0 | 0 | 0 | 0 | 0 | DEER:HVAC_Chillers | Annual | 2023
NE-HVAC-Chlr-AirCldScrewChlr-lt150tons-11.1EER-15.1IPLV | DEER2023 | D23 v0 |  | Any | MBT | Old | CZ03 | Any | Cap-Tons | 284.22 | 199999 | None | 86.8 | 0.0622 | 0 | 36.9 | 0.0265 | 0 | 0 | 0 | 0 | 0 | 0 | 0 | DEER:HVAC_Chillers | Annual | 2023
NE-HVAC-Chlr-AirCldScrewChlr-lt150tons-11.1EER-15.1IPLV | DEER2023 | D23 v0 |  | Any | MBT | Old | CZ04 | Any | Cap-Tons | 347 | 199999 | None | 150 | 0.0921 | 0 | 63.8 | 0.0392 | 0 | 0 | 0 | 0 | 0 | 0 | 0 | DEER:HVAC_Chillers | Annual | 2023
NE-HVAC-Chlr-AirCldScrewChlr-lt150tons-11.1EER-15.1IPLV | DEER2023 | D23 v0 |  | Any | MBT | Old | CZ05 | Any | Cap-Tons | 269.55 | 199999 | None | 118 | 0.0535 | 0 | 50.1 | 0.0228 | 0 | 0 | 0 | 0 | 0 | 0 | 0 | DEER:HVAC_Chillers | Annual | 2023
NE-HVAC-Chlr-AirCldScrewChlr-lt150tons-11.1EER-15.1IPLV | DEER2023 | D23 v0 |  | Any | MBT | Old | CZ06 | Any | Cap-Tons | 363.12 | 199999 | None | 175 | 0.0634 | 0 | 74.4 | 0.027 | 0 | 0 | 0 | 0 | 0 | 0 | 0 | DEER:HVAC_Chillers | Annual | 2023
NE-HVAC-Chlr-AirCldScrewChlr-lt150tons-11.1EER-15.1IPLV | DEER2023 | D23 v0 |  | Any | MBT | Old | CZ07 | Any | Cap-Tons | 344.15 | 199999 | None | 161 | 0.0614 | 0 | 68.5 | 0.0261 | 0 | 0 | 0 | 0 | 0 | 0 | 0 | DEER:HVAC_Chillers | Annual | 2023
NE-HVAC-Chlr-AirCldScrewChlr-lt150tons-11.1EER-15.1IPLV | DEER2023 | D23 v0 |  | Any | MBT | Old | CZ08 | Any | Cap-Tons | 395.52 | 199999 | None | 199 | 0.0682 | 0 | 84.7 | 0.029 | 0 | 0 | 0 | 0 | 0 | 0 | 0 | DEER:HVAC_Chillers | Annual | 2023
NE-HVAC-Chlr-AirCldScrewChlr-lt150tons-11.1EER-15.1IPLV | DEER2023 | D23 v0 |  | Any | MBT | Old | CZ09 | Any | Cap-Tons | 454.15 | 199999 | None | 168 | 0.0745 | 0 | 71.4 | 0.0317 | 0 | 0 | 0 | 0 | 0 | 0 | 0 | DEER:HVAC_Chillers | Annual | 2023
NE-HVAC-Chlr-AirCldScrewChlr-lt150tons-11.1EER-15.1IPLV | DEER2023 | D23 v0 |  | Any | MBT | Old | CZ10 | Any | Cap-Tons | 419.86 | 199999 | None | 192 | 0.0844 | 0 | 81.8 | 0.0359 | 0 | 0 | 0 | 0 | 0 | 0 | 0 | DEER:HVAC_Chillers | Annual | 2023
NE-HVAC-Chlr-AirCldScrewChlr-lt150tons-11.1EER-15.1IPLV | DEER2023 | D23 v0 |  | Any | MBT | Old | CZ11 | Any | Cap-Tons | 429.21 | 199999 | None | 169 | 0.108 | 0 | 71.9 | 0.046 | 0 | 0 | 0 | 0 | 0 | 0 | 0 | DEER:HVAC_Chillers | Annual | 2023
NE-HVAC-Chlr-AirCldScrewChlr-lt150tons-11.1EER-15.1IPLV | DEER2023 | D23 v0 |  | Any | MBT | Old | CZ12 | Any | Cap-Tons | 403.21 | 199999 | None | 142 | 0.101 | 0 | 60.5 | 0.0432 | 0 | 0 | 0 | 0 | 0 | 0 | 0 | DEER:HVAC_Chillers | Annual | 2023
NE-HVAC-Chlr-AirCldScrewChlr-lt150tons-11.1EER-15.1IPLV | DEER2023 | D23 v0 |  | Any | MBT | Old | CZ13 | Any | Cap-Tons | 434.6 | 199999 | None | 183 | 0.107 | 0 | 77.9 | 0.0455 | 0 | 0 | 0 | 0 | 0 | 0 | 0 | DEER:HVAC_Chillers | Annual | 2023
NE-HVAC-Chlr-AirCldScrewChlr-lt150tons-11.1EER-15.1IPLV | DEER2023 | D23 v0 |  | Any | MBT | Old | CZ14 | Any | Cap-Tons | 443.13 | 199999 | None | 168 | 0.0922 | 0 | 71.6 | 0.0392 | 0 | 0 | 0 | 0 | 0 | 0 | 0 | DEER:HVAC_Chillers | Annual | 2023
NE-HVAC-Chlr-AirCldScrewChlr-lt150tons-11.1EER-15.1IPLV | DEER2023 | D23 v0 |  | Any | MBT | Old | CZ15 | Any | Cap-Tons | 536.33 | 199999 | None | 259 | 0.109 | 0 | 110 | 0.0465 | 0 | 0 | 0 | 0 | 0 | 0 | 0 | DEER:HVAC_Chillers | Annual | 2023
NE-HVAC-Chlr-AirCldScrewChlr-lt150tons-11.1EER-15.1IPLV | DEER2023 | D23 v0 |  | Any | MBT | Old | CZ16 | Any | Cap-Tons | 283.97 | 199999 | None | 93 | 0.0694 | 0 | 39.6 | 0.0295 | 0 | 0 | 0 | 0 | 0 | 0 | 0 | DEER:HVAC_Chillers | Annual | 2023
NE-HVAC-Chlr-AirCldScrewChlr-lt150tons-11.1EER-15.1IPLV | DEER2023 | D23 v0 |  | Any | MBT | Rec | CZ01 | Any | Cap-Tons | 181.23 | 199999 | None | 16.5 | 0.0182 | 0 | 16.5 | 0.0182 | 0 | 0 | 0 | 0 | 0 | 0 | 0 | DEER:HVAC_Chillers | Annual | 2023
NE-HVAC-Chlr-AirCldScrewChlr-lt150tons-11.1EER-15.1IPLV | DEER2023 | D23 v0 |  | Any | MBT | Rec | CZ02 | Any | Cap-Tons | 295.14 | 199999 | None | 45.3 | 0.0302 | 0 | 45.3 | 0.0302 | 0 | 0 | 0 | 0 | 0 | 0 | 0 | DEER:HVAC_Chillers | Annual | 2023
NE-HVAC-Chlr-AirCldScrewChlr-lt150tons-11.1EER-15.1IPLV | DEER2023 | D23 v0 |  | Any | MBT | Rec | CZ03 | Any | Cap-Tons | 230.74 | 199999 | None | 41.9 | 0.023 | 0 | 41.9 | 0.023 | 0 | 0 | 0 | 0 | 0 | 0 | 0 | DEER:HVAC_Chillers | Annual | 2023
NE-HVAC-Chlr-AirCldScrewChlr-lt150tons-11.1EER-15.1IPLV | DEER2023 | D23 v0 |  | Any | MBT | Rec | CZ04 | Any | Cap-Tons | 288.12 | 199999 | None | 56.9 | 0.0328 | 0 | 56.9 | 0.0328 | 0 | 0 | 0 | 0 | 0 | 0 | 0 | DEER:HVAC_Chillers | Annual | 2023
NE-HVAC-Chlr-AirCldScrewChlr-lt150tons-11.1EER-15.1IPLV | DEER2023 | D23 v0 |  | Any | MBT | Rec | CZ05 | Any | Cap-Tons | 224.06 | 199999 | None | 50.7 | 0.0187 | 0 | 50.7 | 0.0187 | 0 | 0 | 0 | 0 | 0 | 0 | 0 | DEER:HVAC_Chillers | Annual | 2023
NE-HVAC-Chlr-AirCldScrewChlr-lt150tons-11.1EER-15.1IPLV | DEER2023 | D23 v0 |  | Any | MBT | Rec | CZ06 | Any | Cap-Tons | 310.15 | 199999 | None | 70.6 | 0.0227 | 0 | 70.6 | 0.0227 | 0 | 0 | 0 | 0 | 0 | 0 | 0 | DEER:HVAC_Chillers | Annual | 2023
NE-HVAC-Chlr-AirCldScrewChlr-lt150tons-11.1EER-15.1IPLV | DEER2023 | D23 v0 |  | Any | MBT | Rec | CZ07 | Any | Cap-Tons | 309.9 | 199999 | None | 60.6 | 0.0196 | 0 | 60.6 | 0.0196 | 0 | 0 | 0 | 0 | 0 | 0 | 0 | DEER:HVAC_Chillers | Annual | 2023
NE-HVAC-Chlr-AirCldScrewChlr-lt150tons-11.1EER-15.1IPLV | DEER2023 | D23 v0 |  | Any | MBT | Rec | CZ08 | Any | Cap-Tons | 343.48 | 199999 | None | 72.2 | 0.0232 | 0 | 72.2 | 0.0232 | 0 | 0 | 0 | 0 | 0 | 0 | 0 | DEER:HVAC_Chillers | Annual | 2023
NE-HVAC-Chlr-AirCldScrewChlr-lt150tons-11.1EER-15.1IPLV | DEER2023 | D23 v0 |  | Any | MBT | Rec | CZ09 | Any | Cap-Tons | 373.81 | 199999 | None | 60.7 | 0.0261 | 0 | 60.7 | 0.0261 | 0 | 0 | 0 | 0 | 0 | 0 | 0 | DEER:HVAC_Chillers | Annual | 2023
NE-HVAC-Chlr-AirCldScrewChlr-lt150tons-11.1EER-15.1IPLV | DEER2023 | D23 v0 |  | Any | MBT | Rec | CZ10 | Any | Cap-Tons | 349.13 | 199999 | None | 71.5 | 0.0304 | 0 | 71.5 | 0.0304 | 0 | 0 | 0 | 0 | 0 | 0 | 0 | DEER:HVAC_Chillers | Annual | 2023
NE-HVAC-Chlr-AirCldScrewChlr-lt150tons-11.1EER-15.1IPLV | DEER2023 | D23 v0 |  | Any | MBT | Rec | CZ11 | Any | Cap-Tons | 354.56 | 199999 | None | 65.1 | 0.0416 | 0 | 65.1 | 0.0416 | 0 | 0 | 0 | 0 | 0 | 0 | 0 | DEER:HVAC_Chillers | Annual | 2023
NE-HVAC-Chlr-AirCldScrewChlr-lt150tons-11.1EER-15.1IPLV | DEER2023 | D23 v0 |  | Any | MBT | Rec | CZ12 | Any | Cap-Tons | 334.67 | 199999 | None | 55.5 | 0.0385 | 0 | 55.5 | 0.0385 | 0 | 0 | 0 | 0 | 0 | 0 | 0 | DEER:HVAC_Chillers | Annual | 2023
NE-HVAC-Chlr-AirCldScrewChlr-lt150tons-11.1EER-15.1IPLV | DEER2023 | D23 v0 |  | Any | MBT | Rec | CZ13 | Any | Cap-Tons | 362.34 | 199999 | None | 69.2 | 0.0409 | 0 | 69.2 | 0.0409 | 0 | 0 | 0 | 0 | 0 | 0 | 0 | DEER:HVAC_Chillers | Annual | 2023
NE-HVAC-Chlr-AirCldScrewChlr-lt150tons-11.1EER-15.1IPLV | DEER2023 | D23 v0 |  | Any | MBT | Rec | CZ14 | Any | Cap-Tons | 373.76 | 199999 | None | 63.7 | 0.0352 | 0 | 63.7 | 0.0352 | 0 | 0 | 0 | 0 | 0 | 0 | 0 | DEER:HVAC_Chillers | Annual | 2023
NE-HVAC-Chlr-AirCldScrewChlr-lt150tons-11.1EER-15.1IPLV | DEER2023 | D23 v0 |  | Any | MBT | Rec | CZ15 | Any | Cap-Tons | 462.57 | 199999 | None | 94.9 | 0.041 | 0 | 94.9 | 0.041 | 0 | 0 | 0 | 0 | 0 | 0 | 0 | DEER:HVAC_Chillers | Annual | 2023
NE-HVAC-Chlr-AirCldScrewChlr-lt150tons-11.1EER-15.1IPLV | DEER2023 | D23 v0 |  | Any | MBT | Rec | CZ16 | Any | Cap-Tons | 232.66 | 199999 | None | 37.3 | 0.0268 | 0 | 37.3 | 0.0268 | 0 | 0 | 0 | 0 | 0 | 0 | 0 | DEER:HVAC_Chillers | Annual | 2023
NE-HVAC-Chlr-AirCldScrewChlr-lt150tons-11.1EER-15.1IPLV | DEER2023 | D23 v0 |  | Any | Nrs | Ex | CZ01 | Any | Cap-Tons | 64.57 | 60655 | None | 19.5 | 0.0452 | 0 | 10.5 | 0.0242 | 0 | 0 | 0 | 0 | 0 | 0 | 0 | DEER:HVAC_Chillers | Annual | 2023
NE-HVAC-Chlr-AirCldScrewChlr-lt150tons-11.1EER-15.1IPLV | DEER2023 | D23 v0 |  | Any | Nrs | Ex | CZ02 | Any | Cap-Tons | 102.76 | 60655 | None | 109 | 0.0889 | 0 | 58.3 | 0.0476 | 0 | 0 | 0 | 0 | 0 | 0 | 0 | DEER:HVAC_Chillers | Annual | 2023
NE-HVAC-Chlr-AirCldScrewChlr-lt150tons-11.1EER-15.1IPLV | DEER2023 | D23 v0 |  | Any | Nrs | Ex | CZ03 | Any | Cap-Tons | 89.42 | 60655 | None | 84 | 0.067 | 0 | 45 | 0.0359 | 0 | 0 | 0 | 0 | 0 | 0 | 0 | DEER:HVAC_Chillers | Annual | 2023
NE-HVAC-Chlr-AirCldScrewChlr-lt150tons-11.1EER-15.1IPLV | DEER2023 | D23 v0 |  | Any | Nrs | Ex | CZ04 | Any | Cap-Tons | 116.36 | 60655 | None | 146 | 0.0961 | 0 | 78.1 | 0.0515 | 0 | 0 | 0 | 0 | 0 | 0 | 0 | DEER:HVAC_Chillers | Annual | 2023
NE-HVAC-Chlr-AirCldScrewChlr-lt150tons-11.1EER-15.1IPLV | DEER2023 | D23 v0 |  | Any | Nrs | Ex | CZ05 | Any | Cap-Tons | 81.58 | 60655 | None | 111 | 0.0549 | 0 | 59.5 | 0.0294 | 0 | 0 | 0 | 0 | 0 | 0 | 0 | DEER:HVAC_Chillers | Annual | 2023
NE-HVAC-Chlr-AirCldScrewChlr-lt150tons-11.1EER-15.1IPLV | DEER2023 | D23 v0 |  | Any | Nrs | Ex | CZ06 | Any | Cap-Tons | 117.13 | 60655 | None | 176 | 0.0696 | 0 | 94.1 | 0.0373 | 0 | 0 | 0 | 0 | 0 | 0 | 0 | DEER:HVAC_Chillers | Annual | 2023
NE-HVAC-Chlr-AirCldScrewChlr-lt150tons-11.1EER-15.1IPLV | DEER2023 | D23 v0 |  | Any | Nrs | Ex | CZ07 | Any | Cap-Tons | 109.71 | 60655 | None | 163 | 0.0576 | 0 | 87.4 | 0.0308 | 0 | 0 | 0 | 0 | 0 | 0 | 0 | DEER:HVAC_Chillers | Annual | 2023
NE-HVAC-Chlr-AirCldScrewChlr-lt150tons-11.1EER-15.1IPLV | DEER2023 | D23 v0 |  | Any | Nrs | Ex | CZ08 | Any | Cap-Tons | 124.36 | 60655 | None | 205 | 0.0768 | 0 | 110 | 0.0411 | 0 | 0 | 0 | 0 | 0 | 0 | 0 | DEER:HVAC_Chillers | Annual | 2023
NE-HVAC-Chlr-AirCldScrewChlr-lt150tons-11.1EER-15.1IPLV | DEER2023 | D23 v0 |  | Any | Nrs | Ex | CZ09 | Any | Cap-Tons | 153.21 | 60655 | None | 166 | 0.0772 | 0 | 88.8 | 0.0413 | 0 | 0 | 0 | 0 | 0 | 0 | 0 | DEER:HVAC_Chillers | Annual | 2023
NE-HVAC-Chlr-AirCldScrewChlr-lt150tons-11.1EER-15.1IPLV | DEER2023 | D23 v0 |  | Any | Nrs | Ex | CZ10 | Any | Cap-Tons | 124.25 | 60655 | None | 188 | 0.0871 | 0 | 101 | 0.0466 | 0 | 0 | 0 | 0 | 0 | 0 | 0 | DEER:HVAC_Chillers | Annual | 2023
NE-HVAC-Chlr-AirCldScrewChlr-lt150tons-11.1EER-15.1IPLV | DEER2023 | D23 v0 |  | Any | Nrs | Ex | CZ11 | Any | Cap-Tons | 133.07 | 60655 | None | 189 | 0.123 | 0 | 101 | 0.0658 | 0 | 0 | 0 | 0 | 0 | 0 | 0 | DEER:HVAC_Chillers | Annual | 2023
NE-HVAC-Chlr-AirCldScrewChlr-lt150tons-11.1EER-15.1IPLV | DEER2023 | D23 v0 |  | Any | Nrs | Ex | CZ12 | Any | Cap-Tons | 120.54 | 60655 | None | 150 | 0.114 | 0 | 80.4 | 0.061 | 0 | 0 | 0 | 0 | 0 | 0 | 0 | DEER:HVAC_Chillers | Annual | 2023
NE-HVAC-Chlr-AirCldScrewChlr-lt150tons-11.1EER-15.1IPLV | DEER2023 | D23 v0 |  | Any | Nrs | Ex | CZ13 | Any | Cap-Tons | 133.26 | 60655 | None | 210 | 0.119 | 0 | 113 | 0.0636 | 0 | 0 | 0 | 0 | 0 | 0 | 0 | DEER:HVAC_Chillers | Annual | 2023
NE-HVAC-Chlr-AirCldScrewChlr-lt150tons-11.1EER-15.1IPLV | DEER2023 | D23 v0 |  | Any | Nrs | Ex | CZ14 | Any | Cap-Tons | 131.28 | 60655 | None | 191 | 0.108 | 0 | 102 | 0.0576 | 0 | 0 | 0 | 0 | 0 | 0 | 0 | DEER:HVAC_Chillers | Annual | 2023
NE-HVAC-Chlr-AirCldScrewChlr-lt150tons-11.1EER-15.1IPLV | DEER2023 | D23 v0 |  | Any | Nrs | Ex | CZ15 | Any | Cap-Tons | 173.58 | 60655 | None | 280 | 0.118 | 0 | 150 | 0.0631 | 0 | 0 | 0 | 0 | 0 | 0 | 0 | DEER:HVAC_Chillers | Annual | 2023
NE-HVAC-Chlr-AirCldScrewChlr-lt150tons-11.1EER-15.1IPLV | DEER2023 | D23 v0 |  | Any | Nrs | Ex | CZ16 | Any | Cap-Tons | 80.32 | 60655 | None | 107 | 0.082 | 0 | 57.1 | 0.0439 | 0 | 0 | 0 | 0 | 0 | 0 | 0 | DEER:HVAC_Chillers | Annual | 2023
NE-HVAC-Chlr-AirCldScrewChlr-lt150tons-11.1EER-15.1IPLV | DEER2023 | D23 v0 |  | Any | Nrs | New | CZ01 | Any | Cap-Tons | 62.05 | 60655 | None | 5.6 | 0.0174 | 0 | 5.6 | 0.0174 | 0 | 0 | 0 | 0 | 0 | 0 | 0 | DEER:HVAC_Chillers | Annual | 2023
NE-HVAC-Chlr-AirCldScrewChlr-lt150tons-11.1EER-15.1IPLV | DEER2023 | D23 v0 |  | Any | Nrs | New | CZ02 | Any | Cap-Tons | 100.12 | 60655 | None | 45.5 | 0.0404 | 0 | 45.5 | 0.0404 | 0 | 0 | 0 | 0 | 0 | 0 | 0 | DEER:HVAC_Chillers | Annual | 2023
NE-HVAC-Chlr-AirCldScrewChlr-lt150tons-11.1EER-15.1IPLV | DEER2023 | D23 v0 |  | Any | Nrs | New | CZ03 | Any | Cap-Tons | 79.94 | 60655 | None | 30.6 | 0.0299 | 0 | 30.6 | 0.0299 | 0 | 0 | 0 | 0 | 0 | 0 | 0 | DEER:HVAC_Chillers | Annual | 2023
NE-HVAC-Chlr-AirCldScrewChlr-lt150tons-11.1EER-15.1IPLV | DEER2023 | D23 v0 |  | Any | Nrs | New | CZ04 | Any | Cap-Tons | 96.34 | 60655 | None | 63.4 | 0.0475 | 0 | 63.4 | 0.0475 | 0 | 0 | 0 | 0 | 0 | 0 | 0 | DEER:HVAC_Chillers | Annual | 2023
NE-HVAC-Chlr-AirCldScrewChlr-lt150tons-11.1EER-15.1IPLV | DEER2023 | D23 v0 |  | Any | Nrs | New | CZ05 | Any | Cap-Tons | 77.41 | 60655 | None | 36.7 | 0.0216 | 0 | 36.7 | 0.0216 | 0 | 0 | 0 | 0 | 0 | 0 | 0 | DEER:HVAC_Chillers | Annual | 2023
NE-HVAC-Chlr-AirCldScrewChlr-lt150tons-11.1EER-15.1IPLV | DEER2023 | D23 v0 |  | Any | Nrs | New | CZ06 | Any | Cap-Tons | 102.72 | 60655 | None | 69.9 | 0.031 | 0 | 69.9 | 0.031 | 0 | 0 | 0 | 0 | 0 | 0 | 0 | DEER:HVAC_Chillers | Annual | 2023
NE-HVAC-Chlr-AirCldScrewChlr-lt150tons-11.1EER-15.1IPLV | DEER2023 | D23 v0 |  | Any | Nrs | New | CZ07 | Any | Cap-Tons | 103.43 | 60655 | None | 61.3 | 0.0237 | 0 | 61.3 | 0.0237 | 0 | 0 | 0 | 0 | 0 | 0 | 0 | DEER:HVAC_Chillers | Annual | 2023
NE-HVAC-Chlr-AirCldScrewChlr-lt150tons-11.1EER-15.1IPLV | DEER2023 | D23 v0 |  | Any | Nrs | New | CZ08 | Any | Cap-Tons | 112.05 | 60655 | None | 83.7 | 0.0339 | 0 | 83.7 | 0.0339 | 0 | 0 | 0 | 0 | 0 | 0 | 0 | DEER:HVAC_Chillers | Annual | 2023
NE-HVAC-Chlr-AirCldScrewChlr-lt150tons-11.1EER-15.1IPLV | DEER2023 | D23 v0 |  | Any | Nrs | New | CZ09 | Any | Cap-Tons | 128.75 | 60655 | None | 71.6 | 0.0369 | 0 | 71.6 | 0.0369 | 0 | 0 | 0 | 0 | 0 | 0 | 0 | DEER:HVAC_Chillers | Annual | 2023
NE-HVAC-Chlr-AirCldScrewChlr-lt150tons-11.1EER-15.1IPLV | DEER2023 | D23 v0 |  | Any | Nrs | New | CZ10 | Any | Cap-Tons | 116.03 | 60655 | None | 88.5 | 0.0426 | 0 | 88.5 | 0.0426 | 0 | 0 | 0 | 0 | 0 | 0 | 0 | DEER:HVAC_Chillers | Annual | 2023
NE-HVAC-Chlr-AirCldScrewChlr-lt150tons-11.1EER-15.1IPLV | DEER2023 | D23 v0 |  | Any | Nrs | New | CZ11 | Any | Cap-Tons | 118.86 | 60655 | None | 91.1 | 0.0609 | 0 | 91.1 | 0.0609 | 0 | 0 | 0 | 0 | 0 | 0 | 0 | DEER:HVAC_Chillers | Annual | 2023
NE-HVAC-Chlr-AirCldScrewChlr-lt150tons-11.1EER-15.1IPLV | DEER2023 | D23 v0 |  | Any | Nrs | New | CZ12 | Any | Cap-Tons | 110.28 | 60655 | None | 69.8 | 0.0561 | 0 | 69.8 | 0.0561 | 0 | 0 | 0 | 0 | 0 | 0 | 0 | DEER:HVAC_Chillers | Annual | 2023
NE-HVAC-Chlr-AirCldScrewChlr-lt150tons-11.1EER-15.1IPLV | DEER2023 | D23 v0 |  | Any | Nrs | New | CZ13 | Any | Cap-Tons | 118.22 | 60655 | None | 103 | 0.0597 | 0 | 103 | 0.0597 | 0 | 0 | 0 | 0 | 0 | 0 | 0 | DEER:HVAC_Chillers | Annual | 2023
NE-HVAC-Chlr-AirCldScrewChlr-lt150tons-11.1EER-15.1IPLV | DEER2023 | D23 v0 |  | Any | Nrs | New | CZ14 | Any | Cap-Tons | 121.6 | 60655 | None | 90.3 | 0.0527 | 0 | 90.3 | 0.0527 | 0 | 0 | 0 | 0 | 0 | 0 | 0 | DEER:HVAC_Chillers | Annual | 2023
NE-HVAC-Chlr-AirCldScrewChlr-lt150tons-11.1EER-15.1IPLV | DEER2023 | D23 v0 |  | Any | Nrs | New | CZ15 | Any | Cap-Tons | 156.36 | 60655 | None | 141 | 0.06 | 0 | 141 | 0.06 | 0 | 0 | 0 | 0 | 0 | 0 | 0 | DEER:HVAC_Chillers | Annual | 2023
NE-HVAC-Chlr-AirCldScrewChlr-lt150tons-11.1EER-15.1IPLV | DEER2023 | D23 v0 |  | Any | Nrs | New | CZ16 | Any | Cap-Tons | 78.65 | 60655 | None | 45.2 | 0.0374 | 0 | 45.2 | 0.0374 | 0 | 0 | 0 | 0 | 0 | 0 | 0 | DEER:HVAC_Chillers | Annual | 2023
NE-HVAC-Chlr-AirCldScrewChlr-lt150tons-11.1EER-15.1IPLV | DEER2023 | D23 v0 |  | Any | Nrs | Old | CZ01 | Any | Cap-Tons | 83.44 | 60655 | None | 43.1 | 0.064 | 0 | 18.3 | 0.0272 | 0 | 0 | 0 | 0 | 0 | 0 | 0 | DEER:HVAC_Chillers | Annual | 2023
NE-HVAC-Chlr-AirCldScrewChlr-lt150tons-11.1EER-15.1IPLV | DEER2023 | D23 v0 |  | Any | Nrs | Old | CZ02 | Any | Cap-Tons | 130.81 | 60655 | None | 167 | 0.123 | 0 | 71.2 | 0.0523 | 0 | 0 | 0 | 0 | 0 | 0 | 0 | DEER:HVAC_Chillers | Annual | 2023
NE-HVAC-Chlr-AirCldScrewChlr-lt150tons-11.1EER-15.1IPLV | DEER2023 | D23 v0 |  | Any | Nrs | Old | CZ03 | Any | Cap-Tons | 107.66 | 60655 | None | 129 | 0.0944 | 0 | 54.9 | 0.0402 | 0 | 0 | 0 | 0 | 0 | 0 | 0 | DEER:HVAC_Chillers | Annual | 2023
NE-HVAC-Chlr-AirCldScrewChlr-lt150tons-11.1EER-15.1IPLV | DEER2023 | D23 v0 |  | Any | Nrs | Old | CZ04 | Any | Cap-Tons | 136.9 | 60655 | None | 208 | 0.129 | 0 | 88.5 | 0.055 | 0 | 0 | 0 | 0 | 0 | 0 | 0 | DEER:HVAC_Chillers | Annual | 2023
NE-HVAC-Chlr-AirCldScrewChlr-lt150tons-11.1EER-15.1IPLV | DEER2023 | D23 v0 |  | Any | Nrs | Old | CZ05 | Any | Cap-Tons | 94.43 | 60655 | None | 164 | 0.0778 | 0 | 69.9 | 0.0331 | 0 | 0 | 0 | 0 | 0 | 0 | 0 | DEER:HVAC_Chillers | Annual | 2023
NE-HVAC-Chlr-AirCldScrewChlr-lt150tons-11.1EER-15.1IPLV | DEER2023 | D23 v0 |  | Any | Nrs | Old | CZ06 | Any | Cap-Tons | 131.96 | 60655 | None | 249 | 0.095 | 0 | 106 | 0.0404 | 0 | 0 | 0 | 0 | 0 | 0 | 0 | DEER:HVAC_Chillers | Annual | 2023
NE-HVAC-Chlr-AirCldScrewChlr-lt150tons-11.1EER-15.1IPLV | DEER2023 | D23 v0 |  | Any | Nrs | Old | CZ07 | Any | Cap-Tons | 122.6 | 60655 | None | 238 | 0.081 | 0 | 101 | 0.0345 | 0 | 0 | 0 | 0 | 0 | 0 | 0 | DEER:HVAC_Chillers | Annual | 2023
NE-HVAC-Chlr-AirCldScrewChlr-lt150tons-11.1EER-15.1IPLV | DEER2023 | D23 v0 |  | Any | Nrs | Old | CZ08 | Any | Cap-Tons | 139.48 | 60655 | None | 290 | 0.104 | 0 | 123 | 0.0444 | 0 | 0 | 0 | 0 | 0 | 0 | 0 | DEER:HVAC_Chillers | Annual | 2023
NE-HVAC-Chlr-AirCldScrewChlr-lt150tons-11.1EER-15.1IPLV | DEER2023 | D23 v0 |  | Any | Nrs | Old | CZ09 | Any | Cap-Tons | 174.49 | 60655 | None | 235 | 0.105 | 0 | 100 | 0.0446 | 0 | 0 | 0 | 0 | 0 | 0 | 0 | DEER:HVAC_Chillers | Annual | 2023
NE-HVAC-Chlr-AirCldScrewChlr-lt150tons-11.1EER-15.1IPLV | DEER2023 | D23 v0 |  | Any | Nrs | Old | CZ10 | Any | Cap-Tons | 159.4 | 60655 | None | 276 | 0.119 | 0 | 117 | 0.0505 | 0 | 0 | 0 | 0 | 0 | 0 | 0 | DEER:HVAC_Chillers | Annual | 2023
NE-HVAC-Chlr-AirCldScrewChlr-lt150tons-11.1EER-15.1IPLV | DEER2023 | D23 v0 |  | Any | Nrs | Old | CZ11 | Any | Cap-Tons | 164.74 | 60655 | None | 271 | 0.163 | 0 | 115 | 0.0695 | 0 | 0 | 0 | 0 | 0 | 0 | 0 | DEER:HVAC_Chillers | Annual | 2023
NE-HVAC-Chlr-AirCldScrewChlr-lt150tons-11.1EER-15.1IPLV | DEER2023 | D23 v0 |  | Any | Nrs | Old | CZ12 | Any | Cap-Tons | 151.1 | 60655 | None | 223 | 0.154 | 0 | 95 | 0.0656 | 0 | 0 | 0 | 0 | 0 | 0 | 0 | DEER:HVAC_Chillers | Annual | 2023
NE-HVAC-Chlr-AirCldScrewChlr-lt150tons-11.1EER-15.1IPLV | DEER2023 | D23 v0 |  | Any | Nrs | Old | CZ13 | Any | Cap-Tons | 164.44 | 60655 | None | 300 | 0.159 | 0 | 128 | 0.0679 | 0 | 0 | 0 | 0 | 0 | 0 | 0 | DEER:HVAC_Chillers | Annual | 2023
NE-HVAC-Chlr-AirCldScrewChlr-lt150tons-11.1EER-15.1IPLV | DEER2023 | D23 v0 |  | Any | Nrs | Old | CZ14 | Any | Cap-Tons | 167.02 | 60655 | None | 273 | 0.143 | 0 | 116 | 0.0607 | 0 | 0 | 0 | 0 | 0 | 0 | 0 | DEER:HVAC_Chillers | Annual | 2023
NE-HVAC-Chlr-AirCldScrewChlr-lt150tons-11.1EER-15.1IPLV | DEER2023 | D23 v0 |  | Any | Nrs | Old | CZ15 | Any | Cap-Tons | 211.16 | 60655 | None | 402 | 0.161 | 0 | 171 | 0.0685 | 0 | 0 | 0 | 0 | 0 | 0 | 0 | DEER:HVAC_Chillers | Annual | 2023
NE-HVAC-Chlr-AirCldScrewChlr-lt150tons-11.1EER-15.1IPLV | DEER2023 | D23 v0 |  | Any | Nrs | Old | CZ16 | Any | Cap-Tons | 104.08 | 60655 | None | 166 | 0.114 | 0 | 70.8 | 0.0484 | 0 | 0 | 0 | 0 | 0 | 0 | 0 | DEER:HVAC_Chillers | Annual | 2023
NE-HVAC-Chlr-AirCldScrewChlr-lt150tons-11.1EER-15.1IPLV | DEER2023 | D23 v0 |  | Any | Nrs | Rec | CZ01 | Any | Cap-Tons | 63.04 | 60655 | None | 6.26 | 0.0186 | 0 | 6.26 | 0.0186 | 0 | 0 | 0 | 0 | 0 | 0 | 0 | DEER:HVAC_Chillers | Annual | 2023
NE-HVAC-Chlr-AirCldScrewChlr-lt150tons-11.1EER-15.1IPLV | DEER2023 | D23 v0 |  | Any | Nrs | Rec | CZ02 | Any | Cap-Tons | 98.96 | 60655 | None | 48.3 | 0.0418 | 0 | 48.3 | 0.0418 | 0 | 0 | 0 | 0 | 0 | 0 | 0 | DEER:HVAC_Chillers | Annual | 2023
NE-HVAC-Chlr-AirCldScrewChlr-lt150tons-11.1EER-15.1IPLV | DEER2023 | D23 v0 |  | Any | Nrs | Rec | CZ03 | Any | Cap-Tons | 79.61 | 60655 | None | 33.2 | 0.0314 | 0 | 33.2 | 0.0314 | 0 | 0 | 0 | 0 | 0 | 0 | 0 | DEER:HVAC_Chillers | Annual | 2023
NE-HVAC-Chlr-AirCldScrewChlr-lt150tons-11.1EER-15.1IPLV | DEER2023 | D23 v0 |  | Any | Nrs | Rec | CZ04 | Any | Cap-Tons | 97.05 | 60655 | None | 66.1 | 0.0481 | 0 | 66.1 | 0.0481 | 0 | 0 | 0 | 0 | 0 | 0 | 0 | DEER:HVAC_Chillers | Annual | 2023
NE-HVAC-Chlr-AirCldScrewChlr-lt150tons-11.1EER-15.1IPLV | DEER2023 | D23 v0 |  | Any | Nrs | Rec | CZ05 | Any | Cap-Tons | 77.25 | 60655 | None | 39.9 | 0.023 | 0 | 39.9 | 0.023 | 0 | 0 | 0 | 0 | 0 | 0 | 0 | DEER:HVAC_Chillers | Annual | 2023
NE-HVAC-Chlr-AirCldScrewChlr-lt150tons-11.1EER-15.1IPLV | DEER2023 | D23 v0 |  | Any | Nrs | Rec | CZ06 | Any | Cap-Tons | 101.57 | 60655 | None | 74.5 | 0.0327 | 0 | 74.5 | 0.0327 | 0 | 0 | 0 | 0 | 0 | 0 | 0 | DEER:HVAC_Chillers | Annual | 2023
NE-HVAC-Chlr-AirCldScrewChlr-lt150tons-11.1EER-15.1IPLV | DEER2023 | D23 v0 |  | Any | Nrs | Rec | CZ07 | Any | Cap-Tons | 102.49 | 60655 | None | 65.6 | 0.0252 | 0 | 65.6 | 0.0252 | 0 | 0 | 0 | 0 | 0 | 0 | 0 | DEER:HVAC_Chillers | Annual | 2023
NE-HVAC-Chlr-AirCldScrewChlr-lt150tons-11.1EER-15.1IPLV | DEER2023 | D23 v0 |  | Any | Nrs | Rec | CZ08 | Any | Cap-Tons | 110.65 | 60655 | None | 88.3 | 0.0351 | 0 | 88.3 | 0.0351 | 0 | 0 | 0 | 0 | 0 | 0 | 0 | DEER:HVAC_Chillers | Annual | 2023
NE-HVAC-Chlr-AirCldScrewChlr-lt150tons-11.1EER-15.1IPLV | DEER2023 | D23 v0 |  | Any | Nrs | Rec | CZ09 | Any | Cap-Tons | 127.92 | 60655 | None | 74.7 | 0.0378 | 0 | 74.7 | 0.0378 | 0 | 0 | 0 | 0 | 0 | 0 | 0 | DEER:HVAC_Chillers | Annual | 2023
NE-HVAC-Chlr-AirCldScrewChlr-lt150tons-11.1EER-15.1IPLV | DEER2023 | D23 v0 |  | Any | Nrs | Rec | CZ10 | Any | Cap-Tons | 116.43 | 60655 | None | 91.4 | 0.0434 | 0 | 91.4 | 0.0434 | 0 | 0 | 0 | 0 | 0 | 0 | 0 | DEER:HVAC_Chillers | Annual | 2023
NE-HVAC-Chlr-AirCldScrewChlr-lt150tons-11.1EER-15.1IPLV | DEER2023 | D23 v0 |  | Any | Nrs | Rec | CZ11 | Any | Cap-Tons | 119.91 | 60655 | None | 92.7 | 0.0614 | 0 | 92.7 | 0.0614 | 0 | 0 | 0 | 0 | 0 | 0 | 0 | DEER:HVAC_Chillers | Annual | 2023
NE-HVAC-Chlr-AirCldScrewChlr-lt150tons-11.1EER-15.1IPLV | DEER2023 | D23 v0 |  | Any | Nrs | Rec | CZ12 | Any | Cap-Tons | 110.84 | 60655 | None | 72.1 | 0.0568 | 0 | 72.1 | 0.0568 | 0 | 0 | 0 | 0 | 0 | 0 | 0 | DEER:HVAC_Chillers | Annual | 2023
NE-HVAC-Chlr-AirCldScrewChlr-lt150tons-11.1EER-15.1IPLV | DEER2023 | D23 v0 |  | Any | Nrs | Rec | CZ13 | Any | Cap-Tons | 120.42 | 60655 | None | 103 | 0.0596 | 0 | 103 | 0.0596 | 0 | 0 | 0 | 0 | 0 | 0 | 0 | DEER:HVAC_Chillers | Annual | 2023
NE-HVAC-Chlr-AirCldScrewChlr-lt150tons-11.1EER-15.1IPLV | DEER2023 | D23 v0 |  | Any | Nrs | Rec | CZ14 | Any | Cap-Tons | 121.99 | 60655 | None | 92.7 | 0.0534 | 0 | 92.7 | 0.0534 | 0 | 0 | 0 | 0 | 0 | 0 | 0 | DEER:HVAC_Chillers | Annual | 2023
NE-HVAC-Chlr-AirCldScrewChlr-lt150tons-11.1EER-15.1IPLV | DEER2023 | D23 v0 |  | Any | Nrs | Rec | CZ15 | Any | Cap-Tons | 157.64 | 60655 | None | 143 | 0.0604 | 0 | 143 | 0.0604 | 0 | 0 | 0 | 0 | 0 | 0 | 0 | DEER:HVAC_Chillers | Annual | 2023
NE-HVAC-Chlr-AirCldScrewChlr-lt150tons-11.1EER-15.1IPLV | DEER2023 | D23 v0 |  | Any | Nrs | Rec | CZ16 | Any | Cap-Tons | 78.45 | 60655 | None | 47.9 | 0.0387 | 0 | 47.9 | 0.0387 | 0 | 0 | 0 | 0 | 0 | 0 | 0 | DEER:HVAC_Chillers | Annual | 2023
NE-HVAC-Chlr-AirCldScrewChlr-lt150tons-11.1EER-15.1IPLV | DEER2023 | D23 v0 |  | Any | OfL | Ex | CZ01 | Any | Cap-Tons | 263.81 | 174999 | None | 28 | 0.0331 | 0 | 15 | 0.0177 | 0 | 0 | 0 | 0 | 0 | 0 | 0 | DEER:HVAC_Chillers | Annual | 2023
NE-HVAC-Chlr-AirCldScrewChlr-lt150tons-11.1EER-15.1IPLV | DEER2023 | D23 v0 |  | Any | OfL | Ex | CZ02 | Any | Cap-Tons | 376.29 | 174999 | None | 92.4 | 0.0476 | 0 | 49.5 | 0.0255 | 0 | 0 | 0 | 0 | 0 | 0 | 0 | DEER:HVAC_Chillers | Annual | 2023
NE-HVAC-Chlr-AirCldScrewChlr-lt150tons-11.1EER-15.1IPLV | DEER2023 | D23 v0 |  | Any | OfL | Ex | CZ03 | Any | Cap-Tons | 326.75 | 174999 | None | 76.5 | 0.0397 | 0 | 41 | 0.0213 | 0 | 0 | 0 | 0 | 0 | 0 | 0 | DEER:HVAC_Chillers | Annual | 2023
NE-HVAC-Chlr-AirCldScrewChlr-lt150tons-11.1EER-15.1IPLV | DEER2023 | D23 v0 |  | Any | OfL | Ex | CZ04 | Any | Cap-Tons | 382.85 | 174999 | None | 112 | 0.0517 | 0 | 59.9 | 0.0277 | 0 | 0 | 0 | 0 | 0 | 0 | 0 | DEER:HVAC_Chillers | Annual | 2023
NE-HVAC-Chlr-AirCldScrewChlr-lt150tons-11.1EER-15.1IPLV | DEER2023 | D23 v0 |  | Any | OfL | Ex | CZ05 | Any | Cap-Tons | 327.8 | 174999 | None | 92.4 | 0.0285 | 0 | 49.5 | 0.0153 | 0 | 0 | 0 | 0 | 0 | 0 | 0 | DEER:HVAC_Chillers | Annual | 2023
NE-HVAC-Chlr-AirCldScrewChlr-lt150tons-11.1EER-15.1IPLV | DEER2023 | D23 v0 |  | Any | OfL | Ex | CZ06 | Any | Cap-Tons | 398.19 | 174999 | None | 135 | 0.0331 | 0 | 72.2 | 0.0177 | 0 | 0 | 0 | 0 | 0 | 0 | 0 | DEER:HVAC_Chillers | Annual | 2023
NE-HVAC-Chlr-AirCldScrewChlr-lt150tons-11.1EER-15.1IPLV | DEER2023 | D23 v0 |  | Any | OfL | Ex | CZ07 | Any | Cap-Tons | 394.18 | 174999 | None | 116 | 0.0284 | 0 | 62.3 | 0.0152 | 0 | 0 | 0 | 0 | 0 | 0 | 0 | DEER:HVAC_Chillers | Annual | 2023
NE-HVAC-Chlr-AirCldScrewChlr-lt150tons-11.1EER-15.1IPLV | DEER2023 | D23 v0 |  | Any | OfL | Ex | CZ08 | Any | Cap-Tons | 436.45 | 174999 | None | 141 | 0.0373 | 0 | 75.5 | 0.02 | 0 | 0 | 0 | 0 | 0 | 0 | 0 | DEER:HVAC_Chillers | Annual | 2023
NE-HVAC-Chlr-AirCldScrewChlr-lt150tons-11.1EER-15.1IPLV | DEER2023 | D23 v0 |  | Any | OfL | Ex | CZ09 | Any | Cap-Tons | 477.4 | 174999 | None | 121 | 0.0406 | 0 | 65 | 0.0217 | 0 | 0 | 0 | 0 | 0 | 0 | 0 | DEER:HVAC_Chillers | Annual | 2023
NE-HVAC-Chlr-AirCldScrewChlr-lt150tons-11.1EER-15.1IPLV | DEER2023 | D23 v0 |  | Any | OfL | Ex | CZ10 | Any | Cap-Tons | 434.17 | 174999 | None | 141 | 0.0441 | 0 | 75.4 | 0.0236 | 0 | 0 | 0 | 0 | 0 | 0 | 0 | DEER:HVAC_Chillers | Annual | 2023
NE-HVAC-Chlr-AirCldScrewChlr-lt150tons-11.1EER-15.1IPLV | DEER2023 | D23 v0 |  | Any | OfL | Ex | CZ11 | Any | Cap-Tons | 431.01 | 174999 | None | 130 | 0.0668 | 0 | 69.7 | 0.0357 | 0 | 0 | 0 | 0 | 0 | 0 | 0 | DEER:HVAC_Chillers | Annual | 2023
NE-HVAC-Chlr-AirCldScrewChlr-lt150tons-11.1EER-15.1IPLV | DEER2023 | D23 v0 |  | Any | OfL | Ex | CZ12 | Any | Cap-Tons | 412.99 | 174999 | None | 113 | 0.0618 | 0 | 60.6 | 0.0331 | 0 | 0 | 0 | 0 | 0 | 0 | 0 | DEER:HVAC_Chillers | Annual | 2023
NE-HVAC-Chlr-AirCldScrewChlr-lt150tons-11.1EER-15.1IPLV | DEER2023 | D23 v0 |  | Any | OfL | Ex | CZ13 | Any | Cap-Tons | 423.72 | 174999 | None | 141 | 0.0648 | 0 | 75.3 | 0.0347 | 0 | 0 | 0 | 0 | 0 | 0 | 0 | DEER:HVAC_Chillers | Annual | 2023
NE-HVAC-Chlr-AirCldScrewChlr-lt150tons-11.1EER-15.1IPLV | DEER2023 | D23 v0 |  | Any | OfL | Ex | CZ14 | Any | Cap-Tons | 444.11 | 174999 | None | 131 | 0.0526 | 0 | 70.2 | 0.0282 | 0 | 0 | 0 | 0 | 0 | 0 | 0 | DEER:HVAC_Chillers | Annual | 2023
NE-HVAC-Chlr-AirCldScrewChlr-lt150tons-11.1EER-15.1IPLV | DEER2023 | D23 v0 |  | Any | OfL | Ex | CZ15 | Any | Cap-Tons | 539.31 | 174999 | None | 185 | 0.0575 | 0 | 99 | 0.0308 | 0 | 0 | 0 | 0 | 0 | 0 | 0 | DEER:HVAC_Chillers | Annual | 2023
NE-HVAC-Chlr-AirCldScrewChlr-lt150tons-11.1EER-15.1IPLV | DEER2023 | D23 v0 |  | Any | OfL | Ex | CZ16 | Any | Cap-Tons | 313.37 | 174999 | None | 77.7 | 0.0457 | 0 | 41.6 | 0.0245 | 0 | 0 | 0 | 0 | 0 | 0 | 0 | DEER:HVAC_Chillers | Annual | 2023
NE-HVAC-Chlr-AirCldScrewChlr-lt150tons-11.1EER-15.1IPLV | DEER2023 | D23 v0 |  | Any | OfL | New | CZ01 | Any | Cap-Tons | 239.62 | 174999 | None | 12.7 | 0.0143 | 0 | 12.7 | 0.0143 | 0 | 0 | 0 | 0 | 0 | 0 | 0 | DEER:HVAC_Chillers | Annual | 2023
NE-HVAC-Chlr-AirCldScrewChlr-lt150tons-11.1EER-15.1IPLV | DEER2023 | D23 v0 |  | Any | OfL | New | CZ02 | Any | Cap-Tons | 355.43 | 174999 | None | 45.7 | 0.0245 | 0 | 45.7 | 0.0245 | 0 | 0 | 0 | 0 | 0 | 0 | 0 | DEER:HVAC_Chillers | Annual | 2023
NE-HVAC-Chlr-AirCldScrewChlr-lt150tons-11.1EER-15.1IPLV | DEER2023 | D23 v0 |  | Any | OfL | New | CZ03 | Any | Cap-Tons | 290.81 | 174999 | None | 38.1 | 0.0193 | 0 | 38.1 | 0.0193 | 0 | 0 | 0 | 0 | 0 | 0 | 0 | DEER:HVAC_Chillers | Annual | 2023
NE-HVAC-Chlr-AirCldScrewChlr-lt150tons-11.1EER-15.1IPLV | DEER2023 | D23 v0 |  | Any | OfL | New | CZ04 | Any | Cap-Tons | 355.24 | 174999 | None | 55 | 0.0255 | 0 | 55 | 0.0255 | 0 | 0 | 0 | 0 | 0 | 0 | 0 | DEER:HVAC_Chillers | Annual | 2023
NE-HVAC-Chlr-AirCldScrewChlr-lt150tons-11.1EER-15.1IPLV | DEER2023 | D23 v0 |  | Any | OfL | New | CZ05 | Any | Cap-Tons | 286.43 | 174999 | None | 47.4 | 0.0147 | 0 | 47.4 | 0.0147 | 0 | 0 | 0 | 0 | 0 | 0 | 0 | DEER:HVAC_Chillers | Annual | 2023
NE-HVAC-Chlr-AirCldScrewChlr-lt150tons-11.1EER-15.1IPLV | DEER2023 | D23 v0 |  | Any | OfL | New | CZ06 | Any | Cap-Tons | 360.44 | 174999 | None | 69.1 | 0.0169 | 0 | 69.1 | 0.0169 | 0 | 0 | 0 | 0 | 0 | 0 | 0 | DEER:HVAC_Chillers | Annual | 2023
NE-HVAC-Chlr-AirCldScrewChlr-lt150tons-11.1EER-15.1IPLV | DEER2023 | D23 v0 |  | Any | OfL | New | CZ07 | Any | Cap-Tons | 361.69 | 174999 | None | 57.9 | 0.0143 | 0 | 57.9 | 0.0143 | 0 | 0 | 0 | 0 | 0 | 0 | 0 | DEER:HVAC_Chillers | Annual | 2023
NE-HVAC-Chlr-AirCldScrewChlr-lt150tons-11.1EER-15.1IPLV | DEER2023 | D23 v0 |  | Any | OfL | New | CZ08 | Any | Cap-Tons | 397.56 | 174999 | None | 71.8 | 0.0172 | 0 | 71.8 | 0.0172 | 0 | 0 | 0 | 0 | 0 | 0 | 0 | DEER:HVAC_Chillers | Annual | 2023
NE-HVAC-Chlr-AirCldScrewChlr-lt150tons-11.1EER-15.1IPLV | DEER2023 | D23 v0 |  | Any | OfL | New | CZ09 | Any | Cap-Tons | 440.77 | 174999 | None | 60.8 | 0.0196 | 0 | 60.8 | 0.0196 | 0 | 0 | 0 | 0 | 0 | 0 | 0 | DEER:HVAC_Chillers | Annual | 2023
NE-HVAC-Chlr-AirCldScrewChlr-lt150tons-11.1EER-15.1IPLV | DEER2023 | D23 v0 |  | Any | OfL | New | CZ10 | Any | Cap-Tons | 413.08 | 174999 | None | 71.1 | 0.0221 | 0 | 71.1 | 0.0221 | 0 | 0 | 0 | 0 | 0 | 0 | 0 | DEER:HVAC_Chillers | Annual | 2023
NE-HVAC-Chlr-AirCldScrewChlr-lt150tons-11.1EER-15.1IPLV | DEER2023 | D23 v0 |  | Any | OfL | New | CZ11 | Any | Cap-Tons | 411.74 | 174999 | None | 66.4 | 0.0348 | 0 | 66.4 | 0.0348 | 0 | 0 | 0 | 0 | 0 | 0 | 0 | DEER:HVAC_Chillers | Annual | 2023
NE-HVAC-Chlr-AirCldScrewChlr-lt150tons-11.1EER-15.1IPLV | DEER2023 | D23 v0 |  | Any | OfL | New | CZ12 | Any | Cap-Tons | 390.11 | 174999 | None | 57.3 | 0.0321 | 0 | 57.3 | 0.0321 | 0 | 0 | 0 | 0 | 0 | 0 | 0 | DEER:HVAC_Chillers | Annual | 2023
NE-HVAC-Chlr-AirCldScrewChlr-lt150tons-11.1EER-15.1IPLV | DEER2023 | D23 v0 |  | Any | OfL | New | CZ13 | Any | Cap-Tons | 404.43 | 174999 | None | 72.4 | 0.0332 | 0 | 72.4 | 0.0332 | 0 | 0 | 0 | 0 | 0 | 0 | 0 | DEER:HVAC_Chillers | Annual | 2023
NE-HVAC-Chlr-AirCldScrewChlr-lt150tons-11.1EER-15.1IPLV | DEER2023 | D23 v0 |  | Any | OfL | New | CZ14 | Any | Cap-Tons | 426.49 | 174999 | None | 66.8 | 0.027 | 0 | 66.8 | 0.027 | 0 | 0 | 0 | 0 | 0 | 0 | 0 | DEER:HVAC_Chillers | Annual | 2023
NE-HVAC-Chlr-AirCldScrewChlr-lt150tons-11.1EER-15.1IPLV | DEER2023 | D23 v0 |  | Any | OfL | New | CZ15 | Any | Cap-Tons | 522.66 | 174999 | None | 95.4 | 0.0295 | 0 | 95.4 | 0.0295 | 0 | 0 | 0 | 0 | 0 | 0 | 0 | DEER:HVAC_Chillers | Annual | 2023
NE-HVAC-Chlr-AirCldScrewChlr-lt150tons-11.1EER-15.1IPLV | DEER2023 | D23 v0 |  | Any | OfL | New | CZ16 | Any | Cap-Tons | 292.61 | 174999 | None | 38.9 | 0.023 | 0 | 38.9 | 0.023 | 0 | 0 | 0 | 0 | 0 | 0 | 0 | DEER:HVAC_Chillers | Annual | 2023
NE-HVAC-Chlr-AirCldScrewChlr-lt150tons-11.1EER-15.1IPLV | DEER2023 | D23 v0 |  | Any | OfL | Old | CZ01 | Any | Cap-Tons | 357.63 | 174999 | None | 20.4 | 0.0481 | 0 | 8.7 | 0.0205 | 0 | 0 | 0 | 0 | 0 | 0 | 0 | DEER:HVAC_Chillers | Annual | 2023
NE-HVAC-Chlr-AirCldScrewChlr-lt150tons-11.1EER-15.1IPLV | DEER2023 | D23 v0 |  | Any | OfL | Old | CZ02 | Any | Cap-Tons | 479.83 | 174999 | None | 128 | 0.0783 | 0 | 54.4 | 0.0333 | 0 | 0 | 0 | 0 | 0 | 0 | 0 | DEER:HVAC_Chillers | Annual | 2023
NE-HVAC-Chlr-AirCldScrewChlr-lt150tons-11.1EER-15.1IPLV | DEER2023 | D23 v0 |  | Any | OfL | Old | CZ03 | Any | Cap-Tons | 403.16 | 174999 | None | 99.6 | 0.0677 | 0 | 42.4 | 0.0288 | 0 | 0 | 0 | 0 | 0 | 0 | 0 | DEER:HVAC_Chillers | Annual | 2023
NE-HVAC-Chlr-AirCldScrewChlr-lt150tons-11.1EER-15.1IPLV | DEER2023 | D23 v0 |  | Any | OfL | Old | CZ04 | Any | Cap-Tons | 468.83 | 174999 | None | 156 | 0.0836 | 0 | 66.6 | 0.0356 | 0 | 0 | 0 | 0 | 0 | 0 | 0 | DEER:HVAC_Chillers | Annual | 2023
NE-HVAC-Chlr-AirCldScrewChlr-lt150tons-11.1EER-15.1IPLV | DEER2023 | D23 v0 |  | Any | OfL | Old | CZ05 | Any | Cap-Tons | 376.3 | 174999 | None | 135 | 0.054 | 0 | 57.3 | 0.023 | 0 | 0 | 0 | 0 | 0 | 0 | 0 | DEER:HVAC_Chillers | Annual | 2023
NE-HVAC-Chlr-AirCldScrewChlr-lt150tons-11.1EER-15.1IPLV | DEER2023 | D23 v0 |  | Any | OfL | Old | CZ06 | Any | Cap-Tons | 479.96 | 174999 | None | 188 | 0.0602 | 0 | 79.9 | 0.0256 | 0 | 0 | 0 | 0 | 0 | 0 | 0 | DEER:HVAC_Chillers | Annual | 2023
NE-HVAC-Chlr-AirCldScrewChlr-lt150tons-11.1EER-15.1IPLV | DEER2023 | D23 v0 |  | Any | OfL | Old | CZ07 | Any | Cap-Tons | 470.84 | 174999 | None | 158 | 0.0473 | 0 | 67.3 | 0.0201 | 0 | 0 | 0 | 0 | 0 | 0 | 0 | DEER:HVAC_Chillers | Annual | 2023
NE-HVAC-Chlr-AirCldScrewChlr-lt150tons-11.1EER-15.1IPLV | DEER2023 | D23 v0 |  | Any | OfL | Old | CZ08 | Any | Cap-Tons | 500.8 | 174999 | None | 207 | 0.065 | 0 | 88.1 | 0.0277 | 0 | 0 | 0 | 0 | 0 | 0 | 0 | DEER:HVAC_Chillers | Annual | 2023
NE-HVAC-Chlr-AirCldScrewChlr-lt150tons-11.1EER-15.1IPLV | DEER2023 | D23 v0 |  | Any | OfL | Old | CZ09 | Any | Cap-Tons | 564.94 | 174999 | None | 179 | 0.0673 | 0 | 76 | 0.0286 | 0 | 0 | 0 | 0 | 0 | 0 | 0 | DEER:HVAC_Chillers | Annual | 2023
NE-HVAC-Chlr-AirCldScrewChlr-lt150tons-11.1EER-15.1IPLV | DEER2023 | D23 v0 |  | Any | OfL | Old | CZ10 | Any | Cap-Tons | 527.09 | 174999 | None | 207 | 0.0775 | 0 | 88 | 0.033 | 0 | 0 | 0 | 0 | 0 | 0 | 0 | DEER:HVAC_Chillers | Annual | 2023
NE-HVAC-Chlr-AirCldScrewChlr-lt150tons-11.1EER-15.1IPLV | DEER2023 | D23 v0 |  | Any | OfL | Old | CZ11 | Any | Cap-Tons | 538.43 | 174999 | None | 189 | 0.1 | 0 | 80.4 | 0.0427 | 0 | 0 | 0 | 0 | 0 | 0 | 0 | DEER:HVAC_Chillers | Annual | 2023
NE-HVAC-Chlr-AirCldScrewChlr-lt150tons-11.1EER-15.1IPLV | DEER2023 | D23 v0 |  | Any | OfL | Old | CZ12 | Any | Cap-Tons | 512.74 | 174999 | None | 162 | 0.0943 | 0 | 68.8 | 0.0401 | 0 | 0 | 0 | 0 | 0 | 0 | 0 | DEER:HVAC_Chillers | Annual | 2023
NE-HVAC-Chlr-AirCldScrewChlr-lt150tons-11.1EER-15.1IPLV | DEER2023 | D23 v0 |  | Any | OfL | Old | CZ13 | Any | Cap-Tons | 530.06 | 174999 | None | 205 | 0.101 | 0 | 87.1 | 0.0431 | 0 | 0 | 0 | 0 | 0 | 0 | 0 | DEER:HVAC_Chillers | Annual | 2023
NE-HVAC-Chlr-AirCldScrewChlr-lt150tons-11.1EER-15.1IPLV | DEER2023 | D23 v0 |  | Any | OfL | Old | CZ14 | Any | Cap-Tons | 550.74 | 174999 | None | 192 | 0.0891 | 0 | 81.7 | 0.0379 | 0 | 0 | 0 | 0 | 0 | 0 | 0 | DEER:HVAC_Chillers | Annual | 2023
NE-HVAC-Chlr-AirCldScrewChlr-lt150tons-11.1EER-15.1IPLV | DEER2023 | D23 v0 |  | Any | OfL | Old | CZ15 | Any | Cap-Tons | 648.34 | 174999 | None | 273 | 0.0975 | 0 | 116 | 0.0415 | 0 | 0 | 0 | 0 | 0 | 0 | 0 | DEER:HVAC_Chillers | Annual | 2023
NE-HVAC-Chlr-AirCldScrewChlr-lt150tons-11.1EER-15.1IPLV | DEER2023 | D23 v0 |  | Any | OfL | Old | CZ16 | Any | Cap-Tons | 414.19 | 174999 | None | 104 | 0.0756 | 0 | 44.3 | 0.0322 | 0 | 0 | 0 | 0 | 0 | 0 | 0 | DEER:HVAC_Chillers | Annual | 2023
NE-HVAC-Chlr-AirCldScrewChlr-lt150tons-11.1EER-15.1IPLV | DEER2023 | D23 v0 |  | Any | OfL | Rec | CZ01 | Any | Cap-Tons | 246.49 | 174999 | None | 13.4 | 0.0146 | 0 | 13.4 | 0.0146 | 0 | 0 | 0 | 0 | 0 | 0 | 0 | DEER:HVAC_Chillers | Annual | 2023
NE-HVAC-Chlr-AirCldScrewChlr-lt150tons-11.1EER-15.1IPLV | DEER2023 | D23 v0 |  | Any | OfL | Rec | CZ02 | Any | Cap-Tons | 362.28 | 174999 | None | 46.2 | 0.0245 | 0 | 46.2 | 0.0245 | 0 | 0 | 0 | 0 | 0 | 0 | 0 | DEER:HVAC_Chillers | Annual | 2023
NE-HVAC-Chlr-AirCldScrewChlr-lt150tons-11.1EER-15.1IPLV | DEER2023 | D23 v0 |  | Any | OfL | Rec | CZ03 | Any | Cap-Tons | 298.31 | 174999 | None | 38.8 | 0.0191 | 0 | 38.8 | 0.0191 | 0 | 0 | 0 | 0 | 0 | 0 | 0 | DEER:HVAC_Chillers | Annual | 2023
NE-HVAC-Chlr-AirCldScrewChlr-lt150tons-11.1EER-15.1IPLV | DEER2023 | D23 v0 |  | Any | OfL | Rec | CZ04 | Any | Cap-Tons | 354.52 | 174999 | None | 56.7 | 0.026 | 0 | 56.7 | 0.026 | 0 | 0 | 0 | 0 | 0 | 0 | 0 | DEER:HVAC_Chillers | Annual | 2023
NE-HVAC-Chlr-AirCldScrewChlr-lt150tons-11.1EER-15.1IPLV | DEER2023 | D23 v0 |  | Any | OfL | Rec | CZ05 | Any | Cap-Tons | 294.14 | 174999 | None | 48.1 | 0.015 | 0 | 48.1 | 0.015 | 0 | 0 | 0 | 0 | 0 | 0 | 0 | DEER:HVAC_Chillers | Annual | 2023
NE-HVAC-Chlr-AirCldScrewChlr-lt150tons-11.1EER-15.1IPLV | DEER2023 | D23 v0 |  | Any | OfL | Rec | CZ06 | Any | Cap-Tons | 368.23 | 174999 | None | 69.6 | 0.0168 | 0 | 69.6 | 0.0168 | 0 | 0 | 0 | 0 | 0 | 0 | 0 | DEER:HVAC_Chillers | Annual | 2023
NE-HVAC-Chlr-AirCldScrewChlr-lt150tons-11.1EER-15.1IPLV | DEER2023 | D23 v0 |  | Any | OfL | Rec | CZ07 | Any | Cap-Tons | 369.53 | 174999 | None | 58.9 | 0.0143 | 0 | 58.9 | 0.0143 | 0 | 0 | 0 | 0 | 0 | 0 | 0 | DEER:HVAC_Chillers | Annual | 2023
NE-HVAC-Chlr-AirCldScrewChlr-lt150tons-11.1EER-15.1IPLV | DEER2023 | D23 v0 |  | Any | OfL | Rec | CZ08 | Any | Cap-Tons | 405.48 | 174999 | None | 72.1 | 0.0173 | 0 | 72.1 | 0.0173 | 0 | 0 | 0 | 0 | 0 | 0 | 0 | DEER:HVAC_Chillers | Annual | 2023
NE-HVAC-Chlr-AirCldScrewChlr-lt150tons-11.1EER-15.1IPLV | DEER2023 | D23 v0 |  | Any | OfL | Rec | CZ09 | Any | Cap-Tons | 445.85 | 174999 | None | 61.8 | 0.0204 | 0 | 61.8 | 0.0204 | 0 | 0 | 0 | 0 | 0 | 0 | 0 | DEER:HVAC_Chillers | Annual | 2023
NE-HVAC-Chlr-AirCldScrewChlr-lt150tons-11.1EER-15.1IPLV | DEER2023 | D23 v0 |  | Any | OfL | Rec | CZ10 | Any | Cap-Tons | 421.72 | 174999 | None | 71.4 | 0.022 | 0 | 71.4 | 0.022 | 0 | 0 | 0 | 0 | 0 | 0 | 0 | DEER:HVAC_Chillers | Annual | 2023
NE-HVAC-Chlr-AirCldScrewChlr-lt150tons-11.1EER-15.1IPLV | DEER2023 | D23 v0 |  | Any | OfL | Rec | CZ11 | Any | Cap-Tons | 418.07 | 174999 | None | 66.6 | 0.0348 | 0 | 66.6 | 0.0348 | 0 | 0 | 0 | 0 | 0 | 0 | 0 | DEER:HVAC_Chillers | Annual | 2023
NE-HVAC-Chlr-AirCldScrewChlr-lt150tons-11.1EER-15.1IPLV | DEER2023 | D23 v0 |  | Any | OfL | Rec | CZ12 | Any | Cap-Tons | 397.48 | 174999 | None | 57.5 | 0.032 | 0 | 57.5 | 0.032 | 0 | 0 | 0 | 0 | 0 | 0 | 0 | DEER:HVAC_Chillers | Annual | 2023
NE-HVAC-Chlr-AirCldScrewChlr-lt150tons-11.1EER-15.1IPLV | DEER2023 | D23 v0 |  | Any | OfL | Rec | CZ13 | Any | Cap-Tons | 411.33 | 174999 | None | 72.5 | 0.0339 | 0 | 72.5 | 0.0339 | 0 | 0 | 0 | 0 | 0 | 0 | 0 | DEER:HVAC_Chillers | Annual | 2023
NE-HVAC-Chlr-AirCldScrewChlr-lt150tons-11.1EER-15.1IPLV | DEER2023 | D23 v0 |  | Any | OfL | Rec | CZ14 | Any | Cap-Tons | 433.71 | 174999 | None | 67 | 0.0269 | 0 | 67 | 0.0269 | 0 | 0 | 0 | 0 | 0 | 0 | 0 | DEER:HVAC_Chillers | Annual | 2023
NE-HVAC-Chlr-AirCldScrewChlr-lt150tons-11.1EER-15.1IPLV | DEER2023 | D23 v0 |  | Any | OfL | Rec | CZ15 | Any | Cap-Tons | 530.81 | 174999 | None | 95.1 | 0.03 | 0 | 95.1 | 0.03 | 0 | 0 | 0 | 0 | 0 | 0 | 0 | DEER:HVAC_Chillers | Annual | 2023
NE-HVAC-Chlr-AirCldScrewChlr-lt150tons-11.1EER-15.1IPLV | DEER2023 | D23 v0 |  | Any | OfL | Rec | CZ16 | Any | Cap-Tons | 300.7 | 174999 | None | 39 | 0.0226 | 0 | 39 | 0.0226 | 0 | 0 | 0 | 0 | 0 | 0 | 0 | DEER:HVAC_Chillers | Annual | 2023
NE-HVAC-Chlr-AirCldScrewChlr-lt150tons-11.1EER-15.1IPLV | DEER2023 | D23 v0 |  | Any | OfS | Ex | CZ01 | Any | Cap-Tons | 16.27 | 10000 | None | 29.8 | 0.0351 | 0 | 16 | 0.0188 | 0 | 0 | 0 | 0 | 0 | 0 | 0 | DEER:HVAC_Chillers | Annual | 2023
NE-HVAC-Chlr-AirCldScrewChlr-lt150tons-11.1EER-15.1IPLV | DEER2023 | D23 v0 |  | Any | OfS | Ex | CZ02 | Any | Cap-Tons | 23.15 | 10000 | None | 105 | 0.0548 | 0 | 56 | 0.0294 | 0 | 0 | 0 | 0 | 0 | 0 | 0 | DEER:HVAC_Chillers | Annual | 2023
NE-HVAC-Chlr-AirCldScrewChlr-lt150tons-11.1EER-15.1IPLV | DEER2023 | D23 v0 |  | Any | OfS | Ex | CZ03 | Any | Cap-Tons | 21.39 | 10000 | None | 82.1 | 0.0417 | 0 | 43.9 | 0.0223 | 0 | 0 | 0 | 0 | 0 | 0 | 0 | DEER:HVAC_Chillers | Annual | 2023
NE-HVAC-Chlr-AirCldScrewChlr-lt150tons-11.1EER-15.1IPLV | DEER2023 | D23 v0 |  | Any | OfS | Ex | CZ04 | Any | Cap-Tons | 25.88 | 10000 | None | 120 | 0.0558 | 0 | 64.3 | 0.0299 | 0 | 0 | 0 | 0 | 0 | 0 | 0 | DEER:HVAC_Chillers | Annual | 2023
NE-HVAC-Chlr-AirCldScrewChlr-lt150tons-11.1EER-15.1IPLV | DEER2023 | D23 v0 |  | Any | OfS | Ex | CZ05 | Any | Cap-Tons | 19.14 | 10000 | None | 107 | 0.0332 | 0 | 57.4 | 0.0178 | 0 | 0 | 0 | 0 | 0 | 0 | 0 | DEER:HVAC_Chillers | Annual | 2023
NE-HVAC-Chlr-AirCldScrewChlr-lt150tons-11.1EER-15.1IPLV | DEER2023 | D23 v0 |  | Any | OfS | Ex | CZ06 | Any | Cap-Tons | 26.56 | 10000 | None | 140 | 0.0342 | 0 | 74.9 | 0.0183 | 0 | 0 | 0 | 0 | 0 | 0 | 0 | DEER:HVAC_Chillers | Annual | 2023
NE-HVAC-Chlr-AirCldScrewChlr-lt150tons-11.1EER-15.1IPLV | DEER2023 | D23 v0 |  | Any | OfS | Ex | CZ07 | Any | Cap-Tons | 25.27 | 10000 | None | 127 | 0.0289 | 0 | 67.8 | 0.0155 | 0 | 0 | 0 | 0 | 0 | 0 | 0 | DEER:HVAC_Chillers | Annual | 2023
NE-HVAC-Chlr-AirCldScrewChlr-lt150tons-11.1EER-15.1IPLV | DEER2023 | D23 v0 |  | Any | OfS | Ex | CZ08 | Any | Cap-Tons | 27.25 | 10000 | None | 159 | 0.043 | 0 | 85.2 | 0.023 | 0 | 0 | 0 | 0 | 0 | 0 | 0 | DEER:HVAC_Chillers | Annual | 2023
NE-HVAC-Chlr-AirCldScrewChlr-lt150tons-11.1EER-15.1IPLV | DEER2023 | D23 v0 |  | Any | OfS | Ex | CZ09 | Any | Cap-Tons | 32.79 | 10000 | None | 132 | 0.0424 | 0 | 70.5 | 0.0227 | 0 | 0 | 0 | 0 | 0 | 0 | 0 | DEER:HVAC_Chillers | Annual | 2023
NE-HVAC-Chlr-AirCldScrewChlr-lt150tons-11.1EER-15.1IPLV | DEER2023 | D23 v0 |  | Any | OfS | Ex | CZ10 | Any | Cap-Tons | 28.37 | 10000 | None | 152 | 0.0482 | 0 | 81.6 | 0.0258 | 0 | 0 | 0 | 0 | 0 | 0 | 0 | DEER:HVAC_Chillers | Annual | 2023
NE-HVAC-Chlr-AirCldScrewChlr-lt150tons-11.1EER-15.1IPLV | DEER2023 | D23 v0 |  | Any | OfS | Ex | CZ11 | Any | Cap-Tons | 28.33 | 10000 | None | 144 | 0.0745 | 0 | 76.9 | 0.0399 | 0 | 0 | 0 | 0 | 0 | 0 | 0 | DEER:HVAC_Chillers | Annual | 2023
NE-HVAC-Chlr-AirCldScrewChlr-lt150tons-11.1EER-15.1IPLV | DEER2023 | D23 v0 |  | Any | OfS | Ex | CZ12 | Any | Cap-Tons | 26.32 | 10000 | None | 127 | 0.0694 | 0 | 68.1 | 0.0372 | 0 | 0 | 0 | 0 | 0 | 0 | 0 | DEER:HVAC_Chillers | Annual | 2023
NE-HVAC-Chlr-AirCldScrewChlr-lt150tons-11.1EER-15.1IPLV | DEER2023 | D23 v0 |  | Any | OfS | Ex | CZ13 | Any | Cap-Tons | 28.64 | 10000 | None | 152 | 0.0703 | 0 | 81.3 | 0.0376 | 0 | 0 | 0 | 0 | 0 | 0 | 0 | DEER:HVAC_Chillers | Annual | 2023
NE-HVAC-Chlr-AirCldScrewChlr-lt150tons-11.1EER-15.1IPLV | DEER2023 | D23 v0 |  | Any | OfS | Ex | CZ14 | Any | Cap-Tons | 30.16 | 10000 | None | 140 | 0.0577 | 0 | 74.9 | 0.0309 | 0 | 0 | 0 | 0 | 0 | 0 | 0 | DEER:HVAC_Chillers | Annual | 2023
NE-HVAC-Chlr-AirCldScrewChlr-lt150tons-11.1EER-15.1IPLV | DEER2023 | D23 v0 |  | Any | OfS | Ex | CZ15 | Any | Cap-Tons | 35.41 | 10000 | None | 207 | 0.0697 | 0 | 111 | 0.0373 | 0 | 0 | 0 | 0 | 0 | 0 | 0 | DEER:HVAC_Chillers | Annual | 2023
NE-HVAC-Chlr-AirCldScrewChlr-lt150tons-11.1EER-15.1IPLV | DEER2023 | D23 v0 |  | Any | OfS | Ex | CZ16 | Any | Cap-Tons | 19.53 | 10000 | None | 87.6 | 0.0516 | 0 | 46.9 | 0.0276 | 0 | 0 | 0 | 0 | 0 | 0 | 0 | DEER:HVAC_Chillers | Annual | 2023
NE-HVAC-Chlr-AirCldScrewChlr-lt150tons-11.1EER-15.1IPLV | DEER2023 | D23 v0 |  | Any | OfS | New | CZ01 | Any | Cap-Tons | 13.95 | 10000 | None | 13.4 | 0.0161 | 0 | 13.4 | 0.0161 | 0 | 0 | 0 | 0 | 0 | 0 | 0 | DEER:HVAC_Chillers | Annual | 2023
NE-HVAC-Chlr-AirCldScrewChlr-lt150tons-11.1EER-15.1IPLV | DEER2023 | D23 v0 |  | Any | OfS | New | CZ02 | Any | Cap-Tons | 20.6 | 10000 | None | 51.8 | 0.0276 | 0 | 51.8 | 0.0276 | 0 | 0 | 0 | 0 | 0 | 0 | 0 | DEER:HVAC_Chillers | Annual | 2023
NE-HVAC-Chlr-AirCldScrewChlr-lt150tons-11.1EER-15.1IPLV | DEER2023 | D23 v0 |  | Any | OfS | New | CZ03 | Any | Cap-Tons | 17.92 | 10000 | None | 40.5 | 0.0198 | 0 | 40.5 | 0.0198 | 0 | 0 | 0 | 0 | 0 | 0 | 0 | DEER:HVAC_Chillers | Annual | 2023
NE-HVAC-Chlr-AirCldScrewChlr-lt150tons-11.1EER-15.1IPLV | DEER2023 | D23 v0 |  | Any | OfS | New | CZ04 | Any | Cap-Tons | 21.41 | 10000 | None | 60.9 | 0.0274 | 0 | 60.9 | 0.0274 | 0 | 0 | 0 | 0 | 0 | 0 | 0 | DEER:HVAC_Chillers | Annual | 2023
NE-HVAC-Chlr-AirCldScrewChlr-lt150tons-11.1EER-15.1IPLV | DEER2023 | D23 v0 |  | Any | OfS | New | CZ05 | Any | Cap-Tons | 15.84 | 10000 | None | 52.8 | 0.0164 | 0 | 52.8 | 0.0164 | 0 | 0 | 0 | 0 | 0 | 0 | 0 | DEER:HVAC_Chillers | Annual | 2023
NE-HVAC-Chlr-AirCldScrewChlr-lt150tons-11.1EER-15.1IPLV | DEER2023 | D23 v0 |  | Any | OfS | New | CZ06 | Any | Cap-Tons | 22.34 | 10000 | None | 71.2 | 0.0168 | 0 | 71.2 | 0.0168 | 0 | 0 | 0 | 0 | 0 | 0 | 0 | DEER:HVAC_Chillers | Annual | 2023
NE-HVAC-Chlr-AirCldScrewChlr-lt150tons-11.1EER-15.1IPLV | DEER2023 | D23 v0 |  | Any | OfS | New | CZ07 | Any | Cap-Tons | 21.38 | 10000 | None | 62.7 | 0.0139 | 0 | 62.7 | 0.0139 | 0 | 0 | 0 | 0 | 0 | 0 | 0 | DEER:HVAC_Chillers | Annual | 2023
NE-HVAC-Chlr-AirCldScrewChlr-lt150tons-11.1EER-15.1IPLV | DEER2023 | D23 v0 |  | Any | OfS | New | CZ08 | Any | Cap-Tons | 23.32 | 10000 | None | 79.8 | 0.021 | 0 | 79.8 | 0.021 | 0 | 0 | 0 | 0 | 0 | 0 | 0 | DEER:HVAC_Chillers | Annual | 2023
NE-HVAC-Chlr-AirCldScrewChlr-lt150tons-11.1EER-15.1IPLV | DEER2023 | D23 v0 |  | Any | OfS | New | CZ09 | Any | Cap-Tons | 27.69 | 10000 | None | 66.5 | 0.0199 | 0 | 66.5 | 0.0199 | 0 | 0 | 0 | 0 | 0 | 0 | 0 | DEER:HVAC_Chillers | Annual | 2023
NE-HVAC-Chlr-AirCldScrewChlr-lt150tons-11.1EER-15.1IPLV | DEER2023 | D23 v0 |  | Any | OfS | New | CZ10 | Any | Cap-Tons | 25.25 | 10000 | None | 78 | 0.024 | 0 | 78 | 0.024 | 0 | 0 | 0 | 0 | 0 | 0 | 0 | DEER:HVAC_Chillers | Annual | 2023
NE-HVAC-Chlr-AirCldScrewChlr-lt150tons-11.1EER-15.1IPLV | DEER2023 | D23 v0 |  | Any | OfS | New | CZ11 | Any | Cap-Tons | 25.26 | 10000 | None | 73.2 | 0.0377 | 0 | 73.2 | 0.0377 | 0 | 0 | 0 | 0 | 0 | 0 | 0 | DEER:HVAC_Chillers | Annual | 2023
NE-HVAC-Chlr-AirCldScrewChlr-lt150tons-11.1EER-15.1IPLV | DEER2023 | D23 v0 |  | Any | OfS | New | CZ12 | Any | Cap-Tons | 23.61 | 10000 | None | 64.1 | 0.0352 | 0 | 64.1 | 0.0352 | 0 | 0 | 0 | 0 | 0 | 0 | 0 | DEER:HVAC_Chillers | Annual | 2023
NE-HVAC-Chlr-AirCldScrewChlr-lt150tons-11.1EER-15.1IPLV | DEER2023 | D23 v0 |  | Any | OfS | New | CZ13 | Any | Cap-Tons | 25.69 | 10000 | None | 77.2 | 0.0346 | 0 | 77.2 | 0.0346 | 0 | 0 | 0 | 0 | 0 | 0 | 0 | DEER:HVAC_Chillers | Annual | 2023
NE-HVAC-Chlr-AirCldScrewChlr-lt150tons-11.1EER-15.1IPLV | DEER2023 | D23 v0 |  | Any | OfS | New | CZ14 | Any | Cap-Tons | 27.24 | 10000 | None | 71.4 | 0.0278 | 0 | 71.4 | 0.0278 | 0 | 0 | 0 | 0 | 0 | 0 | 0 | DEER:HVAC_Chillers | Annual | 2023
NE-HVAC-Chlr-AirCldScrewChlr-lt150tons-11.1EER-15.1IPLV | DEER2023 | D23 v0 |  | Any | OfS | New | CZ15 | Any | Cap-Tons | 32.08 | 10000 | None | 107 | 0.0323 | 0 | 107 | 0.0323 | 0 | 0 | 0 | 0 | 0 | 0 | 0 | DEER:HVAC_Chillers | Annual | 2023
NE-HVAC-Chlr-AirCldScrewChlr-lt150tons-11.1EER-15.1IPLV | DEER2023 | D23 v0 |  | Any | OfS | New | CZ16 | Any | Cap-Tons | 17.01 | 10000 | None | 43.3 | 0.0253 | 0 | 43.3 | 0.0253 | 0 | 0 | 0 | 0 | 0 | 0 | 0 | DEER:HVAC_Chillers | Annual | 2023
NE-HVAC-Chlr-AirCldScrewChlr-lt150tons-11.1EER-15.1IPLV | DEER2023 | D23 v0 |  | Any | OfS | Old | CZ01 | Any | Cap-Tons | 23.16 | 10000 | None | 26 | 0.0545 | 0 | 11.1 | 0.0232 | 0 | 0 | 0 | 0 | 0 | 0 | 0 | DEER:HVAC_Chillers | Annual | 2023
NE-HVAC-Chlr-AirCldScrewChlr-lt150tons-11.1EER-15.1IPLV | DEER2023 | D23 v0 |  | Any | OfS | Old | CZ02 | Any | Cap-Tons | 31.45 | 10000 | None | 153 | 0.0898 | 0 | 65 | 0.0382 | 0 | 0 | 0 | 0 | 0 | 0 | 0 | DEER:HVAC_Chillers | Annual | 2023
NE-HVAC-Chlr-AirCldScrewChlr-lt150tons-11.1EER-15.1IPLV | DEER2023 | D23 v0 |  | Any | OfS | Old | CZ03 | Any | Cap-Tons | 28.34 | 10000 | None | 115 | 0.0749 | 0 | 49.2 | 0.0319 | 0 | 0 | 0 | 0 | 0 | 0 | 0 | DEER:HVAC_Chillers | Annual | 2023
NE-HVAC-Chlr-AirCldScrewChlr-lt150tons-11.1EER-15.1IPLV | DEER2023 | D23 v0 |  | Any | OfS | Old | CZ04 | Any | Cap-Tons | 33.55 | 10000 | None | 175 | 0.0891 | 0 | 74.5 | 0.0379 | 0 | 0 | 0 | 0 | 0 | 0 | 0 | DEER:HVAC_Chillers | Annual | 2023
NE-HVAC-Chlr-AirCldScrewChlr-lt150tons-11.1EER-15.1IPLV | DEER2023 | D23 v0 |  | Any | OfS | Old | CZ05 | Any | Cap-Tons | 26.05 | 10000 | None | 149 | 0.0571 | 0 | 63.5 | 0.0243 | 0 | 0 | 0 | 0 | 0 | 0 | 0 | DEER:HVAC_Chillers | Annual | 2023
NE-HVAC-Chlr-AirCldScrewChlr-lt150tons-11.1EER-15.1IPLV | DEER2023 | D23 v0 |  | Any | OfS | Old | CZ06 | Any | Cap-Tons | 32.99 | 10000 | None | 209 | 0.0661 | 0 | 89.1 | 0.0282 | 0 | 0 | 0 | 0 | 0 | 0 | 0 | DEER:HVAC_Chillers | Annual | 2023
NE-HVAC-Chlr-AirCldScrewChlr-lt150tons-11.1EER-15.1IPLV | DEER2023 | D23 v0 |  | Any | OfS | Old | CZ07 | Any | Cap-Tons | 31.65 | 10000 | None | 185 | 0.0514 | 0 | 78.7 | 0.0219 | 0 | 0 | 0 | 0 | 0 | 0 | 0 | DEER:HVAC_Chillers | Annual | 2023
NE-HVAC-Chlr-AirCldScrewChlr-lt150tons-11.1EER-15.1IPLV | DEER2023 | D23 v0 |  | Any | OfS | Old | CZ08 | Any | Cap-Tons | 34.34 | 10000 | None | 234 | 0.0742 | 0 | 99.8 | 0.0316 | 0 | 0 | 0 | 0 | 0 | 0 | 0 | DEER:HVAC_Chillers | Annual | 2023
NE-HVAC-Chlr-AirCldScrewChlr-lt150tons-11.1EER-15.1IPLV | DEER2023 | D23 v0 |  | Any | OfS | Old | CZ09 | Any | Cap-Tons | 40.47 | 10000 | None | 200 | 0.0763 | 0 | 85.1 | 0.0325 | 0 | 0 | 0 | 0 | 0 | 0 | 0 | DEER:HVAC_Chillers | Annual | 2023
NE-HVAC-Chlr-AirCldScrewChlr-lt150tons-11.1EER-15.1IPLV | DEER2023 | D23 v0 |  | Any | OfS | Old | CZ10 | Any | Cap-Tons | 37.87 | 10000 | None | 227 | 0.0839 | 0 | 96.5 | 0.0357 | 0 | 0 | 0 | 0 | 0 | 0 | 0 | DEER:HVAC_Chillers | Annual | 2023
NE-HVAC-Chlr-AirCldScrewChlr-lt150tons-11.1EER-15.1IPLV | DEER2023 | D23 v0 |  | Any | OfS | Old | CZ11 | Any | Cap-Tons | 36.91 | 10000 | None | 218 | 0.109 | 0 | 92.7 | 0.0465 | 0 | 0 | 0 | 0 | 0 | 0 | 0 | DEER:HVAC_Chillers | Annual | 2023
NE-HVAC-Chlr-AirCldScrewChlr-lt150tons-11.1EER-15.1IPLV | DEER2023 | D23 v0 |  | Any | OfS | Old | CZ12 | Any | Cap-Tons | 34.45 | 10000 | None | 192 | 0.105 | 0 | 81.7 | 0.0448 | 0 | 0 | 0 | 0 | 0 | 0 | 0 | DEER:HVAC_Chillers | Annual | 2023
NE-HVAC-Chlr-AirCldScrewChlr-lt150tons-11.1EER-15.1IPLV | DEER2023 | D23 v0 |  | Any | OfS | Old | CZ13 | Any | Cap-Tons | 37.9 | 10000 | None | 228 | 0.105 | 0 | 97 | 0.0449 | 0 | 0 | 0 | 0 | 0 | 0 | 0 | DEER:HVAC_Chillers | Annual | 2023
NE-HVAC-Chlr-AirCldScrewChlr-lt150tons-11.1EER-15.1IPLV | DEER2023 | D23 v0 |  | Any | OfS | Old | CZ14 | Any | Cap-Tons | 39.06 | 10000 | None | 213 | 0.0951 | 0 | 90.6 | 0.0405 | 0 | 0 | 0 | 0 | 0 | 0 | 0 | DEER:HVAC_Chillers | Annual | 2023
NE-HVAC-Chlr-AirCldScrewChlr-lt150tons-11.1EER-15.1IPLV | DEER2023 | D23 v0 |  | Any | OfS | Old | CZ15 | Any | Cap-Tons | 44.35 | 10000 | None | 319 | 0.111 | 0 | 136 | 0.0473 | 0 | 0 | 0 | 0 | 0 | 0 | 0 | DEER:HVAC_Chillers | Annual | 2023
NE-HVAC-Chlr-AirCldScrewChlr-lt150tons-11.1EER-15.1IPLV | DEER2023 | D23 v0 |  | Any | OfS | Old | CZ16 | Any | Cap-Tons | 26.23 | 10000 | None | 126 | 0.0858 | 0 | 53.5 | 0.0365 | 0 | 0 | 0 | 0 | 0 | 0 | 0 | DEER:HVAC_Chillers | Annual | 2023
NE-HVAC-Chlr-AirCldScrewChlr-lt150tons-11.1EER-15.1IPLV | DEER2023 | D23 v0 |  | Any | OfS | Rec | CZ01 | Any | Cap-Tons | 14.37 | 10000 | None | 14.5 | 0.0162 | 0 | 14.5 | 0.0162 | 0 | 0 | 0 | 0 | 0 | 0 | 0 | DEER:HVAC_Chillers | Annual | 2023
NE-HVAC-Chlr-AirCldScrewChlr-lt150tons-11.1EER-15.1IPLV | DEER2023 | D23 v0 |  | Any | OfS | Rec | CZ02 | Any | Cap-Tons | 20.92 | 10000 | None | 52.8 | 0.0277 | 0 | 52.8 | 0.0277 | 0 | 0 | 0 | 0 | 0 | 0 | 0 | DEER:HVAC_Chillers | Annual | 2023
NE-HVAC-Chlr-AirCldScrewChlr-lt150tons-11.1EER-15.1IPLV | DEER2023 | D23 v0 |  | Any | OfS | Rec | CZ03 | Any | Cap-Tons | 18.35 | 10000 | None | 41.9 | 0.0203 | 0 | 41.9 | 0.0203 | 0 | 0 | 0 | 0 | 0 | 0 | 0 | DEER:HVAC_Chillers | Annual | 2023
NE-HVAC-Chlr-AirCldScrewChlr-lt150tons-11.1EER-15.1IPLV | DEER2023 | D23 v0 |  | Any | OfS | Rec | CZ04 | Any | Cap-Tons | 21.81 | 10000 | None | 61.5 | 0.0273 | 0 | 61.5 | 0.0273 | 0 | 0 | 0 | 0 | 0 | 0 | 0 | DEER:HVAC_Chillers | Annual | 2023
NE-HVAC-Chlr-AirCldScrewChlr-lt150tons-11.1EER-15.1IPLV | DEER2023 | D23 v0 |  | Any | OfS | Rec | CZ05 | Any | Cap-Tons | 16.23 | 10000 | None | 54.5 | 0.0166 | 0 | 54.5 | 0.0166 | 0 | 0 | 0 | 0 | 0 | 0 | 0 | DEER:HVAC_Chillers | Annual | 2023
NE-HVAC-Chlr-AirCldScrewChlr-lt150tons-11.1EER-15.1IPLV | DEER2023 | D23 v0 |  | Any | OfS | Rec | CZ06 | Any | Cap-Tons | 22.77 | 10000 | None | 72.8 | 0.0169 | 0 | 72.8 | 0.0169 | 0 | 0 | 0 | 0 | 0 | 0 | 0 | DEER:HVAC_Chillers | Annual | 2023
NE-HVAC-Chlr-AirCldScrewChlr-lt150tons-11.1EER-15.1IPLV | DEER2023 | D23 v0 |  | Any | OfS | Rec | CZ07 | Any | Cap-Tons | 21.78 | 10000 | None | 64.6 | 0.0141 | 0 | 64.6 | 0.0141 | 0 | 0 | 0 | 0 | 0 | 0 | 0 | DEER:HVAC_Chillers | Annual | 2023
NE-HVAC-Chlr-AirCldScrewChlr-lt150tons-11.1EER-15.1IPLV | DEER2023 | D23 v0 |  | Any | OfS | Rec | CZ08 | Any | Cap-Tons | 23.74 | 10000 | None | 80.9 | 0.021 | 0 | 80.9 | 0.021 | 0 | 0 | 0 | 0 | 0 | 0 | 0 | DEER:HVAC_Chillers | Annual | 2023
NE-HVAC-Chlr-AirCldScrewChlr-lt150tons-11.1EER-15.1IPLV | DEER2023 | D23 v0 |  | Any | OfS | Rec | CZ09 | Any | Cap-Tons | 28.08 | 10000 | None | 66.8 | 0.0199 | 0 | 66.8 | 0.0199 | 0 | 0 | 0 | 0 | 0 | 0 | 0 | DEER:HVAC_Chillers | Annual | 2023
NE-HVAC-Chlr-AirCldScrewChlr-lt150tons-11.1EER-15.1IPLV | DEER2023 | D23 v0 |  | Any | OfS | Rec | CZ10 | Any | Cap-Tons | 25.67 | 10000 | None | 78.2 | 0.0239 | 0 | 78.2 | 0.0239 | 0 | 0 | 0 | 0 | 0 | 0 | 0 | DEER:HVAC_Chillers | Annual | 2023
NE-HVAC-Chlr-AirCldScrewChlr-lt150tons-11.1EER-15.1IPLV | DEER2023 | D23 v0 |  | Any | OfS | Rec | CZ11 | Any | Cap-Tons | 25.65 | 10000 | None | 73 | 0.0374 | 0 | 73 | 0.0374 | 0 | 0 | 0 | 0 | 0 | 0 | 0 | DEER:HVAC_Chillers | Annual | 2023
NE-HVAC-Chlr-AirCldScrewChlr-lt150tons-11.1EER-15.1IPLV | DEER2023 | D23 v0 |  | Any | OfS | Rec | CZ12 | Any | Cap-Tons | 23.96 | 10000 | None | 64.4 | 0.035 | 0 | 64.4 | 0.035 | 0 | 0 | 0 | 0 | 0 | 0 | 0 | DEER:HVAC_Chillers | Annual | 2023
NE-HVAC-Chlr-AirCldScrewChlr-lt150tons-11.1EER-15.1IPLV | DEER2023 | D23 v0 |  | Any | OfS | Rec | CZ13 | Any | Cap-Tons | 25.98 | 10000 | None | 77.2 | 0.0345 | 0 | 77.2 | 0.0345 | 0 | 0 | 0 | 0 | 0 | 0 | 0 | DEER:HVAC_Chillers | Annual | 2023
NE-HVAC-Chlr-AirCldScrewChlr-lt150tons-11.1EER-15.1IPLV | DEER2023 | D23 v0 |  | Any | OfS | Rec | CZ14 | Any | Cap-Tons | 27.65 | 10000 | None | 71.2 | 0.0274 | 0 | 71.2 | 0.0274 | 0 | 0 | 0 | 0 | 0 | 0 | 0 | DEER:HVAC_Chillers | Annual | 2023
NE-HVAC-Chlr-AirCldScrewChlr-lt150tons-11.1EER-15.1IPLV | DEER2023 | D23 v0 |  | Any | OfS | Rec | CZ15 | Any | Cap-Tons | 32.49 | 10000 | None | 105 | 0.0329 | 0 | 105 | 0.0329 | 0 | 0 | 0 | 0 | 0 | 0 | 0 | DEER:HVAC_Chillers | Annual | 2023
NE-HVAC-Chlr-AirCldScrewChlr-lt150tons-11.1EER-15.1IPLV | DEER2023 | D23 v0 |  | Any | OfS | Rec | CZ16 | Any | Cap-Tons | 17.3 | 10000 | None | 44.2 | 0.0256 | 0 | 44.2 | 0.0256 | 0 | 0 | 0 | 0 | 0 | 0 | 0 | DEER:HVAC_Chillers | Annual | 2023
NE-HVAC-Chlr-AirCldScrewChlr-lt150tons-11.1EER-15.1IPLV | DEER2023 | D23 v0 |  | Any | Rt3 | Ex | CZ01 | Any | Cap-Tons | 150.48 | 120001 | None | 28.5 | 0.0454 | 0 | 15.3 | 0.0243 | 0 | 0 | 0 | 0 | 0 | 0 | 0 | DEER:HVAC_Chillers | Annual | 2023
NE-HVAC-Chlr-AirCldScrewChlr-lt150tons-11.1EER-15.1IPLV | DEER2023 | D23 v0 |  | Any | Rt3 | Ex | CZ02 | Any | Cap-Tons | 244.4 | 120001 | None | 104 | 0.0766 | 0 | 55.9 | 0.041 | 0 | 0 | 0 | 0 | 0 | 0 | 0 | DEER:HVAC_Chillers | Annual | 2023
NE-HVAC-Chlr-AirCldScrewChlr-lt150tons-11.1EER-15.1IPLV | DEER2023 | D23 v0 |  | Any | Rt3 | Ex | CZ03 | Any | Cap-Tons | 197.82 | 120001 | None | 85.6 | 0.0654 | 0 | 45.8 | 0.035 | 0 | 0 | 0 | 0 | 0 | 0 | 0 | DEER:HVAC_Chillers | Annual | 2023
NE-HVAC-Chlr-AirCldScrewChlr-lt150tons-11.1EER-15.1IPLV | DEER2023 | D23 v0 |  | Any | Rt3 | Ex | CZ04 | Any | Cap-Tons | 247.51 | 120001 | None | 131 | 0.0857 | 0 | 70 | 0.0459 | 0 | 0 | 0 | 0 | 0 | 0 | 0 | DEER:HVAC_Chillers | Annual | 2023
NE-HVAC-Chlr-AirCldScrewChlr-lt150tons-11.1EER-15.1IPLV | DEER2023 | D23 v0 |  | Any | Rt3 | Ex | CZ05 | Any | Cap-Tons | 188.98 | 120001 | None | 103 | 0.0498 | 0 | 54.9 | 0.0267 | 0 | 0 | 0 | 0 | 0 | 0 | 0 | DEER:HVAC_Chillers | Annual | 2023
NE-HVAC-Chlr-AirCldScrewChlr-lt150tons-11.1EER-15.1IPLV | DEER2023 | D23 v0 |  | Any | Rt3 | Ex | CZ06 | Any | Cap-Tons | 259.86 | 120001 | None | 152 | 0.0663 | 0 | 81.4 | 0.0355 | 0 | 0 | 0 | 0 | 0 | 0 | 0 | DEER:HVAC_Chillers | Annual | 2023
NE-HVAC-Chlr-AirCldScrewChlr-lt150tons-11.1EER-15.1IPLV | DEER2023 | D23 v0 |  | Any | Rt3 | Ex | CZ07 | Any | Cap-Tons | 254.04 | 120001 | None | 137 | 0.0636 | 0 | 73.4 | 0.0341 | 0 | 0 | 0 | 0 | 0 | 0 | 0 | DEER:HVAC_Chillers | Annual | 2023
NE-HVAC-Chlr-AirCldScrewChlr-lt150tons-11.1EER-15.1IPLV | DEER2023 | D23 v0 |  | Any | Rt3 | Ex | CZ08 | Any | Cap-Tons | 279.35 | 120001 | None | 173 | 0.0689 | 0 | 92.6 | 0.0369 | 0 | 0 | 0 | 0 | 0 | 0 | 0 | DEER:HVAC_Chillers | Annual | 2023
NE-HVAC-Chlr-AirCldScrewChlr-lt150tons-11.1EER-15.1IPLV | DEER2023 | D23 v0 |  | Any | Rt3 | Ex | CZ09 | Any | Cap-Tons | 338.03 | 120001 | None | 132 | 0.0648 | 0 | 70.8 | 0.0347 | 0 | 0 | 0 | 0 | 0 | 0 | 0 | DEER:HVAC_Chillers | Annual | 2023
NE-HVAC-Chlr-AirCldScrewChlr-lt150tons-11.1EER-15.1IPLV | DEER2023 | D23 v0 |  | Any | Rt3 | Ex | CZ10 | Any | Cap-Tons | 296.84 | 120001 | None | 164 | 0.0865 | 0 | 87.9 | 0.0463 | 0 | 0 | 0 | 0 | 0 | 0 | 0 | DEER:HVAC_Chillers | Annual | 2023
NE-HVAC-Chlr-AirCldScrewChlr-lt150tons-11.1EER-15.1IPLV | DEER2023 | D23 v0 |  | Any | Rt3 | Ex | CZ11 | Any | Cap-Tons | 307.89 | 120001 | None | 148 | 0.0986 | 0 | 79.5 | 0.0528 | 0 | 0 | 0 | 0 | 0 | 0 | 0 | DEER:HVAC_Chillers | Annual | 2023
NE-HVAC-Chlr-AirCldScrewChlr-lt150tons-11.1EER-15.1IPLV | DEER2023 | D23 v0 |  | Any | Rt3 | Ex | CZ12 | Any | Cap-Tons | 289.97 | 120001 | None | 129 | 0.0956 | 0 | 68.9 | 0.0512 | 0 | 0 | 0 | 0 | 0 | 0 | 0 | DEER:HVAC_Chillers | Annual | 2023
NE-HVAC-Chlr-AirCldScrewChlr-lt150tons-11.1EER-15.1IPLV | DEER2023 | D23 v0 |  | Any | Rt3 | Ex | CZ13 | Any | Cap-Tons | 312.85 | 120001 | None | 161 | 0.102 | 0 | 86.3 | 0.0545 | 0 | 0 | 0 | 0 | 0 | 0 | 0 | DEER:HVAC_Chillers | Annual | 2023
NE-HVAC-Chlr-AirCldScrewChlr-lt150tons-11.1EER-15.1IPLV | DEER2023 | D23 v0 |  | Any | Rt3 | Ex | CZ14 | Any | Cap-Tons | 318.19 | 120001 | None | 144 | 0.0869 | 0 | 77.2 | 0.0465 | 0 | 0 | 0 | 0 | 0 | 0 | 0 | DEER:HVAC_Chillers | Annual | 2023
NE-HVAC-Chlr-AirCldScrewChlr-lt150tons-11.1EER-15.1IPLV | DEER2023 | D23 v0 |  | Any | Rt3 | Ex | CZ15 | Any | Cap-Tons | 391.38 | 120001 | None | 217 | 0.103 | 0 | 116 | 0.0552 | 0 | 0 | 0 | 0 | 0 | 0 | 0 | DEER:HVAC_Chillers | Annual | 2023
NE-HVAC-Chlr-AirCldScrewChlr-lt150tons-11.1EER-15.1IPLV | DEER2023 | D23 v0 |  | Any | Rt3 | Ex | CZ16 | Any | Cap-Tons | 208.56 | 120001 | None | 82.8 | 0.0693 | 0 | 44.4 | 0.0371 | 0 | 0 | 0 | 0 | 0 | 0 | 0 | DEER:HVAC_Chillers | Annual | 2023
NE-HVAC-Chlr-AirCldScrewChlr-lt150tons-11.1EER-15.1IPLV | DEER2023 | D23 v0 |  | Any | Rt3 | New | CZ01 | Any | Cap-Tons | 128.21 | 120001 | None | 12.6 | 0.0243 | 0 | 12.6 | 0.0243 | 0 | 0 | 0 | 0 | 0 | 0 | 0 | DEER:HVAC_Chillers | Annual | 2023
NE-HVAC-Chlr-AirCldScrewChlr-lt150tons-11.1EER-15.1IPLV | DEER2023 | D23 v0 |  | Any | Rt3 | New | CZ02 | Any | Cap-Tons | 224.18 | 120001 | None | 52.6 | 0.0415 | 0 | 52.6 | 0.0415 | 0 | 0 | 0 | 0 | 0 | 0 | 0 | DEER:HVAC_Chillers | Annual | 2023
NE-HVAC-Chlr-AirCldScrewChlr-lt150tons-11.1EER-15.1IPLV | DEER2023 | D23 v0 |  | Any | Rt3 | New | CZ03 | Any | Cap-Tons | 178.28 | 120001 | None | 41.1 | 0.0348 | 0 | 41.1 | 0.0348 | 0 | 0 | 0 | 0 | 0 | 0 | 0 | DEER:HVAC_Chillers | Annual | 2023
NE-HVAC-Chlr-AirCldScrewChlr-lt150tons-11.1EER-15.1IPLV | DEER2023 | D23 v0 |  | Any | Rt3 | New | CZ04 | Any | Cap-Tons | 226.13 | 120001 | None | 66.3 | 0.0464 | 0 | 66.3 | 0.0464 | 0 | 0 | 0 | 0 | 0 | 0 | 0 | DEER:HVAC_Chillers | Annual | 2023
NE-HVAC-Chlr-AirCldScrewChlr-lt150tons-11.1EER-15.1IPLV | DEER2023 | D23 v0 |  | Any | Rt3 | New | CZ05 | Any | Cap-Tons | 167.51 | 120001 | None | 50 | 0.0261 | 0 | 50 | 0.0261 | 0 | 0 | 0 | 0 | 0 | 0 | 0 | DEER:HVAC_Chillers | Annual | 2023
NE-HVAC-Chlr-AirCldScrewChlr-lt150tons-11.1EER-15.1IPLV | DEER2023 | D23 v0 |  | Any | Rt3 | New | CZ06 | Any | Cap-Tons | 237.06 | 120001 | None | 76.5 | 0.0353 | 0 | 76.5 | 0.0353 | 0 | 0 | 0 | 0 | 0 | 0 | 0 | DEER:HVAC_Chillers | Annual | 2023
NE-HVAC-Chlr-AirCldScrewChlr-lt150tons-11.1EER-15.1IPLV | DEER2023 | D23 v0 |  | Any | Rt3 | New | CZ07 | Any | Cap-Tons | 231.25 | 120001 | None | 67.7 | 0.0335 | 0 | 67.7 | 0.0335 | 0 | 0 | 0 | 0 | 0 | 0 | 0 | DEER:HVAC_Chillers | Annual | 2023
NE-HVAC-Chlr-AirCldScrewChlr-lt150tons-11.1EER-15.1IPLV | DEER2023 | D23 v0 |  | Any | Rt3 | New | CZ08 | Any | Cap-Tons | 258.65 | 120001 | None | 85.5 | 0.0351 | 0 | 85.5 | 0.0351 | 0 | 0 | 0 | 0 | 0 | 0 | 0 | DEER:HVAC_Chillers | Annual | 2023
NE-HVAC-Chlr-AirCldScrewChlr-lt150tons-11.1EER-15.1IPLV | DEER2023 | D23 v0 |  | Any | Rt3 | New | CZ09 | Any | Cap-Tons | 315.99 | 120001 | None | 65.7 | 0.0334 | 0 | 65.7 | 0.0334 | 0 | 0 | 0 | 0 | 0 | 0 | 0 | DEER:HVAC_Chillers | Annual | 2023
NE-HVAC-Chlr-AirCldScrewChlr-lt150tons-11.1EER-15.1IPLV | DEER2023 | D23 v0 |  | Any | Rt3 | New | CZ10 | Any | Cap-Tons | 276.78 | 120001 | None | 83.9 | 0.047 | 0 | 83.9 | 0.047 | 0 | 0 | 0 | 0 | 0 | 0 | 0 | DEER:HVAC_Chillers | Annual | 2023
NE-HVAC-Chlr-AirCldScrewChlr-lt150tons-11.1EER-15.1IPLV | DEER2023 | D23 v0 |  | Any | Rt3 | New | CZ11 | Any | Cap-Tons | 276.99 | 120001 | None | 77.5 | 0.0533 | 0 | 77.5 | 0.0533 | 0 | 0 | 0 | 0 | 0 | 0 | 0 | DEER:HVAC_Chillers | Annual | 2023
NE-HVAC-Chlr-AirCldScrewChlr-lt150tons-11.1EER-15.1IPLV | DEER2023 | D23 v0 |  | Any | Rt3 | New | CZ12 | Any | Cap-Tons | 265.74 | 120001 | None | 66.1 | 0.0521 | 0 | 66.1 | 0.0521 | 0 | 0 | 0 | 0 | 0 | 0 | 0 | DEER:HVAC_Chillers | Annual | 2023
NE-HVAC-Chlr-AirCldScrewChlr-lt150tons-11.1EER-15.1IPLV | DEER2023 | D23 v0 |  | Any | Rt3 | New | CZ13 | Any | Cap-Tons | 284.91 | 120001 | None | 83.8 | 0.0557 | 0 | 83.8 | 0.0557 | 0 | 0 | 0 | 0 | 0 | 0 | 0 | DEER:HVAC_Chillers | Annual | 2023
NE-HVAC-Chlr-AirCldScrewChlr-lt150tons-11.1EER-15.1IPLV | DEER2023 | D23 v0 |  | Any | Rt3 | New | CZ14 | Any | Cap-Tons | 286.54 | 120001 | None | 74.9 | 0.0462 | 0 | 74.9 | 0.0462 | 0 | 0 | 0 | 0 | 0 | 0 | 0 | DEER:HVAC_Chillers | Annual | 2023
NE-HVAC-Chlr-AirCldScrewChlr-lt150tons-11.1EER-15.1IPLV | DEER2023 | D23 v0 |  | Any | Rt3 | New | CZ15 | Any | Cap-Tons | 360.46 | 120001 | None | 111 | 0.0545 | 0 | 111 | 0.0545 | 0 | 0 | 0 | 0 | 0 | 0 | 0 | DEER:HVAC_Chillers | Annual | 2023
NE-HVAC-Chlr-AirCldScrewChlr-lt150tons-11.1EER-15.1IPLV | DEER2023 | D23 v0 |  | Any | Rt3 | New | CZ16 | Any | Cap-Tons | 178.09 | 120001 | None | 43.8 | 0.0374 | 0 | 43.8 | 0.0374 | 0 | 0 | 0 | 0 | 0 | 0 | 0 | DEER:HVAC_Chillers | Annual | 2023
NE-HVAC-Chlr-AirCldScrewChlr-lt150tons-11.1EER-15.1IPLV | DEER2023 | D23 v0 |  | Any | Rt3 | Old | CZ01 | Any | Cap-Tons | 163.1 | 120001 | None | 21.3 | 0.0536 | 0 | 9.08 | 0.0228 | 0 | 0 | 0 | 0 | 0 | 0 | 0 | DEER:HVAC_Chillers | Annual | 2023
NE-HVAC-Chlr-AirCldScrewChlr-lt150tons-11.1EER-15.1IPLV | DEER2023 | D23 v0 |  | Any | Rt3 | Old | CZ02 | Any | Cap-Tons | 258.36 | 120001 | None | 133 | 0.0974 | 0 | 56.5 | 0.0415 | 0 | 0 | 0 | 0 | 0 | 0 | 0 | DEER:HVAC_Chillers | Annual | 2023
NE-HVAC-Chlr-AirCldScrewChlr-lt150tons-11.1EER-15.1IPLV | DEER2023 | D23 v0 |  | Any | Rt3 | Old | CZ03 | Any | Cap-Tons | 210.76 | 120001 | None | 102 | 0.0849 | 0 | 43.3 | 0.0361 | 0 | 0 | 0 | 0 | 0 | 0 | 0 | DEER:HVAC_Chillers | Annual | 2023
NE-HVAC-Chlr-AirCldScrewChlr-lt150tons-11.1EER-15.1IPLV | DEER2023 | D23 v0 |  | Any | Rt3 | Old | CZ04 | Any | Cap-Tons | 260.24 | 120001 | None | 167 | 0.107 | 0 | 71.2 | 0.0457 | 0 | 0 | 0 | 0 | 0 | 0 | 0 | DEER:HVAC_Chillers | Annual | 2023
NE-HVAC-Chlr-AirCldScrewChlr-lt150tons-11.1EER-15.1IPLV | DEER2023 | D23 v0 |  | Any | Rt3 | Old | CZ05 | Any | Cap-Tons | 197.51 | 120001 | None | 126 | 0.0646 | 0 | 53.6 | 0.0275 | 0 | 0 | 0 | 0 | 0 | 0 | 0 | DEER:HVAC_Chillers | Annual | 2023
NE-HVAC-Chlr-AirCldScrewChlr-lt150tons-11.1EER-15.1IPLV | DEER2023 | D23 v0 |  | Any | Rt3 | Old | CZ06 | Any | Cap-Tons | 270.46 | 120001 | None | 195 | 0.0879 | 0 | 83.1 | 0.0374 | 0 | 0 | 0 | 0 | 0 | 0 | 0 | DEER:HVAC_Chillers | Annual | 2023
NE-HVAC-Chlr-AirCldScrewChlr-lt150tons-11.1EER-15.1IPLV | DEER2023 | D23 v0 |  | Any | Rt3 | Old | CZ07 | Any | Cap-Tons | 264.65 | 120001 | None | 172 | 0.0817 | 0 | 73.4 | 0.0348 | 0 | 0 | 0 | 0 | 0 | 0 | 0 | DEER:HVAC_Chillers | Annual | 2023
NE-HVAC-Chlr-AirCldScrewChlr-lt150tons-11.1EER-15.1IPLV | DEER2023 | D23 v0 |  | Any | Rt3 | Old | CZ08 | Any | Cap-Tons | 289.93 | 120001 | None | 232 | 0.0924 | 0 | 99 | 0.0393 | 0 | 0 | 0 | 0 | 0 | 0 | 0 | DEER:HVAC_Chillers | Annual | 2023
NE-HVAC-Chlr-AirCldScrewChlr-lt150tons-11.1EER-15.1IPLV | DEER2023 | D23 v0 |  | Any | Rt3 | Old | CZ09 | Any | Cap-Tons | 350.43 | 120001 | None | 175 | 0.0835 | 0 | 74.3 | 0.0356 | 0 | 0 | 0 | 0 | 0 | 0 | 0 | DEER:HVAC_Chillers | Annual | 2023
NE-HVAC-Chlr-AirCldScrewChlr-lt150tons-11.1EER-15.1IPLV | DEER2023 | D23 v0 |  | Any | Rt3 | Old | CZ10 | Any | Cap-Tons | 311.19 | 120001 | None | 214 | 0.109 | 0 | 91 | 0.0464 | 0 | 0 | 0 | 0 | 0 | 0 | 0 | DEER:HVAC_Chillers | Annual | 2023
NE-HVAC-Chlr-AirCldScrewChlr-lt150tons-11.1EER-15.1IPLV | DEER2023 | D23 v0 |  | Any | Rt3 | Old | CZ11 | Any | Cap-Tons | 328.87 | 120001 | None | 192 | 0.125 | 0 | 81.9 | 0.0531 | 0 | 0 | 0 | 0 | 0 | 0 | 0 | DEER:HVAC_Chillers | Annual | 2023
NE-HVAC-Chlr-AirCldScrewChlr-lt150tons-11.1EER-15.1IPLV | DEER2023 | D23 v0 |  | Any | Rt3 | Old | CZ12 | Any | Cap-Tons | 305.54 | 120001 | None | 168 | 0.122 | 0 | 71.4 | 0.052 | 0 | 0 | 0 | 0 | 0 | 0 | 0 | DEER:HVAC_Chillers | Annual | 2023
NE-HVAC-Chlr-AirCldScrewChlr-lt150tons-11.1EER-15.1IPLV | DEER2023 | D23 v0 |  | Any | Rt3 | Old | CZ13 | Any | Cap-Tons | 332.03 | 120001 | None | 210 | 0.13 | 0 | 89.4 | 0.0552 | 0 | 0 | 0 | 0 | 0 | 0 | 0 | DEER:HVAC_Chillers | Annual | 2023
NE-HVAC-Chlr-AirCldScrewChlr-lt150tons-11.1EER-15.1IPLV | DEER2023 | D23 v0 |  | Any | Rt3 | Old | CZ14 | Any | Cap-Tons | 338.48 | 120001 | None | 187 | 0.111 | 0 | 79.6 | 0.0471 | 0 | 0 | 0 | 0 | 0 | 0 | 0 | DEER:HVAC_Chillers | Annual | 2023
NE-HVAC-Chlr-AirCldScrewChlr-lt150tons-11.1EER-15.1IPLV | DEER2023 | D23 v0 |  | Any | Rt3 | Old | CZ15 | Any | Cap-Tons | 411.22 | 120001 | None | 285 | 0.132 | 0 | 122 | 0.056 | 0 | 0 | 0 | 0 | 0 | 0 | 0 | DEER:HVAC_Chillers | Annual | 2023
NE-HVAC-Chlr-AirCldScrewChlr-lt150tons-11.1EER-15.1IPLV | DEER2023 | D23 v0 |  | Any | Rt3 | Old | CZ16 | Any | Cap-Tons | 227.7 | 120001 | None | 102 | 0.0888 | 0 | 43.6 | 0.0378 | 0 | 0 | 0 | 0 | 0 | 0 | 0 | DEER:HVAC_Chillers | Annual | 2023
NE-HVAC-Chlr-AirCldScrewChlr-lt150tons-11.1EER-15.1IPLV | DEER2023 | D23 v0 |  | Any | Rt3 | Rec | CZ01 | Any | Cap-Tons | 135.97 | 120001 | None | 13.9 | 0.0245 | 0 | 13.9 | 0.0245 | 0 | 0 | 0 | 0 | 0 | 0 | 0 | DEER:HVAC_Chillers | Annual | 2023
NE-HVAC-Chlr-AirCldScrewChlr-lt150tons-11.1EER-15.1IPLV | DEER2023 | D23 v0 |  | Any | Rt3 | Rec | CZ02 | Any | Cap-Tons | 231.67 | 120001 | None | 53.7 | 0.0413 | 0 | 53.7 | 0.0413 | 0 | 0 | 0 | 0 | 0 | 0 | 0 | DEER:HVAC_Chillers | Annual | 2023
NE-HVAC-Chlr-AirCldScrewChlr-lt150tons-11.1EER-15.1IPLV | DEER2023 | D23 v0 |  | Any | Rt3 | Rec | CZ03 | Any | Cap-Tons | 185.04 | 120001 | None | 43.1 | 0.0346 | 0 | 43.1 | 0.0346 | 0 | 0 | 0 | 0 | 0 | 0 | 0 | DEER:HVAC_Chillers | Annual | 2023
NE-HVAC-Chlr-AirCldScrewChlr-lt150tons-11.1EER-15.1IPLV | DEER2023 | D23 v0 |  | Any | Rt3 | Rec | CZ04 | Any | Cap-Tons | 233.48 | 120001 | None | 67.6 | 0.0462 | 0 | 67.6 | 0.0462 | 0 | 0 | 0 | 0 | 0 | 0 | 0 | DEER:HVAC_Chillers | Annual | 2023
NE-HVAC-Chlr-AirCldScrewChlr-lt150tons-11.1EER-15.1IPLV | DEER2023 | D23 v0 |  | Any | Rt3 | Rec | CZ05 | Any | Cap-Tons | 174.75 | 120001 | None | 52.3 | 0.0265 | 0 | 52.3 | 0.0265 | 0 | 0 | 0 | 0 | 0 | 0 | 0 | DEER:HVAC_Chillers | Annual | 2023
NE-HVAC-Chlr-AirCldScrewChlr-lt150tons-11.1EER-15.1IPLV | DEER2023 | D23 v0 |  | Any | Rt3 | Rec | CZ06 | Any | Cap-Tons | 244.6 | 120001 | None | 78.6 | 0.0354 | 0 | 78.6 | 0.0354 | 0 | 0 | 0 | 0 | 0 | 0 | 0 | DEER:HVAC_Chillers | Annual | 2023
NE-HVAC-Chlr-AirCldScrewChlr-lt150tons-11.1EER-15.1IPLV | DEER2023 | D23 v0 |  | Any | Rt3 | Rec | CZ07 | Any | Cap-Tons | 238.81 | 120001 | None | 70.3 | 0.0341 | 0 | 70.3 | 0.0341 | 0 | 0 | 0 | 0 | 0 | 0 | 0 | DEER:HVAC_Chillers | Annual | 2023
NE-HVAC-Chlr-AirCldScrewChlr-lt150tons-11.1EER-15.1IPLV | DEER2023 | D23 v0 |  | Any | Rt3 | Rec | CZ08 | Any | Cap-Tons | 265.56 | 120001 | None | 87.5 | 0.0354 | 0 | 87.5 | 0.0354 | 0 | 0 | 0 | 0 | 0 | 0 | 0 | DEER:HVAC_Chillers | Annual | 2023
NE-HVAC-Chlr-AirCldScrewChlr-lt150tons-11.1EER-15.1IPLV | DEER2023 | D23 v0 |  | Any | Rt3 | Rec | CZ09 | Any | Cap-Tons | 322.05 | 120001 | None | 67.6 | 0.0342 | 0 | 67.6 | 0.0342 | 0 | 0 | 0 | 0 | 0 | 0 | 0 | DEER:HVAC_Chillers | Annual | 2023
NE-HVAC-Chlr-AirCldScrewChlr-lt150tons-11.1EER-15.1IPLV | DEER2023 | D23 v0 |  | Any | Rt3 | Rec | CZ10 | Any | Cap-Tons | 283.51 | 120001 | None | 85.4 | 0.0471 | 0 | 85.4 | 0.0471 | 0 | 0 | 0 | 0 | 0 | 0 | 0 | DEER:HVAC_Chillers | Annual | 2023
NE-HVAC-Chlr-AirCldScrewChlr-lt150tons-11.1EER-15.1IPLV | DEER2023 | D23 v0 |  | Any | Rt3 | Rec | CZ11 | Any | Cap-Tons | 283.57 | 120001 | None | 78.2 | 0.0523 | 0 | 78.2 | 0.0523 | 0 | 0 | 0 | 0 | 0 | 0 | 0 | DEER:HVAC_Chillers | Annual | 2023
NE-HVAC-Chlr-AirCldScrewChlr-lt150tons-11.1EER-15.1IPLV | DEER2023 | D23 v0 |  | Any | Rt3 | Rec | CZ12 | Any | Cap-Tons | 272.67 | 120001 | None | 67 | 0.0508 | 0 | 67 | 0.0508 | 0 | 0 | 0 | 0 | 0 | 0 | 0 | DEER:HVAC_Chillers | Annual | 2023
NE-HVAC-Chlr-AirCldScrewChlr-lt150tons-11.1EER-15.1IPLV | DEER2023 | D23 v0 |  | Any | Rt3 | Rec | CZ13 | Any | Cap-Tons | 291.69 | 120001 | None | 84.4 | 0.0543 | 0 | 84.4 | 0.0543 | 0 | 0 | 0 | 0 | 0 | 0 | 0 | DEER:HVAC_Chillers | Annual | 2023
NE-HVAC-Chlr-AirCldScrewChlr-lt150tons-11.1EER-15.1IPLV | DEER2023 | D23 v0 |  | Any | Rt3 | Rec | CZ14 | Any | Cap-Tons | 293.81 | 120001 | None | 76 | 0.0462 | 0 | 76 | 0.0462 | 0 | 0 | 0 | 0 | 0 | 0 | 0 | DEER:HVAC_Chillers | Annual | 2023
NE-HVAC-Chlr-AirCldScrewChlr-lt150tons-11.1EER-15.1IPLV | DEER2023 | D23 v0 |  | Any | Rt3 | Rec | CZ15 | Any | Cap-Tons | 366.49 | 120001 | None | 113 | 0.0544 | 0 | 113 | 0.0544 | 0 | 0 | 0 | 0 | 0 | 0 | 0 | DEER:HVAC_Chillers | Annual | 2023
NE-HVAC-Chlr-AirCldScrewChlr-lt150tons-11.1EER-15.1IPLV | DEER2023 | D23 v0 |  | Any | Rt3 | Rec | CZ16 | Any | Cap-Tons | 185.06 | 120001 | None | 44.6 | 0.037 | 0 | 44.6 | 0.037 | 0 | 0 | 0 | 0 | 0 | 0 | 0 | DEER:HVAC_Chillers | Annual | 2023
NE-HVAC-Chlr-AirCldScrewChlr-lt150tons-12.1EER-16.6IPLV | DEER2023 | D23 v0 |  | Any | ECC | Ex | CZ01 | Any | Cap-Tons | 357.09 | 300000 | None | 26 | 0.0573 | 0 | 13.9 | 0.0307 | 0 | 0 | 0 | 0 | 0 | 0 | 0 | DEER:HVAC_Chillers | Annual | 2023
NE-HVAC-Chlr-AirCldScrewChlr-lt150tons-12.1EER-16.6IPLV | DEER2023 | D23 v0 |  | Any | ECC | Ex | CZ02 | Any | Cap-Tons | 616.83 | 300000 | None | 89.7 | 0.088 | 0 | 48.1 | 0.0471 | 0 | 0 | 0 | 0 | 0 | 0 | 0 | DEER:HVAC_Chillers | Annual | 2023
NE-HVAC-Chlr-AirCldScrewChlr-lt150tons-12.1EER-16.6IPLV | DEER2023 | D23 v0 |  | Any | ECC | Ex | CZ03 | Any | Cap-Tons | 501.51 | 300000 | None | 75.5 | 0.0742 | 0 | 40.5 | 0.0398 | 0 | 0 | 0 | 0 | 0 | 0 | 0 | DEER:HVAC_Chillers | Annual | 2023
NE-HVAC-Chlr-AirCldScrewChlr-lt150tons-12.1EER-16.6IPLV | DEER2023 | D23 v0 |  | Any | ECC | Ex | CZ04 | Any | Cap-Tons | 640.77 | 300000 | None | 112 | 0.0955 | 0 | 60.1 | 0.0511 | 0 | 0 | 0 | 0 | 0 | 0 | 0 | DEER:HVAC_Chillers | Annual | 2023
NE-HVAC-Chlr-AirCldScrewChlr-lt150tons-12.1EER-16.6IPLV | DEER2023 | D23 v0 |  | Any | ECC | Ex | CZ05 | Any | Cap-Tons | 440.59 | 300000 | None | 98.5 | 0.0587 | 0 | 52.7 | 0.0314 | 0 | 0 | 0 | 0 | 0 | 0 | 0 | DEER:HVAC_Chillers | Annual | 2023
NE-HVAC-Chlr-AirCldScrewChlr-lt150tons-12.1EER-16.6IPLV | DEER2023 | D23 v0 |  | Any | ECC | Ex | CZ06 | Any | Cap-Tons | 681.82 | 300000 | None | 136 | 0.0715 | 0 | 72.9 | 0.0383 | 0 | 0 | 0 | 0 | 0 | 0 | 0 | DEER:HVAC_Chillers | Annual | 2023
NE-HVAC-Chlr-AirCldScrewChlr-lt150tons-12.1EER-16.6IPLV | DEER2023 | D23 v0 |  | Any | ECC | Ex | CZ07 | Any | Cap-Tons | 640.68 | 300000 | None | 124 | 0.0705 | 0 | 66.5 | 0.0377 | 0 | 0 | 0 | 0 | 0 | 0 | 0 | DEER:HVAC_Chillers | Annual | 2023
NE-HVAC-Chlr-AirCldScrewChlr-lt150tons-12.1EER-16.6IPLV | DEER2023 | D23 v0 |  | Any | ECC | Ex | CZ08 | Any | Cap-Tons | 731.41 | 300000 | None | 150 | 0.0703 | 0 | 80.1 | 0.0377 | 0 | 0 | 0 | 0 | 0 | 0 | 0 | DEER:HVAC_Chillers | Annual | 2023
NE-HVAC-Chlr-AirCldScrewChlr-lt150tons-12.1EER-16.6IPLV | DEER2023 | D23 v0 |  | Any | ECC | Ex | CZ09 | Any | Cap-Tons | 879.61 | 300000 | None | 118 | 0.071 | 0 | 63.3 | 0.038 | 0 | 0 | 0 | 0 | 0 | 0 | 0 | DEER:HVAC_Chillers | Annual | 2023
NE-HVAC-Chlr-AirCldScrewChlr-lt150tons-12.1EER-16.6IPLV | DEER2023 | D23 v0 |  | Any | ECC | Ex | CZ10 | Any | Cap-Tons | 762.59 | 300000 | None | 146 | 0.0602 | 0 | 78.3 | 0.0322 | 0 | 0 | 0 | 0 | 0 | 0 | 0 | DEER:HVAC_Chillers | Annual | 2023
NE-HVAC-Chlr-AirCldScrewChlr-lt150tons-12.1EER-16.6IPLV | DEER2023 | D23 v0 |  | Any | ECC | Ex | CZ11 | Any | Cap-Tons | 718.27 | 300000 | None | 146 | 0.0939 | 0 | 78 | 0.0503 | 0 | 0 | 0 | 0 | 0 | 0 | 0 | DEER:HVAC_Chillers | Annual | 2023
NE-HVAC-Chlr-AirCldScrewChlr-lt150tons-12.1EER-16.6IPLV | DEER2023 | D23 v0 |  | Any | ECC | Ex | CZ12 | Any | Cap-Tons | 652.19 | 300000 | None | 126 | 0.0893 | 0 | 67.4 | 0.0478 | 0 | 0 | 0 | 0 | 0 | 0 | 0 | DEER:HVAC_Chillers | Annual | 2023
NE-HVAC-Chlr-AirCldScrewChlr-lt150tons-12.1EER-16.6IPLV | DEER2023 | D23 v0 |  | Any | ECC | Ex | CZ13 | Any | Cap-Tons | 767.42 | 300000 | None | 153 | 0.0855 | 0 | 81.9 | 0.0458 | 0 | 0 | 0 | 0 | 0 | 0 | 0 | DEER:HVAC_Chillers | Annual | 2023
NE-HVAC-Chlr-AirCldScrewChlr-lt150tons-12.1EER-16.6IPLV | DEER2023 | D23 v0 |  | Any | ECC | Ex | CZ14 | Any | Cap-Tons | 827.23 | 300000 | None | 132 | 0.0691 | 0 | 70.4 | 0.037 | 0 | 0 | 0 | 0 | 0 | 0 | 0 | DEER:HVAC_Chillers | Annual | 2023
NE-HVAC-Chlr-AirCldScrewChlr-lt150tons-12.1EER-16.6IPLV | DEER2023 | D23 v0 |  | Any | ECC | Ex | CZ15 | Any | Cap-Tons | 1054.14 | 300000 | None | 200 | 0.0822 | 0 | 107 | 0.044 | 0 | 0 | 0 | 0 | 0 | 0 | 0 | DEER:HVAC_Chillers | Annual | 2023
NE-HVAC-Chlr-AirCldScrewChlr-lt150tons-12.1EER-16.6IPLV | DEER2023 | D23 v0 |  | Any | ECC | Ex | CZ16 | Any | Cap-Tons | 445.6 | 300000 | None | 86 | 0.0352 | 0 | 46.1 | 0.0188 | 0 | 0 | 0 | 0 | 0 | 0 | 0 | DEER:HVAC_Chillers | Annual | 2023
NE-HVAC-Chlr-AirCldScrewChlr-lt150tons-12.1EER-16.6IPLV | DEER2023 | D23 v0 |  | Any | ECC | New | CZ01 | Any | Cap-Tons | 308.24 | 300000 | None | 14 | 0.0321 | 0 | 14 | 0.0321 | 0 | 0 | 0 | 0 | 0 | 0 | 0 | DEER:HVAC_Chillers | Annual | 2023
NE-HVAC-Chlr-AirCldScrewChlr-lt150tons-12.1EER-16.6IPLV | DEER2023 | D23 v0 |  | Any | ECC | New | CZ02 | Any | Cap-Tons | 557.07 | 300000 | None | 46.7 | 0.0473 | 0 | 46.7 | 0.0473 | 0 | 0 | 0 | 0 | 0 | 0 | 0 | DEER:HVAC_Chillers | Annual | 2023
NE-HVAC-Chlr-AirCldScrewChlr-lt150tons-12.1EER-16.6IPLV | DEER2023 | D23 v0 |  | Any | ECC | New | CZ03 | Any | Cap-Tons | 427.47 | 300000 | None | 40.8 | 0.0419 | 0 | 40.8 | 0.0419 | 0 | 0 | 0 | 0 | 0 | 0 | 0 | DEER:HVAC_Chillers | Annual | 2023
NE-HVAC-Chlr-AirCldScrewChlr-lt150tons-12.1EER-16.6IPLV | DEER2023 | D23 v0 |  | Any | ECC | New | CZ04 | Any | Cap-Tons | 554.56 | 300000 | None | 60.5 | 0.0538 | 0 | 60.5 | 0.0538 | 0 | 0 | 0 | 0 | 0 | 0 | 0 | DEER:HVAC_Chillers | Annual | 2023
NE-HVAC-Chlr-AirCldScrewChlr-lt150tons-12.1EER-16.6IPLV | DEER2023 | D23 v0 |  | Any | ECC | New | CZ05 | Any | Cap-Tons | 371.74 | 300000 | None | 53.8 | 0.0329 | 0 | 53.8 | 0.0329 | 0 | 0 | 0 | 0 | 0 | 0 | 0 | DEER:HVAC_Chillers | Annual | 2023
NE-HVAC-Chlr-AirCldScrewChlr-lt150tons-12.1EER-16.6IPLV | DEER2023 | D23 v0 |  | Any | ECC | New | CZ06 | Any | Cap-Tons | 598.18 | 300000 | None | 72.3 | 0.0391 | 0 | 72.3 | 0.0391 | 0 | 0 | 0 | 0 | 0 | 0 | 0 | DEER:HVAC_Chillers | Annual | 2023
NE-HVAC-Chlr-AirCldScrewChlr-lt150tons-12.1EER-16.6IPLV | DEER2023 | D23 v0 |  | Any | ECC | New | CZ07 | Any | Cap-Tons | 563.05 | 300000 | None | 65.3 | 0.0389 | 0 | 65.3 | 0.0389 | 0 | 0 | 0 | 0 | 0 | 0 | 0 | DEER:HVAC_Chillers | Annual | 2023
NE-HVAC-Chlr-AirCldScrewChlr-lt150tons-12.1EER-16.6IPLV | DEER2023 | D23 v0 |  | Any | ECC | New | CZ08 | Any | Cap-Tons | 651.04 | 300000 | None | 77.9 | 0.0375 | 0 | 77.9 | 0.0375 | 0 | 0 | 0 | 0 | 0 | 0 | 0 | DEER:HVAC_Chillers | Annual | 2023
NE-HVAC-Chlr-AirCldScrewChlr-lt150tons-12.1EER-16.6IPLV | DEER2023 | D23 v0 |  | Any | ECC | New | CZ09 | Any | Cap-Tons | 783.42 | 300000 | None | 61.7 | 0.0381 | 0 | 61.7 | 0.0381 | 0 | 0 | 0 | 0 | 0 | 0 | 0 | DEER:HVAC_Chillers | Annual | 2023
NE-HVAC-Chlr-AirCldScrewChlr-lt150tons-12.1EER-16.6IPLV | DEER2023 | D23 v0 |  | Any | ECC | New | CZ10 | Any | Cap-Tons | 696.43 | 300000 | None | 76.2 | 0.0313 | 0 | 76.2 | 0.0313 | 0 | 0 | 0 | 0 | 0 | 0 | 0 | DEER:HVAC_Chillers | Annual | 2023
NE-HVAC-Chlr-AirCldScrewChlr-lt150tons-12.1EER-16.6IPLV | DEER2023 | D23 v0 |  | Any | ECC | New | CZ11 | Any | Cap-Tons | 638.16 | 300000 | None | 76.1 | 0.0479 | 0 | 76.1 | 0.0479 | 0 | 0 | 0 | 0 | 0 | 0 | 0 | DEER:HVAC_Chillers | Annual | 2023
NE-HVAC-Chlr-AirCldScrewChlr-lt150tons-12.1EER-16.6IPLV | DEER2023 | D23 v0 |  | Any | ECC | New | CZ12 | Any | Cap-Tons | 583.52 | 300000 | None | 66.4 | 0.0464 | 0 | 66.4 | 0.0464 | 0 | 0 | 0 | 0 | 0 | 0 | 0 | DEER:HVAC_Chillers | Annual | 2023
NE-HVAC-Chlr-AirCldScrewChlr-lt150tons-12.1EER-16.6IPLV | DEER2023 | D23 v0 |  | Any | ECC | New | CZ13 | Any | Cap-Tons | 689.72 | 300000 | None | 79.4 | 0.0423 | 0 | 79.4 | 0.0423 | 0 | 0 | 0 | 0 | 0 | 0 | 0 | DEER:HVAC_Chillers | Annual | 2023
NE-HVAC-Chlr-AirCldScrewChlr-lt150tons-12.1EER-16.6IPLV | DEER2023 | D23 v0 |  | Any | ECC | New | CZ14 | Any | Cap-Tons | 742.63 | 300000 | None | 68.2 | 0.0353 | 0 | 68.2 | 0.0353 | 0 | 0 | 0 | 0 | 0 | 0 | 0 | DEER:HVAC_Chillers | Annual | 2023
NE-HVAC-Chlr-AirCldScrewChlr-lt150tons-12.1EER-16.6IPLV | DEER2023 | D23 v0 |  | Any | ECC | New | CZ15 | Any | Cap-Tons | 966.26 | 300000 | None | 102 | 0.0404 | 0 | 102 | 0.0404 | 0 | 0 | 0 | 0 | 0 | 0 | 0 | DEER:HVAC_Chillers | Annual | 2023
NE-HVAC-Chlr-AirCldScrewChlr-lt150tons-12.1EER-16.6IPLV | DEER2023 | D23 v0 |  | Any | ECC | New | CZ16 | Any | Cap-Tons | 382.97 | 300000 | None | 45.3 | 0.016 | 0 | 45.3 | 0.016 | 0 | 0 | 0 | 0 | 0 | 0 | 0 | DEER:HVAC_Chillers | Annual | 2023
NE-HVAC-Chlr-AirCldScrewChlr-lt150tons-12.1EER-16.6IPLV | DEER2023 | D23 v0 |  | Any | ECC | Old | CZ01 | Any | Cap-Tons | 455.43 | 300000 | None | 19.8 | 0.066 | 0 | 8.44 | 0.0281 | 0 | 0 | 0 | 0 | 0 | 0 | 0 | DEER:HVAC_Chillers | Annual | 2023
NE-HVAC-Chlr-AirCldScrewChlr-lt150tons-12.1EER-16.6IPLV | DEER2023 | D23 v0 |  | Any | ECC | Old | CZ02 | Any | Cap-Tons | 748.31 | 300000 | None | 121 | 0.113 | 0 | 51.6 | 0.0481 | 0 | 0 | 0 | 0 | 0 | 0 | 0 | DEER:HVAC_Chillers | Annual | 2023
NE-HVAC-Chlr-AirCldScrewChlr-lt150tons-12.1EER-16.6IPLV | DEER2023 | D23 v0 |  | Any | ECC | Old | CZ03 | Any | Cap-Tons | 610.95 | 300000 | None | 93.7 | 0.0964 | 0 | 39.9 | 0.041 | 0 | 0 | 0 | 0 | 0 | 0 | 0 | DEER:HVAC_Chillers | Annual | 2023
NE-HVAC-Chlr-AirCldScrewChlr-lt150tons-12.1EER-16.6IPLV | DEER2023 | D23 v0 |  | Any | ECC | Old | CZ04 | Any | Cap-Tons | 758.76 | 300000 | None | 155 | 0.122 | 0 | 65.8 | 0.0521 | 0 | 0 | 0 | 0 | 0 | 0 | 0 | DEER:HVAC_Chillers | Annual | 2023
NE-HVAC-Chlr-AirCldScrewChlr-lt150tons-12.1EER-16.6IPLV | DEER2023 | D23 v0 |  | Any | ECC | Old | CZ05 | Any | Cap-Tons | 538.72 | 300000 | None | 124 | 0.0733 | 0 | 52.9 | 0.0312 | 0 | 0 | 0 | 0 | 0 | 0 | 0 | DEER:HVAC_Chillers | Annual | 2023
NE-HVAC-Chlr-AirCldScrewChlr-lt150tons-12.1EER-16.6IPLV | DEER2023 | D23 v0 |  | Any | ECC | Old | CZ06 | Any | Cap-Tons | 787.19 | 300000 | None | 189 | 0.0944 | 0 | 80.4 | 0.0402 | 0 | 0 | 0 | 0 | 0 | 0 | 0 | DEER:HVAC_Chillers | Annual | 2023
NE-HVAC-Chlr-AirCldScrewChlr-lt150tons-12.1EER-16.6IPLV | DEER2023 | D23 v0 |  | Any | ECC | Old | CZ07 | Any | Cap-Tons | 742.23 | 300000 | None | 167 | 0.0873 | 0 | 71.1 | 0.0371 | 0 | 0 | 0 | 0 | 0 | 0 | 0 | DEER:HVAC_Chillers | Annual | 2023
NE-HVAC-Chlr-AirCldScrewChlr-lt150tons-12.1EER-16.6IPLV | DEER2023 | D23 v0 |  | Any | ECC | Old | CZ08 | Any | Cap-Tons | 828.55 | 300000 | None | 212 | 0.0929 | 0 | 90.2 | 0.0395 | 0 | 0 | 0 | 0 | 0 | 0 | 0 | DEER:HVAC_Chillers | Annual | 2023
NE-HVAC-Chlr-AirCldScrewChlr-lt150tons-12.1EER-16.6IPLV | DEER2023 | D23 v0 |  | Any | ECC | Old | CZ09 | Any | Cap-Tons | 1006.25 | 300000 | None | 168 | 0.0917 | 0 | 71.7 | 0.039 | 0 | 0 | 0 | 0 | 0 | 0 | 0 | DEER:HVAC_Chillers | Annual | 2023
NE-HVAC-Chlr-AirCldScrewChlr-lt150tons-12.1EER-16.6IPLV | DEER2023 | D23 v0 |  | Any | ECC | Old | CZ10 | Any | Cap-Tons | 898.18 | 300000 | None | 206 | 0.0893 | 0 | 87.7 | 0.038 | 0 | 0 | 0 | 0 | 0 | 0 | 0 | DEER:HVAC_Chillers | Annual | 2023
NE-HVAC-Chlr-AirCldScrewChlr-lt150tons-12.1EER-16.6IPLV | DEER2023 | D23 v0 |  | Any | ECC | Old | CZ11 | Any | Cap-Tons | 864.53 | 300000 | None | 202 | 0.126 | 0 | 86.1 | 0.0536 | 0 | 0 | 0 | 0 | 0 | 0 | 0 | DEER:HVAC_Chillers | Annual | 2023
NE-HVAC-Chlr-AirCldScrewChlr-lt150tons-12.1EER-16.6IPLV | DEER2023 | D23 v0 |  | Any | ECC | Old | CZ12 | Any | Cap-Tons | 787.32 | 300000 | None | 174 | 0.123 | 0 | 74.2 | 0.0522 | 0 | 0 | 0 | 0 | 0 | 0 | 0 | DEER:HVAC_Chillers | Annual | 2023
NE-HVAC-Chlr-AirCldScrewChlr-lt150tons-12.1EER-16.6IPLV | DEER2023 | D23 v0 |  | Any | ECC | Old | CZ13 | Any | Cap-Tons | 915.83 | 300000 | None | 213 | 0.12 | 0 | 90.7 | 0.051 | 0 | 0 | 0 | 0 | 0 | 0 | 0 | DEER:HVAC_Chillers | Annual | 2023
NE-HVAC-Chlr-AirCldScrewChlr-lt150tons-12.1EER-16.6IPLV | DEER2023 | D23 v0 |  | Any | ECC | Old | CZ14 | Any | Cap-Tons | 971.71 | 300000 | None | 184 | 0.0991 | 0 | 78.1 | 0.0422 | 0 | 0 | 0 | 0 | 0 | 0 | 0 | DEER:HVAC_Chillers | Annual | 2023
NE-HVAC-Chlr-AirCldScrewChlr-lt150tons-12.1EER-16.6IPLV | DEER2023 | D23 v0 |  | Any | ECC | Old | CZ15 | Any | Cap-Tons | 1217.28 | 300000 | None | 281 | 0.114 | 0 | 120 | 0.0485 | 0 | 0 | 0 | 0 | 0 | 0 | 0 | DEER:HVAC_Chillers | Annual | 2023
NE-HVAC-Chlr-AirCldScrewChlr-lt150tons-12.1EER-16.6IPLV | DEER2023 | D23 v0 |  | Any | ECC | Old | CZ16 | Any | Cap-Tons | 555.43 | 300000 | None | 116 | 0.0535 | 0 | 49.2 | 0.0228 | 0 | 0 | 0 | 0 | 0 | 0 | 0 | DEER:HVAC_Chillers | Annual | 2023
NE-HVAC-Chlr-AirCldScrewChlr-lt150tons-12.1EER-16.6IPLV | DEER2023 | D23 v0 |  | Any | ECC | Rec | CZ01 | Any | Cap-Tons | 328.19 | 300000 | None | 14.2 | 0.0311 | 0 | 14.2 | 0.0311 | 0 | 0 | 0 | 0 | 0 | 0 | 0 | DEER:HVAC_Chillers | Annual | 2023
NE-HVAC-Chlr-AirCldScrewChlr-lt150tons-12.1EER-16.6IPLV | DEER2023 | D23 v0 |  | Any | ECC | Rec | CZ02 | Any | Cap-Tons | 577.57 | 300000 | None | 46.9 | 0.0468 | 0 | 46.9 | 0.0468 | 0 | 0 | 0 | 0 | 0 | 0 | 0 | DEER:HVAC_Chillers | Annual | 2023
NE-HVAC-Chlr-AirCldScrewChlr-lt150tons-12.1EER-16.6IPLV | DEER2023 | D23 v0 |  | Any | ECC | Rec | CZ03 | Any | Cap-Tons | 447.48 | 300000 | None | 41.1 | 0.0408 | 0 | 41.1 | 0.0408 | 0 | 0 | 0 | 0 | 0 | 0 | 0 | DEER:HVAC_Chillers | Annual | 2023
NE-HVAC-Chlr-AirCldScrewChlr-lt150tons-12.1EER-16.6IPLV | DEER2023 | D23 v0 |  | Any | ECC | Rec | CZ04 | Any | Cap-Tons | 577.27 | 300000 | None | 60.1 | 0.0527 | 0 | 60.1 | 0.0527 | 0 | 0 | 0 | 0 | 0 | 0 | 0 | DEER:HVAC_Chillers | Annual | 2023
NE-HVAC-Chlr-AirCldScrewChlr-lt150tons-12.1EER-16.6IPLV | DEER2023 | D23 v0 |  | Any | ECC | Rec | CZ05 | Any | Cap-Tons | 389.98 | 300000 | None | 53.9 | 0.0327 | 0 | 53.9 | 0.0327 | 0 | 0 | 0 | 0 | 0 | 0 | 0 | DEER:HVAC_Chillers | Annual | 2023
NE-HVAC-Chlr-AirCldScrewChlr-lt150tons-12.1EER-16.6IPLV | DEER2023 | D23 v0 |  | Any | ECC | Rec | CZ06 | Any | Cap-Tons | 620.47 | 300000 | None | 72.7 | 0.0393 | 0 | 72.7 | 0.0393 | 0 | 0 | 0 | 0 | 0 | 0 | 0 | DEER:HVAC_Chillers | Annual | 2023
NE-HVAC-Chlr-AirCldScrewChlr-lt150tons-12.1EER-16.6IPLV | DEER2023 | D23 v0 |  | Any | ECC | Rec | CZ07 | Any | Cap-Tons | 583.19 | 300000 | None | 66.3 | 0.0388 | 0 | 66.3 | 0.0388 | 0 | 0 | 0 | 0 | 0 | 0 | 0 | DEER:HVAC_Chillers | Annual | 2023
NE-HVAC-Chlr-AirCldScrewChlr-lt150tons-12.1EER-16.6IPLV | DEER2023 | D23 v0 |  | Any | ECC | Rec | CZ08 | Any | Cap-Tons | 673.3 | 300000 | None | 78.5 | 0.0374 | 0 | 78.5 | 0.0374 | 0 | 0 | 0 | 0 | 0 | 0 | 0 | DEER:HVAC_Chillers | Annual | 2023
NE-HVAC-Chlr-AirCldScrewChlr-lt150tons-12.1EER-16.6IPLV | DEER2023 | D23 v0 |  | Any | ECC | Rec | CZ09 | Any | Cap-Tons | 805.08 | 300000 | None | 62 | 0.038 | 0 | 62 | 0.038 | 0 | 0 | 0 | 0 | 0 | 0 | 0 | DEER:HVAC_Chillers | Annual | 2023
NE-HVAC-Chlr-AirCldScrewChlr-lt150tons-12.1EER-16.6IPLV | DEER2023 | D23 v0 |  | Any | ECC | Rec | CZ10 | Any | Cap-Tons | 718.38 | 300000 | None | 76.3 | 0.0307 | 0 | 76.3 | 0.0307 | 0 | 0 | 0 | 0 | 0 | 0 | 0 | DEER:HVAC_Chillers | Annual | 2023
NE-HVAC-Chlr-AirCldScrewChlr-lt150tons-12.1EER-16.6IPLV | DEER2023 | D23 v0 |  | Any | ECC | Rec | CZ11 | Any | Cap-Tons | 659.42 | 300000 | None | 75.5 | 0.0467 | 0 | 75.5 | 0.0467 | 0 | 0 | 0 | 0 | 0 | 0 | 0 | DEER:HVAC_Chillers | Annual | 2023
NE-HVAC-Chlr-AirCldScrewChlr-lt150tons-12.1EER-16.6IPLV | DEER2023 | D23 v0 |  | Any | ECC | Rec | CZ12 | Any | Cap-Tons | 603.29 | 300000 | None | 66.2 | 0.0453 | 0 | 66.2 | 0.0453 | 0 | 0 | 0 | 0 | 0 | 0 | 0 | DEER:HVAC_Chillers | Annual | 2023
NE-HVAC-Chlr-AirCldScrewChlr-lt150tons-12.1EER-16.6IPLV | DEER2023 | D23 v0 |  | Any | ECC | Rec | CZ13 | Any | Cap-Tons | 712.72 | 300000 | None | 79 | 0.0411 | 0 | 79 | 0.0411 | 0 | 0 | 0 | 0 | 0 | 0 | 0 | DEER:HVAC_Chillers | Annual | 2023
NE-HVAC-Chlr-AirCldScrewChlr-lt150tons-12.1EER-16.6IPLV | DEER2023 | D23 v0 |  | Any | ECC | Rec | CZ14 | Any | Cap-Tons | 766.06 | 300000 | None | 68 | 0.0348 | 0 | 68 | 0.0348 | 0 | 0 | 0 | 0 | 0 | 0 | 0 | DEER:HVAC_Chillers | Annual | 2023
NE-HVAC-Chlr-AirCldScrewChlr-lt150tons-12.1EER-16.6IPLV | DEER2023 | D23 v0 |  | Any | ECC | Rec | CZ15 | Any | Cap-Tons | 986.99 | 300000 | None | 102 | 0.0399 | 0 | 102 | 0.0399 | 0 | 0 | 0 | 0 | 0 | 0 | 0 | DEER:HVAC_Chillers | Annual | 2023
NE-HVAC-Chlr-AirCldScrewChlr-lt150tons-12.1EER-16.6IPLV | DEER2023 | D23 v0 |  | Any | ECC | Rec | CZ16 | Any | Cap-Tons | 400.46 | 300000 | None | 45.2 | 0.0155 | 0 | 45.2 | 0.0155 | 0 | 0 | 0 | 0 | 0 | 0 | 0 | DEER:HVAC_Chillers | Annual | 2023
NE-HVAC-Chlr-AirCldScrewChlr-lt150tons-12.1EER-16.6IPLV | DEER2023 | D23 v0 |  | Any | ESe | Ex | CZ01 | Any | Cap-Tons | 173.55 | 149999 | None | 19.7 | 0.0348 | 0 | 10.6 | 0.0186 | 0 | 0 | 0 | 0 | 0 | 0 | 0 | DEER:HVAC_Chillers | Annual | 2023
NE-HVAC-Chlr-AirCldScrewChlr-lt150tons-12.1EER-16.6IPLV | DEER2023 | D23 v0 |  | Any | ESe | Ex | CZ02 | Any | Cap-Tons | 312.92 | 149999 | None | 69.6 | 0.0619 | 0 | 37.3 | 0.0332 | 0 | 0 | 0 | 0 | 0 | 0 | 0 | DEER:HVAC_Chillers | Annual | 2023
NE-HVAC-Chlr-AirCldScrewChlr-lt150tons-12.1EER-16.6IPLV | DEER2023 | D23 v0 |  | Any | ESe | Ex | CZ03 | Any | Cap-Tons | 263.06 | 149999 | None | 61.5 | 0.0479 | 0 | 32.9 | 0.0257 | 0 | 0 | 0 | 0 | 0 | 0 | 0 | DEER:HVAC_Chillers | Annual | 2023
NE-HVAC-Chlr-AirCldScrewChlr-lt150tons-12.1EER-16.6IPLV | DEER2023 | D23 v0 |  | Any | ESe | Ex | CZ04 | Any | Cap-Tons | 331.83 | 149999 | None | 95.5 | 0.0698 | 0 | 51.2 | 0.0374 | 0 | 0 | 0 | 0 | 0 | 0 | 0 | DEER:HVAC_Chillers | Annual | 2023
NE-HVAC-Chlr-AirCldScrewChlr-lt150tons-12.1EER-16.6IPLV | DEER2023 | D23 v0 |  | Any | ESe | Ex | CZ05 | Any | Cap-Tons | 231.01 | 149999 | None | 86.2 | 0.0381 | 0 | 46.1 | 0.0204 | 0 | 0 | 0 | 0 | 0 | 0 | 0 | DEER:HVAC_Chillers | Annual | 2023
NE-HVAC-Chlr-AirCldScrewChlr-lt150tons-12.1EER-16.6IPLV | DEER2023 | D23 v0 |  | Any | ESe | Ex | CZ06 | Any | Cap-Tons | 371.23 | 149999 | None | 108 | 0.0444 | 0 | 57.8 | 0.0238 | 0 | 0 | 0 | 0 | 0 | 0 | 0 | DEER:HVAC_Chillers | Annual | 2023
NE-HVAC-Chlr-AirCldScrewChlr-lt150tons-12.1EER-16.6IPLV | DEER2023 | D23 v0 |  | Any | ESe | Ex | CZ07 | Any | Cap-Tons | 354.65 | 149999 | None | 96 | 0.0367 | 0 | 51.4 | 0.0196 | 0 | 0 | 0 | 0 | 0 | 0 | 0 | DEER:HVAC_Chillers | Annual | 2023
NE-HVAC-Chlr-AirCldScrewChlr-lt150tons-12.1EER-16.6IPLV | DEER2023 | D23 v0 |  | Any | ESe | Ex | CZ08 | Any | Cap-Tons | 394.17 | 149999 | None | 126 | 0.0486 | 0 | 67.6 | 0.026 | 0 | 0 | 0 | 0 | 0 | 0 | 0 | DEER:HVAC_Chillers | Annual | 2023
NE-HVAC-Chlr-AirCldScrewChlr-lt150tons-12.1EER-16.6IPLV | DEER2023 | D23 v0 |  | Any | ESe | Ex | CZ09 | Any | Cap-Tons | 476.28 | 149999 | None | 99.2 | 0.0485 | 0 | 53.1 | 0.026 | 0 | 0 | 0 | 0 | 0 | 0 | 0 | DEER:HVAC_Chillers | Annual | 2023
NE-HVAC-Chlr-AirCldScrewChlr-lt150tons-12.1EER-16.6IPLV | DEER2023 | D23 v0 |  | Any | ESe | Ex | CZ10 | Any | Cap-Tons | 396.53 | 149999 | None | 116 | 0.0295 | 0 | 62.2 | 0.0158 | 0 | 0 | 0 | 0 | 0 | 0 | 0 | DEER:HVAC_Chillers | Annual | 2023
NE-HVAC-Chlr-AirCldScrewChlr-lt150tons-12.1EER-16.6IPLV | DEER2023 | D23 v0 |  | Any | ESe | Ex | CZ11 | Any | Cap-Tons | 363.61 | 149999 | None | 112 | 0.0416 | 0 | 59.8 | 0.0223 | 0 | 0 | 0 | 0 | 0 | 0 | 0 | DEER:HVAC_Chillers | Annual | 2023
NE-HVAC-Chlr-AirCldScrewChlr-lt150tons-12.1EER-16.6IPLV | DEER2023 | D23 v0 |  | Any | ESe | Ex | CZ12 | Any | Cap-Tons | 330.97 | 149999 | None | 98.1 | 0.0419 | 0 | 52.5 | 0.0224 | 0 | 0 | 0 | 0 | 0 | 0 | 0 | DEER:HVAC_Chillers | Annual | 2023
NE-HVAC-Chlr-AirCldScrewChlr-lt150tons-12.1EER-16.6IPLV | DEER2023 | D23 v0 |  | Any | ESe | Ex | CZ13 | Any | Cap-Tons | 398.61 | 149999 | None | 114 | 0.037 | 0 | 61.3 | 0.0198 | 0 | 0 | 0 | 0 | 0 | 0 | 0 | DEER:HVAC_Chillers | Annual | 2023
NE-HVAC-Chlr-AirCldScrewChlr-lt150tons-12.1EER-16.6IPLV | DEER2023 | D23 v0 |  | Any | ESe | Ex | CZ14 | Any | Cap-Tons | 437.3 | 149999 | None | 98.2 | 0.0309 | 0 | 52.6 | 0.0165 | 0 | 0 | 0 | 0 | 0 | 0 | 0 | DEER:HVAC_Chillers | Annual | 2023
NE-HVAC-Chlr-AirCldScrewChlr-lt150tons-12.1EER-16.6IPLV | DEER2023 | D23 v0 |  | Any | ESe | Ex | CZ15 | Any | Cap-Tons | 562.55 | 149999 | None | 157 | 0.0358 | 0 | 83.8 | 0.0192 | 0 | 0 | 0 | 0 | 0 | 0 | 0 | DEER:HVAC_Chillers | Annual | 2023
NE-HVAC-Chlr-AirCldScrewChlr-lt150tons-12.1EER-16.6IPLV | DEER2023 | D23 v0 |  | Any | ESe | Ex | CZ16 | Any | Cap-Tons | 230.34 | 149999 | None | 66.6 | 0.0319 | 0 | 35.6 | 0.0171 | 0 | 0 | 0 | 0 | 0 | 0 | 0 | DEER:HVAC_Chillers | Annual | 2023
NE-HVAC-Chlr-AirCldScrewChlr-lt150tons-12.1EER-16.6IPLV | DEER2023 | D23 v0 |  | Any | ESe | New | CZ01 | Any | Cap-Tons | 147.6 | 149999 | None | 10 | 0.0191 | 0 | 10 | 0.0191 | 0 | 0 | 0 | 0 | 0 | 0 | 0 | DEER:HVAC_Chillers | Annual | 2023
NE-HVAC-Chlr-AirCldScrewChlr-lt150tons-12.1EER-16.6IPLV | DEER2023 | D23 v0 |  | Any | ESe | New | CZ02 | Any | Cap-Tons | 285.23 | 149999 | None | 33 | 0.0307 | 0 | 33 | 0.0307 | 0 | 0 | 0 | 0 | 0 | 0 | 0 | DEER:HVAC_Chillers | Annual | 2023
NE-HVAC-Chlr-AirCldScrewChlr-lt150tons-12.1EER-16.6IPLV | DEER2023 | D23 v0 |  | Any | ESe | New | CZ03 | Any | Cap-Tons | 220.45 | 149999 | None | 26.6 | 0.0221 | 0 | 26.6 | 0.0221 | 0 | 0 | 0 | 0 | 0 | 0 | 0 | DEER:HVAC_Chillers | Annual | 2023
NE-HVAC-Chlr-AirCldScrewChlr-lt150tons-12.1EER-16.6IPLV | DEER2023 | D23 v0 |  | Any | ESe | New | CZ04 | Any | Cap-Tons | 285.75 | 149999 | None | 42.1 | 0.0326 | 0 | 42.1 | 0.0326 | 0 | 0 | 0 | 0 | 0 | 0 | 0 | DEER:HVAC_Chillers | Annual | 2023
NE-HVAC-Chlr-AirCldScrewChlr-lt150tons-12.1EER-16.6IPLV | DEER2023 | D23 v0 |  | Any | ESe | New | CZ05 | Any | Cap-Tons | 186.52 | 149999 | None | 39.1 | 0.0198 | 0 | 39.1 | 0.0198 | 0 | 0 | 0 | 0 | 0 | 0 | 0 | DEER:HVAC_Chillers | Annual | 2023
NE-HVAC-Chlr-AirCldScrewChlr-lt150tons-12.1EER-16.6IPLV | DEER2023 | D23 v0 |  | Any | ESe | New | CZ06 | Any | Cap-Tons | 322.47 | 149999 | None | 46.3 | 0.0191 | 0 | 46.3 | 0.0191 | 0 | 0 | 0 | 0 | 0 | 0 | 0 | DEER:HVAC_Chillers | Annual | 2023
NE-HVAC-Chlr-AirCldScrewChlr-lt150tons-12.1EER-16.6IPLV | DEER2023 | D23 v0 |  | Any | ESe | New | CZ07 | Any | Cap-Tons | 305.32 | 149999 | None | 40.4 | 0.0172 | 0 | 40.4 | 0.0172 | 0 | 0 | 0 | 0 | 0 | 0 | 0 | DEER:HVAC_Chillers | Annual | 2023
NE-HVAC-Chlr-AirCldScrewChlr-lt150tons-12.1EER-16.6IPLV | DEER2023 | D23 v0 |  | Any | ESe | New | CZ08 | Any | Cap-Tons | 346.61 | 149999 | None | 55.4 | 0.0209 | 0 | 55.4 | 0.0209 | 0 | 0 | 0 | 0 | 0 | 0 | 0 | DEER:HVAC_Chillers | Annual | 2023
NE-HVAC-Chlr-AirCldScrewChlr-lt150tons-12.1EER-16.6IPLV | DEER2023 | D23 v0 |  | Any | ESe | New | CZ09 | Any | Cap-Tons | 411.97 | 149999 | None | 44.5 | 0.0223 | 0 | 44.5 | 0.0223 | 0 | 0 | 0 | 0 | 0 | 0 | 0 | DEER:HVAC_Chillers | Annual | 2023
NE-HVAC-Chlr-AirCldScrewChlr-lt150tons-12.1EER-16.6IPLV | DEER2023 | D23 v0 |  | Any | ESe | New | CZ10 | Any | Cap-Tons | 362.49 | 149999 | None | 56 | 0.0137 | 0 | 56 | 0.0137 | 0 | 0 | 0 | 0 | 0 | 0 | 0 | DEER:HVAC_Chillers | Annual | 2023
NE-HVAC-Chlr-AirCldScrewChlr-lt150tons-12.1EER-16.6IPLV | DEER2023 | D23 v0 |  | Any | ESe | New | CZ11 | Any | Cap-Tons | 328.09 | 149999 | None | 54.3 | 0.0204 | 0 | 54.3 | 0.0204 | 0 | 0 | 0 | 0 | 0 | 0 | 0 | DEER:HVAC_Chillers | Annual | 2023
NE-HVAC-Chlr-AirCldScrewChlr-lt150tons-12.1EER-16.6IPLV | DEER2023 | D23 v0 |  | Any | ESe | New | CZ12 | Any | Cap-Tons | 302.83 | 149999 | None | 46.6 | 0.0197 | 0 | 46.6 | 0.0197 | 0 | 0 | 0 | 0 | 0 | 0 | 0 | DEER:HVAC_Chillers | Annual | 2023
NE-HVAC-Chlr-AirCldScrewChlr-lt150tons-12.1EER-16.6IPLV | DEER2023 | D23 v0 |  | Any | ESe | New | CZ13 | Any | Cap-Tons | 365.92 | 149999 | None | 55.4 | 0.0178 | 0 | 55.4 | 0.0178 | 0 | 0 | 0 | 0 | 0 | 0 | 0 | DEER:HVAC_Chillers | Annual | 2023
NE-HVAC-Chlr-AirCldScrewChlr-lt150tons-12.1EER-16.6IPLV | DEER2023 | D23 v0 |  | Any | ESe | New | CZ14 | Any | Cap-Tons | 398.63 | 149999 | None | 46.4 | 0.014 | 0 | 46.4 | 0.014 | 0 | 0 | 0 | 0 | 0 | 0 | 0 | DEER:HVAC_Chillers | Annual | 2023
NE-HVAC-Chlr-AirCldScrewChlr-lt150tons-12.1EER-16.6IPLV | DEER2023 | D23 v0 |  | Any | ESe | New | CZ15 | Any | Cap-Tons | 512.92 | 149999 | None | 75.3 | 0.0164 | 0 | 75.3 | 0.0164 | 0 | 0 | 0 | 0 | 0 | 0 | 0 | DEER:HVAC_Chillers | Annual | 2023
NE-HVAC-Chlr-AirCldScrewChlr-lt150tons-12.1EER-16.6IPLV | DEER2023 | D23 v0 |  | Any | ESe | New | CZ16 | Any | Cap-Tons | 202.18 | 149999 | None | 30.5 | 0.0138 | 0 | 30.5 | 0.0138 | 0 | 0 | 0 | 0 | 0 | 0 | 0 | DEER:HVAC_Chillers | Annual | 2023
NE-HVAC-Chlr-AirCldScrewChlr-lt150tons-12.1EER-16.6IPLV | DEER2023 | D23 v0 |  | Any | ESe | Old | CZ01 | Any | Cap-Tons | 212.57 | 149999 | None | 17.8 | 0.0493 | 0 | 7.59 | 0.021 | 0 | 0 | 0 | 0 | 0 | 0 | 0 | DEER:HVAC_Chillers | Annual | 2023
NE-HVAC-Chlr-AirCldScrewChlr-lt150tons-12.1EER-16.6IPLV | DEER2023 | D23 v0 |  | Any | ESe | Old | CZ02 | Any | Cap-Tons | 371.36 | 149999 | None | 104 | 0.0883 | 0 | 44.5 | 0.0376 | 0 | 0 | 0 | 0 | 0 | 0 | 0 | DEER:HVAC_Chillers | Annual | 2023
NE-HVAC-Chlr-AirCldScrewChlr-lt150tons-12.1EER-16.6IPLV | DEER2023 | D23 v0 |  | Any | ESe | Old | CZ03 | Any | Cap-Tons | 297.72 | 149999 | None | 76.4 | 0.0652 | 0 | 32.5 | 0.0277 | 0 | 0 | 0 | 0 | 0 | 0 | 0 | DEER:HVAC_Chillers | Annual | 2023
NE-HVAC-Chlr-AirCldScrewChlr-lt150tons-12.1EER-16.6IPLV | DEER2023 | D23 v0 |  | Any | ESe | Old | CZ04 | Any | Cap-Tons | 374.23 | 149999 | None | 124 | 0.0868 | 0 | 52.9 | 0.0369 | 0 | 0 | 0 | 0 | 0 | 0 | 0 | DEER:HVAC_Chillers | Annual | 2023
NE-HVAC-Chlr-AirCldScrewChlr-lt150tons-12.1EER-16.6IPLV | DEER2023 | D23 v0 |  | Any | ESe | Old | CZ05 | Any | Cap-Tons | 255 | 149999 | None | 112 | 0.0555 | 0 | 47.6 | 0.0236 | 0 | 0 | 0 | 0 | 0 | 0 | 0 | DEER:HVAC_Chillers | Annual | 2023
NE-HVAC-Chlr-AirCldScrewChlr-lt150tons-12.1EER-16.6IPLV | DEER2023 | D23 v0 |  | Any | ESe | Old | CZ06 | Any | Cap-Tons | 405.59 | 149999 | None | 141 | 0.0593 | 0 | 60.1 | 0.0252 | 0 | 0 | 0 | 0 | 0 | 0 | 0 | DEER:HVAC_Chillers | Annual | 2023
NE-HVAC-Chlr-AirCldScrewChlr-lt150tons-12.1EER-16.6IPLV | DEER2023 | D23 v0 |  | Any | ESe | Old | CZ07 | Any | Cap-Tons | 380.46 | 149999 | None | 129 | 0.0533 | 0 | 55.1 | 0.0227 | 0 | 0 | 0 | 0 | 0 | 0 | 0 | DEER:HVAC_Chillers | Annual | 2023
NE-HVAC-Chlr-AirCldScrewChlr-lt150tons-12.1EER-16.6IPLV | DEER2023 | D23 v0 |  | Any | ESe | Old | CZ08 | Any | Cap-Tons | 429.85 | 149999 | None | 175 | 0.0663 | 0 | 74.4 | 0.0282 | 0 | 0 | 0 | 0 | 0 | 0 | 0 | DEER:HVAC_Chillers | Annual | 2023
NE-HVAC-Chlr-AirCldScrewChlr-lt150tons-12.1EER-16.6IPLV | DEER2023 | D23 v0 |  | Any | ESe | Old | CZ09 | Any | Cap-Tons | 516.87 | 149999 | None | 135 | 0.0649 | 0 | 57.6 | 0.0276 | 0 | 0 | 0 | 0 | 0 | 0 | 0 | DEER:HVAC_Chillers | Annual | 2023
NE-HVAC-Chlr-AirCldScrewChlr-lt150tons-12.1EER-16.6IPLV | DEER2023 | D23 v0 |  | Any | ESe | Old | CZ10 | Any | Cap-Tons | 452.57 | 149999 | None | 175 | 0.0476 | 0 | 74.6 | 0.0203 | 0 | 0 | 0 | 0 | 0 | 0 | 0 | DEER:HVAC_Chillers | Annual | 2023
NE-HVAC-Chlr-AirCldScrewChlr-lt150tons-12.1EER-16.6IPLV | DEER2023 | D23 v0 |  | Any | ESe | Old | CZ11 | Any | Cap-Tons | 429.05 | 149999 | None | 161 | 0.0607 | 0 | 68.6 | 0.0258 | 0 | 0 | 0 | 0 | 0 | 0 | 0 | DEER:HVAC_Chillers | Annual | 2023
NE-HVAC-Chlr-AirCldScrewChlr-lt150tons-12.1EER-16.6IPLV | DEER2023 | D23 v0 |  | Any | ESe | Old | CZ12 | Any | Cap-Tons | 390.97 | 149999 | None | 146 | 0.0648 | 0 | 62.3 | 0.0276 | 0 | 0 | 0 | 0 | 0 | 0 | 0 | DEER:HVAC_Chillers | Annual | 2023
NE-HVAC-Chlr-AirCldScrewChlr-lt150tons-12.1EER-16.6IPLV | DEER2023 | D23 v0 |  | Any | ESe | Old | CZ13 | Any | Cap-Tons | 457.18 | 149999 | None | 168 | 0.0572 | 0 | 71.7 | 0.0243 | 0 | 0 | 0 | 0 | 0 | 0 | 0 | DEER:HVAC_Chillers | Annual | 2023
NE-HVAC-Chlr-AirCldScrewChlr-lt150tons-12.1EER-16.6IPLV | DEER2023 | D23 v0 |  | Any | ESe | Old | CZ14 | Any | Cap-Tons | 497.93 | 149999 | None | 145 | 0.0488 | 0 | 61.6 | 0.0208 | 0 | 0 | 0 | 0 | 0 | 0 | 0 | DEER:HVAC_Chillers | Annual | 2023
NE-HVAC-Chlr-AirCldScrewChlr-lt150tons-12.1EER-16.6IPLV | DEER2023 | D23 v0 |  | Any | ESe | Old | CZ15 | Any | Cap-Tons | 636.65 | 149999 | None | 225 | 0.0529 | 0 | 95.6 | 0.0225 | 0 | 0 | 0 | 0 | 0 | 0 | 0 | DEER:HVAC_Chillers | Annual | 2023
NE-HVAC-Chlr-AirCldScrewChlr-lt150tons-12.1EER-16.6IPLV | DEER2023 | D23 v0 |  | Any | ESe | Old | CZ16 | Any | Cap-Tons | 272.66 | 149999 | None | 94 | 0.0491 | 0 | 40 | 0.0209 | 0 | 0 | 0 | 0 | 0 | 0 | 0 | DEER:HVAC_Chillers | Annual | 2023
NE-HVAC-Chlr-AirCldScrewChlr-lt150tons-12.1EER-16.6IPLV | DEER2023 | D23 v0 |  | Any | ESe | Rec | CZ01 | Any | Cap-Tons | 158.88 | 149999 | None | 10.1 | 0.0178 | 0 | 10.1 | 0.0178 | 0 | 0 | 0 | 0 | 0 | 0 | 0 | DEER:HVAC_Chillers | Annual | 2023
NE-HVAC-Chlr-AirCldScrewChlr-lt150tons-12.1EER-16.6IPLV | DEER2023 | D23 v0 |  | Any | ESe | Rec | CZ02 | Any | Cap-Tons | 295.36 | 149999 | None | 33.4 | 0.0305 | 0 | 33.4 | 0.0305 | 0 | 0 | 0 | 0 | 0 | 0 | 0 | DEER:HVAC_Chillers | Annual | 2023
NE-HVAC-Chlr-AirCldScrewChlr-lt150tons-12.1EER-16.6IPLV | DEER2023 | D23 v0 |  | Any | ESe | Rec | CZ03 | Any | Cap-Tons | 231.16 | 149999 | None | 27 | 0.0212 | 0 | 27 | 0.0212 | 0 | 0 | 0 | 0 | 0 | 0 | 0 | DEER:HVAC_Chillers | Annual | 2023
NE-HVAC-Chlr-AirCldScrewChlr-lt150tons-12.1EER-16.6IPLV | DEER2023 | D23 v0 |  | Any | ESe | Rec | CZ04 | Any | Cap-Tons | 295.42 | 149999 | None | 42.6 | 0.0324 | 0 | 42.6 | 0.0324 | 0 | 0 | 0 | 0 | 0 | 0 | 0 | DEER:HVAC_Chillers | Annual | 2023
NE-HVAC-Chlr-AirCldScrewChlr-lt150tons-12.1EER-16.6IPLV | DEER2023 | D23 v0 |  | Any | ESe | Rec | CZ05 | Any | Cap-Tons | 198.31 | 149999 | None | 39 | 0.019 | 0 | 39 | 0.019 | 0 | 0 | 0 | 0 | 0 | 0 | 0 | DEER:HVAC_Chillers | Annual | 2023
NE-HVAC-Chlr-AirCldScrewChlr-lt150tons-12.1EER-16.6IPLV | DEER2023 | D23 v0 |  | Any | ESe | Rec | CZ06 | Any | Cap-Tons | 334.12 | 149999 | None | 47.2 | 0.0188 | 0 | 47.2 | 0.0188 | 0 | 0 | 0 | 0 | 0 | 0 | 0 | DEER:HVAC_Chillers | Annual | 2023
NE-HVAC-Chlr-AirCldScrewChlr-lt150tons-12.1EER-16.6IPLV | DEER2023 | D23 v0 |  | Any | ESe | Rec | CZ07 | Any | Cap-Tons | 317.35 | 149999 | None | 41.3 | 0.0169 | 0 | 41.3 | 0.0169 | 0 | 0 | 0 | 0 | 0 | 0 | 0 | DEER:HVAC_Chillers | Annual | 2023
NE-HVAC-Chlr-AirCldScrewChlr-lt150tons-12.1EER-16.6IPLV | DEER2023 | D23 v0 |  | Any | ESe | Rec | CZ08 | Any | Cap-Tons | 358.78 | 149999 | None | 56 | 0.0204 | 0 | 56 | 0.0204 | 0 | 0 | 0 | 0 | 0 | 0 | 0 | DEER:HVAC_Chillers | Annual | 2023
NE-HVAC-Chlr-AirCldScrewChlr-lt150tons-12.1EER-16.6IPLV | DEER2023 | D23 v0 |  | Any | ESe | Rec | CZ09 | Any | Cap-Tons | 422.19 | 149999 | None | 45.1 | 0.0228 | 0 | 45.1 | 0.0228 | 0 | 0 | 0 | 0 | 0 | 0 | 0 | DEER:HVAC_Chillers | Annual | 2023
NE-HVAC-Chlr-AirCldScrewChlr-lt150tons-12.1EER-16.6IPLV | DEER2023 | D23 v0 |  | Any | ESe | Rec | CZ10 | Any | Cap-Tons | 373.02 | 149999 | None | 56.3 | 0.0135 | 0 | 56.3 | 0.0135 | 0 | 0 | 0 | 0 | 0 | 0 | 0 | DEER:HVAC_Chillers | Annual | 2023
NE-HVAC-Chlr-AirCldScrewChlr-lt150tons-12.1EER-16.6IPLV | DEER2023 | D23 v0 |  | Any | ESe | Rec | CZ11 | Any | Cap-Tons | 339.29 | 149999 | None | 54.1 | 0.02 | 0 | 54.1 | 0.02 | 0 | 0 | 0 | 0 | 0 | 0 | 0 | DEER:HVAC_Chillers | Annual | 2023
NE-HVAC-Chlr-AirCldScrewChlr-lt150tons-12.1EER-16.6IPLV | DEER2023 | D23 v0 |  | Any | ESe | Rec | CZ12 | Any | Cap-Tons | 313.35 | 149999 | None | 46.7 | 0.0193 | 0 | 46.7 | 0.0193 | 0 | 0 | 0 | 0 | 0 | 0 | 0 | DEER:HVAC_Chillers | Annual | 2023
NE-HVAC-Chlr-AirCldScrewChlr-lt150tons-12.1EER-16.6IPLV | DEER2023 | D23 v0 |  | Any | ESe | Rec | CZ13 | Any | Cap-Tons | 375.09 | 149999 | None | 55.8 | 0.0176 | 0 | 55.8 | 0.0176 | 0 | 0 | 0 | 0 | 0 | 0 | 0 | DEER:HVAC_Chillers | Annual | 2023
NE-HVAC-Chlr-AirCldScrewChlr-lt150tons-12.1EER-16.6IPLV | DEER2023 | D23 v0 |  | Any | ESe | Rec | CZ14 | Any | Cap-Tons | 410.21 | 149999 | None | 46.7 | 0.0138 | 0 | 46.7 | 0.0138 | 0 | 0 | 0 | 0 | 0 | 0 | 0 | DEER:HVAC_Chillers | Annual | 2023
NE-HVAC-Chlr-AirCldScrewChlr-lt150tons-12.1EER-16.6IPLV | DEER2023 | D23 v0 |  | Any | ESe | Rec | CZ15 | Any | Cap-Tons | 524.19 | 149999 | None | 74.9 | 0.0161 | 0 | 74.9 | 0.0161 | 0 | 0 | 0 | 0 | 0 | 0 | 0 | DEER:HVAC_Chillers | Annual | 2023
NE-HVAC-Chlr-AirCldScrewChlr-lt150tons-12.1EER-16.6IPLV | DEER2023 | D23 v0 |  | Any | ESe | Rec | CZ16 | Any | Cap-Tons | 212.42 | 149999 | None | 30.6 | 0.0129 | 0 | 30.6 | 0.0129 | 0 | 0 | 0 | 0 | 0 | 0 | 0 | DEER:HVAC_Chillers | Annual | 2023
NE-HVAC-Chlr-AirCldScrewChlr-lt150tons-12.1EER-16.6IPLV | DEER2023 | D23 v0 |  | Any | EUn | Ex | CZ01 | Any | Cap-Tons | 1361.91 | 930201 | None | 23.8 | 0.0472 | 0 | 12.7 | 0.0253 | 0 | 0 | 0 | 0 | 0 | 0 | 0 | DEER:HVAC_Chillers | Annual | 2023
NE-HVAC-Chlr-AirCldScrewChlr-lt150tons-12.1EER-16.6IPLV | DEER2023 | D23 v0 |  | Any | EUn | Ex | CZ02 | Any | Cap-Tons | 2191.38 | 930201 | None | 78.7 | 0.0774 | 0 | 42.2 | 0.0414 | 0 | 0 | 0 | 0 | 0 | 0 | 0 | DEER:HVAC_Chillers | Annual | 2023
NE-HVAC-Chlr-AirCldScrewChlr-lt150tons-12.1EER-16.6IPLV | DEER2023 | D23 v0 |  | Any | EUn | Ex | CZ03 | Any | Cap-Tons | 1790.86 | 930201 | None | 62.5 | 0.0654 | 0 | 33.5 | 0.035 | 0 | 0 | 0 | 0 | 0 | 0 | 0 | DEER:HVAC_Chillers | Annual | 2023
NE-HVAC-Chlr-AirCldScrewChlr-lt150tons-12.1EER-16.6IPLV | DEER2023 | D23 v0 |  | Any | EUn | Ex | CZ04 | Any | Cap-Tons | 2213.66 | 930201 | None | 98.9 | 0.0867 | 0 | 53 | 0.0464 | 0 | 0 | 0 | 0 | 0 | 0 | 0 | DEER:HVAC_Chillers | Annual | 2023
NE-HVAC-Chlr-AirCldScrewChlr-lt150tons-12.1EER-16.6IPLV | DEER2023 | D23 v0 |  | Any | EUn | Ex | CZ05 | Any | Cap-Tons | 1591.43 | 930201 | None | 82.6 | 0.0522 | 0 | 44.2 | 0.0279 | 0 | 0 | 0 | 0 | 0 | 0 | 0 | DEER:HVAC_Chillers | Annual | 2023
NE-HVAC-Chlr-AirCldScrewChlr-lt150tons-12.1EER-16.6IPLV | DEER2023 | D23 v0 |  | Any | EUn | Ex | CZ06 | Any | Cap-Tons | 2291.39 | 930201 | None | 114 | 0.0636 | 0 | 60.8 | 0.0341 | 0 | 0 | 0 | 0 | 0 | 0 | 0 | DEER:HVAC_Chillers | Annual | 2023
NE-HVAC-Chlr-AirCldScrewChlr-lt150tons-12.1EER-16.6IPLV | DEER2023 | D23 v0 |  | Any | EUn | Ex | CZ07 | Any | Cap-Tons | 2229.78 | 930201 | None | 97.2 | 0.0574 | 0 | 52.1 | 0.0307 | 0 | 0 | 0 | 0 | 0 | 0 | 0 | DEER:HVAC_Chillers | Annual | 2023
NE-HVAC-Chlr-AirCldScrewChlr-lt150tons-12.1EER-16.6IPLV | DEER2023 | D23 v0 |  | Any | EUn | Ex | CZ08 | Any | Cap-Tons | 2493.81 | 930201 | None | 127 | 0.0644 | 0 | 68.2 | 0.0345 | 0 | 0 | 0 | 0 | 0 | 0 | 0 | DEER:HVAC_Chillers | Annual | 2023
NE-HVAC-Chlr-AirCldScrewChlr-lt150tons-12.1EER-16.6IPLV | DEER2023 | D23 v0 |  | Any | EUn | Ex | CZ09 | Any | Cap-Tons | 2926.83 | 930201 | None | 105 | 0.0662 | 0 | 56 | 0.0354 | 0 | 0 | 0 | 0 | 0 | 0 | 0 | DEER:HVAC_Chillers | Annual | 2023
NE-HVAC-Chlr-AirCldScrewChlr-lt150tons-12.1EER-16.6IPLV | DEER2023 | D23 v0 |  | Any | EUn | Ex | CZ10 | Any | Cap-Tons | 2592.34 | 930201 | None | 128 | 0.0659 | 0 | 68.3 | 0.0353 | 0 | 0 | 0 | 0 | 0 | 0 | 0 | DEER:HVAC_Chillers | Annual | 2023
NE-HVAC-Chlr-AirCldScrewChlr-lt150tons-12.1EER-16.6IPLV | DEER2023 | D23 v0 |  | Any | EUn | Ex | CZ11 | Any | Cap-Tons | 2421.03 | 930201 | None | 132 | 0.0992 | 0 | 70.9 | 0.0531 | 0 | 0 | 0 | 0 | 0 | 0 | 0 | DEER:HVAC_Chillers | Annual | 2023
NE-HVAC-Chlr-AirCldScrewChlr-lt150tons-12.1EER-16.6IPLV | DEER2023 | D23 v0 |  | Any | EUn | Ex | CZ12 | Any | Cap-Tons | 2255.06 | 930201 | None | 113 | 0.0923 | 0 | 60.5 | 0.0494 | 0 | 0 | 0 | 0 | 0 | 0 | 0 | DEER:HVAC_Chillers | Annual | 2023
NE-HVAC-Chlr-AirCldScrewChlr-lt150tons-12.1EER-16.6IPLV | DEER2023 | D23 v0 |  | Any | EUn | Ex | CZ13 | Any | Cap-Tons | 2532.94 | 930201 | None | 141 | 0.0947 | 0 | 75.4 | 0.0507 | 0 | 0 | 0 | 0 | 0 | 0 | 0 | DEER:HVAC_Chillers | Annual | 2023
NE-HVAC-Chlr-AirCldScrewChlr-lt150tons-12.1EER-16.6IPLV | DEER2023 | D23 v0 |  | Any | EUn | Ex | CZ14 | Any | Cap-Tons | 2708.53 | 930201 | None | 120 | 0.0773 | 0 | 64.5 | 0.0414 | 0 | 0 | 0 | 0 | 0 | 0 | 0 | DEER:HVAC_Chillers | Annual | 2023
NE-HVAC-Chlr-AirCldScrewChlr-lt150tons-12.1EER-16.6IPLV | DEER2023 | D23 v0 |  | Any | EUn | Ex | CZ15 | Any | Cap-Tons | 3423.43 | 930201 | None | 179 | 0.0908 | 0 | 96 | 0.0486 | 0 | 0 | 0 | 0 | 0 | 0 | 0 | DEER:HVAC_Chillers | Annual | 2023
NE-HVAC-Chlr-AirCldScrewChlr-lt150tons-12.1EER-16.6IPLV | DEER2023 | D23 v0 |  | Any | EUn | Ex | CZ16 | Any | Cap-Tons | 1584.1 | 930201 | None | 79.4 | 0.0251 | 0 | 42.5 | 0.0134 | 0 | 0 | 0 | 0 | 0 | 0 | 0 | DEER:HVAC_Chillers | Annual | 2023
NE-HVAC-Chlr-AirCldScrewChlr-lt150tons-12.1EER-16.6IPLV | DEER2023 | D23 v0 |  | Any | EUn | New | CZ01 | Any | Cap-Tons | 1169.11 | 930201 | None | 10.9 | 0.0249 | 0 | 10.9 | 0.0249 | 0 | 0 | 0 | 0 | 0 | 0 | 0 | DEER:HVAC_Chillers | Annual | 2023
NE-HVAC-Chlr-AirCldScrewChlr-lt150tons-12.1EER-16.6IPLV | DEER2023 | D23 v0 |  | Any | EUn | New | CZ02 | Any | Cap-Tons | 1962.39 | 930201 | None | 40.5 | 0.0414 | 0 | 40.5 | 0.0414 | 0 | 0 | 0 | 0 | 0 | 0 | 0 | DEER:HVAC_Chillers | Annual | 2023
NE-HVAC-Chlr-AirCldScrewChlr-lt150tons-12.1EER-16.6IPLV | DEER2023 | D23 v0 |  | Any | EUn | New | CZ03 | Any | Cap-Tons | 1524.38 | 930201 | None | 32.7 | 0.0354 | 0 | 32.7 | 0.0354 | 0 | 0 | 0 | 0 | 0 | 0 | 0 | DEER:HVAC_Chillers | Annual | 2023
NE-HVAC-Chlr-AirCldScrewChlr-lt150tons-12.1EER-16.6IPLV | DEER2023 | D23 v0 |  | Any | EUn | New | CZ04 | Any | Cap-Tons | 1919.66 | 930201 | None | 51.3 | 0.0466 | 0 | 51.3 | 0.0466 | 0 | 0 | 0 | 0 | 0 | 0 | 0 | DEER:HVAC_Chillers | Annual | 2023
NE-HVAC-Chlr-AirCldScrewChlr-lt150tons-12.1EER-16.6IPLV | DEER2023 | D23 v0 |  | Any | EUn | New | CZ05 | Any | Cap-Tons | 1337.63 | 930201 | None | 43.6 | 0.029 | 0 | 43.6 | 0.029 | 0 | 0 | 0 | 0 | 0 | 0 | 0 | DEER:HVAC_Chillers | Annual | 2023
NE-HVAC-Chlr-AirCldScrewChlr-lt150tons-12.1EER-16.6IPLV | DEER2023 | D23 v0 |  | Any | EUn | New | CZ06 | Any | Cap-Tons | 2007.93 | 930201 | None | 58.9 | 0.0345 | 0 | 58.9 | 0.0345 | 0 | 0 | 0 | 0 | 0 | 0 | 0 | DEER:HVAC_Chillers | Annual | 2023
NE-HVAC-Chlr-AirCldScrewChlr-lt150tons-12.1EER-16.6IPLV | DEER2023 | D23 v0 |  | Any | EUn | New | CZ07 | Any | Cap-Tons | 1946.59 | 930201 | None | 50.1 | 0.0314 | 0 | 50.1 | 0.0314 | 0 | 0 | 0 | 0 | 0 | 0 | 0 | DEER:HVAC_Chillers | Annual | 2023
NE-HVAC-Chlr-AirCldScrewChlr-lt150tons-12.1EER-16.6IPLV | DEER2023 | D23 v0 |  | Any | EUn | New | CZ08 | Any | Cap-Tons | 2222.94 | 930201 | None | 64.4 | 0.0335 | 0 | 64.4 | 0.0335 | 0 | 0 | 0 | 0 | 0 | 0 | 0 | DEER:HVAC_Chillers | Annual | 2023
NE-HVAC-Chlr-AirCldScrewChlr-lt150tons-12.1EER-16.6IPLV | DEER2023 | D23 v0 |  | Any | EUn | New | CZ09 | Any | Cap-Tons | 2584.47 | 930201 | None | 53.1 | 0.0348 | 0 | 53.1 | 0.0348 | 0 | 0 | 0 | 0 | 0 | 0 | 0 | DEER:HVAC_Chillers | Annual | 2023
NE-HVAC-Chlr-AirCldScrewChlr-lt150tons-12.1EER-16.6IPLV | DEER2023 | D23 v0 |  | Any | EUn | New | CZ10 | Any | Cap-Tons | 2358.08 | 930201 | None | 65.4 | 0.0344 | 0 | 65.4 | 0.0344 | 0 | 0 | 0 | 0 | 0 | 0 | 0 | DEER:HVAC_Chillers | Annual | 2023
NE-HVAC-Chlr-AirCldScrewChlr-lt150tons-12.1EER-16.6IPLV | DEER2023 | D23 v0 |  | Any | EUn | New | CZ11 | Any | Cap-Tons | 2146.91 | 930201 | None | 69.2 | 0.0533 | 0 | 69.2 | 0.0533 | 0 | 0 | 0 | 0 | 0 | 0 | 0 | DEER:HVAC_Chillers | Annual | 2023
NE-HVAC-Chlr-AirCldScrewChlr-lt150tons-12.1EER-16.6IPLV | DEER2023 | D23 v0 |  | Any | EUn | New | CZ12 | Any | Cap-Tons | 2018.75 | 930201 | None | 58.7 | 0.0491 | 0 | 58.7 | 0.0491 | 0 | 0 | 0 | 0 | 0 | 0 | 0 | DEER:HVAC_Chillers | Annual | 2023
NE-HVAC-Chlr-AirCldScrewChlr-lt150tons-12.1EER-16.6IPLV | DEER2023 | D23 v0 |  | Any | EUn | New | CZ13 | Any | Cap-Tons | 2296.14 | 930201 | None | 72.2 | 0.0493 | 0 | 72.2 | 0.0493 | 0 | 0 | 0 | 0 | 0 | 0 | 0 | DEER:HVAC_Chillers | Annual | 2023
NE-HVAC-Chlr-AirCldScrewChlr-lt150tons-12.1EER-16.6IPLV | DEER2023 | D23 v0 |  | Any | EUn | New | CZ14 | Any | Cap-Tons | 2442.66 | 930201 | None | 62.7 | 0.0404 | 0 | 62.7 | 0.0404 | 0 | 0 | 0 | 0 | 0 | 0 | 0 | DEER:HVAC_Chillers | Annual | 2023
NE-HVAC-Chlr-AirCldScrewChlr-lt150tons-12.1EER-16.6IPLV | DEER2023 | D23 v0 |  | Any | EUn | New | CZ15 | Any | Cap-Tons | 3124.65 | 930201 | None | 92.2 | 0.046 | 0 | 92.2 | 0.046 | 0 | 0 | 0 | 0 | 0 | 0 | 0 | DEER:HVAC_Chillers | Annual | 2023
NE-HVAC-Chlr-AirCldScrewChlr-lt150tons-12.1EER-16.6IPLV | DEER2023 | D23 v0 |  | Any | EUn | New | CZ16 | Any | Cap-Tons | 1356.25 | 930201 | None | 39.7 | 0.0113 | 0 | 39.7 | 0.0113 | 0 | 0 | 0 | 0 | 0 | 0 | 0 | DEER:HVAC_Chillers | Annual | 2023
NE-HVAC-Chlr-AirCldScrewChlr-lt150tons-12.1EER-16.6IPLV | DEER2023 | D23 v0 |  | Any | EUn | Old | CZ01 | Any | Cap-Tons | 1772.85 | 930201 | None | 30.5 | 0.0563 | 0 | 13 | 0.024 | 0 | 0 | 0 | 0 | 0 | 0 | 0 | DEER:HVAC_Chillers | Annual | 2023
NE-HVAC-Chlr-AirCldScrewChlr-lt150tons-12.1EER-16.6IPLV | DEER2023 | D23 v0 |  | Any | EUn | Old | CZ02 | Any | Cap-Tons | 2720.26 | 930201 | None | 118 | 0.102 | 0 | 50.1 | 0.0434 | 0 | 0 | 0 | 0 | 0 | 0 | 0 | DEER:HVAC_Chillers | Annual | 2023
NE-HVAC-Chlr-AirCldScrewChlr-lt150tons-12.1EER-16.6IPLV | DEER2023 | D23 v0 |  | Any | EUn | Old | CZ03 | Any | Cap-Tons | 2207.6 | 930201 | None | 90.3 | 0.0874 | 0 | 38.4 | 0.0372 | 0 | 0 | 0 | 0 | 0 | 0 | 0 | DEER:HVAC_Chillers | Annual | 2023
NE-HVAC-Chlr-AirCldScrewChlr-lt150tons-12.1EER-16.6IPLV | DEER2023 | D23 v0 |  | Any | EUn | Old | CZ04 | Any | Cap-Tons | 2676.67 | 930201 | None | 146 | 0.113 | 0 | 62 | 0.0481 | 0 | 0 | 0 | 0 | 0 | 0 | 0 | DEER:HVAC_Chillers | Annual | 2023
NE-HVAC-Chlr-AirCldScrewChlr-lt150tons-12.1EER-16.6IPLV | DEER2023 | D23 v0 |  | Any | EUn | Old | CZ05 | Any | Cap-Tons | 1993.18 | 930201 | None | 118 | 0.0676 | 0 | 50.2 | 0.0288 | 0 | 0 | 0 | 0 | 0 | 0 | 0 | DEER:HVAC_Chillers | Annual | 2023
NE-HVAC-Chlr-AirCldScrewChlr-lt150tons-12.1EER-16.6IPLV | DEER2023 | D23 v0 |  | Any | EUn | Old | CZ06 | Any | Cap-Tons | 2694.06 | 930201 | None | 168 | 0.0852 | 0 | 71.4 | 0.0362 | 0 | 0 | 0 | 0 | 0 | 0 | 0 | DEER:HVAC_Chillers | Annual | 2023
NE-HVAC-Chlr-AirCldScrewChlr-lt150tons-12.1EER-16.6IPLV | DEER2023 | D23 v0 |  | Any | EUn | Old | CZ07 | Any | Cap-Tons | 2606.75 | 930201 | None | 142 | 0.0739 | 0 | 60.3 | 0.0315 | 0 | 0 | 0 | 0 | 0 | 0 | 0 | DEER:HVAC_Chillers | Annual | 2023
NE-HVAC-Chlr-AirCldScrewChlr-lt150tons-12.1EER-16.6IPLV | DEER2023 | D23 v0 |  | Any | EUn | Old | CZ08 | Any | Cap-Tons | 2922.65 | 930201 | None | 186 | 0.0858 | 0 | 79.1 | 0.0365 | 0 | 0 | 0 | 0 | 0 | 0 | 0 | DEER:HVAC_Chillers | Annual | 2023
NE-HVAC-Chlr-AirCldScrewChlr-lt150tons-12.1EER-16.6IPLV | DEER2023 | D23 v0 |  | Any | EUn | Old | CZ09 | Any | Cap-Tons | 3377.01 | 930201 | None | 158 | 0.0894 | 0 | 67.2 | 0.038 | 0 | 0 | 0 | 0 | 0 | 0 | 0 | DEER:HVAC_Chillers | Annual | 2023
NE-HVAC-Chlr-AirCldScrewChlr-lt150tons-12.1EER-16.6IPLV | DEER2023 | D23 v0 |  | Any | EUn | Old | CZ10 | Any | Cap-Tons | 3089.33 | 930201 | None | 191 | 0.0937 | 0 | 81.4 | 0.0399 | 0 | 0 | 0 | 0 | 0 | 0 | 0 | DEER:HVAC_Chillers | Annual | 2023
NE-HVAC-Chlr-AirCldScrewChlr-lt150tons-12.1EER-16.6IPLV | DEER2023 | D23 v0 |  | Any | EUn | Old | CZ11 | Any | Cap-Tons | 2970.72 | 930201 | None | 193 | 0.133 | 0 | 82.3 | 0.0566 | 0 | 0 | 0 | 0 | 0 | 0 | 0 | DEER:HVAC_Chillers | Annual | 2023
NE-HVAC-Chlr-AirCldScrewChlr-lt150tons-12.1EER-16.6IPLV | DEER2023 | D23 v0 |  | Any | EUn | Old | CZ12 | Any | Cap-Tons | 2800.83 | 930201 | None | 164 | 0.123 | 0 | 69.9 | 0.0524 | 0 | 0 | 0 | 0 | 0 | 0 | 0 | DEER:HVAC_Chillers | Annual | 2023
NE-HVAC-Chlr-AirCldScrewChlr-lt150tons-12.1EER-16.6IPLV | DEER2023 | D23 v0 |  | Any | EUn | Old | CZ13 | Any | Cap-Tons | 3130.89 | 930201 | None | 201 | 0.124 | 0 | 85.6 | 0.0528 | 0 | 0 | 0 | 0 | 0 | 0 | 0 | DEER:HVAC_Chillers | Annual | 2023
NE-HVAC-Chlr-AirCldScrewChlr-lt150tons-12.1EER-16.6IPLV | DEER2023 | D23 v0 |  | Any | EUn | Old | CZ14 | Any | Cap-Tons | 3249.2 | 930201 | None | 179 | 0.107 | 0 | 76 | 0.0454 | 0 | 0 | 0 | 0 | 0 | 0 | 0 | DEER:HVAC_Chillers | Annual | 2023
NE-HVAC-Chlr-AirCldScrewChlr-lt150tons-12.1EER-16.6IPLV | DEER2023 | D23 v0 |  | Any | EUn | Old | CZ15 | Any | Cap-Tons | 3992.27 | 930201 | None | 262 | 0.124 | 0 | 112 | 0.0529 | 0 | 0 | 0 | 0 | 0 | 0 | 0 | DEER:HVAC_Chillers | Annual | 2023
NE-HVAC-Chlr-AirCldScrewChlr-lt150tons-12.1EER-16.6IPLV | DEER2023 | D23 v0 |  | Any | EUn | Old | CZ16 | Any | Cap-Tons | 1972.8 | 930201 | None | 114 | 0.0429 | 0 | 48.4 | 0.0183 | 0 | 0 | 0 | 0 | 0 | 0 | 0 | DEER:HVAC_Chillers | Annual | 2023
NE-HVAC-Chlr-AirCldScrewChlr-lt150tons-12.1EER-16.6IPLV | DEER2023 | D23 v0 |  | Any | EUn | Rec | CZ01 | Any | Cap-Tons | 1219.97 | 930201 | None | 11.4 | 0.0251 | 0 | 11.4 | 0.0251 | 0 | 0 | 0 | 0 | 0 | 0 | 0 | DEER:HVAC_Chillers | Annual | 2023
NE-HVAC-Chlr-AirCldScrewChlr-lt150tons-12.1EER-16.6IPLV | DEER2023 | D23 v0 |  | Any | EUn | Rec | CZ02 | Any | Cap-Tons | 2023.93 | 930201 | None | 40.8 | 0.0412 | 0 | 40.8 | 0.0412 | 0 | 0 | 0 | 0 | 0 | 0 | 0 | DEER:HVAC_Chillers | Annual | 2023
NE-HVAC-Chlr-AirCldScrewChlr-lt150tons-12.1EER-16.6IPLV | DEER2023 | D23 v0 |  | Any | EUn | Rec | CZ03 | Any | Cap-Tons | 1586.39 | 930201 | None | 33.3 | 0.0358 | 0 | 33.3 | 0.0358 | 0 | 0 | 0 | 0 | 0 | 0 | 0 | DEER:HVAC_Chillers | Annual | 2023
NE-HVAC-Chlr-AirCldScrewChlr-lt150tons-12.1EER-16.6IPLV | DEER2023 | D23 v0 |  | Any | EUn | Rec | CZ04 | Any | Cap-Tons | 1978.37 | 930201 | None | 51.7 | 0.0464 | 0 | 51.7 | 0.0464 | 0 | 0 | 0 | 0 | 0 | 0 | 0 | DEER:HVAC_Chillers | Annual | 2023
NE-HVAC-Chlr-AirCldScrewChlr-lt150tons-12.1EER-16.6IPLV | DEER2023 | D23 v0 |  | Any | EUn | Rec | CZ05 | Any | Cap-Tons | 1396.88 | 930201 | None | 44.1 | 0.0287 | 0 | 44.1 | 0.0287 | 0 | 0 | 0 | 0 | 0 | 0 | 0 | DEER:HVAC_Chillers | Annual | 2023
NE-HVAC-Chlr-AirCldScrewChlr-lt150tons-12.1EER-16.6IPLV | DEER2023 | D23 v0 |  | Any | EUn | Rec | CZ06 | Any | Cap-Tons | 2068.44 | 930201 | None | 59.7 | 0.0345 | 0 | 59.7 | 0.0345 | 0 | 0 | 0 | 0 | 0 | 0 | 0 | DEER:HVAC_Chillers | Annual | 2023
NE-HVAC-Chlr-AirCldScrewChlr-lt150tons-12.1EER-16.6IPLV | DEER2023 | D23 v0 |  | Any | EUn | Rec | CZ07 | Any | Cap-Tons | 2007.46 | 930201 | None | 51.1 | 0.0318 | 0 | 51.1 | 0.0318 | 0 | 0 | 0 | 0 | 0 | 0 | 0 | DEER:HVAC_Chillers | Annual | 2023
NE-HVAC-Chlr-AirCldScrewChlr-lt150tons-12.1EER-16.6IPLV | DEER2023 | D23 v0 |  | Any | EUn | Rec | CZ08 | Any | Cap-Tons | 2284.12 | 930201 | None | 65.1 | 0.0337 | 0 | 65.1 | 0.0337 | 0 | 0 | 0 | 0 | 0 | 0 | 0 | DEER:HVAC_Chillers | Annual | 2023
NE-HVAC-Chlr-AirCldScrewChlr-lt150tons-12.1EER-16.6IPLV | DEER2023 | D23 v0 |  | Any | EUn | Rec | CZ09 | Any | Cap-Tons | 2638 | 930201 | None | 53.7 | 0.0349 | 0 | 53.7 | 0.0349 | 0 | 0 | 0 | 0 | 0 | 0 | 0 | DEER:HVAC_Chillers | Annual | 2023
NE-HVAC-Chlr-AirCldScrewChlr-lt150tons-12.1EER-16.6IPLV | DEER2023 | D23 v0 |  | Any | EUn | Rec | CZ10 | Any | Cap-Tons | 2414.06 | 930201 | None | 65.8 | 0.0342 | 0 | 65.8 | 0.0342 | 0 | 0 | 0 | 0 | 0 | 0 | 0 | DEER:HVAC_Chillers | Annual | 2023
NE-HVAC-Chlr-AirCldScrewChlr-lt150tons-12.1EER-16.6IPLV | DEER2023 | D23 v0 |  | Any | EUn | Rec | CZ11 | Any | Cap-Tons | 2202.26 | 930201 | None | 69.1 | 0.0518 | 0 | 69.1 | 0.0518 | 0 | 0 | 0 | 0 | 0 | 0 | 0 | DEER:HVAC_Chillers | Annual | 2023
NE-HVAC-Chlr-AirCldScrewChlr-lt150tons-12.1EER-16.6IPLV | DEER2023 | D23 v0 |  | Any | EUn | Rec | CZ12 | Any | Cap-Tons | 2073.98 | 930201 | None | 58.9 | 0.0478 | 0 | 58.9 | 0.0478 | 0 | 0 | 0 | 0 | 0 | 0 | 0 | DEER:HVAC_Chillers | Annual | 2023
NE-HVAC-Chlr-AirCldScrewChlr-lt150tons-12.1EER-16.6IPLV | DEER2023 | D23 v0 |  | Any | EUn | Rec | CZ13 | Any | Cap-Tons | 2353.89 | 930201 | None | 72.2 | 0.0485 | 0 | 72.2 | 0.0485 | 0 | 0 | 0 | 0 | 0 | 0 | 0 | DEER:HVAC_Chillers | Annual | 2023
NE-HVAC-Chlr-AirCldScrewChlr-lt150tons-12.1EER-16.6IPLV | DEER2023 | D23 v0 |  | Any | EUn | Rec | CZ14 | Any | Cap-Tons | 2500.9 | 930201 | None | 62.8 | 0.0397 | 0 | 62.8 | 0.0397 | 0 | 0 | 0 | 0 | 0 | 0 | 0 | DEER:HVAC_Chillers | Annual | 2023
NE-HVAC-Chlr-AirCldScrewChlr-lt150tons-12.1EER-16.6IPLV | DEER2023 | D23 v0 |  | Any | EUn | Rec | CZ15 | Any | Cap-Tons | 3183.82 | 930201 | None | 92.3 | 0.0457 | 0 | 92.3 | 0.0457 | 0 | 0 | 0 | 0 | 0 | 0 | 0 | DEER:HVAC_Chillers | Annual | 2023
NE-HVAC-Chlr-AirCldScrewChlr-lt150tons-12.1EER-16.6IPLV | DEER2023 | D23 v0 |  | Any | EUn | Rec | CZ16 | Any | Cap-Tons | 1408.44 | 930201 | None | 39.9 | 0.0109 | 0 | 39.9 | 0.0109 | 0 | 0 | 0 | 0 | 0 | 0 | 0 | DEER:HVAC_Chillers | Annual | 2023
NE-HVAC-Chlr-AirCldScrewChlr-lt150tons-12.1EER-16.6IPLV | DEER2023 | D23 v0 |  | Any | Hsp | Ex | CZ01 | Any | Cap-Tons | 533.81 | 235501 | None | 8.28 | 0.0191 | 0 | 4.43 | 0.0103 | 0 | 0 | 0 | 0 | 0 | 0 | 0 | DEER:HVAC_Chillers | Annual | 2023
NE-HVAC-Chlr-AirCldScrewChlr-lt150tons-12.1EER-16.6IPLV | DEER2023 | D23 v0 |  | Any | Hsp | Ex | CZ02 | Any | Cap-Tons | 820 | 235501 | None | 51.1 | 0.039 | 0 | 27.4 | 0.0209 | 0 | 0 | 0 | 0 | 0 | 0 | 0 | DEER:HVAC_Chillers | Annual | 2023
NE-HVAC-Chlr-AirCldScrewChlr-lt150tons-12.1EER-16.6IPLV | DEER2023 | D23 v0 |  | Any | Hsp | Ex | CZ03 | Any | Cap-Tons | 634.27 | 235501 | None | 44.1 | 0.034 | 0 | 23.6 | 0.0182 | 0 | 0 | 0 | 0 | 0 | 0 | 0 | DEER:HVAC_Chillers | Annual | 2023
NE-HVAC-Chlr-AirCldScrewChlr-lt150tons-12.1EER-16.6IPLV | DEER2023 | D23 v0 |  | Any | Hsp | Ex | CZ04 | Any | Cap-Tons | 782.15 | 235501 | None | 76.5 | 0.0461 | 0 | 40.9 | 0.0247 | 0 | 0 | 0 | 0 | 0 | 0 | 0 | DEER:HVAC_Chillers | Annual | 2023
NE-HVAC-Chlr-AirCldScrewChlr-lt150tons-12.1EER-16.6IPLV | DEER2023 | D23 v0 |  | Any | Hsp | Ex | CZ05 | Any | Cap-Tons | 634.02 | 235501 | None | 49.8 | 0.0247 | 0 | 26.7 | 0.0132 | 0 | 0 | 0 | 0 | 0 | 0 | 0 | DEER:HVAC_Chillers | Annual | 2023
NE-HVAC-Chlr-AirCldScrewChlr-lt150tons-12.1EER-16.6IPLV | DEER2023 | D23 v0 |  | Any | Hsp | Ex | CZ06 | Any | Cap-Tons | 821.24 | 235501 | None | 95.2 | 0.0335 | 0 | 51 | 0.0179 | 0 | 0 | 0 | 0 | 0 | 0 | 0 | DEER:HVAC_Chillers | Annual | 2023
NE-HVAC-Chlr-AirCldScrewChlr-lt150tons-12.1EER-16.6IPLV | DEER2023 | D23 v0 |  | Any | Hsp | Ex | CZ07 | Any | Cap-Tons | 834.77 | 235501 | None | 85.4 | 0.0287 | 0 | 45.7 | 0.0154 | 0 | 0 | 0 | 0 | 0 | 0 | 0 | DEER:HVAC_Chillers | Annual | 2023
NE-HVAC-Chlr-AirCldScrewChlr-lt150tons-12.1EER-16.6IPLV | DEER2023 | D23 v0 |  | Any | Hsp | Ex | CZ08 | Any | Cap-Tons | 899.22 | 235501 | None | 102 | 0.0334 | 0 | 54.4 | 0.0179 | 0 | 0 | 0 | 0 | 0 | 0 | 0 | DEER:HVAC_Chillers | Annual | 2023
NE-HVAC-Chlr-AirCldScrewChlr-lt150tons-12.1EER-16.6IPLV | DEER2023 | D23 v0 |  | Any | Hsp | Ex | CZ09 | Any | Cap-Tons | 1022.56 | 235501 | None | 85.5 | 0.036 | 0 | 45.8 | 0.0193 | 0 | 0 | 0 | 0 | 0 | 0 | 0 | DEER:HVAC_Chillers | Annual | 2023
NE-HVAC-Chlr-AirCldScrewChlr-lt150tons-12.1EER-16.6IPLV | DEER2023 | D23 v0 |  | Any | Hsp | Ex | CZ10 | Any | Cap-Tons | 921.97 | 235501 | None | 96.8 | 0.043 | 0 | 51.8 | 0.023 | 0 | 0 | 0 | 0 | 0 | 0 | 0 | DEER:HVAC_Chillers | Annual | 2023
NE-HVAC-Chlr-AirCldScrewChlr-lt150tons-12.1EER-16.6IPLV | DEER2023 | D23 v0 |  | Any | Hsp | Ex | CZ11 | Any | Cap-Tons | 917.45 | 235501 | None | 97.8 | 0.0574 | 0 | 52.4 | 0.0307 | 0 | 0 | 0 | 0 | 0 | 0 | 0 | DEER:HVAC_Chillers | Annual | 2023
NE-HVAC-Chlr-AirCldScrewChlr-lt150tons-12.1EER-16.6IPLV | DEER2023 | D23 v0 |  | Any | Hsp | Ex | CZ12 | Any | Cap-Tons | 877.6 | 235501 | None | 75.9 | 0.0521 | 0 | 40.7 | 0.0279 | 0 | 0 | 0 | 0 | 0 | 0 | 0 | DEER:HVAC_Chillers | Annual | 2023
NE-HVAC-Chlr-AirCldScrewChlr-lt150tons-12.1EER-16.6IPLV | DEER2023 | D23 v0 |  | Any | Hsp | Ex | CZ13 | Any | Cap-Tons | 930.6 | 235501 | None | 108 | 0.0567 | 0 | 57.6 | 0.0303 | 0 | 0 | 0 | 0 | 0 | 0 | 0 | DEER:HVAC_Chillers | Annual | 2023
NE-HVAC-Chlr-AirCldScrewChlr-lt150tons-12.1EER-16.6IPLV | DEER2023 | D23 v0 |  | Any | Hsp | Ex | CZ14 | Any | Cap-Tons | 978.59 | 235501 | None | 91.9 | 0.0477 | 0 | 49.2 | 0.0255 | 0 | 0 | 0 | 0 | 0 | 0 | 0 | DEER:HVAC_Chillers | Annual | 2023
NE-HVAC-Chlr-AirCldScrewChlr-lt150tons-12.1EER-16.6IPLV | DEER2023 | D23 v0 |  | Any | Hsp | Ex | CZ15 | Any | Cap-Tons | 1156.19 | 235501 | None | 151 | 0.0575 | 0 | 80.8 | 0.0308 | 0 | 0 | 0 | 0 | 0 | 0 | 0 | DEER:HVAC_Chillers | Annual | 2023
NE-HVAC-Chlr-AirCldScrewChlr-lt150tons-12.1EER-16.6IPLV | DEER2023 | D23 v0 |  | Any | Hsp | Ex | CZ16 | Any | Cap-Tons | 644.29 | 235501 | None | 51.9 | 0.0372 | 0 | 27.8 | 0.0199 | 0 | 0 | 0 | 0 | 0 | 0 | 0 | DEER:HVAC_Chillers | Annual | 2023
NE-HVAC-Chlr-AirCldScrewChlr-lt150tons-12.1EER-16.6IPLV | DEER2023 | D23 v0 |  | Any | Hsp | New | CZ01 | Any | Cap-Tons | 528.48 | 235501 | None | 4.21 | 0.00935 | 0 | 4.21 | 0.00935 | 0 | 0 | 0 | 0 | 0 | 0 | 0 | DEER:HVAC_Chillers | Annual | 2023
NE-HVAC-Chlr-AirCldScrewChlr-lt150tons-12.1EER-16.6IPLV | DEER2023 | D23 v0 |  | Any | Hsp | New | CZ02 | Any | Cap-Tons | 844.98 | 235501 | None | 24.8 | 0.0184 | 0 | 24.8 | 0.0184 | 0 | 0 | 0 | 0 | 0 | 0 | 0 | DEER:HVAC_Chillers | Annual | 2023
NE-HVAC-Chlr-AirCldScrewChlr-lt150tons-12.1EER-16.6IPLV | DEER2023 | D23 v0 |  | Any | Hsp | New | CZ03 | Any | Cap-Tons | 577.21 | 235501 | None | 22.2 | 0.0165 | 0 | 22.2 | 0.0165 | 0 | 0 | 0 | 0 | 0 | 0 | 0 | DEER:HVAC_Chillers | Annual | 2023
NE-HVAC-Chlr-AirCldScrewChlr-lt150tons-12.1EER-16.6IPLV | DEER2023 | D23 v0 |  | Any | Hsp | New | CZ04 | Any | Cap-Tons | 809.93 | 235501 | None | 35 | 0.021 | 0 | 35 | 0.021 | 0 | 0 | 0 | 0 | 0 | 0 | 0 | DEER:HVAC_Chillers | Annual | 2023
NE-HVAC-Chlr-AirCldScrewChlr-lt150tons-12.1EER-16.6IPLV | DEER2023 | D23 v0 |  | Any | Hsp | New | CZ05 | Any | Cap-Tons | 642.74 | 235501 | None | 22.9 | 0.0111 | 0 | 22.9 | 0.0111 | 0 | 0 | 0 | 0 | 0 | 0 | 0 | DEER:HVAC_Chillers | Annual | 2023
NE-HVAC-Chlr-AirCldScrewChlr-lt150tons-12.1EER-16.6IPLV | DEER2023 | D23 v0 |  | Any | Hsp | New | CZ06 | Any | Cap-Tons | 839.04 | 235501 | None | 43.7 | 0.014 | 0 | 43.7 | 0.014 | 0 | 0 | 0 | 0 | 0 | 0 | 0 | DEER:HVAC_Chillers | Annual | 2023
NE-HVAC-Chlr-AirCldScrewChlr-lt150tons-12.1EER-16.6IPLV | DEER2023 | D23 v0 |  | Any | Hsp | New | CZ07 | Any | Cap-Tons | 869.8 | 235501 | None | 38.9 | 0.0123 | 0 | 38.9 | 0.0123 | 0 | 0 | 0 | 0 | 0 | 0 | 0 | DEER:HVAC_Chillers | Annual | 2023
NE-HVAC-Chlr-AirCldScrewChlr-lt150tons-12.1EER-16.6IPLV | DEER2023 | D23 v0 |  | Any | Hsp | New | CZ08 | Any | Cap-Tons | 939.69 | 235501 | None | 45.4 | 0.0148 | 0 | 45.4 | 0.0148 | 0 | 0 | 0 | 0 | 0 | 0 | 0 | DEER:HVAC_Chillers | Annual | 2023
NE-HVAC-Chlr-AirCldScrewChlr-lt150tons-12.1EER-16.6IPLV | DEER2023 | D23 v0 |  | Any | Hsp | New | CZ09 | Any | Cap-Tons | 1074.04 | 235501 | None | 39.2 | 0.0162 | 0 | 39.2 | 0.0162 | 0 | 0 | 0 | 0 | 0 | 0 | 0 | DEER:HVAC_Chillers | Annual | 2023
NE-HVAC-Chlr-AirCldScrewChlr-lt150tons-12.1EER-16.6IPLV | DEER2023 | D23 v0 |  | Any | Hsp | New | CZ10 | Any | Cap-Tons | 948.9 | 235501 | None | 47 | 0.0198 | 0 | 47 | 0.0198 | 0 | 0 | 0 | 0 | 0 | 0 | 0 | DEER:HVAC_Chillers | Annual | 2023
NE-HVAC-Chlr-AirCldScrewChlr-lt150tons-12.1EER-16.6IPLV | DEER2023 | D23 v0 |  | Any | Hsp | New | CZ11 | Any | Cap-Tons | 964.21 | 235501 | None | 45.8 | 0.0262 | 0 | 45.8 | 0.0262 | 0 | 0 | 0 | 0 | 0 | 0 | 0 | DEER:HVAC_Chillers | Annual | 2023
NE-HVAC-Chlr-AirCldScrewChlr-lt150tons-12.1EER-16.6IPLV | DEER2023 | D23 v0 |  | Any | Hsp | New | CZ12 | Any | Cap-Tons | 908.7 | 235501 | None | 36.5 | 0.0243 | 0 | 36.5 | 0.0243 | 0 | 0 | 0 | 0 | 0 | 0 | 0 | DEER:HVAC_Chillers | Annual | 2023
NE-HVAC-Chlr-AirCldScrewChlr-lt150tons-12.1EER-16.6IPLV | DEER2023 | D23 v0 |  | Any | Hsp | New | CZ13 | Any | Cap-Tons | 967.74 | 235501 | None | 50.8 | 0.0252 | 0 | 50.8 | 0.0252 | 0 | 0 | 0 | 0 | 0 | 0 | 0 | DEER:HVAC_Chillers | Annual | 2023
NE-HVAC-Chlr-AirCldScrewChlr-lt150tons-12.1EER-16.6IPLV | DEER2023 | D23 v0 |  | Any | Hsp | New | CZ14 | Any | Cap-Tons | 1033.49 | 235501 | None | 43.3 | 0.0212 | 0 | 43.3 | 0.0212 | 0 | 0 | 0 | 0 | 0 | 0 | 0 | DEER:HVAC_Chillers | Annual | 2023
NE-HVAC-Chlr-AirCldScrewChlr-lt150tons-12.1EER-16.6IPLV | DEER2023 | D23 v0 |  | Any | Hsp | New | CZ15 | Any | Cap-Tons | 1221.38 | 235501 | None | 71 | 0.026 | 0 | 71 | 0.026 | 0 | 0 | 0 | 0 | 0 | 0 | 0 | DEER:HVAC_Chillers | Annual | 2023
NE-HVAC-Chlr-AirCldScrewChlr-lt150tons-12.1EER-16.6IPLV | DEER2023 | D23 v0 |  | Any | Hsp | New | CZ16 | Any | Cap-Tons | 655.23 | 235501 | None | 24.6 | 0.0166 | 0 | 24.6 | 0.0166 | 0 | 0 | 0 | 0 | 0 | 0 | 0 | DEER:HVAC_Chillers | Annual | 2023
NE-HVAC-Chlr-AirCldScrewChlr-lt150tons-12.1EER-16.6IPLV | DEER2023 | D23 v0 |  | Any | Hsp | Old | CZ01 | Any | Cap-Tons | 535.21 | 235501 | None | 14.5 | 0.0303 | 0 | 6.18 | 0.0129 | 0 | 0 | 0 | 0 | 0 | 0 | 0 | DEER:HVAC_Chillers | Annual | 2023
NE-HVAC-Chlr-AirCldScrewChlr-lt150tons-12.1EER-16.6IPLV | DEER2023 | D23 v0 |  | Any | Hsp | Old | CZ02 | Any | Cap-Tons | 794.05 | 235501 | None | 83.8 | 0.059 | 0 | 35.7 | 0.0251 | 0 | 0 | 0 | 0 | 0 | 0 | 0 | DEER:HVAC_Chillers | Annual | 2023
NE-HVAC-Chlr-AirCldScrewChlr-lt150tons-12.1EER-16.6IPLV | DEER2023 | D23 v0 |  | Any | Hsp | Old | CZ03 | Any | Cap-Tons | 640.72 | 235501 | None | 69.9 | 0.0494 | 0 | 29.8 | 0.021 | 0 | 0 | 0 | 0 | 0 | 0 | 0 | DEER:HVAC_Chillers | Annual | 2023
NE-HVAC-Chlr-AirCldScrewChlr-lt150tons-12.1EER-16.6IPLV | DEER2023 | D23 v0 |  | Any | Hsp | Old | CZ04 | Any | Cap-Tons | 769.77 | 235501 | None | 119 | 0.0657 | 0 | 50.5 | 0.0279 | 0 | 0 | 0 | 0 | 0 | 0 | 0 | DEER:HVAC_Chillers | Annual | 2023
NE-HVAC-Chlr-AirCldScrewChlr-lt150tons-12.1EER-16.6IPLV | DEER2023 | D23 v0 |  | Any | Hsp | Old | CZ05 | Any | Cap-Tons | 626.96 | 235501 | None | 78 | 0.036 | 0 | 33.2 | 0.0153 | 0 | 0 | 0 | 0 | 0 | 0 | 0 | DEER:HVAC_Chillers | Annual | 2023
NE-HVAC-Chlr-AirCldScrewChlr-lt150tons-12.1EER-16.6IPLV | DEER2023 | D23 v0 |  | Any | Hsp | Old | CZ06 | Any | Cap-Tons | 810.03 | 235501 | None | 150 | 0.0512 | 0 | 63.9 | 0.0218 | 0 | 0 | 0 | 0 | 0 | 0 | 0 | DEER:HVAC_Chillers | Annual | 2023
NE-HVAC-Chlr-AirCldScrewChlr-lt150tons-12.1EER-16.6IPLV | DEER2023 | D23 v0 |  | Any | Hsp | Old | CZ07 | Any | Cap-Tons | 820.15 | 235501 | None | 134 | 0.0446 | 0 | 57.2 | 0.019 | 0 | 0 | 0 | 0 | 0 | 0 | 0 | DEER:HVAC_Chillers | Annual | 2023
NE-HVAC-Chlr-AirCldScrewChlr-lt150tons-12.1EER-16.6IPLV | DEER2023 | D23 v0 |  | Any | Hsp | Old | CZ08 | Any | Cap-Tons | 883.7 | 235501 | None | 156 | 0.0477 | 0 | 66.5 | 0.0203 | 0 | 0 | 0 | 0 | 0 | 0 | 0 | DEER:HVAC_Chillers | Annual | 2023
NE-HVAC-Chlr-AirCldScrewChlr-lt150tons-12.1EER-16.6IPLV | DEER2023 | D23 v0 |  | Any | Hsp | Old | CZ09 | Any | Cap-Tons | 1004.1 | 235501 | None | 129 | 0.0508 | 0 | 55.1 | 0.0216 | 0 | 0 | 0 | 0 | 0 | 0 | 0 | DEER:HVAC_Chillers | Annual | 2023
NE-HVAC-Chlr-AirCldScrewChlr-lt150tons-12.1EER-16.6IPLV | DEER2023 | D23 v0 |  | Any | Hsp | Old | CZ10 | Any | Cap-Tons | 898.14 | 235501 | None | 155 | 0.0638 | 0 | 66.2 | 0.0271 | 0 | 0 | 0 | 0 | 0 | 0 | 0 | DEER:HVAC_Chillers | Annual | 2023
NE-HVAC-Chlr-AirCldScrewChlr-lt150tons-12.1EER-16.6IPLV | DEER2023 | D23 v0 |  | Any | Hsp | Old | CZ11 | Any | Cap-Tons | 891.61 | 235501 | None | 154 | 0.0822 | 0 | 65.5 | 0.035 | 0 | 0 | 0 | 0 | 0 | 0 | 0 | DEER:HVAC_Chillers | Annual | 2023
NE-HVAC-Chlr-AirCldScrewChlr-lt150tons-12.1EER-16.6IPLV | DEER2023 | D23 v0 |  | Any | Hsp | Old | CZ12 | Any | Cap-Tons | 853.37 | 235501 | None | 122 | 0.0767 | 0 | 51.8 | 0.0326 | 0 | 0 | 0 | 0 | 0 | 0 | 0 | DEER:HVAC_Chillers | Annual | 2023
NE-HVAC-Chlr-AirCldScrewChlr-lt150tons-12.1EER-16.6IPLV | DEER2023 | D23 v0 |  | Any | Hsp | Old | CZ13 | Any | Cap-Tons | 903.84 | 235501 | None | 168 | 0.0824 | 0 | 71.6 | 0.0351 | 0 | 0 | 0 | 0 | 0 | 0 | 0 | DEER:HVAC_Chillers | Annual | 2023
NE-HVAC-Chlr-AirCldScrewChlr-lt150tons-12.1EER-16.6IPLV | DEER2023 | D23 v0 |  | Any | Hsp | Old | CZ14 | Any | Cap-Tons | 940.36 | 235501 | None | 145 | 0.0704 | 0 | 61.6 | 0.03 | 0 | 0 | 0 | 0 | 0 | 0 | 0 | DEER:HVAC_Chillers | Annual | 2023
NE-HVAC-Chlr-AirCldScrewChlr-lt150tons-12.1EER-16.6IPLV | DEER2023 | D23 v0 |  | Any | Hsp | Old | CZ15 | Any | Cap-Tons | 1120.49 | 235501 | None | 232 | 0.0833 | 0 | 98.9 | 0.0355 | 0 | 0 | 0 | 0 | 0 | 0 | 0 | DEER:HVAC_Chillers | Annual | 2023
NE-HVAC-Chlr-AirCldScrewChlr-lt150tons-12.1EER-16.6IPLV | DEER2023 | D23 v0 |  | Any | Hsp | Old | CZ16 | Any | Cap-Tons | 635.02 | 235501 | None | 82.7 | 0.0564 | 0 | 35.2 | 0.024 | 0 | 0 | 0 | 0 | 0 | 0 | 0 | DEER:HVAC_Chillers | Annual | 2023
NE-HVAC-Chlr-AirCldScrewChlr-lt150tons-12.1EER-16.6IPLV | DEER2023 | D23 v0 |  | Any | Hsp | Rec | CZ01 | Any | Cap-Tons | 530.6 | 235501 | None | 4.4 | 0.00979 | 0 | 4.4 | 0.00979 | 0 | 0 | 0 | 0 | 0 | 0 | 0 | DEER:HVAC_Chillers | Annual | 2023
NE-HVAC-Chlr-AirCldScrewChlr-lt150tons-12.1EER-16.6IPLV | DEER2023 | D23 v0 |  | Any | Hsp | Rec | CZ02 | Any | Cap-Tons | 831.73 | 235501 | None | 26 | 0.0195 | 0 | 26 | 0.0195 | 0 | 0 | 0 | 0 | 0 | 0 | 0 | DEER:HVAC_Chillers | Annual | 2023
NE-HVAC-Chlr-AirCldScrewChlr-lt150tons-12.1EER-16.6IPLV | DEER2023 | D23 v0 |  | Any | Hsp | Rec | CZ03 | Any | Cap-Tons | 579.81 | 235501 | None | 23.1 | 0.0171 | 0 | 23.1 | 0.0171 | 0 | 0 | 0 | 0 | 0 | 0 | 0 | DEER:HVAC_Chillers | Annual | 2023
NE-HVAC-Chlr-AirCldScrewChlr-lt150tons-12.1EER-16.6IPLV | DEER2023 | D23 v0 |  | Any | Hsp | Rec | CZ04 | Any | Cap-Tons | 800.98 | 235501 | None | 36.6 | 0.0223 | 0 | 36.6 | 0.0223 | 0 | 0 | 0 | 0 | 0 | 0 | 0 | DEER:HVAC_Chillers | Annual | 2023
NE-HVAC-Chlr-AirCldScrewChlr-lt150tons-12.1EER-16.6IPLV | DEER2023 | D23 v0 |  | Any | Hsp | Rec | CZ05 | Any | Cap-Tons | 645.34 | 235501 | None | 24 | 0.0117 | 0 | 24 | 0.0117 | 0 | 0 | 0 | 0 | 0 | 0 | 0 | DEER:HVAC_Chillers | Annual | 2023
NE-HVAC-Chlr-AirCldScrewChlr-lt150tons-12.1EER-16.6IPLV | DEER2023 | D23 v0 |  | Any | Hsp | Rec | CZ06 | Any | Cap-Tons | 832.16 | 235501 | None | 45.7 | 0.0147 | 0 | 45.7 | 0.0147 | 0 | 0 | 0 | 0 | 0 | 0 | 0 | DEER:HVAC_Chillers | Annual | 2023
NE-HVAC-Chlr-AirCldScrewChlr-lt150tons-12.1EER-16.6IPLV | DEER2023 | D23 v0 |  | Any | Hsp | Rec | CZ07 | Any | Cap-Tons | 856.62 | 235501 | None | 41.2 | 0.013 | 0 | 41.2 | 0.013 | 0 | 0 | 0 | 0 | 0 | 0 | 0 | DEER:HVAC_Chillers | Annual | 2023
NE-HVAC-Chlr-AirCldScrewChlr-lt150tons-12.1EER-16.6IPLV | DEER2023 | D23 v0 |  | Any | Hsp | Rec | CZ08 | Any | Cap-Tons | 925.13 | 235501 | None | 47.8 | 0.0156 | 0 | 47.8 | 0.0156 | 0 | 0 | 0 | 0 | 0 | 0 | 0 | DEER:HVAC_Chillers | Annual | 2023
NE-HVAC-Chlr-AirCldScrewChlr-lt150tons-12.1EER-16.6IPLV | DEER2023 | D23 v0 |  | Any | Hsp | Rec | CZ09 | Any | Cap-Tons | 1054 | 235501 | None | 40.8 | 0.017 | 0 | 40.8 | 0.017 | 0 | 0 | 0 | 0 | 0 | 0 | 0 | DEER:HVAC_Chillers | Annual | 2023
NE-HVAC-Chlr-AirCldScrewChlr-lt150tons-12.1EER-16.6IPLV | DEER2023 | D23 v0 |  | Any | Hsp | Rec | CZ10 | Any | Cap-Tons | 935.51 | 235501 | None | 49 | 0.0214 | 0 | 49 | 0.0214 | 0 | 0 | 0 | 0 | 0 | 0 | 0 | DEER:HVAC_Chillers | Annual | 2023
NE-HVAC-Chlr-AirCldScrewChlr-lt150tons-12.1EER-16.6IPLV | DEER2023 | D23 v0 |  | Any | Hsp | Rec | CZ11 | Any | Cap-Tons | 947.99 | 235501 | None | 47.6 | 0.0272 | 0 | 47.6 | 0.0272 | 0 | 0 | 0 | 0 | 0 | 0 | 0 | DEER:HVAC_Chillers | Annual | 2023
NE-HVAC-Chlr-AirCldScrewChlr-lt150tons-12.1EER-16.6IPLV | DEER2023 | D23 v0 |  | Any | Hsp | Rec | CZ12 | Any | Cap-Tons | 894.79 | 235501 | None | 38 | 0.0255 | 0 | 38 | 0.0255 | 0 | 0 | 0 | 0 | 0 | 0 | 0 | DEER:HVAC_Chillers | Annual | 2023
NE-HVAC-Chlr-AirCldScrewChlr-lt150tons-12.1EER-16.6IPLV | DEER2023 | D23 v0 |  | Any | Hsp | Rec | CZ13 | Any | Cap-Tons | 951.67 | 235501 | None | 52.8 | 0.0267 | 0 | 52.8 | 0.0267 | 0 | 0 | 0 | 0 | 0 | 0 | 0 | DEER:HVAC_Chillers | Annual | 2023
NE-HVAC-Chlr-AirCldScrewChlr-lt150tons-12.1EER-16.6IPLV | DEER2023 | D23 v0 |  | Any | Hsp | Rec | CZ14 | Any | Cap-Tons | 1013.8 | 235501 | None | 45.1 | 0.0224 | 0 | 45.1 | 0.0224 | 0 | 0 | 0 | 0 | 0 | 0 | 0 | DEER:HVAC_Chillers | Annual | 2023
NE-HVAC-Chlr-AirCldScrewChlr-lt150tons-12.1EER-16.6IPLV | DEER2023 | D23 v0 |  | Any | Hsp | Rec | CZ15 | Any | Cap-Tons | 1200.56 | 235501 | None | 73.2 | 0.0273 | 0 | 73.2 | 0.0273 | 0 | 0 | 0 | 0 | 0 | 0 | 0 | DEER:HVAC_Chillers | Annual | 2023
NE-HVAC-Chlr-AirCldScrewChlr-lt150tons-12.1EER-16.6IPLV | DEER2023 | D23 v0 |  | Any | Hsp | Rec | CZ16 | Any | Cap-Tons | 650.23 | 235501 | None | 25.9 | 0.0175 | 0 | 25.9 | 0.0175 | 0 | 0 | 0 | 0 | 0 | 0 | 0 | DEER:HVAC_Chillers | Annual | 2023
NE-HVAC-Chlr-AirCldScrewChlr-lt150tons-12.1EER-16.6IPLV | DEER2023 | D23 v0 |  | Any | Htl | Ex | CZ01 | Any | Cap-Tons | 115.71 | 139999 | None | 66.3 | 0.0529 | 0 | 35.5 | 0.0284 | 0 | 0 | 0 | 0 | 0 | 0 | 0 | DEER:HVAC_Chillers | Annual | 2023
NE-HVAC-Chlr-AirCldScrewChlr-lt150tons-12.1EER-16.6IPLV | DEER2023 | D23 v0 |  | Any | Htl | Ex | CZ02 | Any | Cap-Tons | 183.21 | 139999 | None | 129 | 0.0808 | 0 | 69.3 | 0.0433 | 0 | 0 | 0 | 0 | 0 | 0 | 0 | DEER:HVAC_Chillers | Annual | 2023
NE-HVAC-Chlr-AirCldScrewChlr-lt150tons-12.1EER-16.6IPLV | DEER2023 | D23 v0 |  | Any | Htl | Ex | CZ03 | Any | Cap-Tons | 153.17 | 139999 | None | 119 | 0.0644 | 0 | 63.9 | 0.0345 | 0 | 0 | 0 | 0 | 0 | 0 | 0 | DEER:HVAC_Chillers | Annual | 2023
NE-HVAC-Chlr-AirCldScrewChlr-lt150tons-12.1EER-16.6IPLV | DEER2023 | D23 v0 |  | Any | Htl | Ex | CZ04 | Any | Cap-Tons | 194.81 | 139999 | None | 154 | 0.0845 | 0 | 82.6 | 0.0452 | 0 | 0 | 0 | 0 | 0 | 0 | 0 | DEER:HVAC_Chillers | Annual | 2023
NE-HVAC-Chlr-AirCldScrewChlr-lt150tons-12.1EER-16.6IPLV | DEER2023 | D23 v0 |  | Any | Htl | Ex | CZ05 | Any | Cap-Tons | 130.99 | 139999 | None | 143 | 0.0533 | 0 | 76.7 | 0.0285 | 0 | 0 | 0 | 0 | 0 | 0 | 0 | DEER:HVAC_Chillers | Annual | 2023
NE-HVAC-Chlr-AirCldScrewChlr-lt150tons-12.1EER-16.6IPLV | DEER2023 | D23 v0 |  | Any | Htl | Ex | CZ06 | Any | Cap-Tons | 190.89 | 139999 | None | 182 | 0.0622 | 0 | 97.3 | 0.0333 | 0 | 0 | 0 | 0 | 0 | 0 | 0 | DEER:HVAC_Chillers | Annual | 2023
NE-HVAC-Chlr-AirCldScrewChlr-lt150tons-12.1EER-16.6IPLV | DEER2023 | D23 v0 |  | Any | Htl | Ex | CZ07 | Any | Cap-Tons | 174.81 | 139999 | None | 173 | 0.0545 | 0 | 92.4 | 0.0292 | 0 | 0 | 0 | 0 | 0 | 0 | 0 | DEER:HVAC_Chillers | Annual | 2023
NE-HVAC-Chlr-AirCldScrewChlr-lt150tons-12.1EER-16.6IPLV | DEER2023 | D23 v0 |  | Any | Htl | Ex | CZ08 | Any | Cap-Tons | 202.54 | 139999 | None | 203 | 0.0679 | 0 | 109 | 0.0363 | 0 | 0 | 0 | 0 | 0 | 0 | 0 | DEER:HVAC_Chillers | Annual | 2023
NE-HVAC-Chlr-AirCldScrewChlr-lt150tons-12.1EER-16.6IPLV | DEER2023 | D23 v0 |  | Any | Htl | Ex | CZ09 | Any | Cap-Tons | 256.71 | 139999 | None | 159 | 0.0657 | 0 | 85.1 | 0.0352 | 0 | 0 | 0 | 0 | 0 | 0 | 0 | DEER:HVAC_Chillers | Annual | 2023
NE-HVAC-Chlr-AirCldScrewChlr-lt150tons-12.1EER-16.6IPLV | DEER2023 | D23 v0 |  | Any | Htl | Ex | CZ10 | Any | Cap-Tons | 223.55 | 139999 | None | 188 | 0.0786 | 0 | 101 | 0.0421 | 0 | 0 | 0 | 0 | 0 | 0 | 0 | DEER:HVAC_Chillers | Annual | 2023
NE-HVAC-Chlr-AirCldScrewChlr-lt150tons-12.1EER-16.6IPLV | DEER2023 | D23 v0 |  | Any | Htl | Ex | CZ11 | Any | Cap-Tons | 230.21 | 139999 | None | 183 | 0.109 | 0 | 97.9 | 0.0586 | 0 | 0 | 0 | 0 | 0 | 0 | 0 | DEER:HVAC_Chillers | Annual | 2023
NE-HVAC-Chlr-AirCldScrewChlr-lt150tons-12.1EER-16.6IPLV | DEER2023 | D23 v0 |  | Any | Htl | Ex | CZ12 | Any | Cap-Tons | 209.1 | 139999 | None | 162 | 0.105 | 0 | 86.8 | 0.056 | 0 | 0 | 0 | 0 | 0 | 0 | 0 | DEER:HVAC_Chillers | Annual | 2023
NE-HVAC-Chlr-AirCldScrewChlr-lt150tons-12.1EER-16.6IPLV | DEER2023 | D23 v0 |  | Any | Htl | Ex | CZ13 | Any | Cap-Tons | 229.18 | 139999 | None | 203 | 0.108 | 0 | 109 | 0.0576 | 0 | 0 | 0 | 0 | 0 | 0 | 0 | DEER:HVAC_Chillers | Annual | 2023
NE-HVAC-Chlr-AirCldScrewChlr-lt150tons-12.1EER-16.6IPLV | DEER2023 | D23 v0 |  | Any | Htl | Ex | CZ14 | Any | Cap-Tons | 241.39 | 139999 | None | 173 | 0.0905 | 0 | 92.9 | 0.0485 | 0 | 0 | 0 | 0 | 0 | 0 | 0 | DEER:HVAC_Chillers | Annual | 2023
NE-HVAC-Chlr-AirCldScrewChlr-lt150tons-12.1EER-16.6IPLV | DEER2023 | D23 v0 |  | Any | Htl | Ex | CZ15 | Any | Cap-Tons | 307.55 | 139999 | None | 248 | 0.105 | 0 | 133 | 0.0562 | 0 | 0 | 0 | 0 | 0 | 0 | 0 | DEER:HVAC_Chillers | Annual | 2023
NE-HVAC-Chlr-AirCldScrewChlr-lt150tons-12.1EER-16.6IPLV | DEER2023 | D23 v0 |  | Any | Htl | Ex | CZ16 | Any | Cap-Tons | 137.66 | 139999 | None | 145 | 0.0809 | 0 | 77.8 | 0.0433 | 0 | 0 | 0 | 0 | 0 | 0 | 0 | DEER:HVAC_Chillers | Annual | 2023
NE-HVAC-Chlr-AirCldScrewChlr-lt150tons-12.1EER-16.6IPLV | DEER2023 | D23 v0 |  | Any | Htl | New | CZ01 | Any | Cap-Tons | 93.87 | 139999 | None | 30.1 | 0.0261 | 0 | 30.1 | 0.0261 | 0 | 0 | 0 | 0 | 0 | 0 | 0 | DEER:HVAC_Chillers | Annual | 2023
NE-HVAC-Chlr-AirCldScrewChlr-lt150tons-12.1EER-16.6IPLV | DEER2023 | D23 v0 |  | Any | Htl | New | CZ02 | Any | Cap-Tons | 161.27 | 139999 | None | 64.7 | 0.0425 | 0 | 64.7 | 0.0425 | 0 | 0 | 0 | 0 | 0 | 0 | 0 | DEER:HVAC_Chillers | Annual | 2023
NE-HVAC-Chlr-AirCldScrewChlr-lt150tons-12.1EER-16.6IPLV | DEER2023 | D23 v0 |  | Any | Htl | New | CZ03 | Any | Cap-Tons | 126.21 | 139999 | None | 57.6 | 0.0334 | 0 | 57.6 | 0.0334 | 0 | 0 | 0 | 0 | 0 | 0 | 0 | DEER:HVAC_Chillers | Annual | 2023
NE-HVAC-Chlr-AirCldScrewChlr-lt150tons-12.1EER-16.6IPLV | DEER2023 | D23 v0 |  | Any | Htl | New | CZ04 | Any | Cap-Tons | 168.19 | 139999 | None | 77.5 | 0.0446 | 0 | 77.5 | 0.0446 | 0 | 0 | 0 | 0 | 0 | 0 | 0 | DEER:HVAC_Chillers | Annual | 2023
NE-HVAC-Chlr-AirCldScrewChlr-lt150tons-12.1EER-16.6IPLV | DEER2023 | D23 v0 |  | Any | Htl | New | CZ05 | Any | Cap-Tons | 107.21 | 139999 | None | 71.5 | 0.0281 | 0 | 71.5 | 0.0281 | 0 | 0 | 0 | 0 | 0 | 0 | 0 | DEER:HVAC_Chillers | Annual | 2023
NE-HVAC-Chlr-AirCldScrewChlr-lt150tons-12.1EER-16.6IPLV | DEER2023 | D23 v0 |  | Any | Htl | New | CZ06 | Any | Cap-Tons | 160.02 | 139999 | None | 91.3 | 0.0318 | 0 | 91.3 | 0.0318 | 0 | 0 | 0 | 0 | 0 | 0 | 0 | DEER:HVAC_Chillers | Annual | 2023
NE-HVAC-Chlr-AirCldScrewChlr-lt150tons-12.1EER-16.6IPLV | DEER2023 | D23 v0 |  | Any | Htl | New | CZ07 | Any | Cap-Tons | 146.32 | 139999 | None | 86.8 | 0.0278 | 0 | 86.8 | 0.0278 | 0 | 0 | 0 | 0 | 0 | 0 | 0 | DEER:HVAC_Chillers | Annual | 2023
NE-HVAC-Chlr-AirCldScrewChlr-lt150tons-12.1EER-16.6IPLV | DEER2023 | D23 v0 |  | Any | Htl | New | CZ08 | Any | Cap-Tons | 170.05 | 139999 | None | 104 | 0.0354 | 0 | 104 | 0.0354 | 0 | 0 | 0 | 0 | 0 | 0 | 0 | DEER:HVAC_Chillers | Annual | 2023
NE-HVAC-Chlr-AirCldScrewChlr-lt150tons-12.1EER-16.6IPLV | DEER2023 | D23 v0 |  | Any | Htl | New | CZ09 | Any | Cap-Tons | 220.81 | 139999 | None | 80.7 | 0.034 | 0 | 80.7 | 0.034 | 0 | 0 | 0 | 0 | 0 | 0 | 0 | DEER:HVAC_Chillers | Annual | 2023
NE-HVAC-Chlr-AirCldScrewChlr-lt150tons-12.1EER-16.6IPLV | DEER2023 | D23 v0 |  | Any | Htl | New | CZ10 | Any | Cap-Tons | 199.32 | 139999 | None | 96.6 | 0.0414 | 0 | 96.6 | 0.0414 | 0 | 0 | 0 | 0 | 0 | 0 | 0 | DEER:HVAC_Chillers | Annual | 2023
NE-HVAC-Chlr-AirCldScrewChlr-lt150tons-12.1EER-16.6IPLV | DEER2023 | D23 v0 |  | Any | Htl | New | CZ11 | Any | Cap-Tons | 204.97 | 139999 | None | 94.5 | 0.0576 | 0 | 94.5 | 0.0576 | 0 | 0 | 0 | 0 | 0 | 0 | 0 | DEER:HVAC_Chillers | Annual | 2023
NE-HVAC-Chlr-AirCldScrewChlr-lt150tons-12.1EER-16.6IPLV | DEER2023 | D23 v0 |  | Any | Htl | New | CZ12 | Any | Cap-Tons | 186.15 | 139999 | None | 82.8 | 0.0554 | 0 | 82.8 | 0.0554 | 0 | 0 | 0 | 0 | 0 | 0 | 0 | DEER:HVAC_Chillers | Annual | 2023
NE-HVAC-Chlr-AirCldScrewChlr-lt150tons-12.1EER-16.6IPLV | DEER2023 | D23 v0 |  | Any | Htl | New | CZ13 | Any | Cap-Tons | 204.46 | 139999 | None | 105 | 0.0566 | 0 | 105 | 0.0566 | 0 | 0 | 0 | 0 | 0 | 0 | 0 | DEER:HVAC_Chillers | Annual | 2023
NE-HVAC-Chlr-AirCldScrewChlr-lt150tons-12.1EER-16.6IPLV | DEER2023 | D23 v0 |  | Any | Htl | New | CZ14 | Any | Cap-Tons | 212.25 | 139999 | None | 93.3 | 0.0476 | 0 | 93.3 | 0.0476 | 0 | 0 | 0 | 0 | 0 | 0 | 0 | DEER:HVAC_Chillers | Annual | 2023
NE-HVAC-Chlr-AirCldScrewChlr-lt150tons-12.1EER-16.6IPLV | DEER2023 | D23 v0 |  | Any | Htl | New | CZ15 | Any | Cap-Tons | 273.39 | 139999 | None | 132 | 0.0547 | 0 | 132 | 0.0547 | 0 | 0 | 0 | 0 | 0 | 0 | 0 | DEER:HVAC_Chillers | Annual | 2023
NE-HVAC-Chlr-AirCldScrewChlr-lt150tons-12.1EER-16.6IPLV | DEER2023 | D23 v0 |  | Any | Htl | New | CZ16 | Any | Cap-Tons | 118.48 | 139999 | None | 73.1 | 0.0419 | 0 | 73.1 | 0.0419 | 0 | 0 | 0 | 0 | 0 | 0 | 0 | DEER:HVAC_Chillers | Annual | 2023
NE-HVAC-Chlr-AirCldScrewChlr-lt150tons-12.1EER-16.6IPLV | DEER2023 | D23 v0 |  | Any | Htl | Old | CZ01 | Any | Cap-Tons | 189.44 | 139999 | None | 112 | 0.0715 | 0 | 47.6 | 0.0304 | 0 | 0 | 0 | 0 | 0 | 0 | 0 | DEER:HVAC_Chillers | Annual | 2023
NE-HVAC-Chlr-AirCldScrewChlr-lt150tons-12.1EER-16.6IPLV | DEER2023 | D23 v0 |  | Any | Htl | Old | CZ02 | Any | Cap-Tons | 285.94 | 139999 | None | 194 | 0.107 | 0 | 82.6 | 0.0456 | 0 | 0 | 0 | 0 | 0 | 0 | 0 | DEER:HVAC_Chillers | Annual | 2023
NE-HVAC-Chlr-AirCldScrewChlr-lt150tons-12.1EER-16.6IPLV | DEER2023 | D23 v0 |  | Any | Htl | Old | CZ03 | Any | Cap-Tons | 240.75 | 139999 | None | 178 | 0.087 | 0 | 75.6 | 0.037 | 0 | 0 | 0 | 0 | 0 | 0 | 0 | DEER:HVAC_Chillers | Annual | 2023
NE-HVAC-Chlr-AirCldScrewChlr-lt150tons-12.1EER-16.6IPLV | DEER2023 | D23 v0 |  | Any | Htl | Old | CZ04 | Any | Cap-Tons | 295.48 | 139999 | None | 224 | 0.111 | 0 | 95.3 | 0.0474 | 0 | 0 | 0 | 0 | 0 | 0 | 0 | DEER:HVAC_Chillers | Annual | 2023
NE-HVAC-Chlr-AirCldScrewChlr-lt150tons-12.1EER-16.6IPLV | DEER2023 | D23 v0 |  | Any | Htl | Old | CZ05 | Any | Cap-Tons | 217.29 | 139999 | None | 212 | 0.0726 | 0 | 90.3 | 0.0309 | 0 | 0 | 0 | 0 | 0 | 0 | 0 | DEER:HVAC_Chillers | Annual | 2023
NE-HVAC-Chlr-AirCldScrewChlr-lt150tons-12.1EER-16.6IPLV | DEER2023 | D23 v0 |  | Any | Htl | Old | CZ06 | Any | Cap-Tons | 280.71 | 139999 | None | 255 | 0.082 | 0 | 109 | 0.0349 | 0 | 0 | 0 | 0 | 0 | 0 | 0 | DEER:HVAC_Chillers | Annual | 2023
NE-HVAC-Chlr-AirCldScrewChlr-lt150tons-12.1EER-16.6IPLV | DEER2023 | D23 v0 |  | Any | Htl | Old | CZ07 | Any | Cap-Tons | 262.15 | 139999 | None | 242 | 0.0706 | 0 | 103 | 0.0301 | 0 | 0 | 0 | 0 | 0 | 0 | 0 | DEER:HVAC_Chillers | Annual | 2023
NE-HVAC-Chlr-AirCldScrewChlr-lt150tons-12.1EER-16.6IPLV | DEER2023 | D23 v0 |  | Any | Htl | Old | CZ08 | Any | Cap-Tons | 296.24 | 139999 | None | 280 | 0.0881 | 0 | 119 | 0.0375 | 0 | 0 | 0 | 0 | 0 | 0 | 0 | DEER:HVAC_Chillers | Annual | 2023
NE-HVAC-Chlr-AirCldScrewChlr-lt150tons-12.1EER-16.6IPLV | DEER2023 | D23 v0 |  | Any | Htl | Old | CZ09 | Any | Cap-Tons | 359.2 | 139999 | None | 236 | 0.0894 | 0 | 100 | 0.0381 | 0 | 0 | 0 | 0 | 0 | 0 | 0 | DEER:HVAC_Chillers | Annual | 2023
NE-HVAC-Chlr-AirCldScrewChlr-lt150tons-12.1EER-16.6IPLV | DEER2023 | D23 v0 |  | Any | Htl | Old | CZ10 | Any | Cap-Tons | 334.32 | 139999 | None | 270 | 0.103 | 0 | 115 | 0.0437 | 0 | 0 | 0 | 0 | 0 | 0 | 0 | DEER:HVAC_Chillers | Annual | 2023
NE-HVAC-Chlr-AirCldScrewChlr-lt150tons-12.1EER-16.6IPLV | DEER2023 | D23 v0 |  | Any | Htl | Old | CZ11 | Any | Cap-Tons | 332.93 | 139999 | None | 267 | 0.146 | 0 | 114 | 0.0622 | 0 | 0 | 0 | 0 | 0 | 0 | 0 | DEER:HVAC_Chillers | Annual | 2023
NE-HVAC-Chlr-AirCldScrewChlr-lt150tons-12.1EER-16.6IPLV | DEER2023 | D23 v0 |  | Any | Htl | Old | CZ12 | Any | Cap-Tons | 305.93 | 139999 | None | 237 | 0.138 | 0 | 101 | 0.0587 | 0 | 0 | 0 | 0 | 0 | 0 | 0 | DEER:HVAC_Chillers | Annual | 2023
NE-HVAC-Chlr-AirCldScrewChlr-lt150tons-12.1EER-16.6IPLV | DEER2023 | D23 v0 |  | Any | Htl | Old | CZ13 | Any | Cap-Tons | 334.73 | 139999 | None | 289 | 0.141 | 0 | 123 | 0.0602 | 0 | 0 | 0 | 0 | 0 | 0 | 0 | DEER:HVAC_Chillers | Annual | 2023
NE-HVAC-Chlr-AirCldScrewChlr-lt150tons-12.1EER-16.6IPLV | DEER2023 | D23 v0 |  | Any | Htl | Old | CZ14 | Any | Cap-Tons | 333.41 | 139999 | None | 266 | 0.12 | 0 | 113 | 0.051 | 0 | 0 | 0 | 0 | 0 | 0 | 0 | DEER:HVAC_Chillers | Annual | 2023
NE-HVAC-Chlr-AirCldScrewChlr-lt150tons-12.1EER-16.6IPLV | DEER2023 | D23 v0 |  | Any | Htl | Old | CZ15 | Any | Cap-Tons | 389.63 | 139999 | None | 366 | 0.14 | 0 | 156 | 0.0597 | 0 | 0 | 0 | 0 | 0 | 0 | 0 | DEER:HVAC_Chillers | Annual | 2023
NE-HVAC-Chlr-AirCldScrewChlr-lt150tons-12.1EER-16.6IPLV | DEER2023 | D23 v0 |  | Any | Htl | Old | CZ16 | Any | Cap-Tons | 213.87 | 139999 | None | 216 | 0.105 | 0 | 91.8 | 0.0445 | 0 | 0 | 0 | 0 | 0 | 0 | 0 | DEER:HVAC_Chillers | Annual | 2023
NE-HVAC-Chlr-AirCldScrewChlr-lt150tons-12.1EER-16.6IPLV | DEER2023 | D23 v0 |  | Any | Htl | Rec | CZ01 | Any | Cap-Tons | 94.47 | 139999 | None | 30.9 | 0.0262 | 0 | 30.9 | 0.0262 | 0 | 0 | 0 | 0 | 0 | 0 | 0 | DEER:HVAC_Chillers | Annual | 2023
NE-HVAC-Chlr-AirCldScrewChlr-lt150tons-12.1EER-16.6IPLV | DEER2023 | D23 v0 |  | Any | Htl | Rec | CZ02 | Any | Cap-Tons | 161.81 | 139999 | None | 64.9 | 0.0426 | 0 | 64.9 | 0.0426 | 0 | 0 | 0 | 0 | 0 | 0 | 0 | DEER:HVAC_Chillers | Annual | 2023
NE-HVAC-Chlr-AirCldScrewChlr-lt150tons-12.1EER-16.6IPLV | DEER2023 | D23 v0 |  | Any | Htl | Rec | CZ03 | Any | Cap-Tons | 126.76 | 139999 | None | 58.6 | 0.0336 | 0 | 58.6 | 0.0336 | 0 | 0 | 0 | 0 | 0 | 0 | 0 | DEER:HVAC_Chillers | Annual | 2023
NE-HVAC-Chlr-AirCldScrewChlr-lt150tons-12.1EER-16.6IPLV | DEER2023 | D23 v0 |  | Any | Htl | Rec | CZ04 | Any | Cap-Tons | 168.88 | 139999 | None | 77.7 | 0.0447 | 0 | 77.7 | 0.0447 | 0 | 0 | 0 | 0 | 0 | 0 | 0 | DEER:HVAC_Chillers | Annual | 2023
NE-HVAC-Chlr-AirCldScrewChlr-lt150tons-12.1EER-16.6IPLV | DEER2023 | D23 v0 |  | Any | Htl | Rec | CZ05 | Any | Cap-Tons | 107.7 | 139999 | None | 72.5 | 0.0283 | 0 | 72.5 | 0.0283 | 0 | 0 | 0 | 0 | 0 | 0 | 0 | DEER:HVAC_Chillers | Annual | 2023
NE-HVAC-Chlr-AirCldScrewChlr-lt150tons-12.1EER-16.6IPLV | DEER2023 | D23 v0 |  | Any | Htl | Rec | CZ06 | Any | Cap-Tons | 160.81 | 139999 | None | 92.3 | 0.0321 | 0 | 92.3 | 0.0321 | 0 | 0 | 0 | 0 | 0 | 0 | 0 | DEER:HVAC_Chillers | Annual | 2023
NE-HVAC-Chlr-AirCldScrewChlr-lt150tons-12.1EER-16.6IPLV | DEER2023 | D23 v0 |  | Any | Htl | Rec | CZ07 | Any | Cap-Tons | 147.1 | 139999 | None | 88.2 | 0.0283 | 0 | 88.2 | 0.0283 | 0 | 0 | 0 | 0 | 0 | 0 | 0 | DEER:HVAC_Chillers | Annual | 2023
NE-HVAC-Chlr-AirCldScrewChlr-lt150tons-12.1EER-16.6IPLV | DEER2023 | D23 v0 |  | Any | Htl | Rec | CZ08 | Any | Cap-Tons | 170.69 | 139999 | None | 104 | 0.0355 | 0 | 104 | 0.0355 | 0 | 0 | 0 | 0 | 0 | 0 | 0 | DEER:HVAC_Chillers | Annual | 2023
NE-HVAC-Chlr-AirCldScrewChlr-lt150tons-12.1EER-16.6IPLV | DEER2023 | D23 v0 |  | Any | Htl | Rec | CZ09 | Any | Cap-Tons | 221.44 | 139999 | None | 80.7 | 0.034 | 0 | 80.7 | 0.034 | 0 | 0 | 0 | 0 | 0 | 0 | 0 | DEER:HVAC_Chillers | Annual | 2023
NE-HVAC-Chlr-AirCldScrewChlr-lt150tons-12.1EER-16.6IPLV | DEER2023 | D23 v0 |  | Any | Htl | Rec | CZ10 | Any | Cap-Tons | 199.98 | 139999 | None | 96.4 | 0.0418 | 0 | 96.4 | 0.0418 | 0 | 0 | 0 | 0 | 0 | 0 | 0 | DEER:HVAC_Chillers | Annual | 2023
NE-HVAC-Chlr-AirCldScrewChlr-lt150tons-12.1EER-16.6IPLV | DEER2023 | D23 v0 |  | Any | Htl | Rec | CZ11 | Any | Cap-Tons | 205.68 | 139999 | None | 94 | 0.0575 | 0 | 94 | 0.0575 | 0 | 0 | 0 | 0 | 0 | 0 | 0 | DEER:HVAC_Chillers | Annual | 2023
NE-HVAC-Chlr-AirCldScrewChlr-lt150tons-12.1EER-16.6IPLV | DEER2023 | D23 v0 |  | Any | Htl | Rec | CZ12 | Any | Cap-Tons | 186.82 | 139999 | None | 82.7 | 0.0552 | 0 | 82.7 | 0.0552 | 0 | 0 | 0 | 0 | 0 | 0 | 0 | DEER:HVAC_Chillers | Annual | 2023
NE-HVAC-Chlr-AirCldScrewChlr-lt150tons-12.1EER-16.6IPLV | DEER2023 | D23 v0 |  | Any | Htl | Rec | CZ13 | Any | Cap-Tons | 204.98 | 139999 | None | 105 | 0.0567 | 0 | 105 | 0.0567 | 0 | 0 | 0 | 0 | 0 | 0 | 0 | DEER:HVAC_Chillers | Annual | 2023
NE-HVAC-Chlr-AirCldScrewChlr-lt150tons-12.1EER-16.6IPLV | DEER2023 | D23 v0 |  | Any | Htl | Rec | CZ14 | Any | Cap-Tons | 212.84 | 139999 | None | 93.2 | 0.048 | 0 | 93.2 | 0.048 | 0 | 0 | 0 | 0 | 0 | 0 | 0 | DEER:HVAC_Chillers | Annual | 2023
NE-HVAC-Chlr-AirCldScrewChlr-lt150tons-12.1EER-16.6IPLV | DEER2023 | D23 v0 |  | Any | Htl | Rec | CZ15 | Any | Cap-Tons | 274.18 | 139999 | None | 131 | 0.0544 | 0 | 131 | 0.0544 | 0 | 0 | 0 | 0 | 0 | 0 | 0 | DEER:HVAC_Chillers | Annual | 2023
NE-HVAC-Chlr-AirCldScrewChlr-lt150tons-12.1EER-16.6IPLV | DEER2023 | D23 v0 |  | Any | Htl | Rec | CZ16 | Any | Cap-Tons | 118.8 | 139999 | None | 73.8 | 0.042 | 0 | 73.8 | 0.042 | 0 | 0 | 0 | 0 | 0 | 0 | 0 | DEER:HVAC_Chillers | Annual | 2023
NE-HVAC-Chlr-AirCldScrewChlr-lt150tons-12.1EER-16.6IPLV | DEER2023 | D23 v0 |  | Any | MBT | Ex | CZ01 | Any | Cap-Tons | 193.5 | 199999 | None | 28.9 | 0.0354 | 0 | 15.5 | 0.019 | 0 | 0 | 0 | 0 | 0 | 0 | 0 | DEER:HVAC_Chillers | Annual | 2023
NE-HVAC-Chlr-AirCldScrewChlr-lt150tons-12.1EER-16.6IPLV | DEER2023 | D23 v0 |  | Any | MBT | Ex | CZ02 | Any | Cap-Tons | 314.41 | 199999 | None | 88 | 0.0618 | 0 | 47.1 | 0.0331 | 0 | 0 | 0 | 0 | 0 | 0 | 0 | DEER:HVAC_Chillers | Annual | 2023
NE-HVAC-Chlr-AirCldScrewChlr-lt150tons-12.1EER-16.6IPLV | DEER2023 | D23 v0 |  | Any | MBT | Ex | CZ03 | Any | Cap-Tons | 252.63 | 199999 | None | 78.3 | 0.0477 | 0 | 41.9 | 0.0256 | 0 | 0 | 0 | 0 | 0 | 0 | 0 | DEER:HVAC_Chillers | Annual | 2023
NE-HVAC-Chlr-AirCldScrewChlr-lt150tons-12.1EER-16.6IPLV | DEER2023 | D23 v0 |  | Any | MBT | Ex | CZ04 | Any | Cap-Tons | 311.9 | 199999 | None | 114 | 0.0674 | 0 | 61.1 | 0.0361 | 0 | 0 | 0 | 0 | 0 | 0 | 0 | DEER:HVAC_Chillers | Annual | 2023
NE-HVAC-Chlr-AirCldScrewChlr-lt150tons-12.1EER-16.6IPLV | DEER2023 | D23 v0 |  | Any | MBT | Ex | CZ05 | Any | Cap-Tons | 245.06 | 199999 | None | 96.6 | 0.0381 | 0 | 51.7 | 0.0204 | 0 | 0 | 0 | 0 | 0 | 0 | 0 | DEER:HVAC_Chillers | Annual | 2023
NE-HVAC-Chlr-AirCldScrewChlr-lt150tons-12.1EER-16.6IPLV | DEER2023 | D23 v0 |  | Any | MBT | Ex | CZ06 | Any | Cap-Tons | 341.67 | 199999 | None | 134 | 0.0445 | 0 | 71.8 | 0.0238 | 0 | 0 | 0 | 0 | 0 | 0 | 0 | DEER:HVAC_Chillers | Annual | 2023
NE-HVAC-Chlr-AirCldScrewChlr-lt150tons-12.1EER-16.6IPLV | DEER2023 | D23 v0 |  | Any | MBT | Ex | CZ07 | Any | Cap-Tons | 333.52 | 199999 | None | 119 | 0.0393 | 0 | 63.7 | 0.0211 | 0 | 0 | 0 | 0 | 0 | 0 | 0 | DEER:HVAC_Chillers | Annual | 2023
NE-HVAC-Chlr-AirCldScrewChlr-lt150tons-12.1EER-16.6IPLV | DEER2023 | D23 v0 |  | Any | MBT | Ex | CZ08 | Any | Cap-Tons | 372.17 | 199999 | None | 145 | 0.0477 | 0 | 77.8 | 0.0256 | 0 | 0 | 0 | 0 | 0 | 0 | 0 | DEER:HVAC_Chillers | Annual | 2023
NE-HVAC-Chlr-AirCldScrewChlr-lt150tons-12.1EER-16.6IPLV | DEER2023 | D23 v0 |  | Any | MBT | Ex | CZ09 | Any | Cap-Tons | 421.97 | 199999 | None | 121 | 0.0528 | 0 | 64.8 | 0.0283 | 0 | 0 | 0 | 0 | 0 | 0 | 0 | DEER:HVAC_Chillers | Annual | 2023
NE-HVAC-Chlr-AirCldScrewChlr-lt150tons-12.1EER-16.6IPLV | DEER2023 | D23 v0 |  | Any | MBT | Ex | CZ10 | Any | Cap-Tons | 375.02 | 199999 | None | 136 | 0.0587 | 0 | 72.6 | 0.0314 | 0 | 0 | 0 | 0 | 0 | 0 | 0 | DEER:HVAC_Chillers | Annual | 2023
NE-HVAC-Chlr-AirCldScrewChlr-lt150tons-12.1EER-16.6IPLV | DEER2023 | D23 v0 |  | Any | MBT | Ex | CZ11 | Any | Cap-Tons | 385.48 | 199999 | None | 124 | 0.0811 | 0 | 66.3 | 0.0435 | 0 | 0 | 0 | 0 | 0 | 0 | 0 | DEER:HVAC_Chillers | Annual | 2023
NE-HVAC-Chlr-AirCldScrewChlr-lt150tons-12.1EER-16.6IPLV | DEER2023 | D23 v0 |  | Any | MBT | Ex | CZ12 | Any | Cap-Tons | 361.93 | 199999 | None | 105 | 0.074 | 0 | 56.3 | 0.0396 | 0 | 0 | 0 | 0 | 0 | 0 | 0 | DEER:HVAC_Chillers | Annual | 2023
NE-HVAC-Chlr-AirCldScrewChlr-lt150tons-12.1EER-16.6IPLV | DEER2023 | D23 v0 |  | Any | MBT | Ex | CZ13 | Any | Cap-Tons | 391.94 | 199999 | None | 132 | 0.0781 | 0 | 70.9 | 0.0418 | 0 | 0 | 0 | 0 | 0 | 0 | 0 | DEER:HVAC_Chillers | Annual | 2023
NE-HVAC-Chlr-AirCldScrewChlr-lt150tons-12.1EER-16.6IPLV | DEER2023 | D23 v0 |  | Any | MBT | Ex | CZ14 | Any | Cap-Tons | 403.6 | 199999 | None | 122 | 0.0687 | 0 | 65.4 | 0.0368 | 0 | 0 | 0 | 0 | 0 | 0 | 0 | DEER:HVAC_Chillers | Annual | 2023
NE-HVAC-Chlr-AirCldScrewChlr-lt150tons-12.1EER-16.6IPLV | DEER2023 | D23 v0 |  | Any | MBT | Ex | CZ15 | Any | Cap-Tons | 497.44 | 199999 | None | 185 | 0.0808 | 0 | 99 | 0.0433 | 0 | 0 | 0 | 0 | 0 | 0 | 0 | DEER:HVAC_Chillers | Annual | 2023
NE-HVAC-Chlr-AirCldScrewChlr-lt150tons-12.1EER-16.6IPLV | DEER2023 | D23 v0 |  | Any | MBT | Ex | CZ16 | Any | Cap-Tons | 253.24 | 199999 | None | 69.8 | 0.0522 | 0 | 37.4 | 0.028 | 0 | 0 | 0 | 0 | 0 | 0 | 0 | DEER:HVAC_Chillers | Annual | 2023
NE-HVAC-Chlr-AirCldScrewChlr-lt150tons-12.1EER-16.6IPLV | DEER2023 | D23 v0 |  | Any | MBT | New | CZ01 | Any | Cap-Tons | 173.07 | 199999 | None | 16.1 | 0.0183 | 0 | 16.1 | 0.0183 | 0 | 0 | 0 | 0 | 0 | 0 | 0 | DEER:HVAC_Chillers | Annual | 2023
NE-HVAC-Chlr-AirCldScrewChlr-lt150tons-12.1EER-16.6IPLV | DEER2023 | D23 v0 |  | Any | MBT | New | CZ02 | Any | Cap-Tons | 285.53 | 199999 | None | 44.8 | 0.0303 | 0 | 44.8 | 0.0303 | 0 | 0 | 0 | 0 | 0 | 0 | 0 | DEER:HVAC_Chillers | Annual | 2023
NE-HVAC-Chlr-AirCldScrewChlr-lt150tons-12.1EER-16.6IPLV | DEER2023 | D23 v0 |  | Any | MBT | New | CZ03 | Any | Cap-Tons | 222.32 | 199999 | None | 41.3 | 0.0229 | 0 | 41.3 | 0.0229 | 0 | 0 | 0 | 0 | 0 | 0 | 0 | DEER:HVAC_Chillers | Annual | 2023
NE-HVAC-Chlr-AirCldScrewChlr-lt150tons-12.1EER-16.6IPLV | DEER2023 | D23 v0 |  | Any | MBT | New | CZ04 | Any | Cap-Tons | 278.51 | 199999 | None | 56.2 | 0.033 | 0 | 56.2 | 0.033 | 0 | 0 | 0 | 0 | 0 | 0 | 0 | DEER:HVAC_Chillers | Annual | 2023
NE-HVAC-Chlr-AirCldScrewChlr-lt150tons-12.1EER-16.6IPLV | DEER2023 | D23 v0 |  | Any | MBT | New | CZ05 | Any | Cap-Tons | 214.55 | 199999 | None | 50.2 | 0.0187 | 0 | 50.2 | 0.0187 | 0 | 0 | 0 | 0 | 0 | 0 | 0 | DEER:HVAC_Chillers | Annual | 2023
NE-HVAC-Chlr-AirCldScrewChlr-lt150tons-12.1EER-16.6IPLV | DEER2023 | D23 v0 |  | Any | MBT | New | CZ06 | Any | Cap-Tons | 301.48 | 199999 | None | 69.3 | 0.0226 | 0 | 69.3 | 0.0226 | 0 | 0 | 0 | 0 | 0 | 0 | 0 | DEER:HVAC_Chillers | Annual | 2023
NE-HVAC-Chlr-AirCldScrewChlr-lt150tons-12.1EER-16.6IPLV | DEER2023 | D23 v0 |  | Any | MBT | New | CZ07 | Any | Cap-Tons | 301.13 | 199999 | None | 59 | 0.0193 | 0 | 59 | 0.0193 | 0 | 0 | 0 | 0 | 0 | 0 | 0 | DEER:HVAC_Chillers | Annual | 2023
NE-HVAC-Chlr-AirCldScrewChlr-lt150tons-12.1EER-16.6IPLV | DEER2023 | D23 v0 |  | Any | MBT | New | CZ08 | Any | Cap-Tons | 334.89 | 199999 | None | 70.9 | 0.0232 | 0 | 70.9 | 0.0232 | 0 | 0 | 0 | 0 | 0 | 0 | 0 | DEER:HVAC_Chillers | Annual | 2023
NE-HVAC-Chlr-AirCldScrewChlr-lt150tons-12.1EER-16.6IPLV | DEER2023 | D23 v0 |  | Any | MBT | New | CZ09 | Any | Cap-Tons | 365.19 | 199999 | None | 59.7 | 0.0263 | 0 | 59.7 | 0.0263 | 0 | 0 | 0 | 0 | 0 | 0 | 0 | DEER:HVAC_Chillers | Annual | 2023
NE-HVAC-Chlr-AirCldScrewChlr-lt150tons-12.1EER-16.6IPLV | DEER2023 | D23 v0 |  | Any | MBT | New | CZ10 | Any | Cap-Tons | 339.42 | 199999 | None | 70.8 | 0.0304 | 0 | 70.8 | 0.0304 | 0 | 0 | 0 | 0 | 0 | 0 | 0 | DEER:HVAC_Chillers | Annual | 2023
NE-HVAC-Chlr-AirCldScrewChlr-lt150tons-12.1EER-16.6IPLV | DEER2023 | D23 v0 |  | Any | MBT | New | CZ11 | Any | Cap-Tons | 345.75 | 199999 | None | 64.9 | 0.0421 | 0 | 64.9 | 0.0421 | 0 | 0 | 0 | 0 | 0 | 0 | 0 | DEER:HVAC_Chillers | Annual | 2023
NE-HVAC-Chlr-AirCldScrewChlr-lt150tons-12.1EER-16.6IPLV | DEER2023 | D23 v0 |  | Any | MBT | New | CZ12 | Any | Cap-Tons | 325.37 | 199999 | None | 55.1 | 0.0389 | 0 | 55.1 | 0.0389 | 0 | 0 | 0 | 0 | 0 | 0 | 0 | DEER:HVAC_Chillers | Annual | 2023
NE-HVAC-Chlr-AirCldScrewChlr-lt150tons-12.1EER-16.6IPLV | DEER2023 | D23 v0 |  | Any | MBT | New | CZ13 | Any | Cap-Tons | 353.69 | 199999 | None | 68.8 | 0.0414 | 0 | 68.8 | 0.0414 | 0 | 0 | 0 | 0 | 0 | 0 | 0 | DEER:HVAC_Chillers | Annual | 2023
NE-HVAC-Chlr-AirCldScrewChlr-lt150tons-12.1EER-16.6IPLV | DEER2023 | D23 v0 |  | Any | MBT | New | CZ14 | Any | Cap-Tons | 365.2 | 199999 | None | 63.1 | 0.0352 | 0 | 63.1 | 0.0352 | 0 | 0 | 0 | 0 | 0 | 0 | 0 | DEER:HVAC_Chillers | Annual | 2023
NE-HVAC-Chlr-AirCldScrewChlr-lt150tons-12.1EER-16.6IPLV | DEER2023 | D23 v0 |  | Any | MBT | New | CZ15 | Any | Cap-Tons | 453.73 | 199999 | None | 94.6 | 0.041 | 0 | 94.6 | 0.041 | 0 | 0 | 0 | 0 | 0 | 0 | 0 | DEER:HVAC_Chillers | Annual | 2023
NE-HVAC-Chlr-AirCldScrewChlr-lt150tons-12.1EER-16.6IPLV | DEER2023 | D23 v0 |  | Any | MBT | New | CZ16 | Any | Cap-Tons | 224.05 | 199999 | None | 36.7 | 0.0267 | 0 | 36.7 | 0.0267 | 0 | 0 | 0 | 0 | 0 | 0 | 0 | DEER:HVAC_Chillers | Annual | 2023
NE-HVAC-Chlr-AirCldScrewChlr-lt150tons-12.1EER-16.6IPLV | DEER2023 | D23 v0 |  | Any | MBT | Old | CZ01 | Any | Cap-Tons | 216.56 | 199999 | None | 22.4 | 0.049 | 0 | 9.53 | 0.0208 | 0 | 0 | 0 | 0 | 0 | 0 | 0 | DEER:HVAC_Chillers | Annual | 2023
NE-HVAC-Chlr-AirCldScrewChlr-lt150tons-12.1EER-16.6IPLV | DEER2023 | D23 v0 |  | Any | MBT | Old | CZ02 | Any | Cap-Tons | 353.7 | 199999 | None | 115 | 0.081 | 0 | 49 | 0.0345 | 0 | 0 | 0 | 0 | 0 | 0 | 0 | DEER:HVAC_Chillers | Annual | 2023
NE-HVAC-Chlr-AirCldScrewChlr-lt150tons-12.1EER-16.6IPLV | DEER2023 | D23 v0 |  | Any | MBT | Old | CZ03 | Any | Cap-Tons | 284.22 | 199999 | None | 86.8 | 0.0622 | 0 | 36.9 | 0.0265 | 0 | 0 | 0 | 0 | 0 | 0 | 0 | DEER:HVAC_Chillers | Annual | 2023
NE-HVAC-Chlr-AirCldScrewChlr-lt150tons-12.1EER-16.6IPLV | DEER2023 | D23 v0 |  | Any | MBT | Old | CZ04 | Any | Cap-Tons | 347 | 199999 | None | 150 | 0.0921 | 0 | 63.8 | 0.0392 | 0 | 0 | 0 | 0 | 0 | 0 | 0 | DEER:HVAC_Chillers | Annual | 2023
NE-HVAC-Chlr-AirCldScrewChlr-lt150tons-12.1EER-16.6IPLV | DEER2023 | D23 v0 |  | Any | MBT | Old | CZ05 | Any | Cap-Tons | 269.55 | 199999 | None | 118 | 0.0535 | 0 | 50.1 | 0.0228 | 0 | 0 | 0 | 0 | 0 | 0 | 0 | DEER:HVAC_Chillers | Annual | 2023
NE-HVAC-Chlr-AirCldScrewChlr-lt150tons-12.1EER-16.6IPLV | DEER2023 | D23 v0 |  | Any | MBT | Old | CZ06 | Any | Cap-Tons | 363.12 | 199999 | None | 175 | 0.0634 | 0 | 74.4 | 0.027 | 0 | 0 | 0 | 0 | 0 | 0 | 0 | DEER:HVAC_Chillers | Annual | 2023
NE-HVAC-Chlr-AirCldScrewChlr-lt150tons-12.1EER-16.6IPLV | DEER2023 | D23 v0 |  | Any | MBT | Old | CZ07 | Any | Cap-Tons | 344.15 | 199999 | None | 161 | 0.0614 | 0 | 68.5 | 0.0261 | 0 | 0 | 0 | 0 | 0 | 0 | 0 | DEER:HVAC_Chillers | Annual | 2023
NE-HVAC-Chlr-AirCldScrewChlr-lt150tons-12.1EER-16.6IPLV | DEER2023 | D23 v0 |  | Any | MBT | Old | CZ08 | Any | Cap-Tons | 395.52 | 199999 | None | 199 | 0.0682 | 0 | 84.7 | 0.029 | 0 | 0 | 0 | 0 | 0 | 0 | 0 | DEER:HVAC_Chillers | Annual | 2023
NE-HVAC-Chlr-AirCldScrewChlr-lt150tons-12.1EER-16.6IPLV | DEER2023 | D23 v0 |  | Any | MBT | Old | CZ09 | Any | Cap-Tons | 454.15 | 199999 | None | 168 | 0.0745 | 0 | 71.4 | 0.0317 | 0 | 0 | 0 | 0 | 0 | 0 | 0 | DEER:HVAC_Chillers | Annual | 2023
NE-HVAC-Chlr-AirCldScrewChlr-lt150tons-12.1EER-16.6IPLV | DEER2023 | D23 v0 |  | Any | MBT | Old | CZ10 | Any | Cap-Tons | 419.86 | 199999 | None | 192 | 0.0844 | 0 | 81.8 | 0.0359 | 0 | 0 | 0 | 0 | 0 | 0 | 0 | DEER:HVAC_Chillers | Annual | 2023
NE-HVAC-Chlr-AirCldScrewChlr-lt150tons-12.1EER-16.6IPLV | DEER2023 | D23 v0 |  | Any | MBT | Old | CZ11 | Any | Cap-Tons | 429.21 | 199999 | None | 169 | 0.108 | 0 | 71.9 | 0.046 | 0 | 0 | 0 | 0 | 0 | 0 | 0 | DEER:HVAC_Chillers | Annual | 2023
NE-HVAC-Chlr-AirCldScrewChlr-lt150tons-12.1EER-16.6IPLV | DEER2023 | D23 v0 |  | Any | MBT | Old | CZ12 | Any | Cap-Tons | 403.21 | 199999 | None | 142 | 0.101 | 0 | 60.5 | 0.0432 | 0 | 0 | 0 | 0 | 0 | 0 | 0 | DEER:HVAC_Chillers | Annual | 2023
NE-HVAC-Chlr-AirCldScrewChlr-lt150tons-12.1EER-16.6IPLV | DEER2023 | D23 v0 |  | Any | MBT | Old | CZ13 | Any | Cap-Tons | 434.6 | 199999 | None | 183 | 0.107 | 0 | 77.9 | 0.0455 | 0 | 0 | 0 | 0 | 0 | 0 | 0 | DEER:HVAC_Chillers | Annual | 2023
NE-HVAC-Chlr-AirCldScrewChlr-lt150tons-12.1EER-16.6IPLV | DEER2023 | D23 v0 |  | Any | MBT | Old | CZ14 | Any | Cap-Tons | 443.13 | 199999 | None | 168 | 0.0922 | 0 | 71.6 | 0.0392 | 0 | 0 | 0 | 0 | 0 | 0 | 0 | DEER:HVAC_Chillers | Annual | 2023
NE-HVAC-Chlr-AirCldScrewChlr-lt150tons-12.1EER-16.6IPLV | DEER2023 | D23 v0 |  | Any | MBT | Old | CZ15 | Any | Cap-Tons | 536.33 | 199999 | None | 259 | 0.109 | 0 | 110 | 0.0465 | 0 | 0 | 0 | 0 | 0 | 0 | 0 | DEER:HVAC_Chillers | Annual | 2023
NE-HVAC-Chlr-AirCldScrewChlr-lt150tons-12.1EER-16.6IPLV | DEER2023 | D23 v0 |  | Any | MBT | Old | CZ16 | Any | Cap-Tons | 283.97 | 199999 | None | 93 | 0.0694 | 0 | 39.6 | 0.0295 | 0 | 0 | 0 | 0 | 0 | 0 | 0 | DEER:HVAC_Chillers | Annual | 2023
NE-HVAC-Chlr-AirCldScrewChlr-lt150tons-12.1EER-16.6IPLV | DEER2023 | D23 v0 |  | Any | MBT | Rec | CZ01 | Any | Cap-Tons | 181.23 | 199999 | None | 16.5 | 0.0182 | 0 | 16.5 | 0.0182 | 0 | 0 | 0 | 0 | 0 | 0 | 0 | DEER:HVAC_Chillers | Annual | 2023
NE-HVAC-Chlr-AirCldScrewChlr-lt150tons-12.1EER-16.6IPLV | DEER2023 | D23 v0 |  | Any | MBT | Rec | CZ02 | Any | Cap-Tons | 295.14 | 199999 | None | 45.3 | 0.0302 | 0 | 45.3 | 0.0302 | 0 | 0 | 0 | 0 | 0 | 0 | 0 | DEER:HVAC_Chillers | Annual | 2023
NE-HVAC-Chlr-AirCldScrewChlr-lt150tons-12.1EER-16.6IPLV | DEER2023 | D23 v0 |  | Any | MBT | Rec | CZ03 | Any | Cap-Tons | 230.74 | 199999 | None | 41.9 | 0.023 | 0 | 41.9 | 0.023 | 0 | 0 | 0 | 0 | 0 | 0 | 0 | DEER:HVAC_Chillers | Annual | 2023
NE-HVAC-Chlr-AirCldScrewChlr-lt150tons-12.1EER-16.6IPLV | DEER2023 | D23 v0 |  | Any | MBT | Rec | CZ04 | Any | Cap-Tons | 288.12 | 199999 | None | 56.9 | 0.0328 | 0 | 56.9 | 0.0328 | 0 | 0 | 0 | 0 | 0 | 0 | 0 | DEER:HVAC_Chillers | Annual | 2023
NE-HVAC-Chlr-AirCldScrewChlr-lt150tons-12.1EER-16.6IPLV | DEER2023 | D23 v0 |  | Any | MBT | Rec | CZ05 | Any | Cap-Tons | 224.06 | 199999 | None | 50.7 | 0.0187 | 0 | 50.7 | 0.0187 | 0 | 0 | 0 | 0 | 0 | 0 | 0 | DEER:HVAC_Chillers | Annual | 2023
NE-HVAC-Chlr-AirCldScrewChlr-lt150tons-12.1EER-16.6IPLV | DEER2023 | D23 v0 |  | Any | MBT | Rec | CZ06 | Any | Cap-Tons | 310.15 | 199999 | None | 70.6 | 0.0227 | 0 | 70.6 | 0.0227 | 0 | 0 | 0 | 0 | 0 | 0 | 0 | DEER:HVAC_Chillers | Annual | 2023
NE-HVAC-Chlr-AirCldScrewChlr-lt150tons-12.1EER-16.6IPLV | DEER2023 | D23 v0 |  | Any | MBT | Rec | CZ07 | Any | Cap-Tons | 309.9 | 199999 | None | 60.6 | 0.0196 | 0 | 60.6 | 0.0196 | 0 | 0 | 0 | 0 | 0 | 0 | 0 | DEER:HVAC_Chillers | Annual | 2023
NE-HVAC-Chlr-AirCldScrewChlr-lt150tons-12.1EER-16.6IPLV | DEER2023 | D23 v0 |  | Any | MBT | Rec | CZ08 | Any | Cap-Tons | 343.48 | 199999 | None | 72.2 | 0.0232 | 0 | 72.2 | 0.0232 | 0 | 0 | 0 | 0 | 0 | 0 | 0 | DEER:HVAC_Chillers | Annual | 2023
NE-HVAC-Chlr-AirCldScrewChlr-lt150tons-12.1EER-16.6IPLV | DEER2023 | D23 v0 |  | Any | MBT | Rec | CZ09 | Any | Cap-Tons | 373.81 | 199999 | None | 60.7 | 0.0261 | 0 | 60.7 | 0.0261 | 0 | 0 | 0 | 0 | 0 | 0 | 0 | DEER:HVAC_Chillers | Annual | 2023
NE-HVAC-Chlr-AirCldScrewChlr-lt150tons-12.1EER-16.6IPLV | DEER2023 | D23 v0 |  | Any | MBT | Rec | CZ10 | Any | Cap-Tons | 349.13 | 199999 | None | 71.5 | 0.0304 | 0 | 71.5 | 0.0304 | 0 | 0 | 0 | 0 | 0 | 0 | 0 | DEER:HVAC_Chillers | Annual | 2023
NE-HVAC-Chlr-AirCldScrewChlr-lt150tons-12.1EER-16.6IPLV | DEER2023 | D23 v0 |  | Any | MBT | Rec | CZ11 | Any | Cap-Tons | 354.56 | 199999 | None | 65.1 | 0.0416 | 0 | 65.1 | 0.0416 | 0 | 0 | 0 | 0 | 0 | 0 | 0 | DEER:HVAC_Chillers | Annual | 2023
NE-HVAC-Chlr-AirCldScrewChlr-lt150tons-12.1EER-16.6IPLV | DEER2023 | D23 v0 |  | Any | MBT | Rec | CZ12 | Any | Cap-Tons | 334.67 | 199999 | None | 55.5 | 0.0385 | 0 | 55.5 | 0.0385 | 0 | 0 | 0 | 0 | 0 | 0 | 0 | DEER:HVAC_Chillers | Annual | 2023
NE-HVAC-Chlr-AirCldScrewChlr-lt150tons-12.1EER-16.6IPLV | DEER2023 | D23 v0 |  | Any | MBT | Rec | CZ13 | Any | Cap-Tons | 362.34 | 199999 | None | 69.2 | 0.0409 | 0 | 69.2 | 0.0409 | 0 | 0 | 0 | 0 | 0 | 0 | 0 | DEER:HVAC_Chillers | Annual | 2023
NE-HVAC-Chlr-AirCldScrewChlr-lt150tons-12.1EER-16.6IPLV | DEER2023 | D23 v0 |  | Any | MBT | Rec | CZ14 | Any | Cap-Tons | 373.76 | 199999 | None | 63.7 | 0.0352 | 0 | 63.7 | 0.0352 | 0 | 0 | 0 | 0 | 0 | 0 | 0 | DEER:HVAC_Chillers | Annual | 2023
NE-HVAC-Chlr-AirCldScrewChlr-lt150tons-12.1EER-16.6IPLV | DEER2023 | D23 v0 |  | Any | MBT | Rec | CZ15 | Any | Cap-Tons | 462.57 | 199999 | None | 94.9 | 0.041 | 0 | 94.9 | 0.041 | 0 | 0 | 0 | 0 | 0 | 0 | 0 | DEER:HVAC_Chillers | Annual | 2023
NE-HVAC-Chlr-AirCldScrewChlr-lt150tons-12.1EER-16.6IPLV | DEER2023 | D23 v0 |  | Any | MBT | Rec | CZ16 | Any | Cap-Tons | 232.66 | 199999 | None | 37.3 | 0.0268 | 0 | 37.3 | 0.0268 | 0 | 0 | 0 | 0 | 0 | 0 | 0 | DEER:HVAC_Chillers | Annual | 2023
NE-HVAC-Chlr-AirCldScrewChlr-lt150tons-12.1EER-16.6IPLV | DEER2023 | D23 v0 |  | Any | Nrs | Ex | CZ01 | Any | Cap-Tons | 64.57 | 60655 | None | 19.5 | 0.0452 | 0 | 10.5 | 0.0242 | 0 | 0 | 0 | 0 | 0 | 0 | 0 | DEER:HVAC_Chillers | Annual | 2023
NE-HVAC-Chlr-AirCldScrewChlr-lt150tons-12.1EER-16.6IPLV | DEER2023 | D23 v0 |  | Any | Nrs | Ex | CZ02 | Any | Cap-Tons | 102.76 | 60655 | None | 109 | 0.0889 | 0 | 58.3 | 0.0476 | 0 | 0 | 0 | 0 | 0 | 0 | 0 | DEER:HVAC_Chillers | Annual | 2023
NE-HVAC-Chlr-AirCldScrewChlr-lt150tons-12.1EER-16.6IPLV | DEER2023 | D23 v0 |  | Any | Nrs | Ex | CZ03 | Any | Cap-Tons | 89.42 | 60655 | None | 84 | 0.067 | 0 | 45 | 0.0359 | 0 | 0 | 0 | 0 | 0 | 0 | 0 | DEER:HVAC_Chillers | Annual | 2023
NE-HVAC-Chlr-AirCldScrewChlr-lt150tons-12.1EER-16.6IPLV | DEER2023 | D23 v0 |  | Any | Nrs | Ex | CZ04 | Any | Cap-Tons | 116.36 | 60655 | None | 146 | 0.0961 | 0 | 78.1 | 0.0515 | 0 | 0 | 0 | 0 | 0 | 0 | 0 | DEER:HVAC_Chillers | Annual | 2023
NE-HVAC-Chlr-AirCldScrewChlr-lt150tons-12.1EER-16.6IPLV | DEER2023 | D23 v0 |  | Any | Nrs | Ex | CZ05 | Any | Cap-Tons | 81.58 | 60655 | None | 111 | 0.0549 | 0 | 59.5 | 0.0294 | 0 | 0 | 0 | 0 | 0 | 0 | 0 | DEER:HVAC_Chillers | Annual | 2023
NE-HVAC-Chlr-AirCldScrewChlr-lt150tons-12.1EER-16.6IPLV | DEER2023 | D23 v0 |  | Any | Nrs | Ex | CZ06 | Any | Cap-Tons | 117.13 | 60655 | None | 176 | 0.0696 | 0 | 94.1 | 0.0373 | 0 | 0 | 0 | 0 | 0 | 0 | 0 | DEER:HVAC_Chillers | Annual | 2023
NE-HVAC-Chlr-AirCldScrewChlr-lt150tons-12.1EER-16.6IPLV | DEER2023 | D23 v0 |  | Any | Nrs | Ex | CZ07 | Any | Cap-Tons | 109.71 | 60655 | None | 163 | 0.0576 | 0 | 87.4 | 0.0308 | 0 | 0 | 0 | 0 | 0 | 0 | 0 | DEER:HVAC_Chillers | Annual | 2023
NE-HVAC-Chlr-AirCldScrewChlr-lt150tons-12.1EER-16.6IPLV | DEER2023 | D23 v0 |  | Any | Nrs | Ex | CZ08 | Any | Cap-Tons | 124.36 | 60655 | None | 205 | 0.0768 | 0 | 110 | 0.0411 | 0 | 0 | 0 | 0 | 0 | 0 | 0 | DEER:HVAC_Chillers | Annual | 2023
NE-HVAC-Chlr-AirCldScrewChlr-lt150tons-12.1EER-16.6IPLV | DEER2023 | D23 v0 |  | Any | Nrs | Ex | CZ09 | Any | Cap-Tons | 153.21 | 60655 | None | 166 | 0.0772 | 0 | 88.8 | 0.0413 | 0 | 0 | 0 | 0 | 0 | 0 | 0 | DEER:HVAC_Chillers | Annual | 2023
NE-HVAC-Chlr-AirCldScrewChlr-lt150tons-12.1EER-16.6IPLV | DEER2023 | D23 v0 |  | Any | Nrs | Ex | CZ10 | Any | Cap-Tons | 124.25 | 60655 | None | 188 | 0.0871 | 0 | 101 | 0.0466 | 0 | 0 | 0 | 0 | 0 | 0 | 0 | DEER:HVAC_Chillers | Annual | 2023
NE-HVAC-Chlr-AirCldScrewChlr-lt150tons-12.1EER-16.6IPLV | DEER2023 | D23 v0 |  | Any | Nrs | Ex | CZ11 | Any | Cap-Tons | 133.07 | 60655 | None | 189 | 0.123 | 0 | 101 | 0.0658 | 0 | 0 | 0 | 0 | 0 | 0 | 0 | DEER:HVAC_Chillers | Annual | 2023
NE-HVAC-Chlr-AirCldScrewChlr-lt150tons-12.1EER-16.6IPLV | DEER2023 | D23 v0 |  | Any | Nrs | Ex | CZ12 | Any | Cap-Tons | 120.54 | 60655 | None | 150 | 0.114 | 0 | 80.4 | 0.061 | 0 | 0 | 0 | 0 | 0 | 0 | 0 | DEER:HVAC_Chillers | Annual | 2023
NE-HVAC-Chlr-AirCldScrewChlr-lt150tons-12.1EER-16.6IPLV | DEER2023 | D23 v0 |  | Any | Nrs | Ex | CZ13 | Any | Cap-Tons | 133.26 | 60655 | None | 210 | 0.119 | 0 | 113 | 0.0636 | 0 | 0 | 0 | 0 | 0 | 0 | 0 | DEER:HVAC_Chillers | Annual | 2023
NE-HVAC-Chlr-AirCldScrewChlr-lt150tons-12.1EER-16.6IPLV | DEER2023 | D23 v0 |  | Any | Nrs | Ex | CZ14 | Any | Cap-Tons | 131.28 | 60655 | None | 191 | 0.108 | 0 | 102 | 0.0576 | 0 | 0 | 0 | 0 | 0 | 0 | 0 | DEER:HVAC_Chillers | Annual | 2023
NE-HVAC-Chlr-AirCldScrewChlr-lt150tons-12.1EER-16.6IPLV | DEER2023 | D23 v0 |  | Any | Nrs | Ex | CZ15 | Any | Cap-Tons | 173.58 | 60655 | None | 280 | 0.118 | 0 | 150 | 0.0631 | 0 | 0 | 0 | 0 | 0 | 0 | 0 | DEER:HVAC_Chillers | Annual | 2023
NE-HVAC-Chlr-AirCldScrewChlr-lt150tons-12.1EER-16.6IPLV | DEER2023 | D23 v0 |  | Any | Nrs | Ex | CZ16 | Any | Cap-Tons | 80.32 | 60655 | None | 107 | 0.082 | 0 | 57.1 | 0.0439 | 0 | 0 | 0 | 0 | 0 | 0 | 0 | DEER:HVAC_Chillers | Annual | 2023
NE-HVAC-Chlr-AirCldScrewChlr-lt150tons-12.1EER-16.6IPLV | DEER2023 | D23 v0 |  | Any | Nrs | New | CZ01 | Any | Cap-Tons | 62.05 | 60655 | None | 5.6 | 0.0174 | 0 | 5.6 | 0.0174 | 0 | 0 | 0 | 0 | 0 | 0 | 0 | DEER:HVAC_Chillers | Annual | 2023
NE-HVAC-Chlr-AirCldScrewChlr-lt150tons-12.1EER-16.6IPLV | DEER2023 | D23 v0 |  | Any | Nrs | New | CZ02 | Any | Cap-Tons | 100.12 | 60655 | None | 45.5 | 0.0404 | 0 | 45.5 | 0.0404 | 0 | 0 | 0 | 0 | 0 | 0 | 0 | DEER:HVAC_Chillers | Annual | 2023
NE-HVAC-Chlr-AirCldScrewChlr-lt150tons-12.1EER-16.6IPLV | DEER2023 | D23 v0 |  | Any | Nrs | New | CZ03 | Any | Cap-Tons | 79.94 | 60655 | None | 30.6 | 0.0299 | 0 | 30.6 | 0.0299 | 0 | 0 | 0 | 0 | 0 | 0 | 0 | DEER:HVAC_Chillers | Annual | 2023
NE-HVAC-Chlr-AirCldScrewChlr-lt150tons-12.1EER-16.6IPLV | DEER2023 | D23 v0 |  | Any | Nrs | New | CZ04 | Any | Cap-Tons | 96.34 | 60655 | None | 63.4 | 0.0475 | 0 | 63.4 | 0.0475 | 0 | 0 | 0 | 0 | 0 | 0 | 0 | DEER:HVAC_Chillers | Annual | 2023
NE-HVAC-Chlr-AirCldScrewChlr-lt150tons-12.1EER-16.6IPLV | DEER2023 | D23 v0 |  | Any | Nrs | New | CZ05 | Any | Cap-Tons | 77.41 | 60655 | None | 36.7 | 0.0216 | 0 | 36.7 | 0.0216 | 0 | 0 | 0 | 0 | 0 | 0 | 0 | DEER:HVAC_Chillers | Annual | 2023
NE-HVAC-Chlr-AirCldScrewChlr-lt150tons-12.1EER-16.6IPLV | DEER2023 | D23 v0 |  | Any | Nrs | New | CZ06 | Any | Cap-Tons | 102.72 | 60655 | None | 69.9 | 0.031 | 0 | 69.9 | 0.031 | 0 | 0 | 0 | 0 | 0 | 0 | 0 | DEER:HVAC_Chillers | Annual | 2023
NE-HVAC-Chlr-AirCldScrewChlr-lt150tons-12.1EER-16.6IPLV | DEER2023 | D23 v0 |  | Any | Nrs | New | CZ07 | Any | Cap-Tons | 103.43 | 60655 | None | 61.3 | 0.0237 | 0 | 61.3 | 0.0237 | 0 | 0 | 0 | 0 | 0 | 0 | 0 | DEER:HVAC_Chillers | Annual | 2023
NE-HVAC-Chlr-AirCldScrewChlr-lt150tons-12.1EER-16.6IPLV | DEER2023 | D23 v0 |  | Any | Nrs | New | CZ08 | Any | Cap-Tons | 112.05 | 60655 | None | 83.7 | 0.0339 | 0 | 83.7 | 0.0339 | 0 | 0 | 0 | 0 | 0 | 0 | 0 | DEER:HVAC_Chillers | Annual | 2023
NE-HVAC-Chlr-AirCldScrewChlr-lt150tons-12.1EER-16.6IPLV | DEER2023 | D23 v0 |  | Any | Nrs | New | CZ09 | Any | Cap-Tons | 128.75 | 60655 | None | 71.6 | 0.0369 | 0 | 71.6 | 0.0369 | 0 | 0 | 0 | 0 | 0 | 0 | 0 | DEER:HVAC_Chillers | Annual | 2023
NE-HVAC-Chlr-AirCldScrewChlr-lt150tons-12.1EER-16.6IPLV | DEER2023 | D23 v0 |  | Any | Nrs | New | CZ10 | Any | Cap-Tons | 116.03 | 60655 | None | 88.5 | 0.0426 | 0 | 88.5 | 0.0426 | 0 | 0 | 0 | 0 | 0 | 0 | 0 | DEER:HVAC_Chillers | Annual | 2023
NE-HVAC-Chlr-AirCldScrewChlr-lt150tons-12.1EER-16.6IPLV | DEER2023 | D23 v0 |  | Any | Nrs | New | CZ11 | Any | Cap-Tons | 118.86 | 60655 | None | 91.1 | 0.0609 | 0 | 91.1 | 0.0609 | 0 | 0 | 0 | 0 | 0 | 0 | 0 | DEER:HVAC_Chillers | Annual | 2023
NE-HVAC-Chlr-AirCldScrewChlr-lt150tons-12.1EER-16.6IPLV | DEER2023 | D23 v0 |  | Any | Nrs | New | CZ12 | Any | Cap-Tons | 110.28 | 60655 | None | 69.8 | 0.0561 | 0 | 69.8 | 0.0561 | 0 | 0 | 0 | 0 | 0 | 0 | 0 | DEER:HVAC_Chillers | Annual | 2023
NE-HVAC-Chlr-AirCldScrewChlr-lt150tons-12.1EER-16.6IPLV | DEER2023 | D23 v0 |  | Any | Nrs | New | CZ13 | Any | Cap-Tons | 118.22 | 60655 | None | 103 | 0.0597 | 0 | 103 | 0.0597 | 0 | 0 | 0 | 0 | 0 | 0 | 0 | DEER:HVAC_Chillers | Annual | 2023
NE-HVAC-Chlr-AirCldScrewChlr-lt150tons-12.1EER-16.6IPLV | DEER2023 | D23 v0 |  | Any | Nrs | New | CZ14 | Any | Cap-Tons | 121.6 | 60655 | None | 90.3 | 0.0527 | 0 | 90.3 | 0.0527 | 0 | 0 | 0 | 0 | 0 | 0 | 0 | DEER:HVAC_Chillers | Annual | 2023
NE-HVAC-Chlr-AirCldScrewChlr-lt150tons-12.1EER-16.6IPLV | DEER2023 | D23 v0 |  | Any | Nrs | New | CZ15 | Any | Cap-Tons | 156.36 | 60655 | None | 141 | 0.06 | 0 | 141 | 0.06 | 0 | 0 | 0 | 0 | 0 | 0 | 0 | DEER:HVAC_Chillers | Annual | 2023
NE-HVAC-Chlr-AirCldScrewChlr-lt150tons-12.1EER-16.6IPLV | DEER2023 | D23 v0 |  | Any | Nrs | New | CZ16 | Any | Cap-Tons | 78.65 | 60655 | None | 45.2 | 0.0374 | 0 | 45.2 | 0.0374 | 0 | 0 | 0 | 0 | 0 | 0 | 0 | DEER:HVAC_Chillers | Annual | 2023
NE-HVAC-Chlr-AirCldScrewChlr-lt150tons-12.1EER-16.6IPLV | DEER2023 | D23 v0 |  | Any | Nrs | Old | CZ01 | Any | Cap-Tons | 83.44 | 60655 | None | 43.1 | 0.064 | 0 | 18.3 | 0.0272 | 0 | 0 | 0 | 0 | 0 | 0 | 0 | DEER:HVAC_Chillers | Annual | 2023
NE-HVAC-Chlr-AirCldScrewChlr-lt150tons-12.1EER-16.6IPLV | DEER2023 | D23 v0 |  | Any | Nrs | Old | CZ02 | Any | Cap-Tons | 130.81 | 60655 | None | 167 | 0.123 | 0 | 71.2 | 0.0523 | 0 | 0 | 0 | 0 | 0 | 0 | 0 | DEER:HVAC_Chillers | Annual | 2023
NE-HVAC-Chlr-AirCldScrewChlr-lt150tons-12.1EER-16.6IPLV | DEER2023 | D23 v0 |  | Any | Nrs | Old | CZ03 | Any | Cap-Tons | 107.66 | 60655 | None | 129 | 0.0944 | 0 | 54.9 | 0.0402 | 0 | 0 | 0 | 0 | 0 | 0 | 0 | DEER:HVAC_Chillers | Annual | 2023
NE-HVAC-Chlr-AirCldScrewChlr-lt150tons-12.1EER-16.6IPLV | DEER2023 | D23 v0 |  | Any | Nrs | Old | CZ04 | Any | Cap-Tons | 136.9 | 60655 | None | 208 | 0.129 | 0 | 88.5 | 0.055 | 0 | 0 | 0 | 0 | 0 | 0 | 0 | DEER:HVAC_Chillers | Annual | 2023
NE-HVAC-Chlr-AirCldScrewChlr-lt150tons-12.1EER-16.6IPLV | DEER2023 | D23 v0 |  | Any | Nrs | Old | CZ05 | Any | Cap-Tons | 94.43 | 60655 | None | 164 | 0.0778 | 0 | 69.9 | 0.0331 | 0 | 0 | 0 | 0 | 0 | 0 | 0 | DEER:HVAC_Chillers | Annual | 2023
NE-HVAC-Chlr-AirCldScrewChlr-lt150tons-12.1EER-16.6IPLV | DEER2023 | D23 v0 |  | Any | Nrs | Old | CZ06 | Any | Cap-Tons | 131.96 | 60655 | None | 249 | 0.095 | 0 | 106 | 0.0404 | 0 | 0 | 0 | 0 | 0 | 0 | 0 | DEER:HVAC_Chillers | Annual | 2023
NE-HVAC-Chlr-AirCldScrewChlr-lt150tons-12.1EER-16.6IPLV | DEER2023 | D23 v0 |  | Any | Nrs | Old | CZ07 | Any | Cap-Tons | 122.6 | 60655 | None | 238 | 0.081 | 0 | 101 | 0.0345 | 0 | 0 | 0 | 0 | 0 | 0 | 0 | DEER:HVAC_Chillers | Annual | 2023
NE-HVAC-Chlr-AirCldScrewChlr-lt150tons-12.1EER-16.6IPLV | DEER2023 | D23 v0 |  | Any | Nrs | Old | CZ08 | Any | Cap-Tons | 139.48 | 60655 | None | 290 | 0.104 | 0 | 123 | 0.0444 | 0 | 0 | 0 | 0 | 0 | 0 | 0 | DEER:HVAC_Chillers | Annual | 2023
NE-HVAC-Chlr-AirCldScrewChlr-lt150tons-12.1EER-16.6IPLV | DEER2023 | D23 v0 |  | Any | Nrs | Old | CZ09 | Any | Cap-Tons | 174.49 | 60655 | None | 235 | 0.105 | 0 | 100 | 0.0446 | 0 | 0 | 0 | 0 | 0 | 0 | 0 | DEER:HVAC_Chillers | Annual | 2023
NE-HVAC-Chlr-AirCldScrewChlr-lt150tons-12.1EER-16.6IPLV | DEER2023 | D23 v0 |  | Any | Nrs | Old | CZ10 | Any | Cap-Tons | 159.4 | 60655 | None | 276 | 0.119 | 0 | 117 | 0.0505 | 0 | 0 | 0 | 0 | 0 | 0 | 0 | DEER:HVAC_Chillers | Annual | 2023
NE-HVAC-Chlr-AirCldScrewChlr-lt150tons-12.1EER-16.6IPLV | DEER2023 | D23 v0 |  | Any | Nrs | Old | CZ11 | Any | Cap-Tons | 164.74 | 60655 | None | 271 | 0.163 | 0 | 115 | 0.0695 | 0 | 0 | 0 | 0 | 0 | 0 | 0 | DEER:HVAC_Chillers | Annual | 2023
NE-HVAC-Chlr-AirCldScrewChlr-lt150tons-12.1EER-16.6IPLV | DEER2023 | D23 v0 |  | Any | Nrs | Old | CZ12 | Any | Cap-Tons | 151.1 | 60655 | None | 223 | 0.154 | 0 | 95 | 0.0656 | 0 | 0 | 0 | 0 | 0 | 0 | 0 | DEER:HVAC_Chillers | Annual | 2023
NE-HVAC-Chlr-AirCldScrewChlr-lt150tons-12.1EER-16.6IPLV | DEER2023 | D23 v0 |  | Any | Nrs | Old | CZ13 | Any | Cap-Tons | 164.44 | 60655 | None | 300 | 0.159 | 0 | 128 | 0.0679 | 0 | 0 | 0 | 0 | 0 | 0 | 0 | DEER:HVAC_Chillers | Annual | 2023
NE-HVAC-Chlr-AirCldScrewChlr-lt150tons-12.1EER-16.6IPLV | DEER2023 | D23 v0 |  | Any | Nrs | Old | CZ14 | Any | Cap-Tons | 167.02 | 60655 | None | 273 | 0.143 | 0 | 116 | 0.0607 | 0 | 0 | 0 | 0 | 0 | 0 | 0 | DEER:HVAC_Chillers | Annual | 2023
NE-HVAC-Chlr-AirCldScrewChlr-lt150tons-12.1EER-16.6IPLV | DEER2023 | D23 v0 |  | Any | Nrs | Old | CZ15 | Any | Cap-Tons | 211.16 | 60655 | None | 402 | 0.161 | 0 | 171 | 0.0685 | 0 | 0 | 0 | 0 | 0 | 0 | 0 | DEER:HVAC_Chillers | Annual | 2023
NE-HVAC-Chlr-AirCldScrewChlr-lt150tons-12.1EER-16.6IPLV | DEER2023 | D23 v0 |  | Any | Nrs | Old | CZ16 | Any | Cap-Tons | 104.08 | 60655 | None | 166 | 0.114 | 0 | 70.8 | 0.0484 | 0 | 0 | 0 | 0 | 0 | 0 | 0 | DEER:HVAC_Chillers | Annual | 2023
NE-HVAC-Chlr-AirCldScrewChlr-lt150tons-12.1EER-16.6IPLV | DEER2023 | D23 v0 |  | Any | Nrs | Rec | CZ01 | Any | Cap-Tons | 63.04 | 60655 | None | 6.26 | 0.0186 | 0 | 6.26 | 0.0186 | 0 | 0 | 0 | 0 | 0 | 0 | 0 | DEER:HVAC_Chillers | Annual | 2023
NE-HVAC-Chlr-AirCldScrewChlr-lt150tons-12.1EER-16.6IPLV | DEER2023 | D23 v0 |  | Any | Nrs | Rec | CZ02 | Any | Cap-Tons | 98.96 | 60655 | None | 48.3 | 0.0418 | 0 | 48.3 | 0.0418 | 0 | 0 | 0 | 0 | 0 | 0 | 0 | DEER:HVAC_Chillers | Annual | 2023
NE-HVAC-Chlr-AirCldScrewChlr-lt150tons-12.1EER-16.6IPLV | DEER2023 | D23 v0 |  | Any | Nrs | Rec | CZ03 | Any | Cap-Tons | 79.61 | 60655 | None | 33.2 | 0.0314 | 0 | 33.2 | 0.0314 | 0 | 0 | 0 | 0 | 0 | 0 | 0 | DEER:HVAC_Chillers | Annual | 2023
NE-HVAC-Chlr-AirCldScrewChlr-lt150tons-12.1EER-16.6IPLV | DEER2023 | D23 v0 |  | Any | Nrs | Rec | CZ04 | Any | Cap-Tons | 97.05 | 60655 | None | 66.1 | 0.0481 | 0 | 66.1 | 0.0481 | 0 | 0 | 0 | 0 | 0 | 0 | 0 | DEER:HVAC_Chillers | Annual | 2023
NE-HVAC-Chlr-AirCldScrewChlr-lt150tons-12.1EER-16.6IPLV | DEER2023 | D23 v0 |  | Any | Nrs | Rec | CZ05 | Any | Cap-Tons | 77.25 | 60655 | None | 39.9 | 0.023 | 0 | 39.9 | 0.023 | 0 | 0 | 0 | 0 | 0 | 0 | 0 | DEER:HVAC_Chillers | Annual | 2023
NE-HVAC-Chlr-AirCldScrewChlr-lt150tons-12.1EER-16.6IPLV | DEER2023 | D23 v0 |  | Any | Nrs | Rec | CZ06 | Any | Cap-Tons | 101.57 | 60655 | None | 74.5 | 0.0327 | 0 | 74.5 | 0.0327 | 0 | 0 | 0 | 0 | 0 | 0 | 0 | DEER:HVAC_Chillers | Annual | 2023
NE-HVAC-Chlr-AirCldScrewChlr-lt150tons-12.1EER-16.6IPLV | DEER2023 | D23 v0 |  | Any | Nrs | Rec | CZ07 | Any | Cap-Tons | 102.49 | 60655 | None | 65.6 | 0.0252 | 0 | 65.6 | 0.0252 | 0 | 0 | 0 | 0 | 0 | 0 | 0 | DEER:HVAC_Chillers | Annual | 2023
NE-HVAC-Chlr-AirCldScrewChlr-lt150tons-12.1EER-16.6IPLV | DEER2023 | D23 v0 |  | Any | Nrs | Rec | CZ08 | Any | Cap-Tons | 110.65 | 60655 | None | 88.3 | 0.0351 | 0 | 88.3 | 0.0351 | 0 | 0 | 0 | 0 | 0 | 0 | 0 | DEER:HVAC_Chillers | Annual | 2023
NE-HVAC-Chlr-AirCldScrewChlr-lt150tons-12.1EER-16.6IPLV | DEER2023 | D23 v0 |  | Any | Nrs | Rec | CZ09 | Any | Cap-Tons | 127.92 | 60655 | None | 74.7 | 0.0378 | 0 | 74.7 | 0.0378 | 0 | 0 | 0 | 0 | 0 | 0 | 0 | DEER:HVAC_Chillers | Annual | 2023
NE-HVAC-Chlr-AirCldScrewChlr-lt150tons-12.1EER-16.6IPLV | DEER2023 | D23 v0 |  | Any | Nrs | Rec | CZ10 | Any | Cap-Tons | 116.43 | 60655 | None | 91.4 | 0.0434 | 0 | 91.4 | 0.0434 | 0 | 0 | 0 | 0 | 0 | 0 | 0 | DEER:HVAC_Chillers | Annual | 2023
NE-HVAC-Chlr-AirCldScrewChlr-lt150tons-12.1EER-16.6IPLV | DEER2023 | D23 v0 |  | Any | Nrs | Rec | CZ11 | Any | Cap-Tons | 119.91 | 60655 | None | 92.7 | 0.0614 | 0 | 92.7 | 0.0614 | 0 | 0 | 0 | 0 | 0 | 0 | 0 | DEER:HVAC_Chillers | Annual | 2023
NE-HVAC-Chlr-AirCldScrewChlr-lt150tons-12.1EER-16.6IPLV | DEER2023 | D23 v0 |  | Any | Nrs | Rec | CZ12 | Any | Cap-Tons | 110.84 | 60655 | None | 72.1 | 0.0568 | 0 | 72.1 | 0.0568 | 0 | 0 | 0 | 0 | 0 | 0 | 0 | DEER:HVAC_Chillers | Annual | 2023
NE-HVAC-Chlr-AirCldScrewChlr-lt150tons-12.1EER-16.6IPLV | DEER2023 | D23 v0 |  | Any | Nrs | Rec | CZ13 | Any | Cap-Tons | 120.42 | 60655 | None | 103 | 0.0596 | 0 | 103 | 0.0596 | 0 | 0 | 0 | 0 | 0 | 0 | 0 | DEER:HVAC_Chillers | Annual | 2023
NE-HVAC-Chlr-AirCldScrewChlr-lt150tons-12.1EER-16.6IPLV | DEER2023 | D23 v0 |  | Any | Nrs | Rec | CZ14 | Any | Cap-Tons | 121.99 | 60655 | None | 92.7 | 0.0534 | 0 | 92.7 | 0.0534 | 0 | 0 | 0 | 0 | 0 | 0 | 0 | DEER:HVAC_Chillers | Annual | 2023
NE-HVAC-Chlr-AirCldScrewChlr-lt150tons-12.1EER-16.6IPLV | DEER2023 | D23 v0 |  | Any | Nrs | Rec | CZ15 | Any | Cap-Tons | 157.64 | 60655 | None | 143 | 0.0604 | 0 | 143 | 0.0604 | 0 | 0 | 0 | 0 | 0 | 0 | 0 | DEER:HVAC_Chillers | Annual | 2023
NE-HVAC-Chlr-AirCldScrewChlr-lt150tons-12.1EER-16.6IPLV | DEER2023 | D23 v0 |  | Any | Nrs | Rec | CZ16 | Any | Cap-Tons | 78.45 | 60655 | None | 47.9 | 0.0387 | 0 | 47.9 | 0.0387 | 0 | 0 | 0 | 0 | 0 | 0 | 0 | DEER:HVAC_Chillers | Annual | 2023
NE-HVAC-Chlr-AirCldScrewChlr-lt150tons-12.1EER-16.6IPLV | DEER2023 | D23 v0 |  | Any | OfL | Ex | CZ01 | Any | Cap-Tons | 263.81 | 174999 | None | 28 | 0.0331 | 0 | 15 | 0.0177 | 0 | 0 | 0 | 0 | 0 | 0 | 0 | DEER:HVAC_Chillers | Annual | 2023
NE-HVAC-Chlr-AirCldScrewChlr-lt150tons-12.1EER-16.6IPLV | DEER2023 | D23 v0 |  | Any | OfL | Ex | CZ02 | Any | Cap-Tons | 376.29 | 174999 | None | 92.4 | 0.0476 | 0 | 49.5 | 0.0255 | 0 | 0 | 0 | 0 | 0 | 0 | 0 | DEER:HVAC_Chillers | Annual | 2023
NE-HVAC-Chlr-AirCldScrewChlr-lt150tons-12.1EER-16.6IPLV | DEER2023 | D23 v0 |  | Any | OfL | Ex | CZ03 | Any | Cap-Tons | 326.75 | 174999 | None | 76.5 | 0.0397 | 0 | 41 | 0.0213 | 0 | 0 | 0 | 0 | 0 | 0 | 0 | DEER:HVAC_Chillers | Annual | 2023
NE-HVAC-Chlr-AirCldScrewChlr-lt150tons-12.1EER-16.6IPLV | DEER2023 | D23 v0 |  | Any | OfL | Ex | CZ04 | Any | Cap-Tons | 382.85 | 174999 | None | 112 | 0.0517 | 0 | 59.9 | 0.0277 | 0 | 0 | 0 | 0 | 0 | 0 | 0 | DEER:HVAC_Chillers | Annual | 2023
NE-HVAC-Chlr-AirCldScrewChlr-lt150tons-12.1EER-16.6IPLV | DEER2023 | D23 v0 |  | Any | OfL | Ex | CZ05 | Any | Cap-Tons | 327.8 | 174999 | None | 92.4 | 0.0285 | 0 | 49.5 | 0.0153 | 0 | 0 | 0 | 0 | 0 | 0 | 0 | DEER:HVAC_Chillers | Annual | 2023
NE-HVAC-Chlr-AirCldScrewChlr-lt150tons-12.1EER-16.6IPLV | DEER2023 | D23 v0 |  | Any | OfL | Ex | CZ06 | Any | Cap-Tons | 398.19 | 174999 | None | 135 | 0.0331 | 0 | 72.2 | 0.0177 | 0 | 0 | 0 | 0 | 0 | 0 | 0 | DEER:HVAC_Chillers | Annual | 2023
NE-HVAC-Chlr-AirCldScrewChlr-lt150tons-12.1EER-16.6IPLV | DEER2023 | D23 v0 |  | Any | OfL | Ex | CZ07 | Any | Cap-Tons | 394.18 | 174999 | None | 116 | 0.0284 | 0 | 62.3 | 0.0152 | 0 | 0 | 0 | 0 | 0 | 0 | 0 | DEER:HVAC_Chillers | Annual | 2023
NE-HVAC-Chlr-AirCldScrewChlr-lt150tons-12.1EER-16.6IPLV | DEER2023 | D23 v0 |  | Any | OfL | Ex | CZ08 | Any | Cap-Tons | 436.45 | 174999 | None | 141 | 0.0373 | 0 | 75.5 | 0.02 | 0 | 0 | 0 | 0 | 0 | 0 | 0 | DEER:HVAC_Chillers | Annual | 2023
NE-HVAC-Chlr-AirCldScrewChlr-lt150tons-12.1EER-16.6IPLV | DEER2023 | D23 v0 |  | Any | OfL | Ex | CZ09 | Any | Cap-Tons | 477.4 | 174999 | None | 121 | 0.0406 | 0 | 65 | 0.0217 | 0 | 0 | 0 | 0 | 0 | 0 | 0 | DEER:HVAC_Chillers | Annual | 2023
NE-HVAC-Chlr-AirCldScrewChlr-lt150tons-12.1EER-16.6IPLV | DEER2023 | D23 v0 |  | Any | OfL | Ex | CZ10 | Any | Cap-Tons | 434.17 | 174999 | None | 141 | 0.0441 | 0 | 75.4 | 0.0236 | 0 | 0 | 0 | 0 | 0 | 0 | 0 | DEER:HVAC_Chillers | Annual | 2023
NE-HVAC-Chlr-AirCldScrewChlr-lt150tons-12.1EER-16.6IPLV | DEER2023 | D23 v0 |  | Any | OfL | Ex | CZ11 | Any | Cap-Tons | 431.01 | 174999 | None | 130 | 0.0668 | 0 | 69.7 | 0.0357 | 0 | 0 | 0 | 0 | 0 | 0 | 0 | DEER:HVAC_Chillers | Annual | 2023
NE-HVAC-Chlr-AirCldScrewChlr-lt150tons-12.1EER-16.6IPLV | DEER2023 | D23 v0 |  | Any | OfL | Ex | CZ12 | Any | Cap-Tons | 412.99 | 174999 | None | 113 | 0.0618 | 0 | 60.6 | 0.0331 | 0 | 0 | 0 | 0 | 0 | 0 | 0 | DEER:HVAC_Chillers | Annual | 2023
NE-HVAC-Chlr-AirCldScrewChlr-lt150tons-12.1EER-16.6IPLV | DEER2023 | D23 v0 |  | Any | OfL | Ex | CZ13 | Any | Cap-Tons | 423.72 | 174999 | None | 141 | 0.0648 | 0 | 75.3 | 0.0347 | 0 | 0 | 0 | 0 | 0 | 0 | 0 | DEER:HVAC_Chillers | Annual | 2023
NE-HVAC-Chlr-AirCldScrewChlr-lt150tons-12.1EER-16.6IPLV | DEER2023 | D23 v0 |  | Any | OfL | Ex | CZ14 | Any | Cap-Tons | 444.11 | 174999 | None | 131 | 0.0526 | 0 | 70.2 | 0.0282 | 0 | 0 | 0 | 0 | 0 | 0 | 0 | DEER:HVAC_Chillers | Annual | 2023
NE-HVAC-Chlr-AirCldScrewChlr-lt150tons-12.1EER-16.6IPLV | DEER2023 | D23 v0 |  | Any | OfL | Ex | CZ15 | Any | Cap-Tons | 539.31 | 174999 | None | 185 | 0.0575 | 0 | 99 | 0.0308 | 0 | 0 | 0 | 0 | 0 | 0 | 0 | DEER:HVAC_Chillers | Annual | 2023
NE-HVAC-Chlr-AirCldScrewChlr-lt150tons-12.1EER-16.6IPLV | DEER2023 | D23 v0 |  | Any | OfL | Ex | CZ16 | Any | Cap-Tons | 313.37 | 174999 | None | 77.7 | 0.0457 | 0 | 41.6 | 0.0245 | 0 | 0 | 0 | 0 | 0 | 0 | 0 | DEER:HVAC_Chillers | Annual | 2023
NE-HVAC-Chlr-AirCldScrewChlr-lt150tons-12.1EER-16.6IPLV | DEER2023 | D23 v0 |  | Any | OfL | New | CZ01 | Any | Cap-Tons | 239.62 | 174999 | None | 12.7 | 0.0143 | 0 | 12.7 | 0.0143 | 0 | 0 | 0 | 0 | 0 | 0 | 0 | DEER:HVAC_Chillers | Annual | 2023
NE-HVAC-Chlr-AirCldScrewChlr-lt150tons-12.1EER-16.6IPLV | DEER2023 | D23 v0 |  | Any | OfL | New | CZ02 | Any | Cap-Tons | 355.43 | 174999 | None | 45.7 | 0.0245 | 0 | 45.7 | 0.0245 | 0 | 0 | 0 | 0 | 0 | 0 | 0 | DEER:HVAC_Chillers | Annual | 2023
NE-HVAC-Chlr-AirCldScrewChlr-lt150tons-12.1EER-16.6IPLV | DEER2023 | D23 v0 |  | Any | OfL | New | CZ03 | Any | Cap-Tons | 290.81 | 174999 | None | 38.1 | 0.0193 | 0 | 38.1 | 0.0193 | 0 | 0 | 0 | 0 | 0 | 0 | 0 | DEER:HVAC_Chillers | Annual | 2023
NE-HVAC-Chlr-AirCldScrewChlr-lt150tons-12.1EER-16.6IPLV | DEER2023 | D23 v0 |  | Any | OfL | New | CZ04 | Any | Cap-Tons | 355.24 | 174999 | None | 55 | 0.0255 | 0 | 55 | 0.0255 | 0 | 0 | 0 | 0 | 0 | 0 | 0 | DEER:HVAC_Chillers | Annual | 2023
NE-HVAC-Chlr-AirCldScrewChlr-lt150tons-12.1EER-16.6IPLV | DEER2023 | D23 v0 |  | Any | OfL | New | CZ05 | Any | Cap-Tons | 286.43 | 174999 | None | 47.4 | 0.0147 | 0 | 47.4 | 0.0147 | 0 | 0 | 0 | 0 | 0 | 0 | 0 | DEER:HVAC_Chillers | Annual | 2023
NE-HVAC-Chlr-AirCldScrewChlr-lt150tons-12.1EER-16.6IPLV | DEER2023 | D23 v0 |  | Any | OfL | New | CZ06 | Any | Cap-Tons | 360.44 | 174999 | None | 69.1 | 0.0169 | 0 | 69.1 | 0.0169 | 0 | 0 | 0 | 0 | 0 | 0 | 0 | DEER:HVAC_Chillers | Annual | 2023
NE-HVAC-Chlr-AirCldScrewChlr-lt150tons-12.1EER-16.6IPLV | DEER2023 | D23 v0 |  | Any | OfL | New | CZ07 | Any | Cap-Tons | 361.69 | 174999 | None | 57.9 | 0.0143 | 0 | 57.9 | 0.0143 | 0 | 0 | 0 | 0 | 0 | 0 | 0 | DEER:HVAC_Chillers | Annual | 2023
NE-HVAC-Chlr-AirCldScrewChlr-lt150tons-12.1EER-16.6IPLV | DEER2023 | D23 v0 |  | Any | OfL | New | CZ08 | Any | Cap-Tons | 397.56 | 174999 | None | 71.8 | 0.0172 | 0 | 71.8 | 0.0172 | 0 | 0 | 0 | 0 | 0 | 0 | 0 | DEER:HVAC_Chillers | Annual | 2023
NE-HVAC-Chlr-AirCldScrewChlr-lt150tons-12.1EER-16.6IPLV | DEER2023 | D23 v0 |  | Any | OfL | New | CZ09 | Any | Cap-Tons | 440.77 | 174999 | None | 60.8 | 0.0196 | 0 | 60.8 | 0.0196 | 0 | 0 | 0 | 0 | 0 | 0 | 0 | DEER:HVAC_Chillers | Annual | 2023
NE-HVAC-Chlr-AirCldScrewChlr-lt150tons-12.1EER-16.6IPLV | DEER2023 | D23 v0 |  | Any | OfL | New | CZ10 | Any | Cap-Tons | 413.08 | 174999 | None | 71.1 | 0.0221 | 0 | 71.1 | 0.0221 | 0 | 0 | 0 | 0 | 0 | 0 | 0 | DEER:HVAC_Chillers | Annual | 2023
NE-HVAC-Chlr-AirCldScrewChlr-lt150tons-12.1EER-16.6IPLV | DEER2023 | D23 v0 |  | Any | OfL | New | CZ11 | Any | Cap-Tons | 411.74 | 174999 | None | 66.4 | 0.0348 | 0 | 66.4 | 0.0348 | 0 | 0 | 0 | 0 | 0 | 0 | 0 | DEER:HVAC_Chillers | Annual | 2023
NE-HVAC-Chlr-AirCldScrewChlr-lt150tons-12.1EER-16.6IPLV | DEER2023 | D23 v0 |  | Any | OfL | New | CZ12 | Any | Cap-Tons | 390.11 | 174999 | None | 57.3 | 0.0321 | 0 | 57.3 | 0.0321 | 0 | 0 | 0 | 0 | 0 | 0 | 0 | DEER:HVAC_Chillers | Annual | 2023
NE-HVAC-Chlr-AirCldScrewChlr-lt150tons-12.1EER-16.6IPLV | DEER2023 | D23 v0 |  | Any | OfL | New | CZ13 | Any | Cap-Tons | 404.43 | 174999 | None | 72.4 | 0.0332 | 0 | 72.4 | 0.0332 | 0 | 0 | 0 | 0 | 0 | 0 | 0 | DEER:HVAC_Chillers | Annual | 2023
NE-HVAC-Chlr-AirCldScrewChlr-lt150tons-12.1EER-16.6IPLV | DEER2023 | D23 v0 |  | Any | OfL | New | CZ14 | Any | Cap-Tons | 426.49 | 174999 | None | 66.8 | 0.027 | 0 | 66.8 | 0.027 | 0 | 0 | 0 | 0 | 0 | 0 | 0 | DEER:HVAC_Chillers | Annual | 2023
NE-HVAC-Chlr-AirCldScrewChlr-lt150tons-12.1EER-16.6IPLV | DEER2023 | D23 v0 |  | Any | OfL | New | CZ15 | Any | Cap-Tons | 522.66 | 174999 | None | 95.4 | 0.0295 | 0 | 95.4 | 0.0295 | 0 | 0 | 0 | 0 | 0 | 0 | 0 | DEER:HVAC_Chillers | Annual | 2023
NE-HVAC-Chlr-AirCldScrewChlr-lt150tons-12.1EER-16.6IPLV | DEER2023 | D23 v0 |  | Any | OfL | New | CZ16 | Any | Cap-Tons | 292.61 | 174999 | None | 38.9 | 0.023 | 0 | 38.9 | 0.023 | 0 | 0 | 0 | 0 | 0 | 0 | 0 | DEER:HVAC_Chillers | Annual | 2023
NE-HVAC-Chlr-AirCldScrewChlr-lt150tons-12.1EER-16.6IPLV | DEER2023 | D23 v0 |  | Any | OfL | Old | CZ01 | Any | Cap-Tons | 357.63 | 174999 | None | 20.4 | 0.0481 | 0 | 8.7 | 0.0205 | 0 | 0 | 0 | 0 | 0 | 0 | 0 | DEER:HVAC_Chillers | Annual | 2023
NE-HVAC-Chlr-AirCldScrewChlr-lt150tons-12.1EER-16.6IPLV | DEER2023 | D23 v0 |  | Any | OfL | Old | CZ02 | Any | Cap-Tons | 479.83 | 174999 | None | 128 | 0.0783 | 0 | 54.4 | 0.0333 | 0 | 0 | 0 | 0 | 0 | 0 | 0 | DEER:HVAC_Chillers | Annual | 2023
NE-HVAC-Chlr-AirCldScrewChlr-lt150tons-12.1EER-16.6IPLV | DEER2023 | D23 v0 |  | Any | OfL | Old | CZ03 | Any | Cap-Tons | 403.16 | 174999 | None | 99.6 | 0.0677 | 0 | 42.4 | 0.0288 | 0 | 0 | 0 | 0 | 0 | 0 | 0 | DEER:HVAC_Chillers | Annual | 2023
NE-HVAC-Chlr-AirCldScrewChlr-lt150tons-12.1EER-16.6IPLV | DEER2023 | D23 v0 |  | Any | OfL | Old | CZ04 | Any | Cap-Tons | 468.83 | 174999 | None | 156 | 0.0836 | 0 | 66.6 | 0.0356 | 0 | 0 | 0 | 0 | 0 | 0 | 0 | DEER:HVAC_Chillers | Annual | 2023
NE-HVAC-Chlr-AirCldScrewChlr-lt150tons-12.1EER-16.6IPLV | DEER2023 | D23 v0 |  | Any | OfL | Old | CZ05 | Any | Cap-Tons | 376.3 | 174999 | None | 135 | 0.054 | 0 | 57.3 | 0.023 | 0 | 0 | 0 | 0 | 0 | 0 | 0 | DEER:HVAC_Chillers | Annual | 2023
NE-HVAC-Chlr-AirCldScrewChlr-lt150tons-12.1EER-16.6IPLV | DEER2023 | D23 v0 |  | Any | OfL | Old | CZ06 | Any | Cap-Tons | 479.96 | 174999 | None | 188 | 0.0602 | 0 | 79.9 | 0.0256 | 0 | 0 | 0 | 0 | 0 | 0 | 0 | DEER:HVAC_Chillers | Annual | 2023
NE-HVAC-Chlr-AirCldScrewChlr-lt150tons-12.1EER-16.6IPLV | DEER2023 | D23 v0 |  | Any | OfL | Old | CZ07 | Any | Cap-Tons | 470.84 | 174999 | None | 158 | 0.0473 | 0 | 67.3 | 0.0201 | 0 | 0 | 0 | 0 | 0 | 0 | 0 | DEER:HVAC_Chillers | Annual | 2023
NE-HVAC-Chlr-AirCldScrewChlr-lt150tons-12.1EER-16.6IPLV | DEER2023 | D23 v0 |  | Any | OfL | Old | CZ08 | Any | Cap-Tons | 500.8 | 174999 | None | 207 | 0.065 | 0 | 88.1 | 0.0277 | 0 | 0 | 0 | 0 | 0 | 0 | 0 | DEER:HVAC_Chillers | Annual | 2023
NE-HVAC-Chlr-AirCldScrewChlr-lt150tons-12.1EER-16.6IPLV | DEER2023 | D23 v0 |  | Any | OfL | Old | CZ09 | Any | Cap-Tons | 564.94 | 174999 | None | 179 | 0.0673 | 0 | 76 | 0.0286 | 0 | 0 | 0 | 0 | 0 | 0 | 0 | DEER:HVAC_Chillers | Annual | 2023
NE-HVAC-Chlr-AirCldScrewChlr-lt150tons-12.1EER-16.6IPLV | DEER2023 | D23 v0 |  | Any | OfL | Old | CZ10 | Any | Cap-Tons | 527.09 | 174999 | None | 207 | 0.0775 | 0 | 88 | 0.033 | 0 | 0 | 0 | 0 | 0 | 0 | 0 | DEER:HVAC_Chillers | Annual | 2023
NE-HVAC-Chlr-AirCldScrewChlr-lt150tons-12.1EER-16.6IPLV | DEER2023 | D23 v0 |  | Any | OfL | Old | CZ11 | Any | Cap-Tons | 538.43 | 174999 | None | 189 | 0.1 | 0 | 80.4 | 0.0427 | 0 | 0 | 0 | 0 | 0 | 0 | 0 | DEER:HVAC_Chillers | Annual | 2023
NE-HVAC-Chlr-AirCldScrewChlr-lt150tons-12.1EER-16.6IPLV | DEER2023 | D23 v0 |  | Any | OfL | Old | CZ12 | Any | Cap-Tons | 512.74 | 174999 | None | 162 | 0.0943 | 0 | 68.8 | 0.0401 | 0 | 0 | 0 | 0 | 0 | 0 | 0 | DEER:HVAC_Chillers | Annual | 2023
NE-HVAC-Chlr-AirCldScrewChlr-lt150tons-12.1EER-16.6IPLV | DEER2023 | D23 v0 |  | Any | OfL | Old | CZ13 | Any | Cap-Tons | 530.06 | 174999 | None | 205 | 0.101 | 0 | 87.1 | 0.0431 | 0 | 0 | 0 | 0 | 0 | 0 | 0 | DEER:HVAC_Chillers | Annual | 2023
NE-HVAC-Chlr-AirCldScrewChlr-lt150tons-12.1EER-16.6IPLV | DEER2023 | D23 v0 |  | Any | OfL | Old | CZ14 | Any | Cap-Tons | 550.74 | 174999 | None | 192 | 0.0891 | 0 | 81.7 | 0.0379 | 0 | 0 | 0 | 0 | 0 | 0 | 0 | DEER:HVAC_Chillers | Annual | 2023
NE-HVAC-Chlr-AirCldScrewChlr-lt150tons-12.1EER-16.6IPLV | DEER2023 | D23 v0 |  | Any | OfL | Old | CZ15 | Any | Cap-Tons | 648.34 | 174999 | None | 273 | 0.0975 | 0 | 116 | 0.0415 | 0 | 0 | 0 | 0 | 0 | 0 | 0 | DEER:HVAC_Chillers | Annual | 2023
NE-HVAC-Chlr-AirCldScrewChlr-lt150tons-12.1EER-16.6IPLV | DEER2023 | D23 v0 |  | Any | OfL | Old | CZ16 | Any | Cap-Tons | 414.19 | 174999 | None | 104 | 0.0756 | 0 | 44.3 | 0.0322 | 0 | 0 | 0 | 0 | 0 | 0 | 0 | DEER:HVAC_Chillers | Annual | 2023
NE-HVAC-Chlr-AirCldScrewChlr-lt150tons-12.1EER-16.6IPLV | DEER2023 | D23 v0 |  | Any | OfL | Rec | CZ01 | Any | Cap-Tons | 246.49 | 174999 | None | 13.4 | 0.0146 | 0 | 13.4 | 0.0146 | 0 | 0 | 0 | 0 | 0 | 0 | 0 | DEER:HVAC_Chillers | Annual | 2023
NE-HVAC-Chlr-AirCldScrewChlr-lt150tons-12.1EER-16.6IPLV | DEER2023 | D23 v0 |  | Any | OfL | Rec | CZ02 | Any | Cap-Tons | 362.28 | 174999 | None | 46.2 | 0.0245 | 0 | 46.2 | 0.0245 | 0 | 0 | 0 | 0 | 0 | 0 | 0 | DEER:HVAC_Chillers | Annual | 2023
NE-HVAC-Chlr-AirCldScrewChlr-lt150tons-12.1EER-16.6IPLV | DEER2023 | D23 v0 |  | Any | OfL | Rec | CZ03 | Any | Cap-Tons | 298.31 | 174999 | None | 38.8 | 0.0191 | 0 | 38.8 | 0.0191 | 0 | 0 | 0 | 0 | 0 | 0 | 0 | DEER:HVAC_Chillers | Annual | 2023
NE-HVAC-Chlr-AirCldScrewChlr-lt150tons-12.1EER-16.6IPLV | DEER2023 | D23 v0 |  | Any | OfL | Rec | CZ04 | Any | Cap-Tons | 354.52 | 174999 | None | 56.7 | 0.026 | 0 | 56.7 | 0.026 | 0 | 0 | 0 | 0 | 0 | 0 | 0 | DEER:HVAC_Chillers | Annual | 2023
NE-HVAC-Chlr-AirCldScrewChlr-lt150tons-12.1EER-16.6IPLV | DEER2023 | D23 v0 |  | Any | OfL | Rec | CZ05 | Any | Cap-Tons | 294.14 | 174999 | None | 48.1 | 0.015 | 0 | 48.1 | 0.015 | 0 | 0 | 0 | 0 | 0 | 0 | 0 | DEER:HVAC_Chillers | Annual | 2023
NE-HVAC-Chlr-AirCldScrewChlr-lt150tons-12.1EER-16.6IPLV | DEER2023 | D23 v0 |  | Any | OfL | Rec | CZ06 | Any | Cap-Tons | 368.23 | 174999 | None | 69.6 | 0.0168 | 0 | 69.6 | 0.0168 | 0 | 0 | 0 | 0 | 0 | 0 | 0 | DEER:HVAC_Chillers | Annual | 2023
NE-HVAC-Chlr-AirCldScrewChlr-lt150tons-12.1EER-16.6IPLV | DEER2023 | D23 v0 |  | Any | OfL | Rec | CZ07 | Any | Cap-Tons | 369.53 | 174999 | None | 58.9 | 0.0143 | 0 | 58.9 | 0.0143 | 0 | 0 | 0 | 0 | 0 | 0 | 0 | DEER:HVAC_Chillers | Annual | 2023
NE-HVAC-Chlr-AirCldScrewChlr-lt150tons-12.1EER-16.6IPLV | DEER2023 | D23 v0 |  | Any | OfL | Rec | CZ08 | Any | Cap-Tons | 405.48 | 174999 | None | 72.1 | 0.0173 | 0 | 72.1 | 0.0173 | 0 | 0 | 0 | 0 | 0 | 0 | 0 | DEER:HVAC_Chillers | Annual | 2023
NE-HVAC-Chlr-AirCldScrewChlr-lt150tons-12.1EER-16.6IPLV | DEER2023 | D23 v0 |  | Any | OfL | Rec | CZ09 | Any | Cap-Tons | 445.85 | 174999 | None | 61.8 | 0.0204 | 0 | 61.8 | 0.0204 | 0 | 0 | 0 | 0 | 0 | 0 | 0 | DEER:HVAC_Chillers | Annual | 2023
NE-HVAC-Chlr-AirCldScrewChlr-lt150tons-12.1EER-16.6IPLV | DEER2023 | D23 v0 |  | Any | OfL | Rec | CZ10 | Any | Cap-Tons | 421.72 | 174999 | None | 71.4 | 0.022 | 0 | 71.4 | 0.022 | 0 | 0 | 0 | 0 | 0 | 0 | 0 | DEER:HVAC_Chillers | Annual | 2023
NE-HVAC-Chlr-AirCldScrewChlr-lt150tons-12.1EER-16.6IPLV | DEER2023 | D23 v0 |  | Any | OfL | Rec | CZ11 | Any | Cap-Tons | 418.07 | 174999 | None | 66.6 | 0.0348 | 0 | 66.6 | 0.0348 | 0 | 0 | 0 | 0 | 0 | 0 | 0 | DEER:HVAC_Chillers | Annual | 2023
NE-HVAC-Chlr-AirCldScrewChlr-lt150tons-12.1EER-16.6IPLV | DEER2023 | D23 v0 |  | Any | OfL | Rec | CZ12 | Any | Cap-Tons | 397.48 | 174999 | None | 57.5 | 0.032 | 0 | 57.5 | 0.032 | 0 | 0 | 0 | 0 | 0 | 0 | 0 | DEER:HVAC_Chillers | Annual | 2023
NE-HVAC-Chlr-AirCldScrewChlr-lt150tons-12.1EER-16.6IPLV | DEER2023 | D23 v0 |  | Any | OfL | Rec | CZ13 | Any | Cap-Tons | 411.33 | 174999 | None | 72.5 | 0.0339 | 0 | 72.5 | 0.0339 | 0 | 0 | 0 | 0 | 0 | 0 | 0 | DEER:HVAC_Chillers | Annual | 2023
NE-HVAC-Chlr-AirCldScrewChlr-lt150tons-12.1EER-16.6IPLV | DEER2023 | D23 v0 |  | Any | OfL | Rec | CZ14 | Any | Cap-Tons | 433.71 | 174999 | None | 67 | 0.0269 | 0 | 67 | 0.0269 | 0 | 0 | 0 | 0 | 0 | 0 | 0 | DEER:HVAC_Chillers | Annual | 2023
NE-HVAC-Chlr-AirCldScrewChlr-lt150tons-12.1EER-16.6IPLV | DEER2023 | D23 v0 |  | Any | OfL | Rec | CZ15 | Any | Cap-Tons | 530.81 | 174999 | None | 95.1 | 0.03 | 0 | 95.1 | 0.03 | 0 | 0 | 0 | 0 | 0 | 0 | 0 | DEER:HVAC_Chillers | Annual | 2023
NE-HVAC-Chlr-AirCldScrewChlr-lt150tons-12.1EER-16.6IPLV | DEER2023 | D23 v0 |  | Any | OfL | Rec | CZ16 | Any | Cap-Tons | 300.7 | 174999 | None | 39 | 0.0226 | 0 | 39 | 0.0226 | 0 | 0 | 0 | 0 | 0 | 0 | 0 | DEER:HVAC_Chillers | Annual | 2023
NE-HVAC-Chlr-AirCldScrewChlr-lt150tons-12.1EER-16.6IPLV | DEER2023 | D23 v0 |  | Any | OfS | Ex | CZ01 | Any | Cap-Tons | 16.27 | 10000 | None | 29.8 | 0.0351 | 0 | 16 | 0.0188 | 0 | 0 | 0 | 0 | 0 | 0 | 0 | DEER:HVAC_Chillers | Annual | 2023
NE-HVAC-Chlr-AirCldScrewChlr-lt150tons-12.1EER-16.6IPLV | DEER2023 | D23 v0 |  | Any | OfS | Ex | CZ02 | Any | Cap-Tons | 23.15 | 10000 | None | 105 | 0.0548 | 0 | 56 | 0.0294 | 0 | 0 | 0 | 0 | 0 | 0 | 0 | DEER:HVAC_Chillers | Annual | 2023
NE-HVAC-Chlr-AirCldScrewChlr-lt150tons-12.1EER-16.6IPLV | DEER2023 | D23 v0 |  | Any | OfS | Ex | CZ03 | Any | Cap-Tons | 21.39 | 10000 | None | 82.1 | 0.0417 | 0 | 43.9 | 0.0223 | 0 | 0 | 0 | 0 | 0 | 0 | 0 | DEER:HVAC_Chillers | Annual | 2023
NE-HVAC-Chlr-AirCldScrewChlr-lt150tons-12.1EER-16.6IPLV | DEER2023 | D23 v0 |  | Any | OfS | Ex | CZ04 | Any | Cap-Tons | 25.88 | 10000 | None | 120 | 0.0558 | 0 | 64.3 | 0.0299 | 0 | 0 | 0 | 0 | 0 | 0 | 0 | DEER:HVAC_Chillers | Annual | 2023
NE-HVAC-Chlr-AirCldScrewChlr-lt150tons-12.1EER-16.6IPLV | DEER2023 | D23 v0 |  | Any | OfS | Ex | CZ05 | Any | Cap-Tons | 19.14 | 10000 | None | 107 | 0.0332 | 0 | 57.4 | 0.0178 | 0 | 0 | 0 | 0 | 0 | 0 | 0 | DEER:HVAC_Chillers | Annual | 2023
NE-HVAC-Chlr-AirCldScrewChlr-lt150tons-12.1EER-16.6IPLV | DEER2023 | D23 v0 |  | Any | OfS | Ex | CZ06 | Any | Cap-Tons | 26.56 | 10000 | None | 140 | 0.0342 | 0 | 74.9 | 0.0183 | 0 | 0 | 0 | 0 | 0 | 0 | 0 | DEER:HVAC_Chillers | Annual | 2023
NE-HVAC-Chlr-AirCldScrewChlr-lt150tons-12.1EER-16.6IPLV | DEER2023 | D23 v0 |  | Any | OfS | Ex | CZ07 | Any | Cap-Tons | 25.27 | 10000 | None | 127 | 0.0289 | 0 | 67.8 | 0.0155 | 0 | 0 | 0 | 0 | 0 | 0 | 0 | DEER:HVAC_Chillers | Annual | 2023
NE-HVAC-Chlr-AirCldScrewChlr-lt150tons-12.1EER-16.6IPLV | DEER2023 | D23 v0 |  | Any | OfS | Ex | CZ08 | Any | Cap-Tons | 27.25 | 10000 | None | 159 | 0.043 | 0 | 85.2 | 0.023 | 0 | 0 | 0 | 0 | 0 | 0 | 0 | DEER:HVAC_Chillers | Annual | 2023
NE-HVAC-Chlr-AirCldScrewChlr-lt150tons-12.1EER-16.6IPLV | DEER2023 | D23 v0 |  | Any | OfS | Ex | CZ09 | Any | Cap-Tons | 32.79 | 10000 | None | 132 | 0.0424 | 0 | 70.5 | 0.0227 | 0 | 0 | 0 | 0 | 0 | 0 | 0 | DEER:HVAC_Chillers | Annual | 2023
NE-HVAC-Chlr-AirCldScrewChlr-lt150tons-12.1EER-16.6IPLV | DEER2023 | D23 v0 |  | Any | OfS | Ex | CZ10 | Any | Cap-Tons | 28.37 | 10000 | None | 152 | 0.0482 | 0 | 81.6 | 0.0258 | 0 | 0 | 0 | 0 | 0 | 0 | 0 | DEER:HVAC_Chillers | Annual | 2023
NE-HVAC-Chlr-AirCldScrewChlr-lt150tons-12.1EER-16.6IPLV | DEER2023 | D23 v0 |  | Any | OfS | Ex | CZ11 | Any | Cap-Tons | 28.33 | 10000 | None | 144 | 0.0745 | 0 | 76.9 | 0.0399 | 0 | 0 | 0 | 0 | 0 | 0 | 0 | DEER:HVAC_Chillers | Annual | 2023
NE-HVAC-Chlr-AirCldScrewChlr-lt150tons-12.1EER-16.6IPLV | DEER2023 | D23 v0 |  | Any | OfS | Ex | CZ12 | Any | Cap-Tons | 26.32 | 10000 | None | 127 | 0.0694 | 0 | 68.1 | 0.0372 | 0 | 0 | 0 | 0 | 0 | 0 | 0 | DEER:HVAC_Chillers | Annual | 2023
NE-HVAC-Chlr-AirCldScrewChlr-lt150tons-12.1EER-16.6IPLV | DEER2023 | D23 v0 |  | Any | OfS | Ex | CZ13 | Any | Cap-Tons | 28.64 | 10000 | None | 152 | 0.0703 | 0 | 81.3 | 0.0376 | 0 | 0 | 0 | 0 | 0 | 0 | 0 | DEER:HVAC_Chillers | Annual | 2023
NE-HVAC-Chlr-AirCldScrewChlr-lt150tons-12.1EER-16.6IPLV | DEER2023 | D23 v0 |  | Any | OfS | Ex | CZ14 | Any | Cap-Tons | 30.16 | 10000 | None | 140 | 0.0577 | 0 | 74.9 | 0.0309 | 0 | 0 | 0 | 0 | 0 | 0 | 0 | DEER:HVAC_Chillers | Annual | 2023
NE-HVAC-Chlr-AirCldScrewChlr-lt150tons-12.1EER-16.6IPLV | DEER2023 | D23 v0 |  | Any | OfS | Ex | CZ15 | Any | Cap-Tons | 35.41 | 10000 | None | 207 | 0.0697 | 0 | 111 | 0.0373 | 0 | 0 | 0 | 0 | 0 | 0 | 0 | DEER:HVAC_Chillers | Annual | 2023
NE-HVAC-Chlr-AirCldScrewChlr-lt150tons-12.1EER-16.6IPLV | DEER2023 | D23 v0 |  | Any | OfS | Ex | CZ16 | Any | Cap-Tons | 19.53 | 10000 | None | 87.6 | 0.0516 | 0 | 46.9 | 0.0276 | 0 | 0 | 0 | 0 | 0 | 0 | 0 | DEER:HVAC_Chillers | Annual | 2023
NE-HVAC-Chlr-AirCldScrewChlr-lt150tons-12.1EER-16.6IPLV | DEER2023 | D23 v0 |  | Any | OfS | New | CZ01 | Any | Cap-Tons | 13.95 | 10000 | None | 13.4 | 0.0161 | 0 | 13.4 | 0.0161 | 0 | 0 | 0 | 0 | 0 | 0 | 0 | DEER:HVAC_Chillers | Annual | 2023
NE-HVAC-Chlr-AirCldScrewChlr-lt150tons-12.1EER-16.6IPLV | DEER2023 | D23 v0 |  | Any | OfS | New | CZ02 | Any | Cap-Tons | 20.6 | 10000 | None | 51.8 | 0.0276 | 0 | 51.8 | 0.0276 | 0 | 0 | 0 | 0 | 0 | 0 | 0 | DEER:HVAC_Chillers | Annual | 2023
NE-HVAC-Chlr-AirCldScrewChlr-lt150tons-12.1EER-16.6IPLV | DEER2023 | D23 v0 |  | Any | OfS | New | CZ03 | Any | Cap-Tons | 17.92 | 10000 | None | 40.5 | 0.0198 | 0 | 40.5 | 0.0198 | 0 | 0 | 0 | 0 | 0 | 0 | 0 | DEER:HVAC_Chillers | Annual | 2023
NE-HVAC-Chlr-AirCldScrewChlr-lt150tons-12.1EER-16.6IPLV | DEER2023 | D23 v0 |  | Any | OfS | New | CZ04 | Any | Cap-Tons | 21.41 | 10000 | None | 60.9 | 0.0274 | 0 | 60.9 | 0.0274 | 0 | 0 | 0 | 0 | 0 | 0 | 0 | DEER:HVAC_Chillers | Annual | 2023
NE-HVAC-Chlr-AirCldScrewChlr-lt150tons-12.1EER-16.6IPLV | DEER2023 | D23 v0 |  | Any | OfS | New | CZ05 | Any | Cap-Tons | 15.84 | 10000 | None | 52.8 | 0.0164 | 0 | 52.8 | 0.0164 | 0 | 0 | 0 | 0 | 0 | 0 | 0 | DEER:HVAC_Chillers | Annual | 2023
NE-HVAC-Chlr-AirCldScrewChlr-lt150tons-12.1EER-16.6IPLV | DEER2023 | D23 v0 |  | Any | OfS | New | CZ06 | Any | Cap-Tons | 22.34 | 10000 | None | 71.2 | 0.0168 | 0 | 71.2 | 0.0168 | 0 | 0 | 0 | 0 | 0 | 0 | 0 | DEER:HVAC_Chillers | Annual | 2023
NE-HVAC-Chlr-AirCldScrewChlr-lt150tons-12.1EER-16.6IPLV | DEER2023 | D23 v0 |  | Any | OfS | New | CZ07 | Any | Cap-Tons | 21.38 | 10000 | None | 62.7 | 0.0139 | 0 | 62.7 | 0.0139 | 0 | 0 | 0 | 0 | 0 | 0 | 0 | DEER:HVAC_Chillers | Annual | 2023
NE-HVAC-Chlr-AirCldScrewChlr-lt150tons-12.1EER-16.6IPLV | DEER2023 | D23 v0 |  | Any | OfS | New | CZ08 | Any | Cap-Tons | 23.32 | 10000 | None | 79.8 | 0.021 | 0 | 79.8 | 0.021 | 0 | 0 | 0 | 0 | 0 | 0 | 0 | DEER:HVAC_Chillers | Annual | 2023
NE-HVAC-Chlr-AirCldScrewChlr-lt150tons-12.1EER-16.6IPLV | DEER2023 | D23 v0 |  | Any | OfS | New | CZ09 | Any | Cap-Tons | 27.69 | 10000 | None | 66.5 | 0.0199 | 0 | 66.5 | 0.0199 | 0 | 0 | 0 | 0 | 0 | 0 | 0 | DEER:HVAC_Chillers | Annual | 2023
NE-HVAC-Chlr-AirCldScrewChlr-lt150tons-12.1EER-16.6IPLV | DEER2023 | D23 v0 |  | Any | OfS | New | CZ10 | Any | Cap-Tons | 25.25 | 10000 | None | 78 | 0.024 | 0 | 78 | 0.024 | 0 | 0 | 0 | 0 | 0 | 0 | 0 | DEER:HVAC_Chillers | Annual | 2023
NE-HVAC-Chlr-AirCldScrewChlr-lt150tons-12.1EER-16.6IPLV | DEER2023 | D23 v0 |  | Any | OfS | New | CZ11 | Any | Cap-Tons | 25.26 | 10000 | None | 73.2 | 0.0377 | 0 | 73.2 | 0.0377 | 0 | 0 | 0 | 0 | 0 | 0 | 0 | DEER:HVAC_Chillers | Annual | 2023
NE-HVAC-Chlr-AirCldScrewChlr-lt150tons-12.1EER-16.6IPLV | DEER2023 | D23 v0 |  | Any | OfS | New | CZ12 | Any | Cap-Tons | 23.61 | 10000 | None | 64.1 | 0.0352 | 0 | 64.1 | 0.0352 | 0 | 0 | 0 | 0 | 0 | 0 | 0 | DEER:HVAC_Chillers | Annual | 2023
NE-HVAC-Chlr-AirCldScrewChlr-lt150tons-12.1EER-16.6IPLV | DEER2023 | D23 v0 |  | Any | OfS | New | CZ13 | Any | Cap-Tons | 25.69 | 10000 | None | 77.2 | 0.0346 | 0 | 77.2 | 0.0346 | 0 | 0 | 0 | 0 | 0 | 0 | 0 | DEER:HVAC_Chillers | Annual | 2023
NE-HVAC-Chlr-AirCldScrewChlr-lt150tons-12.1EER-16.6IPLV | DEER2023 | D23 v0 |  | Any | OfS | New | CZ14 | Any | Cap-Tons | 27.24 | 10000 | None | 71.4 | 0.0278 | 0 | 71.4 | 0.0278 | 0 | 0 | 0 | 0 | 0 | 0 | 0 | DEER:HVAC_Chillers | Annual | 2023
NE-HVAC-Chlr-AirCldScrewChlr-lt150tons-12.1EER-16.6IPLV | DEER2023 | D23 v0 |  | Any | OfS | New | CZ15 | Any | Cap-Tons | 32.08 | 10000 | None | 107 | 0.0323 | 0 | 107 | 0.0323 | 0 | 0 | 0 | 0 | 0 | 0 | 0 | DEER:HVAC_Chillers | Annual | 2023
NE-HVAC-Chlr-AirCldScrewChlr-lt150tons-12.1EER-16.6IPLV | DEER2023 | D23 v0 |  | Any | OfS | New | CZ16 | Any | Cap-Tons | 17.01 | 10000 | None | 43.3 | 0.0253 | 0 | 43.3 | 0.0253 | 0 | 0 | 0 | 0 | 0 | 0 | 0 | DEER:HVAC_Chillers | Annual | 2023
NE-HVAC-Chlr-AirCldScrewChlr-lt150tons-12.1EER-16.6IPLV | DEER2023 | D23 v0 |  | Any | OfS | Old | CZ01 | Any | Cap-Tons | 23.16 | 10000 | None | 26 | 0.0545 | 0 | 11.1 | 0.0232 | 0 | 0 | 0 | 0 | 0 | 0 | 0 | DEER:HVAC_Chillers | Annual | 2023
NE-HVAC-Chlr-AirCldScrewChlr-lt150tons-12.1EER-16.6IPLV | DEER2023 | D23 v0 |  | Any | OfS | Old | CZ02 | Any | Cap-Tons | 31.45 | 10000 | None | 153 | 0.0898 | 0 | 65 | 0.0382 | 0 | 0 | 0 | 0 | 0 | 0 | 0 | DEER:HVAC_Chillers | Annual | 2023
NE-HVAC-Chlr-AirCldScrewChlr-lt150tons-12.1EER-16.6IPLV | DEER2023 | D23 v0 |  | Any | OfS | Old | CZ03 | Any | Cap-Tons | 28.34 | 10000 | None | 115 | 0.0749 | 0 | 49.2 | 0.0319 | 0 | 0 | 0 | 0 | 0 | 0 | 0 | DEER:HVAC_Chillers | Annual | 2023
NE-HVAC-Chlr-AirCldScrewChlr-lt150tons-12.1EER-16.6IPLV | DEER2023 | D23 v0 |  | Any | OfS | Old | CZ04 | Any | Cap-Tons | 33.55 | 10000 | None | 175 | 0.0891 | 0 | 74.5 | 0.0379 | 0 | 0 | 0 | 0 | 0 | 0 | 0 | DEER:HVAC_Chillers | Annual | 2023
NE-HVAC-Chlr-AirCldScrewChlr-lt150tons-12.1EER-16.6IPLV | DEER2023 | D23 v0 |  | Any | OfS | Old | CZ05 | Any | Cap-Tons | 26.05 | 10000 | None | 149 | 0.0571 | 0 | 63.5 | 0.0243 | 0 | 0 | 0 | 0 | 0 | 0 | 0 | DEER:HVAC_Chillers | Annual | 2023
NE-HVAC-Chlr-AirCldScrewChlr-lt150tons-12.1EER-16.6IPLV | DEER2023 | D23 v0 |  | Any | OfS | Old | CZ06 | Any | Cap-Tons | 32.99 | 10000 | None | 209 | 0.0661 | 0 | 89.1 | 0.0282 | 0 | 0 | 0 | 0 | 0 | 0 | 0 | DEER:HVAC_Chillers | Annual | 2023
NE-HVAC-Chlr-AirCldScrewChlr-lt150tons-12.1EER-16.6IPLV | DEER2023 | D23 v0 |  | Any | OfS | Old | CZ07 | Any | Cap-Tons | 31.65 | 10000 | None | 185 | 0.0514 | 0 | 78.7 | 0.0219 | 0 | 0 | 0 | 0 | 0 | 0 | 0 | DEER:HVAC_Chillers | Annual | 2023
NE-HVAC-Chlr-AirCldScrewChlr-lt150tons-12.1EER-16.6IPLV | DEER2023 | D23 v0 |  | Any | OfS | Old | CZ08 | Any | Cap-Tons | 34.34 | 10000 | None | 234 | 0.0742 | 0 | 99.8 | 0.0316 | 0 | 0 | 0 | 0 | 0 | 0 | 0 | DEER:HVAC_Chillers | Annual | 2023
NE-HVAC-Chlr-AirCldScrewChlr-lt150tons-12.1EER-16.6IPLV | DEER2023 | D23 v0 |  | Any | OfS | Old | CZ09 | Any | Cap-Tons | 40.47 | 10000 | None | 200 | 0.0763 | 0 | 85.1 | 0.0325 | 0 | 0 | 0 | 0 | 0 | 0 | 0 | DEER:HVAC_Chillers | Annual | 2023
NE-HVAC-Chlr-AirCldScrewChlr-lt150tons-12.1EER-16.6IPLV | DEER2023 | D23 v0 |  | Any | OfS | Old | CZ10 | Any | Cap-Tons | 37.87 | 10000 | None | 227 | 0.0839 | 0 | 96.5 | 0.0357 | 0 | 0 | 0 | 0 | 0 | 0 | 0 | DEER:HVAC_Chillers | Annual | 2023
NE-HVAC-Chlr-AirCldScrewChlr-lt150tons-12.1EER-16.6IPLV | DEER2023 | D23 v0 |  | Any | OfS | Old | CZ11 | Any | Cap-Tons | 36.91 | 10000 | None | 218 | 0.109 | 0 | 92.7 | 0.0465 | 0 | 0 | 0 | 0 | 0 | 0 | 0 | DEER:HVAC_Chillers | Annual | 2023
NE-HVAC-Chlr-AirCldScrewChlr-lt150tons-12.1EER-16.6IPLV | DEER2023 | D23 v0 |  | Any | OfS | Old | CZ12 | Any | Cap-Tons | 34.45 | 10000 | None | 192 | 0.105 | 0 | 81.7 | 0.0448 | 0 | 0 | 0 | 0 | 0 | 0 | 0 | DEER:HVAC_Chillers | Annual | 2023
NE-HVAC-Chlr-AirCldScrewChlr-lt150tons-12.1EER-16.6IPLV | DEER2023 | D23 v0 |  | Any | OfS | Old | CZ13 | Any | Cap-Tons | 37.9 | 10000 | None | 228 | 0.105 | 0 | 97 | 0.0449 | 0 | 0 | 0 | 0 | 0 | 0 | 0 | DEER:HVAC_Chillers | Annual | 2023
NE-HVAC-Chlr-AirCldScrewChlr-lt150tons-12.1EER-16.6IPLV | DEER2023 | D23 v0 |  | Any | OfS | Old | CZ14 | Any | Cap-Tons | 39.06 | 10000 | None | 213 | 0.0951 | 0 | 90.6 | 0.0405 | 0 | 0 | 0 | 0 | 0 | 0 | 0 | DEER:HVAC_Chillers | Annual | 2023
NE-HVAC-Chlr-AirCldScrewChlr-lt150tons-12.1EER-16.6IPLV | DEER2023 | D23 v0 |  | Any | OfS | Old | CZ15 | Any | Cap-Tons | 44.35 | 10000 | None | 319 | 0.111 | 0 | 136 | 0.0473 | 0 | 0 | 0 | 0 | 0 | 0 | 0 | DEER:HVAC_Chillers | Annual | 2023
NE-HVAC-Chlr-AirCldScrewChlr-lt150tons-12.1EER-16.6IPLV | DEER2023 | D23 v0 |  | Any | OfS | Old | CZ16 | Any | Cap-Tons | 26.23 | 10000 | None | 126 | 0.0858 | 0 | 53.5 | 0.0365 | 0 | 0 | 0 | 0 | 0 | 0 | 0 | DEER:HVAC_Chillers | Annual | 2023
NE-HVAC-Chlr-AirCldScrewChlr-lt150tons-12.1EER-16.6IPLV | DEER2023 | D23 v0 |  | Any | OfS | Rec | CZ01 | Any | Cap-Tons | 14.37 | 10000 | None | 14.5 | 0.0162 | 0 | 14.5 | 0.0162 | 0 | 0 | 0 | 0 | 0 | 0 | 0 | DEER:HVAC_Chillers | Annual | 2023
NE-HVAC-Chlr-AirCldScrewChlr-lt150tons-12.1EER-16.6IPLV | DEER2023 | D23 v0 |  | Any | OfS | Rec | CZ02 | Any | Cap-Tons | 20.92 | 10000 | None | 52.8 | 0.0277 | 0 | 52.8 | 0.0277 | 0 | 0 | 0 | 0 | 0 | 0 | 0 | DEER:HVAC_Chillers | Annual | 2023
NE-HVAC-Chlr-AirCldScrewChlr-lt150tons-12.1EER-16.6IPLV | DEER2023 | D23 v0 |  | Any | OfS | Rec | CZ03 | Any | Cap-Tons | 18.35 | 10000 | None | 41.9 | 0.0203 | 0 | 41.9 | 0.0203 | 0 | 0 | 0 | 0 | 0 | 0 | 0 | DEER:HVAC_Chillers | Annual | 2023
NE-HVAC-Chlr-AirCldScrewChlr-lt150tons-12.1EER-16.6IPLV | DEER2023 | D23 v0 |  | Any | OfS | Rec | CZ04 | Any | Cap-Tons | 21.81 | 10000 | None | 61.5 | 0.0273 | 0 | 61.5 | 0.0273 | 0 | 0 | 0 | 0 | 0 | 0 | 0 | DEER:HVAC_Chillers | Annual | 2023
NE-HVAC-Chlr-AirCldScrewChlr-lt150tons-12.1EER-16.6IPLV | DEER2023 | D23 v0 |  | Any | OfS | Rec | CZ05 | Any | Cap-Tons | 16.23 | 10000 | None | 54.5 | 0.0166 | 0 | 54.5 | 0.0166 | 0 | 0 | 0 | 0 | 0 | 0 | 0 | DEER:HVAC_Chillers | Annual | 2023
NE-HVAC-Chlr-AirCldScrewChlr-lt150tons-12.1EER-16.6IPLV | DEER2023 | D23 v0 |  | Any | OfS | Rec | CZ06 | Any | Cap-Tons | 22.77 | 10000 | None | 72.8 | 0.0169 | 0 | 72.8 | 0.0169 | 0 | 0 | 0 | 0 | 0 | 0 | 0 | DEER:HVAC_Chillers | Annual | 2023
NE-HVAC-Chlr-AirCldScrewChlr-lt150tons-12.1EER-16.6IPLV | DEER2023 | D23 v0 |  | Any | OfS | Rec | CZ07 | Any | Cap-Tons | 21.78 | 10000 | None | 64.6 | 0.0141 | 0 | 64.6 | 0.0141 | 0 | 0 | 0 | 0 | 0 | 0 | 0 | DEER:HVAC_Chillers | Annual | 2023
NE-HVAC-Chlr-AirCldScrewChlr-lt150tons-12.1EER-16.6IPLV | DEER2023 | D23 v0 |  | Any | OfS | Rec | CZ08 | Any | Cap-Tons | 23.74 | 10000 | None | 80.9 | 0.021 | 0 | 80.9 | 0.021 | 0 | 0 | 0 | 0 | 0 | 0 | 0 | DEER:HVAC_Chillers | Annual | 2023
NE-HVAC-Chlr-AirCldScrewChlr-lt150tons-12.1EER-16.6IPLV | DEER2023 | D23 v0 |  | Any | OfS | Rec | CZ09 | Any | Cap-Tons | 28.08 | 10000 | None | 66.8 | 0.0199 | 0 | 66.8 | 0.0199 | 0 | 0 | 0 | 0 | 0 | 0 | 0 | DEER:HVAC_Chillers | Annual | 2023
NE-HVAC-Chlr-AirCldScrewChlr-lt150tons-12.1EER-16.6IPLV | DEER2023 | D23 v0 |  | Any | OfS | Rec | CZ10 | Any | Cap-Tons | 25.67 | 10000 | None | 78.2 | 0.0239 | 0 | 78.2 | 0.0239 | 0 | 0 | 0 | 0 | 0 | 0 | 0 | DEER:HVAC_Chillers | Annual | 2023
NE-HVAC-Chlr-AirCldScrewChlr-lt150tons-12.1EER-16.6IPLV | DEER2023 | D23 v0 |  | Any | OfS | Rec | CZ11 | Any | Cap-Tons | 25.65 | 10000 | None | 73 | 0.0374 | 0 | 73 | 0.0374 | 0 | 0 | 0 | 0 | 0 | 0 | 0 | DEER:HVAC_Chillers | Annual | 2023
NE-HVAC-Chlr-AirCldScrewChlr-lt150tons-12.1EER-16.6IPLV | DEER2023 | D23 v0 |  | Any | OfS | Rec | CZ12 | Any | Cap-Tons | 23.96 | 10000 | None | 64.4 | 0.035 | 0 | 64.4 | 0.035 | 0 | 0 | 0 | 0 | 0 | 0 | 0 | DEER:HVAC_Chillers | Annual | 2023
NE-HVAC-Chlr-AirCldScrewChlr-lt150tons-12.1EER-16.6IPLV | DEER2023 | D23 v0 |  | Any | OfS | Rec | CZ13 | Any | Cap-Tons | 25.98 | 10000 | None | 77.2 | 0.0345 | 0 | 77.2 | 0.0345 | 0 | 0 | 0 | 0 | 0 | 0 | 0 | DEER:HVAC_Chillers | Annual | 2023
NE-HVAC-Chlr-AirCldScrewChlr-lt150tons-12.1EER-16.6IPLV | DEER2023 | D23 v0 |  | Any | OfS | Rec | CZ14 | Any | Cap-Tons | 27.65 | 10000 | None | 71.2 | 0.0274 | 0 | 71.2 | 0.0274 | 0 | 0 | 0 | 0 | 0 | 0 | 0 | DEER:HVAC_Chillers | Annual | 2023
NE-HVAC-Chlr-AirCldScrewChlr-lt150tons-12.1EER-16.6IPLV | DEER2023 | D23 v0 |  | Any | OfS | Rec | CZ15 | Any | Cap-Tons | 32.49 | 10000 | None | 105 | 0.0329 | 0 | 105 | 0.0329 | 0 | 0 | 0 | 0 | 0 | 0 | 0 | DEER:HVAC_Chillers | Annual | 2023
NE-HVAC-Chlr-AirCldScrewChlr-lt150tons-12.1EER-16.6IPLV | DEER2023 | D23 v0 |  | Any | OfS | Rec | CZ16 | Any | Cap-Tons | 17.3 | 10000 | None | 44.2 | 0.0256 | 0 | 44.2 | 0.0256 | 0 | 0 | 0 | 0 | 0 | 0 | 0 | DEER:HVAC_Chillers | Annual | 2023
NE-HVAC-Chlr-AirCldScrewChlr-lt150tons-12.1EER-16.6IPLV | DEER2023 | D23 v0 |  | Any | Rt3 | Ex | CZ01 | Any | Cap-Tons | 150.48 | 120001 | None | 28.5 | 0.0454 | 0 | 15.3 | 0.0243 | 0 | 0 | 0 | 0 | 0 | 0 | 0 | DEER:HVAC_Chillers | Annual | 2023
NE-HVAC-Chlr-AirCldScrewChlr-lt150tons-12.1EER-16.6IPLV | DEER2023 | D23 v0 |  | Any | Rt3 | Ex | CZ02 | Any | Cap-Tons | 244.4 | 120001 | None | 104 | 0.0766 | 0 | 55.9 | 0.041 | 0 | 0 | 0 | 0 | 0 | 0 | 0 | DEER:HVAC_Chillers | Annual | 2023
NE-HVAC-Chlr-AirCldScrewChlr-lt150tons-12.1EER-16.6IPLV | DEER2023 | D23 v0 |  | Any | Rt3 | Ex | CZ03 | Any | Cap-Tons | 197.82 | 120001 | None | 85.6 | 0.0654 | 0 | 45.8 | 0.035 | 0 | 0 | 0 | 0 | 0 | 0 | 0 | DEER:HVAC_Chillers | Annual | 2023
NE-HVAC-Chlr-AirCldScrewChlr-lt150tons-12.1EER-16.6IPLV | DEER2023 | D23 v0 |  | Any | Rt3 | Ex | CZ04 | Any | Cap-Tons | 247.51 | 120001 | None | 131 | 0.0857 | 0 | 70 | 0.0459 | 0 | 0 | 0 | 0 | 0 | 0 | 0 | DEER:HVAC_Chillers | Annual | 2023
NE-HVAC-Chlr-AirCldScrewChlr-lt150tons-12.1EER-16.6IPLV | DEER2023 | D23 v0 |  | Any | Rt3 | Ex | CZ05 | Any | Cap-Tons | 188.98 | 120001 | None | 103 | 0.0498 | 0 | 54.9 | 0.0267 | 0 | 0 | 0 | 0 | 0 | 0 | 0 | DEER:HVAC_Chillers | Annual | 2023
NE-HVAC-Chlr-AirCldScrewChlr-lt150tons-12.1EER-16.6IPLV | DEER2023 | D23 v0 |  | Any | Rt3 | Ex | CZ06 | Any | Cap-Tons | 259.86 | 120001 | None | 152 | 0.0663 | 0 | 81.4 | 0.0355 | 0 | 0 | 0 | 0 | 0 | 0 | 0 | DEER:HVAC_Chillers | Annual | 2023
NE-HVAC-Chlr-AirCldScrewChlr-lt150tons-12.1EER-16.6IPLV | DEER2023 | D23 v0 |  | Any | Rt3 | Ex | CZ07 | Any | Cap-Tons | 254.04 | 120001 | None | 137 | 0.0636 | 0 | 73.4 | 0.0341 | 0 | 0 | 0 | 0 | 0 | 0 | 0 | DEER:HVAC_Chillers | Annual | 2023
NE-HVAC-Chlr-AirCldScrewChlr-lt150tons-12.1EER-16.6IPLV | DEER2023 | D23 v0 |  | Any | Rt3 | Ex | CZ08 | Any | Cap-Tons | 279.35 | 120001 | None | 173 | 0.0689 | 0 | 92.6 | 0.0369 | 0 | 0 | 0 | 0 | 0 | 0 | 0 | DEER:HVAC_Chillers | Annual | 2023
NE-HVAC-Chlr-AirCldScrewChlr-lt150tons-12.1EER-16.6IPLV | DEER2023 | D23 v0 |  | Any | Rt3 | Ex | CZ09 | Any | Cap-Tons | 338.03 | 120001 | None | 132 | 0.0648 | 0 | 70.8 | 0.0347 | 0 | 0 | 0 | 0 | 0 | 0 | 0 | DEER:HVAC_Chillers | Annual | 2023
NE-HVAC-Chlr-AirCldScrewChlr-lt150tons-12.1EER-16.6IPLV | DEER2023 | D23 v0 |  | Any | Rt3 | Ex | CZ10 | Any | Cap-Tons | 296.84 | 120001 | None | 164 | 0.0865 | 0 | 87.9 | 0.0463 | 0 | 0 | 0 | 0 | 0 | 0 | 0 | DEER:HVAC_Chillers | Annual | 2023
NE-HVAC-Chlr-AirCldScrewChlr-lt150tons-12.1EER-16.6IPLV | DEER2023 | D23 v0 |  | Any | Rt3 | Ex | CZ11 | Any | Cap-Tons | 307.89 | 120001 | None | 148 | 0.0986 | 0 | 79.5 | 0.0528 | 0 | 0 | 0 | 0 | 0 | 0 | 0 | DEER:HVAC_Chillers | Annual | 2023
NE-HVAC-Chlr-AirCldScrewChlr-lt150tons-12.1EER-16.6IPLV | DEER2023 | D23 v0 |  | Any | Rt3 | Ex | CZ12 | Any | Cap-Tons | 289.97 | 120001 | None | 129 | 0.0956 | 0 | 68.9 | 0.0512 | 0 | 0 | 0 | 0 | 0 | 0 | 0 | DEER:HVAC_Chillers | Annual | 2023
NE-HVAC-Chlr-AirCldScrewChlr-lt150tons-12.1EER-16.6IPLV | DEER2023 | D23 v0 |  | Any | Rt3 | Ex | CZ13 | Any | Cap-Tons | 312.85 | 120001 | None | 161 | 0.102 | 0 | 86.3 | 0.0545 | 0 | 0 | 0 | 0 | 0 | 0 | 0 | DEER:HVAC_Chillers | Annual | 2023
NE-HVAC-Chlr-AirCldScrewChlr-lt150tons-12.1EER-16.6IPLV | DEER2023 | D23 v0 |  | Any | Rt3 | Ex | CZ14 | Any | Cap-Tons | 318.19 | 120001 | None | 144 | 0.0869 | 0 | 77.2 | 0.0465 | 0 | 0 | 0 | 0 | 0 | 0 | 0 | DEER:HVAC_Chillers | Annual | 2023
NE-HVAC-Chlr-AirCldScrewChlr-lt150tons-12.1EER-16.6IPLV | DEER2023 | D23 v0 |  | Any | Rt3 | Ex | CZ15 | Any | Cap-Tons | 391.38 | 120001 | None | 217 | 0.103 | 0 | 116 | 0.0552 | 0 | 0 | 0 | 0 | 0 | 0 | 0 | DEER:HVAC_Chillers | Annual | 2023
NE-HVAC-Chlr-AirCldScrewChlr-lt150tons-12.1EER-16.6IPLV | DEER2023 | D23 v0 |  | Any | Rt3 | Ex | CZ16 | Any | Cap-Tons | 208.56 | 120001 | None | 82.8 | 0.0693 | 0 | 44.4 | 0.0371 | 0 | 0 | 0 | 0 | 0 | 0 | 0 | DEER:HVAC_Chillers | Annual | 2023
NE-HVAC-Chlr-AirCldScrewChlr-lt150tons-12.1EER-16.6IPLV | DEER2023 | D23 v0 |  | Any | Rt3 | New | CZ01 | Any | Cap-Tons | 128.21 | 120001 | None | 12.6 | 0.0243 | 0 | 12.6 | 0.0243 | 0 | 0 | 0 | 0 | 0 | 0 | 0 | DEER:HVAC_Chillers | Annual | 2023
NE-HVAC-Chlr-AirCldScrewChlr-lt150tons-12.1EER-16.6IPLV | DEER2023 | D23 v0 |  | Any | Rt3 | New | CZ02 | Any | Cap-Tons | 224.18 | 120001 | None | 52.6 | 0.0415 | 0 | 52.6 | 0.0415 | 0 | 0 | 0 | 0 | 0 | 0 | 0 | DEER:HVAC_Chillers | Annual | 2023
NE-HVAC-Chlr-AirCldScrewChlr-lt150tons-12.1EER-16.6IPLV | DEER2023 | D23 v0 |  | Any | Rt3 | New | CZ03 | Any | Cap-Tons | 178.28 | 120001 | None | 41.1 | 0.0348 | 0 | 41.1 | 0.0348 | 0 | 0 | 0 | 0 | 0 | 0 | 0 | DEER:HVAC_Chillers | Annual | 2023
NE-HVAC-Chlr-AirCldScrewChlr-lt150tons-12.1EER-16.6IPLV | DEER2023 | D23 v0 |  | Any | Rt3 | New | CZ04 | Any | Cap-Tons | 226.13 | 120001 | None | 66.3 | 0.0464 | 0 | 66.3 | 0.0464 | 0 | 0 | 0 | 0 | 0 | 0 | 0 | DEER:HVAC_Chillers | Annual | 2023
NE-HVAC-Chlr-AirCldScrewChlr-lt150tons-12.1EER-16.6IPLV | DEER2023 | D23 v0 |  | Any | Rt3 | New | CZ05 | Any | Cap-Tons | 167.51 | 120001 | None | 50 | 0.0261 | 0 | 50 | 0.0261 | 0 | 0 | 0 | 0 | 0 | 0 | 0 | DEER:HVAC_Chillers | Annual | 2023
NE-HVAC-Chlr-AirCldScrewChlr-lt150tons-12.1EER-16.6IPLV | DEER2023 | D23 v0 |  | Any | Rt3 | New | CZ06 | Any | Cap-Tons | 237.06 | 120001 | None | 76.5 | 0.0353 | 0 | 76.5 | 0.0353 | 0 | 0 | 0 | 0 | 0 | 0 | 0 | DEER:HVAC_Chillers | Annual | 2023
NE-HVAC-Chlr-AirCldScrewChlr-lt150tons-12.1EER-16.6IPLV | DEER2023 | D23 v0 |  | Any | Rt3 | New | CZ07 | Any | Cap-Tons | 231.25 | 120001 | None | 67.7 | 0.0335 | 0 | 67.7 | 0.0335 | 0 | 0 | 0 | 0 | 0 | 0 | 0 | DEER:HVAC_Chillers | Annual | 2023
NE-HVAC-Chlr-AirCldScrewChlr-lt150tons-12.1EER-16.6IPLV | DEER2023 | D23 v0 |  | Any | Rt3 | New | CZ08 | Any | Cap-Tons | 258.65 | 120001 | None | 85.5 | 0.0351 | 0 | 85.5 | 0.0351 | 0 | 0 | 0 | 0 | 0 | 0 | 0 | DEER:HVAC_Chillers | Annual | 2023
NE-HVAC-Chlr-AirCldScrewChlr-lt150tons-12.1EER-16.6IPLV | DEER2023 | D23 v0 |  | Any | Rt3 | New | CZ09 | Any | Cap-Tons | 315.99 | 120001 | None | 65.7 | 0.0334 | 0 | 65.7 | 0.0334 | 0 | 0 | 0 | 0 | 0 | 0 | 0 | DEER:HVAC_Chillers | Annual | 2023
NE-HVAC-Chlr-AirCldScrewChlr-lt150tons-12.1EER-16.6IPLV | DEER2023 | D23 v0 |  | Any | Rt3 | New | CZ10 | Any | Cap-Tons | 276.78 | 120001 | None | 83.9 | 0.047 | 0 | 83.9 | 0.047 | 0 | 0 | 0 | 0 | 0 | 0 | 0 | DEER:HVAC_Chillers | Annual | 2023
NE-HVAC-Chlr-AirCldScrewChlr-lt150tons-12.1EER-16.6IPLV | DEER2023 | D23 v0 |  | Any | Rt3 | New | CZ11 | Any | Cap-Tons | 276.99 | 120001 | None | 77.5 | 0.0533 | 0 | 77.5 | 0.0533 | 0 | 0 | 0 | 0 | 0 | 0 | 0 | DEER:HVAC_Chillers | Annual | 2023
NE-HVAC-Chlr-AirCldScrewChlr-lt150tons-12.1EER-16.6IPLV | DEER2023 | D23 v0 |  | Any | Rt3 | New | CZ12 | Any | Cap-Tons | 265.74 | 120001 | None | 66.1 | 0.0521 | 0 | 66.1 | 0.0521 | 0 | 0 | 0 | 0 | 0 | 0 | 0 | DEER:HVAC_Chillers | Annual | 2023
NE-HVAC-Chlr-AirCldScrewChlr-lt150tons-12.1EER-16.6IPLV | DEER2023 | D23 v0 |  | Any | Rt3 | New | CZ13 | Any | Cap-Tons | 284.91 | 120001 | None | 83.8 | 0.0557 | 0 | 83.8 | 0.0557 | 0 | 0 | 0 | 0 | 0 | 0 | 0 | DEER:HVAC_Chillers | Annual | 2023
NE-HVAC-Chlr-AirCldScrewChlr-lt150tons-12.1EER-16.6IPLV | DEER2023 | D23 v0 |  | Any | Rt3 | New | CZ14 | Any | Cap-Tons | 286.54 | 120001 | None | 74.9 | 0.0462 | 0 | 74.9 | 0.0462 | 0 | 0 | 0 | 0 | 0 | 0 | 0 | DEER:HVAC_Chillers | Annual | 2023
NE-HVAC-Chlr-AirCldScrewChlr-lt150tons-12.1EER-16.6IPLV | DEER2023 | D23 v0 |  | Any | Rt3 | New | CZ15 | Any | Cap-Tons | 360.46 | 120001 | None | 111 | 0.0545 | 0 | 111 | 0.0545 | 0 | 0 | 0 | 0 | 0 | 0 | 0 | DEER:HVAC_Chillers | Annual | 2023
NE-HVAC-Chlr-AirCldScrewChlr-lt150tons-12.1EER-16.6IPLV | DEER2023 | D23 v0 |  | Any | Rt3 | New | CZ16 | Any | Cap-Tons | 178.09 | 120001 | None | 43.8 | 0.0374 | 0 | 43.8 | 0.0374 | 0 | 0 | 0 | 0 | 0 | 0 | 0 | DEER:HVAC_Chillers | Annual | 2023
NE-HVAC-Chlr-AirCldScrewChlr-lt150tons-12.1EER-16.6IPLV | DEER2023 | D23 v0 |  | Any | Rt3 | Old | CZ01 | Any | Cap-Tons | 163.1 | 120001 | None | 21.3 | 0.0536 | 0 | 9.08 | 0.0228 | 0 | 0 | 0 | 0 | 0 | 0 | 0 | DEER:HVAC_Chillers | Annual | 2023
NE-HVAC-Chlr-AirCldScrewChlr-lt150tons-12.1EER-16.6IPLV | DEER2023 | D23 v0 |  | Any | Rt3 | Old | CZ02 | Any | Cap-Tons | 258.36 | 120001 | None | 133 | 0.0974 | 0 | 56.5 | 0.0415 | 0 | 0 | 0 | 0 | 0 | 0 | 0 | DEER:HVAC_Chillers | Annual | 2023
NE-HVAC-Chlr-AirCldScrewChlr-lt150tons-12.1EER-16.6IPLV | DEER2023 | D23 v0 |  | Any | Rt3 | Old | CZ03 | Any | Cap-Tons | 210.76 | 120001 | None | 102 | 0.0849 | 0 | 43.3 | 0.0361 | 0 | 0 | 0 | 0 | 0 | 0 | 0 | DEER:HVAC_Chillers | Annual | 2023
NE-HVAC-Chlr-AirCldScrewChlr-lt150tons-12.1EER-16.6IPLV | DEER2023 | D23 v0 |  | Any | Rt3 | Old | CZ04 | Any | Cap-Tons | 260.24 | 120001 | None | 167 | 0.107 | 0 | 71.2 | 0.0457 | 0 | 0 | 0 | 0 | 0 | 0 | 0 | DEER:HVAC_Chillers | Annual | 2023
NE-HVAC-Chlr-AirCldScrewChlr-lt150tons-12.1EER-16.6IPLV | DEER2023 | D23 v0 |  | Any | Rt3 | Old | CZ05 | Any | Cap-Tons | 197.51 | 120001 | None | 126 | 0.0646 | 0 | 53.6 | 0.0275 | 0 | 0 | 0 | 0 | 0 | 0 | 0 | DEER:HVAC_Chillers | Annual | 2023
NE-HVAC-Chlr-AirCldScrewChlr-lt150tons-12.1EER-16.6IPLV | DEER2023 | D23 v0 |  | Any | Rt3 | Old | CZ06 | Any | Cap-Tons | 270.46 | 120001 | None | 195 | 0.0879 | 0 | 83.1 | 0.0374 | 0 | 0 | 0 | 0 | 0 | 0 | 0 | DEER:HVAC_Chillers | Annual | 2023
NE-HVAC-Chlr-AirCldScrewChlr-lt150tons-12.1EER-16.6IPLV | DEER2023 | D23 v0 |  | Any | Rt3 | Old | CZ07 | Any | Cap-Tons | 264.65 | 120001 | None | 172 | 0.0817 | 0 | 73.4 | 0.0348 | 0 | 0 | 0 | 0 | 0 | 0 | 0 | DEER:HVAC_Chillers | Annual | 2023
NE-HVAC-Chlr-AirCldScrewChlr-lt150tons-12.1EER-16.6IPLV | DEER2023 | D23 v0 |  | Any | Rt3 | Old | CZ08 | Any | Cap-Tons | 289.93 | 120001 | None | 232 | 0.0924 | 0 | 99 | 0.0393 | 0 | 0 | 0 | 0 | 0 | 0 | 0 | DEER:HVAC_Chillers | Annual | 2023
NE-HVAC-Chlr-AirCldScrewChlr-lt150tons-12.1EER-16.6IPLV | DEER2023 | D23 v0 |  | Any | Rt3 | Old | CZ09 | Any | Cap-Tons | 350.43 | 120001 | None | 175 | 0.0835 | 0 | 74.3 | 0.0356 | 0 | 0 | 0 | 0 | 0 | 0 | 0 | DEER:HVAC_Chillers | Annual | 2023
NE-HVAC-Chlr-AirCldScrewChlr-lt150tons-12.1EER-16.6IPLV | DEER2023 | D23 v0 |  | Any | Rt3 | Old | CZ10 | Any | Cap-Tons | 311.19 | 120001 | None | 214 | 0.109 | 0 | 91 | 0.0464 | 0 | 0 | 0 | 0 | 0 | 0 | 0 | DEER:HVAC_Chillers | Annual | 2023
NE-HVAC-Chlr-AirCldScrewChlr-lt150tons-12.1EER-16.6IPLV | DEER2023 | D23 v0 |  | Any | Rt3 | Old | CZ11 | Any | Cap-Tons | 328.87 | 120001 | None | 192 | 0.125 | 0 | 81.9 | 0.0531 | 0 | 0 | 0 | 0 | 0 | 0 | 0 | DEER:HVAC_Chillers | Annual | 2023
NE-HVAC-Chlr-AirCldScrewChlr-lt150tons-12.1EER-16.6IPLV | DEER2023 | D23 v0 |  | Any | Rt3 | Old | CZ12 | Any | Cap-Tons | 305.54 | 120001 | None | 168 | 0.122 | 0 | 71.4 | 0.052 | 0 | 0 | 0 | 0 | 0 | 0 | 0 | DEER:HVAC_Chillers | Annual | 2023
NE-HVAC-Chlr-AirCldScrewChlr-lt150tons-12.1EER-16.6IPLV | DEER2023 | D23 v0 |  | Any | Rt3 | Old | CZ13 | Any | Cap-Tons | 332.03 | 120001 | None | 210 | 0.13 | 0 | 89.4 | 0.0552 | 0 | 0 | 0 | 0 | 0 | 0 | 0 | DEER:HVAC_Chillers | Annual | 2023
NE-HVAC-Chlr-AirCldScrewChlr-lt150tons-12.1EER-16.6IPLV | DEER2023 | D23 v0 |  | Any | Rt3 | Old | CZ14 | Any | Cap-Tons | 338.48 | 120001 | None | 187 | 0.111 | 0 | 79.6 | 0.0471 | 0 | 0 | 0 | 0 | 0 | 0 | 0 | DEER:HVAC_Chillers | Annual | 2023
NE-HVAC-Chlr-AirCldScrewChlr-lt150tons-12.1EER-16.6IPLV | DEER2023 | D23 v0 |  | Any | Rt3 | Old | CZ15 | Any | Cap-Tons | 411.22 | 120001 | None | 285 | 0.132 | 0 | 122 | 0.056 | 0 | 0 | 0 | 0 | 0 | 0 | 0 | DEER:HVAC_Chillers | Annual | 2023
NE-HVAC-Chlr-AirCldScrewChlr-lt150tons-12.1EER-16.6IPLV | DEER2023 | D23 v0 |  | Any | Rt3 | Old | CZ16 | Any | Cap-Tons | 227.7 | 120001 | None | 102 | 0.0888 | 0 | 43.6 | 0.0378 | 0 | 0 | 0 | 0 | 0 | 0 | 0 | DEER:HVAC_Chillers | Annual | 2023
NE-HVAC-Chlr-AirCldScrewChlr-lt150tons-12.1EER-16.6IPLV | DEER2023 | D23 v0 |  | Any | Rt3 | Rec | CZ01 | Any | Cap-Tons | 135.97 | 120001 | None | 13.9 | 0.0245 | 0 | 13.9 | 0.0245 | 0 | 0 | 0 | 0 | 0 | 0 | 0 | DEER:HVAC_Chillers | Annual | 2023
NE-HVAC-Chlr-AirCldScrewChlr-lt150tons-12.1EER-16.6IPLV | DEER2023 | D23 v0 |  | Any | Rt3 | Rec | CZ02 | Any | Cap-Tons | 231.67 | 120001 | None | 53.7 | 0.0413 | 0 | 53.7 | 0.0413 | 0 | 0 | 0 | 0 | 0 | 0 | 0 | DEER:HVAC_Chillers | Annual | 2023
NE-HVAC-Chlr-AirCldScrewChlr-lt150tons-12.1EER-16.6IPLV | DEER2023 | D23 v0 |  | Any | Rt3 | Rec | CZ03 | Any | Cap-Tons | 185.04 | 120001 | None | 43.1 | 0.0346 | 0 | 43.1 | 0.0346 | 0 | 0 | 0 | 0 | 0 | 0 | 0 | DEER:HVAC_Chillers | Annual | 2023
NE-HVAC-Chlr-AirCldScrewChlr-lt150tons-12.1EER-16.6IPLV | DEER2023 | D23 v0 |  | Any | Rt3 | Rec | CZ04 | Any | Cap-Tons | 233.48 | 120001 | None | 67.6 | 0.0462 | 0 | 67.6 | 0.0462 | 0 | 0 | 0 | 0 | 0 | 0 | 0 | DEER:HVAC_Chillers | Annual | 2023
NE-HVAC-Chlr-AirCldScrewChlr-lt150tons-12.1EER-16.6IPLV | DEER2023 | D23 v0 |  | Any | Rt3 | Rec | CZ05 | Any | Cap-Tons | 174.75 | 120001 | None | 52.3 | 0.0265 | 0 | 52.3 | 0.0265 | 0 | 0 | 0 | 0 | 0 | 0 | 0 | DEER:HVAC_Chillers | Annual | 2023
NE-HVAC-Chlr-AirCldScrewChlr-lt150tons-12.1EER-16.6IPLV | DEER2023 | D23 v0 |  | Any | Rt3 | Rec | CZ06 | Any | Cap-Tons | 244.6 | 120001 | None | 78.6 | 0.0354 | 0 | 78.6 | 0.0354 | 0 | 0 | 0 | 0 | 0 | 0 | 0 | DEER:HVAC_Chillers | Annual | 2023
NE-HVAC-Chlr-AirCldScrewChlr-lt150tons-12.1EER-16.6IPLV | DEER2023 | D23 v0 |  | Any | Rt3 | Rec | CZ07 | Any | Cap-Tons | 238.81 | 120001 | None | 70.3 | 0.0341 | 0 | 70.3 | 0.0341 | 0 | 0 | 0 | 0 | 0 | 0 | 0 | DEER:HVAC_Chillers | Annual | 2023
NE-HVAC-Chlr-AirCldScrewChlr-lt150tons-12.1EER-16.6IPLV | DEER2023 | D23 v0 |  | Any | Rt3 | Rec | CZ08 | Any | Cap-Tons | 265.56 | 120001 | None | 87.5 | 0.0354 | 0 | 87.5 | 0.0354 | 0 | 0 | 0 | 0 | 0 | 0 | 0 | DEER:HVAC_Chillers | Annual | 2023
NE-HVAC-Chlr-AirCldScrewChlr-lt150tons-12.1EER-16.6IPLV | DEER2023 | D23 v0 |  | Any | Rt3 | Rec | CZ09 | Any | Cap-Tons | 322.05 | 120001 | None | 67.6 | 0.0342 | 0 | 67.6 | 0.0342 | 0 | 0 | 0 | 0 | 0 | 0 | 0 | DEER:HVAC_Chillers | Annual | 2023
NE-HVAC-Chlr-AirCldScrewChlr-lt150tons-12.1EER-16.6IPLV | DEER2023 | D23 v0 |  | Any | Rt3 | Rec | CZ10 | Any | Cap-Tons | 283.51 | 120001 | None | 85.4 | 0.0471 | 0 | 85.4 | 0.0471 | 0 | 0 | 0 | 0 | 0 | 0 | 0 | DEER:HVAC_Chillers | Annual | 2023
NE-HVAC-Chlr-AirCldScrewChlr-lt150tons-12.1EER-16.6IPLV | DEER2023 | D23 v0 |  | Any | Rt3 | Rec | CZ11 | Any | Cap-Tons | 283.57 | 120001 | None | 78.2 | 0.0523 | 0 | 78.2 | 0.0523 | 0 | 0 | 0 | 0 | 0 | 0 | 0 | DEER:HVAC_Chillers | Annual | 2023
NE-HVAC-Chlr-AirCldScrewChlr-lt150tons-12.1EER-16.6IPLV | DEER2023 | D23 v0 |  | Any | Rt3 | Rec | CZ12 | Any | Cap-Tons | 272.67 | 120001 | None | 67 | 0.0508 | 0 | 67 | 0.0508 | 0 | 0 | 0 | 0 | 0 | 0 | 0 | DEER:HVAC_Chillers | Annual | 2023
NE-HVAC-Chlr-AirCldScrewChlr-lt150tons-12.1EER-16.6IPLV | DEER2023 | D23 v0 |  | Any | Rt3 | Rec | CZ13 | Any | Cap-Tons | 291.69 | 120001 | None | 84.4 | 0.0543 | 0 | 84.4 | 0.0543 | 0 | 0 | 0 | 0 | 0 | 0 | 0 | DEER:HVAC_Chillers | Annual | 2023
NE-HVAC-Chlr-AirCldScrewChlr-lt150tons-12.1EER-16.6IPLV | DEER2023 | D23 v0 |  | Any | Rt3 | Rec | CZ14 | Any | Cap-Tons | 293.81 | 120001 | None | 76 | 0.0462 | 0 | 76 | 0.0462 | 0 | 0 | 0 | 0 | 0 | 0 | 0 | DEER:HVAC_Chillers | Annual | 2023
NE-HVAC-Chlr-AirCldScrewChlr-lt150tons-12.1EER-16.6IPLV | DEER2023 | D23 v0 |  | Any | Rt3 | Rec | CZ15 | Any | Cap-Tons | 366.49 | 120001 | None | 113 | 0.0544 | 0 | 113 | 0.0544 | 0 | 0 | 0 | 0 | 0 | 0 | 0 | DEER:HVAC_Chillers | Annual | 2023
NE-HVAC-Chlr-AirCldScrewChlr-lt150tons-12.1EER-16.6IPLV | DEER2023 | D23 v0 |  | Any | Rt3 | Rec | CZ16 | Any | Cap-Tons | 185.06 | 120001 | None | 44.6 | 0.037 | 0 | 44.6 | 0.037 | 0 | 0 | 0 | 0 | 0 | 0 | 0 | DEER:HVAC_Chillers | Annual | 2023
NE-HVAC-Chlr-AirCldScrewChlr-gte150tons-11.1EER-15.4IPLV | DEER2023 | D23 v0 |  | Any | Com | Any | CZ01 | Any | Cap-Tons | 436.9 | 255984 | None | 29.3 | 0.052 | 0 | 13.2 | 0.0231 | 0 | 0 | 0 | 0 | 0 | 0 | 0 | DEER:HVAC_Chillers | Annual | 2023
NE-HVAC-Chlr-AirCldScrewChlr-gte150tons-11.1EER-15.4IPLV | DEER2023 | D23 v0 |  | Any | Com | Any | CZ02 | Any | Cap-Tons | 522.9699 | 206977.9652 | None | 121 | 0.0837 | 0 | 53.8 | 0.0373 | 0 | 0 | 0 | 0 | 0 | 0 | 0 | DEER:HVAC_Chillers | Annual | 2023
NE-HVAC-Chlr-AirCldScrewChlr-gte150tons-11.1EER-15.4IPLV | DEER2023 | D23 v0 |  | Any | Com | Any | CZ03 | Any | Cap-Tons | 419.4916 | 200603.3699 | None | 97.1 | 0.0681 | 0 | 43.1 | 0.0301 | 0 | 0 | 0 | 0 | 0 | 0 | 0 | DEER:HVAC_Chillers | Annual | 2023
NE-HVAC-Chlr-AirCldScrewChlr-gte150tons-11.1EER-15.4IPLV | DEER2023 | D23 v0 |  | Any | Com | Any | CZ04 | Any | Cap-Tons | 423.0649 | 173379.5117 | None | 149 | 0.0846 | 0 | 66.7 | 0.0379 | 0 | 0 | 0 | 0 | 0 | 0 | 0 | DEER:HVAC_Chillers | Annual | 2023
NE-HVAC-Chlr-AirCldScrewChlr-gte150tons-11.1EER-15.4IPLV | DEER2023 | D23 v0 |  | Any | Com | Any | CZ05 | Any | Cap-Tons | 478.6261 | 249008.888 | None | 126 | 0.0569 | 0 | 56.2 | 0.0254 | 0 | 0 | 0 | 0 | 0 | 0 | 0 | DEER:HVAC_Chillers | Annual | 2023
NE-HVAC-Chlr-AirCldScrewChlr-gte150tons-11.1EER-15.4IPLV | DEER2023 | D23 v0 |  | Any | Com | Any | CZ06 | Any | Cap-Tons | 482.7794 | 188848.1354 | None | 181 | 0.0652 | 0 | 80.3 | 0.0288 | 0 | 0 | 0 | 0 | 0 | 0 | 0 | DEER:HVAC_Chillers | Annual | 2023
NE-HVAC-Chlr-AirCldScrewChlr-gte150tons-11.1EER-15.4IPLV | DEER2023 | D23 v0 |  | Any | Com | Any | CZ07 | Any | Cap-Tons | 440.3047 | 177469.8634 | None | 159 | 0.0542 | 0 | 71.9 | 0.0244 | 0 | 0 | 0 | 0 | 0 | 0 | 0 | DEER:HVAC_Chillers | Annual | 2023
NE-HVAC-Chlr-AirCldScrewChlr-gte150tons-11.1EER-15.4IPLV | DEER2023 | D23 v0 |  | Any | Com | Any | CZ08 | Any | Cap-Tons | 553.2791 | 201713.9293 | None | 200 | 0.0692 | 0 | 88.5 | 0.0306 | 0 | 0 | 0 | 0 | 0 | 0 | 0 | DEER:HVAC_Chillers | Annual | 2023
NE-HVAC-Chlr-AirCldScrewChlr-gte150tons-11.1EER-15.4IPLV | DEER2023 | D23 v0 |  | Any | Com | Any | CZ09 | Any | Cap-Tons | 582.6252 | 184734.3779 | None | 168 | 0.0694 | 0 | 74.3 | 0.0307 | 0 | 0 | 0 | 0 | 0 | 0 | 0 | DEER:HVAC_Chillers | Annual | 2023
NE-HVAC-Chlr-AirCldScrewChlr-gte150tons-11.1EER-15.4IPLV | DEER2023 | D23 v0 |  | Any | Com | Any | CZ10 | Any | Cap-Tons | 476.5902 | 173823.0846 | None | 183 | 0.0753 | 0 | 84.7 | 0.0349 | 0 | 0 | 0 | 0 | 0 | 0 | 0 | DEER:HVAC_Chillers | Annual | 2023
NE-HVAC-Chlr-AirCldScrewChlr-gte150tons-11.1EER-15.4IPLV | DEER2023 | D23 v0 |  | Any | Com | Any | CZ11 | Any | Cap-Tons | 661.6343 | 229944.4889 | None | 180 | 0.105 | 0 | 81.4 | 0.0474 | 0 | 0 | 0 | 0 | 0 | 0 | 0 | DEER:HVAC_Chillers | Annual | 2023
NE-HVAC-Chlr-AirCldScrewChlr-gte150tons-11.1EER-15.4IPLV | DEER2023 | D23 v0 |  | Any | Com | Any | CZ12 | Any | Cap-Tons | 461.6664 | 173673.2677 | None | 153 | 0.0957 | 0 | 69.2 | 0.0433 | 0 | 0 | 0 | 0 | 0 | 0 | 0 | DEER:HVAC_Chillers | Annual | 2023
NE-HVAC-Chlr-AirCldScrewChlr-gte150tons-11.1EER-15.4IPLV | DEER2023 | D23 v0 |  | Any | Com | Any | CZ13 | Any | Cap-Tons | 531.7129 | 181771.6199 | None | 193 | 0.0999 | 0 | 87.2 | 0.0453 | 0 | 0 | 0 | 0 | 0 | 0 | 0 | DEER:HVAC_Chillers | Annual | 2023
NE-HVAC-Chlr-AirCldScrewChlr-gte150tons-11.1EER-15.4IPLV | DEER2023 | D23 v0 |  | Any | Com | Any | CZ14 | Any | Cap-Tons | 589.7699 | 201047.7636 | None | 168 | 0.0843 | 0 | 77 | 0.0388 | 0 | 0 | 0 | 0 | 0 | 0 | 0 | DEER:HVAC_Chillers | Annual | 2023
NE-HVAC-Chlr-AirCldScrewChlr-gte150tons-11.1EER-15.4IPLV | DEER2023 | D23 v0 |  | Any | Com | Any | CZ15 | Any | Cap-Tons | 587.8056 | 176378.9693 | None | 255 | 0.0998 | 0 | 119 | 0.0467 | 0 | 0 | 0 | 0 | 0 | 0 | 0 | DEER:HVAC_Chillers | Annual | 2023
NE-HVAC-Chlr-AirCldScrewChlr-gte150tons-11.1EER-15.4IPLV | DEER2023 | D23 v0 |  | Any | Com | Any | CZ16 | Any | Cap-Tons | 533.3871 | 286757.4695 | None | 106 | 0.0618 | 0 | 48.7 | 0.0282 | 0 | 0 | 0 | 0 | 0 | 0 | 0 | DEER:HVAC_Chillers | Annual | 2023
NE-HVAC-Chlr-AirCldScrewChlr-gte150tons-11.1EER-15.4IPLV | DEER2023 | D23 v0 |  | Any | Com | Any | Any | Any | Cap-Tons | 509.7 | 190810 | None | 169 | 0.0732 | 0 | 75.8 | 0.0328 | 0 | 0 | 0 | 0 | 0 | 0 | 0 | DEER:HVAC_Chillers | Annual | 2023
NE-HVAC-Chlr-AirCldScrewChlr-gte150tons-12.1EER-16.9IPLV | DEER2023 | D23 v0 |  | Any | Com | Any | CZ01 | Any | Cap-Tons | 436.9 | 255984 | None | 29.3 | 0.052 | 0 | 13.2 | 0.0231 | 0 | 0 | 0 | 0 | 0 | 0 | 0 | DEER:HVAC_Chillers | Annual | 2023
NE-HVAC-Chlr-AirCldScrewChlr-gte150tons-12.1EER-16.9IPLV | DEER2023 | D23 v0 |  | Any | Com | Any | CZ02 | Any | Cap-Tons | 522.9699 | 206977.9652 | None | 121 | 0.0837 | 0 | 53.8 | 0.0373 | 0 | 0 | 0 | 0 | 0 | 0 | 0 | DEER:HVAC_Chillers | Annual | 2023
NE-HVAC-Chlr-AirCldScrewChlr-gte150tons-12.1EER-16.9IPLV | DEER2023 | D23 v0 |  | Any | Com | Any | CZ03 | Any | Cap-Tons | 419.4916 | 200603.3699 | None | 97.1 | 0.0681 | 0 | 43.1 | 0.0301 | 0 | 0 | 0 | 0 | 0 | 0 | 0 | DEER:HVAC_Chillers | Annual | 2023
NE-HVAC-Chlr-AirCldScrewChlr-gte150tons-12.1EER-16.9IPLV | DEER2023 | D23 v0 |  | Any | Com | Any | CZ04 | Any | Cap-Tons | 423.0649 | 173379.5117 | None | 149 | 0.0846 | 0 | 66.7 | 0.0379 | 0 | 0 | 0 | 0 | 0 | 0 | 0 | DEER:HVAC_Chillers | Annual | 2023
NE-HVAC-Chlr-AirCldScrewChlr-gte150tons-12.1EER-16.9IPLV | DEER2023 | D23 v0 |  | Any | Com | Any | CZ05 | Any | Cap-Tons | 478.6261 | 249008.888 | None | 126 | 0.0569 | 0 | 56.2 | 0.0254 | 0 | 0 | 0 | 0 | 0 | 0 | 0 | DEER:HVAC_Chillers | Annual | 2023
NE-HVAC-Chlr-AirCldScrewChlr-gte150tons-12.1EER-16.9IPLV | DEER2023 | D23 v0 |  | Any | Com | Any | CZ06 | Any | Cap-Tons | 482.7794 | 188848.1354 | None | 181 | 0.0652 | 0 | 80.3 | 0.0288 | 0 | 0 | 0 | 0 | 0 | 0 | 0 | DEER:HVAC_Chillers | Annual | 2023
NE-HVAC-Chlr-AirCldScrewChlr-gte150tons-12.1EER-16.9IPLV | DEER2023 | D23 v0 |  | Any | Com | Any | CZ07 | Any | Cap-Tons | 440.3047 | 177469.8634 | None | 159 | 0.0542 | 0 | 71.9 | 0.0244 | 0 | 0 | 0 | 0 | 0 | 0 | 0 | DEER:HVAC_Chillers | Annual | 2023
NE-HVAC-Chlr-AirCldScrewChlr-gte150tons-12.1EER-16.9IPLV | DEER2023 | D23 v0 |  | Any | Com | Any | CZ08 | Any | Cap-Tons | 553.2791 | 201713.9293 | None | 200 | 0.0692 | 0 | 88.5 | 0.0306 | 0 | 0 | 0 | 0 | 0 | 0 | 0 | DEER:HVAC_Chillers | Annual | 2023
NE-HVAC-Chlr-AirCldScrewChlr-gte150tons-12.1EER-16.9IPLV | DEER2023 | D23 v0 |  | Any | Com | Any | CZ09 | Any | Cap-Tons | 582.6252 | 184734.3779 | None | 168 | 0.0694 | 0 | 74.3 | 0.0307 | 0 | 0 | 0 | 0 | 0 | 0 | 0 | DEER:HVAC_Chillers | Annual | 2023
NE-HVAC-Chlr-AirCldScrewChlr-gte150tons-12.1EER-16.9IPLV | DEER2023 | D23 v0 |  | Any | Com | Any | CZ10 | Any | Cap-Tons | 476.5902 | 173823.0846 | None | 183 | 0.0753 | 0 | 84.7 | 0.0349 | 0 | 0 | 0 | 0 | 0 | 0 | 0 | DEER:HVAC_Chillers | Annual | 2023
NE-HVAC-Chlr-AirCldScrewChlr-gte150tons-12.1EER-16.9IPLV | DEER2023 | D23 v0 |  | Any | Com | Any | CZ11 | Any | Cap-Tons | 661.6343 | 229944.4889 | None | 180 | 0.105 | 0 | 81.4 | 0.0474 | 0 | 0 | 0 | 0 | 0 | 0 | 0 | DEER:HVAC_Chillers | Annual | 2023
NE-HVAC-Chlr-AirCldScrewChlr-gte150tons-12.1EER-16.9IPLV | DEER2023 | D23 v0 |  | Any | Com | Any | CZ12 | Any | Cap-Tons | 461.6664 | 173673.2677 | None | 153 | 0.0957 | 0 | 69.2 | 0.0433 | 0 | 0 | 0 | 0 | 0 | 0 | 0 | DEER:HVAC_Chillers | Annual | 2023
NE-HVAC-Chlr-AirCldScrewChlr-gte150tons-12.1EER-16.9IPLV | DEER2023 | D23 v0 |  | Any | Com | Any | CZ13 | Any | Cap-Tons | 531.7129 | 181771.6199 | None | 193 | 0.0999 | 0 | 87.2 | 0.0453 | 0 | 0 | 0 | 0 | 0 | 0 | 0 | DEER:HVAC_Chillers | Annual | 2023
NE-HVAC-Chlr-AirCldScrewChlr-gte150tons-12.1EER-16.9IPLV | DEER2023 | D23 v0 |  | Any | Com | Any | CZ14 | Any | Cap-Tons | 589.7699 | 201047.7636 | None | 168 | 0.0843 | 0 | 77 | 0.0388 | 0 | 0 | 0 | 0 | 0 | 0 | 0 | DEER:HVAC_Chillers | Annual | 2023
NE-HVAC-Chlr-AirCldScrewChlr-gte150tons-12.1EER-16.9IPLV | DEER2023 | D23 v0 |  | Any | Com | Any | CZ15 | Any | Cap-Tons | 587.8056 | 176378.9693 | None | 255 | 0.0998 | 0 | 119 | 0.0467 | 0 | 0 | 0 | 0 | 0 | 0 | 0 | DEER:HVAC_Chillers | Annual | 2023
NE-HVAC-Chlr-AirCldScrewChlr-gte150tons-12.1EER-16.9IPLV | DEER2023 | D23 v0 |  | Any | Com | Any | CZ16 | Any | Cap-Tons | 533.3871 | 286757.4695 | None | 106 | 0.0618 | 0 | 48.7 | 0.0282 | 0 | 0 | 0 | 0 | 0 | 0 | 0 | DEER:HVAC_Chillers | Annual | 2023
NE-HVAC-Chlr-AirCldScrewChlr-gte150tons-12.1EER-16.9IPLV | DEER2023 | D23 v0 |  | Any | Com | Any | Any | Any | Cap-Tons | 509.7 | 190810 | None | 169 | 0.0732 | 0 | 75.8 | 0.0328 | 0 | 0 | 0 | 0 | 0 | 0 | 0 | DEER:HVAC_Chillers | Annual | 2023
NE-HVAC-Chlr-AirCldScrewChlr-lt150tons-11.1EER-15.1IPLV | DEER2023 | D23 v0 |  | Any | Com | Any | CZ01 | Any | Cap-Tons | 436.9 | 255984 | None | 29.3 | 0.052 | 0 | 13.2 | 0.0231 | 0 | 0 | 0 | 0 | 0 | 0 | 0 | DEER:HVAC_Chillers | Annual | 2023
NE-HVAC-Chlr-AirCldScrewChlr-lt150tons-11.1EER-15.1IPLV | DEER2023 | D23 v0 |  | Any | Com | Any | CZ02 | Any | Cap-Tons | 522.9699 | 206977.9652 | None | 121 | 0.0837 | 0 | 53.8 | 0.0373 | 0 | 0 | 0 | 0 | 0 | 0 | 0 | DEER:HVAC_Chillers | Annual | 2023
NE-HVAC-Chlr-AirCldScrewChlr-lt150tons-11.1EER-15.1IPLV | DEER2023 | D23 v0 |  | Any | Com | Any | CZ03 | Any | Cap-Tons | 419.4916 | 200603.3699 | None | 97.1 | 0.0681 | 0 | 43.1 | 0.0301 | 0 | 0 | 0 | 0 | 0 | 0 | 0 | DEER:HVAC_Chillers | Annual | 2023
NE-HVAC-Chlr-AirCldScrewChlr-lt150tons-11.1EER-15.1IPLV | DEER2023 | D23 v0 |  | Any | Com | Any | CZ04 | Any | Cap-Tons | 423.0649 | 173379.5117 | None | 149 | 0.0846 | 0 | 66.7 | 0.0379 | 0 | 0 | 0 | 0 | 0 | 0 | 0 | DEER:HVAC_Chillers | Annual | 2023
NE-HVAC-Chlr-AirCldScrewChlr-lt150tons-11.1EER-15.1IPLV | DEER2023 | D23 v0 |  | Any | Com | Any | CZ05 | Any | Cap-Tons | 478.6261 | 249008.888 | None | 126 | 0.0569 | 0 | 56.2 | 0.0254 | 0 | 0 | 0 | 0 | 0 | 0 | 0 | DEER:HVAC_Chillers | Annual | 2023
NE-HVAC-Chlr-AirCldScrewChlr-lt150tons-11.1EER-15.1IPLV | DEER2023 | D23 v0 |  | Any | Com | Any | CZ06 | Any | Cap-Tons | 482.7794 | 188848.1354 | None | 181 | 0.0652 | 0 | 80.3 | 0.0288 | 0 | 0 | 0 | 0 | 0 | 0 | 0 | DEER:HVAC_Chillers | Annual | 2023
NE-HVAC-Chlr-AirCldScrewChlr-lt150tons-11.1EER-15.1IPLV | DEER2023 | D23 v0 |  | Any | Com | Any | CZ07 | Any | Cap-Tons | 440.3047 | 177469.8634 | None | 159 | 0.0542 | 0 | 71.9 | 0.0244 | 0 | 0 | 0 | 0 | 0 | 0 | 0 | DEER:HVAC_Chillers | Annual | 2023
NE-HVAC-Chlr-AirCldScrewChlr-lt150tons-11.1EER-15.1IPLV | DEER2023 | D23 v0 |  | Any | Com | Any | CZ08 | Any | Cap-Tons | 553.2791 | 201713.9293 | None | 200 | 0.0692 | 0 | 88.5 | 0.0306 | 0 | 0 | 0 | 0 | 0 | 0 | 0 | DEER:HVAC_Chillers | Annual | 2023
NE-HVAC-Chlr-AirCldScrewChlr-lt150tons-11.1EER-15.1IPLV | DEER2023 | D23 v0 |  | Any | Com | Any | CZ09 | Any | Cap-Tons | 582.6252 | 184734.3779 | None | 168 | 0.0694 | 0 | 74.3 | 0.0307 | 0 | 0 | 0 | 0 | 0 | 0 | 0 | DEER:HVAC_Chillers | Annual | 2023
NE-HVAC-Chlr-AirCldScrewChlr-lt150tons-11.1EER-15.1IPLV | DEER2023 | D23 v0 |  | Any | Com | Any | CZ10 | Any | Cap-Tons | 476.5902 | 173823.0846 | None | 183 | 0.0753 | 0 | 84.7 | 0.0349 | 0 | 0 | 0 | 0 | 0 | 0 | 0 | DEER:HVAC_Chillers | Annual | 2023
NE-HVAC-Chlr-AirCldScrewChlr-lt150tons-11.1EER-15.1IPLV | DEER2023 | D23 v0 |  | Any | Com | Any | CZ11 | Any | Cap-Tons | 661.6343 | 229944.4889 | None | 180 | 0.105 | 0 | 81.4 | 0.0474 | 0 | 0 | 0 | 0 | 0 | 0 | 0 | DEER:HVAC_Chillers | Annual | 2023
NE-HVAC-Chlr-AirCldScrewChlr-lt150tons-11.1EER-15.1IPLV | DEER2023 | D23 v0 |  | Any | Com | Any | CZ12 | Any | Cap-Tons | 461.6664 | 173673.2677 | None | 153 | 0.0957 | 0 | 69.2 | 0.0433 | 0 | 0 | 0 | 0 | 0 | 0 | 0 | DEER:HVAC_Chillers | Annual | 2023
NE-HVAC-Chlr-AirCldScrewChlr-lt150tons-11.1EER-15.1IPLV | DEER2023 | D23 v0 |  | Any | Com | Any | CZ13 | Any | Cap-Tons | 531.7129 | 181771.6199 | None | 193 | 0.0999 | 0 | 87.2 | 0.0453 | 0 | 0 | 0 | 0 | 0 | 0 | 0 | DEER:HVAC_Chillers | Annual | 2023
NE-HVAC-Chlr-AirCldScrewChlr-lt150tons-11.1EER-15.1IPLV | DEER2023 | D23 v0 |  | Any | Com | Any | CZ14 | Any | Cap-Tons | 589.7699 | 201047.7636 | None | 168 | 0.0843 | 0 | 77 | 0.0388 | 0 | 0 | 0 | 0 | 0 | 0 | 0 | DEER:HVAC_Chillers | Annual | 2023
NE-HVAC-Chlr-AirCldScrewChlr-lt150tons-11.1EER-15.1IPLV | DEER2023 | D23 v0 |  | Any | Com | Any | CZ15 | Any | Cap-Tons | 587.8056 | 176378.9693 | None | 255 | 0.0998 | 0 | 119 | 0.0467 | 0 | 0 | 0 | 0 | 0 | 0 | 0 | DEER:HVAC_Chillers | Annual | 2023
NE-HVAC-Chlr-AirCldScrewChlr-lt150tons-11.1EER-15.1IPLV | DEER2023 | D23 v0 |  | Any | Com | Any | CZ16 | Any | Cap-Tons | 533.3871 | 286757.4695 | None | 106 | 0.0618 | 0 | 48.7 | 0.0282 | 0 | 0 | 0 | 0 | 0 | 0 | 0 | DEER:HVAC_Chillers | Annual | 2023
NE-HVAC-Chlr-AirCldScrewChlr-lt150tons-11.1EER-15.1IPLV | DEER2023 | D23 v0 |  | Any | Com | Any | Any | Any | Cap-Tons | 509.7 | 190810 | None | 169 | 0.0732 | 0 | 75.8 | 0.0328 | 0 | 0 | 0 | 0 | 0 | 0 | 0 | DEER:HVAC_Chillers | Annual | 2023
NE-HVAC-Chlr-AirCldScrewChlr-lt150tons-12.1EER-16.6IPLV | DEER2023 | D23 v0 |  | Any | Com | Any | CZ01 | Any | Cap-Tons | 436.9 | 255984 | None | 29.3 | 0.052 | 0 | 13.2 | 0.0231 | 0 | 0 | 0 | 0 | 0 | 0 | 0 | DEER:HVAC_Chillers | Annual | 2023
NE-HVAC-Chlr-AirCldScrewChlr-lt150tons-12.1EER-16.6IPLV | DEER2023 | D23 v0 |  | Any | Com | Any | CZ02 | Any | Cap-Tons | 522.9699 | 206977.9652 | None | 121 | 0.0837 | 0 | 53.8 | 0.0373 | 0 | 0 | 0 | 0 | 0 | 0 | 0 | DEER:HVAC_Chillers | Annual | 2023
NE-HVAC-Chlr-AirCldScrewChlr-lt150tons-12.1EER-16.6IPLV | DEER2023 | D23 v0 |  | Any | Com | Any | CZ03 | Any | Cap-Tons | 419.4916 | 200603.3699 | None | 97.1 | 0.0681 | 0 | 43.1 | 0.0301 | 0 | 0 | 0 | 0 | 0 | 0 | 0 | DEER:HVAC_Chillers | Annual | 2023
NE-HVAC-Chlr-AirCldScrewChlr-lt150tons-12.1EER-16.6IPLV | DEER2023 | D23 v0 |  | Any | Com | Any | CZ04 | Any | Cap-Tons | 423.0649 | 173379.5117 | None | 149 | 0.0846 | 0 | 66.7 | 0.0379 | 0 | 0 | 0 | 0 | 0 | 0 | 0 | DEER:HVAC_Chillers | Annual | 2023
NE-HVAC-Chlr-AirCldScrewChlr-lt150tons-12.1EER-16.6IPLV | DEER2023 | D23 v0 |  | Any | Com | Any | CZ05 | Any | Cap-Tons | 478.6261 | 249008.888 | None | 126 | 0.0569 | 0 | 56.2 | 0.0254 | 0 | 0 | 0 | 0 | 0 | 0 | 0 | DEER:HVAC_Chillers | Annual | 2023
NE-HVAC-Chlr-AirCldScrewChlr-lt150tons-12.1EER-16.6IPLV | DEER2023 | D23 v0 |  | Any | Com | Any | CZ06 | Any | Cap-Tons | 482.7794 | 188848.1354 | None | 181 | 0.0652 | 0 | 80.3 | 0.0288 | 0 | 0 | 0 | 0 | 0 | 0 | 0 | DEER:HVAC_Chillers | Annual | 2023
NE-HVAC-Chlr-AirCldScrewChlr-lt150tons-12.1EER-16.6IPLV | DEER2023 | D23 v0 |  | Any | Com | Any | CZ07 | Any | Cap-Tons | 440.3047 | 177469.8634 | None | 159 | 0.0542 | 0 | 71.9 | 0.0244 | 0 | 0 | 0 | 0 | 0 | 0 | 0 | DEER:HVAC_Chillers | Annual | 2023
NE-HVAC-Chlr-AirCldScrewChlr-lt150tons-12.1EER-16.6IPLV | DEER2023 | D23 v0 |  | Any | Com | Any | CZ08 | Any | Cap-Tons | 553.2791 | 201713.9293 | None | 200 | 0.0692 | 0 | 88.5 | 0.0306 | 0 | 0 | 0 | 0 | 0 | 0 | 0 | DEER:HVAC_Chillers | Annual | 2023
NE-HVAC-Chlr-AirCldScrewChlr-lt150tons-12.1EER-16.6IPLV | DEER2023 | D23 v0 |  | Any | Com | Any | CZ09 | Any | Cap-Tons | 582.6252 | 184734.3779 | None | 168 | 0.0694 | 0 | 74.3 | 0.0307 | 0 | 0 | 0 | 0 | 0 | 0 | 0 | DEER:HVAC_Chillers | Annual | 2023
NE-HVAC-Chlr-AirCldScrewChlr-lt150tons-12.1EER-16.6IPLV | DEER2023 | D23 v0 |  | Any | Com | Any | CZ10 | Any | Cap-Tons | 476.5902 | 173823.0846 | None | 183 | 0.0753 | 0 | 84.7 | 0.0349 | 0 | 0 | 0 | 0 | 0 | 0 | 0 | DEER:HVAC_Chillers | Annual | 2023
NE-HVAC-Chlr-AirCldScrewChlr-lt150tons-12.1EER-16.6IPLV | DEER2023 | D23 v0 |  | Any | Com | Any | CZ11 | Any | Cap-Tons | 661.6343 | 229944.4889 | None | 180 | 0.105 | 0 | 81.4 | 0.0474 | 0 | 0 | 0 | 0 | 0 | 0 | 0 | DEER:HVAC_Chillers | Annual | 2023
NE-HVAC-Chlr-AirCldScrewChlr-lt150tons-12.1EER-16.6IPLV | DEER2023 | D23 v0 |  | Any | Com | Any | CZ12 | Any | Cap-Tons | 461.6664 | 173673.2677 | None | 153 | 0.0957 | 0 | 69.2 | 0.0433 | 0 | 0 | 0 | 0 | 0 | 0 | 0 | DEER:HVAC_Chillers | Annual | 2023
NE-HVAC-Chlr-AirCldScrewChlr-lt150tons-12.1EER-16.6IPLV | DEER2023 | D23 v0 |  | Any | Com | Any | CZ13 | Any | Cap-Tons | 531.7129 | 181771.6199 | None | 193 | 0.0999 | 0 | 87.2 | 0.0453 | 0 | 0 | 0 | 0 | 0 | 0 | 0 | DEER:HVAC_Chillers | Annual | 2023
NE-HVAC-Chlr-AirCldScrewChlr-lt150tons-12.1EER-16.6IPLV | DEER2023 | D23 v0 |  | Any | Com | Any | CZ14 | Any | Cap-Tons | 589.7699 | 201047.7636 | None | 168 | 0.0843 | 0 | 77 | 0.0388 | 0 | 0 | 0 | 0 | 0 | 0 | 0 | DEER:HVAC_Chillers | Annual | 2023
NE-HVAC-Chlr-AirCldScrewChlr-lt150tons-12.1EER-16.6IPLV | DEER2023 | D23 v0 |  | Any | Com | Any | CZ15 | Any | Cap-Tons | 587.8056 | 176378.9693 | None | 255 | 0.0998 | 0 | 119 | 0.0467 | 0 | 0 | 0 | 0 | 0 | 0 | 0 | DEER:HVAC_Chillers | Annual | 2023
NE-HVAC-Chlr-AirCldScrewChlr-lt150tons-12.1EER-16.6IPLV | DEER2023 | D23 v0 |  | Any | Com | Any | CZ16 | Any | Cap-Tons | 533.3871 | 286757.4695 | None | 106 | 0.0618 | 0 | 48.7 | 0.0282 | 0 | 0 | 0 | 0 | 0 | 0 | 0 | DEER:HVAC_Chillers | Annual | 2023
NE-HVAC-Chlr-AirCldScrewChlr-lt150tons-12.1EER-16.6IPLV | DEER2023 | D23 v0 |  | Any | Com | Any | Any | Any | Cap-Tons | 509.7 | 190810 | None | 169 | 0.0732 | 0 | 75.8 | 0.0328 | 0 | 0 | 0 | 0 | 0 | 0 | 0 | DEER:HVAC_Chillers | Annual | 2023

## DEER2023_Measure_Values
Index | MeasureID | Description | Version | VersionSource | LastMod | EnergyImpactID | MeasImpactType | EnImpCalcType | ImpScaleBasis | StdScaleVal | PreScaleVal | ImpWeighting | WeightGroupID | ApplyIE | IETableName | TechBased | Sector | PA | UseCategory | UseSubCategory | TechGroup | TechType | MeasCostID | EUL_ID | PreDesc | StdDesc | MeasDesc | PreTechID | StdTechID | MeasTechID | Status | Comment | PreMultiTech | StdMultiTech | SourceDesc | SupportedAppType | StdCostID | RUL_ID | LegacyID | MeasQualifierGroup | StartDate | ExpiryDate | ReviewStatus | MeasID_SCE | MeasID_PGE | MeasID_SDG | MeasID_SCG | MeasType | ReviewComment | FilingSpec | ClaimSpec | IsProposed | LastModBy | Created | CreatedComment | CreatedBy | LastModComment
2020 | NE-HVAC-Chlr-AirCldScrewChlr-gte150tons-11.1EER-15.4IPLV | Air Cooled Constant Speed Screw Chiller (>= 150 tons, 11.1 Min EER, 15.4 Min IPLV) | DEER2020 | D20 v1 | 2020-11-24 16:30 | NE-HVAC-Chlr-AirCldScrewChlr-gte150tons-11.1EER-15.4IPLV | DEER | Standard | None | 0 | 0 | None |  | FALSE |  | FALSE | Com | Any | HVAC | SpaceCool | Chiller | AirCldScrewChlr |  | HVAC-Chlr | Air cooled constant speed screw chillers, efficiency based on vintage | Air Cooled Constant Speed Screw Chiller (>= 150 tons, 10.1 EER, 14 IPLV) | Air Cooled Constant Speed Screw Chiller (>= 150 tons, 11.1 EER, 15.4 IPLV) |  | AirCldScrewChlr-gte150tons-10.1EER-14IPLV | AirCldScrewChlr-gte150tons-11.1EER-15.4IPLV | Available |  | FALSE | FALSE |  | ErRobNc |  | HVAC-Chlr |  | None | 2020-01-01 | 2022-12-31 | [5 empty] | Standard |  | TRUE | TRUE | FALSE | Deemed Ex Ante Team |  |  |  | Updated to indicate claim/filing status
2020 | NE-HVAC-Chlr-AirCldScrewChlr-gte150tons-12.1EER-16.9IPLV | Air Cooled Constant Speed Screw Chiller (>= 150 tons, 12.1 Min EER, 16.9 Min IPLV) | DEER2020 | D20 v1 | 2020-11-24 16:30 | NE-HVAC-Chlr-AirCldScrewChlr-gte150tons-12.1EER-16.9IPLV | DEER | Standard | None | 0 | 0 | None |  | FALSE |  | FALSE | Com | Any | HVAC | SpaceCool | Chiller | AirCldScrewChlr |  | HVAC-Chlr | Air cooled constant speed screw chillers, efficiency based on vintage | Air Cooled Constant Speed Screw Chiller (>= 150 tons, 10.1 EER, 14 IPLV) | Air Cooled Constant Speed Screw Chiller (>= 150 tons, 12.1 EER, 16.9 IPLV) |  | AirCldScrewChlr-gte150tons-10.1EER-14IPLV | AirCldScrewChlr-gte150tons-12.1EER-16.9IPLV | Available |  | FALSE | FALSE |  | ErRobNc |  | HVAC-Chlr |  | None | 2020-01-01 | 2023-01-01 | [5 empty] | Standard |  | TRUE | TRUE | FALSE | Deemed Ex Ante Team |  |  |  | Updated to indicate claim/filing status
2020 | NE-HVAC-Chlr-AirCldScrewChlr-lt150tons-11.1EER-15.1IPLV | Air Cooled Constant Speed Screw Chiller (< 150 tons, 11.1 Min EER, 15.1 Min IPLV) | DEER2020 | D20 v1 | 2020-11-24 16:30 | NE-HVAC-Chlr-AirCldScrewChlr-lt150tons-11.1EER-15.1IPLV | DEER | Standard | None | 0 | 0 | None |  | FALSE |  | FALSE | Com | Any | HVAC | SpaceCool | Chiller | AirCldScrewChlr |  | HVAC-Chlr | Air cooled constant speed screw chillers, efficiency based on vintage | Air Cooled Constant Speed Screw Chiller (< 150 tons, 10.1 EER, 13.7 IPLV) | Air Cooled Constant Speed Screw Chiller (< 150 tons, 11.1 EER, 15.1 IPLV) |  | AirCldScrewChlr-lt150tons-10.1EER-13.7IPLV | AirCldScrewChlr-lt150tons-11.1EER-15.1IPLV | Available |  | FALSE | FALSE |  | ErRobNc |  | HVAC-Chlr |  | None | 2020-01-01 | 2023-01-02 | [5 empty] | Standard |  | TRUE | TRUE | FALSE | Deemed Ex Ante Team |  |  |  | Updated to indicate claim/filing status
2020 | NE-HVAC-Chlr-AirCldScrewChlr-lt150tons-12.1EER-16.6IPLV | Air Cooled Constant Speed Screw Chiller (< 150 tons, 12.1 Min EER, 16.6 Min IPLV) | DEER2020 | D20 v1 | 2020-11-24 16:30 | NE-HVAC-Chlr-AirCldScrewChlr-lt150tons-12.1EER-16.6IPLV | DEER | Standard | None | 0 | 0 | None |  | FALSE |  | FALSE | Com | Any | HVAC | SpaceCool | Chiller | AirCldScrewChlr |  | HVAC-Chlr | Air cooled constant speed screw chillers, efficiency based on vintage | Air Cooled Constant Speed Screw Chiller (< 150 tons, 10.1 EER, 13.7 IPLV) | Air Cooled Constant Speed Screw Chiller (< 150 tons, 12.1 EER, 16.6 IPLV) |  | AirCldScrewChlr-lt150tons-10.1EER-13.7IPLV | AirCldScrewChlr-lt150tons-12.1EER-16.6IPLV | Available |  | FALSE | FALSE |  | ErRobNc |  | HVAC-Chlr |  | None | 2020-01-01 | 2023-01-03 | [5 empty] | Standard |  | TRUE | TRUE | FALSE | Deemed Ex Ante Team |  |  |  | Updated to indicate claim/filing status
2023 | NE-HVAC-Chlr-AirCldScrewChlr-gte150tons-11.1EER-15.4IPLV | Air Cooled Constant Speed Screw Chiller (≥ 150 tons, 11.1 Min EER, 15.4 Min IPLV) | DEER2023 | D23 v0 |  | NE-HVAC-Chlr-AirCldScrewChlr-gte150tons-11.1EER-15.4IPLV | Deem-DEER | Standard | None | 0 | 0 | None |  | FALSE |  | TRUE | Com | Any | HVAC | SpaceCool | Chiller | AirCldScrewChlr |  | HVAC-Chlr | Air Cooled Constant Speed Screw Chiller (≥ 150 tons, ByVint) | Air Cooled Constant Speed Screw Chiller (≥ 150 tons, 10.1 EER, 14 IPLV) | Air Cooled Constant Speed Screw Chiller (≥ 150 tons, 11.1 EER, 15.4 IPLV) | Pre-AirCldScrewChlr-gte150tons-ByVint | Std-AirCldScrewChlr-gte150tons-10.1EER-14.0IPLV | Msr-AirCldScrewChlr-gte150tons-11.1EER-15.4IPLV | Available |  | FALSE | FALSE |  |  |  | HVAC-Chlr |  |  | 2023-01-01 | [6 empty] | Standard |  | TRUE | TRUE | TRUE |  |  | Simulated using CZ2022 weather data | Deemed Ex Ante Team
2023 | NE-HVAC-Chlr-AirCldScrewChlr-gte150tons-12.1EER-16.9IPLV | Air Cooled Constant Speed Screw Chiller (≥ 150 tons, 12.1 Min EER, 16.9 Min IPLV) | DEER2023 | D23 v0 |  | NE-HVAC-Chlr-AirCldScrewChlr-gte150tons-12.1EER-16.9IPLV | Deem-DEER | Standard | None | 0 | 0 | None |  | FALSE |  | TRUE | Com | Any | HVAC | SpaceCool | Chiller | AirCldScrewChlr |  | HVAC-Chlr | Air Cooled Constant Speed Screw Chiller (≥ 150 tons, ByVint) | Air Cooled Constant Speed Screw Chiller (≥ 150 tons, 10.1 EER, 14 IPLV) | Air Cooled Constant Speed Screw Chiller (≥ 150 tons, 12.1 EER, 16.9 IPLV) | Pre-AirCldScrewChlr-gte150tons-ByVint | Std-AirCldScrewChlr-gte150tons-10.1EER-14.0IPLV | Msr-AirCldScrewChlr-gte150tons-12.1EER-16.9IPLV | Available |  | FALSE | FALSE |  |  |  | HVAC-Chlr |  |  | 2023-01-01 | [6 empty] | Standard |  | TRUE | TRUE | TRUE |  |  | Simulated using CZ2022 weather data | Deemed Ex Ante Team
2023 | NE-HVAC-Chlr-AirCldScrewChlr-lt150tons-11.1EER-15.1IPLV | Air Cooled Constant Speed Screw Chiller (< 150 tons, 11.1 Min EER, 15.1 Min IPLV) | DEER2023 | D23 v0 |  | NE-HVAC-Chlr-AirCldScrewChlr-lt150tons-11.1EER-15.1IPLV | Deem-DEER | Standard | None | 0 | 0 | None |  | FALSE |  | TRUE | Com | Any | HVAC | SpaceCool | Chiller | AirCldScrewChlr |  | HVAC-Chlr | Air Cooled Constant Speed Screw Chiller (< 150 tons, ByVint) | Air Cooled Constant Speed Screw Chiller (< 150 tons, 10.1 EER, 13.7 IPLV) | Air Cooled Constant Speed Screw Chiller (< 150 tons, 11.1 EER, 15.1 IPLV) | Pre-AirCldScrewChlr-lt150tons-ByVint | Std-AirCldScrewChlr-lt150tons-10.1EER-13.7IPLV | Msr-AirCldScrewChlr-lt150tons-11.1EER-15.1IPLV | Available |  | FALSE | FALSE |  |  |  | HVAC-Chlr |  |  | 2023-01-01 | [6 empty] | Standard |  | TRUE | TRUE | TRUE |  |  | Simulated using CZ2022 weather data | Deemed Ex Ante Team
2023 | NE-HVAC-Chlr-AirCldScrewChlr-lt150tons-12.1EER-16.6IPLV | Air Cooled Constant Speed Screw Chiller (< 150 tons, 12.1 Min EER, 16.6 Min IPLV) | DEER2023 | D23 v0 |  | NE-HVAC-Chlr-AirCldScrewChlr-lt150tons-12.1EER-16.6IPLV | Deem-DEER | Standard | None | 0 | 0 | None |  | FALSE |  | TRUE | Com | Any | HVAC | SpaceCool | Chiller | AirCldScrewChlr |  | HVAC-Chlr | Air Cooled Constant Speed Screw Chiller (< 150 tons, ByVint) | Air Cooled Constant Speed Screw Chiller (< 150 tons, 10.1 EER, 13.7 IPLV) | Air Cooled Constant Speed Screw Chiller (< 150 tons, 12.1 EER, 16.6 IPLV) | Pre-AirCldScrewChlr-lt150tons-ByVint | Std-AirCldScrewChlr-lt150tons-10.1EER-13.7IPLV | Msr-AirCldScrewChlr-lt150tons-12.1EER-16.6IPLV | Available |  | FALSE | FALSE |  |  |  | HVAC-Chlr |  |  | 2023-01-01 | [6 empty] | Standard |  | TRUE | TRUE | TRUE |  |  | Simulated using CZ2022 weather data | Deemed Ex Ante Team

## DEER2023_Technology_Values
TypeID | Name | SrcCode | ClassCode | Description | State | IsProposed | LastMod | LastModComment | LastModBy | Created | CreatedComment | CreatedBy | FilingSpec | ClaimSpec | StartDate | ExpiryDate | ld
1039 | AirCldScrewChlr-gte150tons-10.1EER-14IPLV | DEER2012 | CustAve |  | Standard | FALSE |  | Expired | Deemed Ex Ante Team | 2021-12-22 16:50 |  | Deemed Ex Ante Team | TRUE | TRUE | 2012-01-01 | 2022-12-31
1039 | AirCldScrewChlr-gte150tons-11.1EER-15.4IPLV | DEER2012 | CustAve |  | Standard | FALSE |  | Expired | Deemed Ex Ante Team |  |  |  | TRUE | TRUE | 2012-01-01 | 2022-12-31
1039 | AirCldScrewChlr-gte150tons-12.1EER-16.9IPLV | DEER2012 | CustAve |  | Standard | FALSE |  | Expired | Deemed Ex Ante Team | 2021-12-22 16:50 |  | Deemed Ex Ante Team | TRUE | TRUE | 2012-01-01 | 2022-12-31
1039 | AirCldScrewChlr-lt150tons-10.1EER-13.7IPLV | DEER2012 | CustAve |  | Standard | FALSE |  | Expired | Deemed Ex Ante Team | 2021-12-22 16:50 |  | Deemed Ex Ante Team | TRUE | TRUE | 2012-01-01 | 2022-12-31
1039 | AirCldScrewChlr-lt150tons-11.1EER-15.1IPLV | DEER2012 | CustAve |  | Standard | FALSE |  | Expired | Deemed Ex Ante Team | 2021-12-22 16:50 |  | Deemed Ex Ante Team | TRUE | TRUE | 2012-01-01 | 2022-12-31
1039 | AirCldScrewChlr-lt150tons-12.1EER-16.6IPLV | DEER2012 | CustAve |  | Standard | FALSE |  | Expired | Deemed Ex Ante Team | 2021-12-22 16:50 |  | Deemed Ex Ante Team | TRUE | TRUE | 2012-01-01 | 2022-12-31
1039 | Pre-AirCldScrewChlr-lt150tons-ByVint | DEER2023 | CustAve | Air Cooled Constant Speed Screw Chiller (<150 tons, efficiency varies by vintage) | Standard | FALSE |  |  |  |  | Simulated using CZ2022 weather data | Deemed Ex Ante Team | TRUE | TRUE | 2023-01-01
1039 | Pre-AirCldScrewChlr-gte150tons-ByVint | DEER2023 | CustAve | Air Cooled Constant Speed Screw Chiller (≥150 tons, efficiency varies by vintage) | Standard | FALSE |  |  |  |  | Simulated using CZ2022 weather data | Deemed Ex Ante Team | TRUE | TRUE | 2023-01-01
1039 | Std-AirCldScrewChlr-lt150tons-10.1EER-13.7IPLV | DEER2023 | CustAve | Air Cooled Constant Speed Screw Chiller (<150 tons, 10.1 EER, 13.7 IPLV) | Standard | FALSE |  |  |  |  | Simulated using CZ2022 weather data | Deemed Ex Ante Team | TRUE | TRUE | 2023-01-01
1039 | Std-AirCldScrewChlr-gte150tons-10.1EER-14.0IPLV | DEER2023 | CustAve | Air Cooled Constant Speed Screw Chiller (≥150 tons, 10.1 EER, 14.0 IPLV) | Standard | FALSE |  |  |  |  | Simulated using CZ2022 weather data | Deemed Ex Ante Team | TRUE | TRUE | 2023-01-01
1039 | Msr-AirCldScrewChlr-lt150tons-11.1EER-15.1IPLV | DEER2023 | CustAve | Air Cooled Constant Speed Screw Chiller (<150 tons, 11.1 EER, 15.1 IPLV) | Standard | FALSE |  |  |  |  | Simulated using CZ2022 weather data | Deemed Ex Ante Team | TRUE | TRUE | 2023-01-01
1039 | Msr-AirCldScrewChlr-lt150tons-12.1EER-16.6IPLV | DEER2023 | CustAve | Air Cooled Constant Speed Screw Chiller (<150 tons, 12.1 EER, 16.6 IPLV) | Standard | FALSE |  |  |  |  | Simulated using CZ2022 weather data | Deemed Ex Ante Team | TRUE | TRUE | 2023-01-01
1039 | Msr-AirCldScrewChlr-gte150tons-11.1EER-15.4IPLV | DEER2023 | CustAve | Air Cooled Constant Speed Screw Chiller (≥150 tons, 11.1 EER, 15.4 IPLV) | Standard | FALSE |  |  |  |  | Simulated using CZ2022 weather data | Deemed Ex Ante Team | TRUE | TRUE | 2023-01-01
1039 | Msr-AirCldScrewChlr-gte150tons-12.1EER-16.9IPLV | DEER2023 | CustAve | Air Cooled Constant Speed Screw Chiller (≥150 tons, 12.1 EER, 16.9 IPLV) | Standard | FALSE |  |  |  |  | Simulated using CZ2022 weather data | Deemed Ex Ante Team | TRUE | TRUE | 2023-01-01

## DEER2023_SimResults
TechID | Version | VersionSource | LastMod | PA | BldgType | BldgVint | BldgLoc | BldgHVAC | NormUnit | NumUnit | MeasArea | ScaleBasis | kwh_tot | kwh_ltg | kwh_equip | kwh_htg | kwh_clg | kwh_twr | kwh_aux | kwh_vent | kwh_ventclg | kwh_venthtg | thm_tot | thm_equip | thm_htg | thm_shw | kw_25 | kw_49
AirCldRecipChlr-0.95kwpton | DEER2023 |  | 2022-03-14 18:21:27+00 | Any | ECC | New | CZ01 | cAVVG | Cap-Tons | 307.6402 | 299999.5938 | None | 1671686 | 498675.5 | 838537.625 | 0 | 35946.8086 | 0 | 8419.2988 | 290104.8125 | 4634.2559 | 208150.9062 | 51323.1104 | 97.3874 | 51225.728 | 0 | 619.997 | 472.142
AirCldRecipChlr-0.95kwpton | DEER2023 |  | 2022-03-14 18:21:27+00 | Any | ECC | New | CZ02 | cAVVG | Cap-Tons | 557.072 | 299999.5938 | None | 1886893 | 498675.5 | 838537.625 | 0 | 244030.7969 | 0 | 21580.0605 | 284067.8125 | 35158.1914 | 110873.7031 | 35666.3296 | 97.3874 | 35568.9395 | 0 | 861.893 | 678.309
AirCldRecipChlr-0.95kwpton | DEER2023 |  | 2022-03-14 18:21:27+00 | Any | ECC | New | CZ03 | cAVVG | Cap-Tons | 427.4718 | 299999.5938 | None | 1788132 | 498675.5 | 838537.625 | 0 | 155103.7969 | 0 | 16653.0195 | 279160 | 27421.5 | 99455.7422 | 30776.4787 | 97.3874 | 30679.0912 | 0 | 705.612 | 573.859
AirCldRecipChlr-0.95kwpton | DEER2023 |  | 2022-03-14 18:21:27+00 | Any | ECC | New | CZ04 | cAVVG | Cap-Tons | 554.5638 | 299999.5938 | None | 1956428 | 498675.5 | 838537.625 | 0 | 313510.8125 | 0 | 25944.5195 | 279756.9062 | 56983.7383 | 70296.7969 | 25826.1402 | 97.3874 | 25728.7501 | 0 | 875.286 | 723.294
AirCldRecipChlr-0.95kwpton | DEER2023 |  | 2022-03-14 18:21:27+00 | Any | ECC | New | CZ05 | cAVVG | Cap-Tons | 371.7423 | 299999.5938 | None | 1832718 | 498675.5 | 838537.625 | 0 | 187402 | 0 | 17538.3906 | 290564.0938 | 31813.3105 | 95044.3438 | 28308.4288 | 97.3874 | 28211.049 | 0 | 695.667 | 501.027
AirCldRecipChlr-0.95kwpton | DEER2023 |  | 2022-03-14 18:21:27+00 | Any | ECC | New | CZ06 | cAVVG | Cap-Tons | 598.1786 | 299999.5938 | None | 2047807 | 498675.5 | 838537.625 | 0 | 399941.8125 | 0 | 30620.9004 | 280030.1875 | 69696.6016 | 33413.6602 | 16124.4506 | 97.3874 | 16027.0502 | 0 | 777.44 | 626.364
AirCldRecipChlr-0.95kwpton | DEER2023 |  | 2022-03-14 18:21:27+00 | Any | ECC | New | CZ07 | cAVVG | Cap-Tons | 563.0488 | 299999.5938 | None | 1974572 | 498675.5 | 838537.625 | 0 | 329850.0938 | 0 | 24788.5293 | 282718.5938 | 71801.8516 | 25091.5703 | 13974.3706 | 97.3874 | 13876.9805 | 0 | 756.189 | 606.514
AirCldRecipChlr-0.95kwpton | DEER2023 |  | 2022-03-14 18:21:27+00 | Any | ECC | New | CZ08 | cAVVG | Cap-Tons | 651.0405 | 299999.5938 | None | 2143121 | 498675.5 | 838537.625 | 0 | 476616.1875 | 0 | 32678.0801 | 296611.5 | 90541.0391 | 28194.0293 | 14345.1904 | 97.3874 | 14247.7901 | 0 | 868.739 | 651.985
AirCldRecipChlr-0.95kwpton | DEER2023 |  | 2022-03-14 18:21:27+00 | Any | ECC | New | CZ09 | cAVVG | Cap-Tons | 783.4161 | 299999.5938 | None | 2087778 | 498675.5 | 838537.625 | 0 | 436406.9062 | 0 | 32207.0508 | 281949.3125 | 82339.2891 | 38711.2695 | 16375.8003 | 97.3874 | 16278.4102 | 0 | 856.332 | 707.983
AirCldRecipChlr-0.95kwpton | DEER2023 |  | 2022-03-14 18:21:27+00 | Any | ECC | New | CZ10 | cAVVG | Cap-Tons | 696.4335 | 299999.5938 | None | 2167476 | 498675.5 | 838537.625 | 0 | 505353.3125 | 0 | 34196.9102 | 290711.1875 | 87017.7812 | 44994.9492 | 19309.1597 | 97.3874 | 19211.7696 | 0 | 710.177 | 442.441
AirCldRecipChlr-0.95kwpton | DEER2023 |  | 2022-03-14 18:21:27+00 | Any | ECC | New | CZ11 | cAVVG | Cap-Tons | 638.1592 | 299999.5938 | None | 2136506 | 498675.5 | 838537.625 | 0 | 469159 | 0 | 33746.8906 | 296385.5938 | 76807.5469 | 79634.7969 | 29029.7293 | 97.3874 | 28932.3392 | 0 | 762.497 | 540.866
AirCldRecipChlr-0.95kwpton | DEER2023 |  | 2022-03-14 18:21:27+00 | Any | ECC | New | CZ12 | cAVVG | Cap-Tons | 583.5182 | 299999.5938 | None | 2034857 | 498675.5 | 838537.625 | 0 | 371878 | 0 | 28424.1309 | 297339.8125 | 64869.4688 | 88576.0781 | 30073.9789 | 97.3874 | 29976.5888 | 0 | 735.334 | 505.906
AirCldRecipChlr-0.95kwpton | DEER2023 |  | 2022-03-14 18:21:27+00 | Any | ECC | New | CZ13 | cAVVG | Cap-Tons | 689.718 | 299999.5938 | None | 2215040 | 498675.5 | 838537.625 | 0 | 529756.375 | 0 | 35835.6094 | 312232.8125 | 92388.0625 | 71531.4062 | 25489.3594 | 97.3874 | 25391.959 | 0 | 769.409 | 523.622
AirCldRecipChlr-0.95kwpton | DEER2023 |  | 2022-03-14 18:21:27+00 | Any | ECC | New | CZ14 | cAVVG | Cap-Tons | 742.6342 | 299999.5938 | None | 2157416 | 498675.5 | 838537.625 | 0 | 484536.8125 | 0 | 33051.8711 | 302612.9062 | 79084.8281 | 75070.6094 | 27234.2707 | 97.3874 | 27136.8704 | 0 | 753.528 | 486.11
AirCldRecipChlr-0.95kwpton | DEER2023 |  | 2022-03-14 18:21:27+00 | Any | ECC | New | CZ15 | cAVVG | Cap-Tons | 966.2557 | 299999.5938 | None | 2671003 | 498675.5 | 838537.625 | 0 | 954360.625 | 0 | 52794.8203 | 326632.5938 | 148395.7031 | 15751.7197 | 9190.7488 | 97.3874 | 9093.3568 | 0 | 911.798 | 619.218
AirCldRecipChlr-0.95kwpton | DEER2023 |  | 2022-03-14 18:21:27+00 | Any | ECC | New | CZ16 | cAVVG | Cap-Tons | 382.9707 | 299999.5938 | None | 1829583 | 498675.5 | 838537.625 | 0 | 165171.9062 | 0 | 16629.2207 | 310567.6875 | 39430.4883 | 157721.5 | 59084.0678 | 97.3874 | 58986.6803 | 0 | 177.134 | 136.005
AirCldRecipChlr-0.95kwpton | DEER2023 |  | 2022-03-14 18:21:27+00 | Any | ESe | New | CZ01 | cAVVG | Cap-Tons | 147.603 | 149998.5938 | None | 605331.625 | 195048.5 | 287781.6875 | 0 | 12346.0303 | 0 | 4452.0112 | 105704.2031 | 411.2486 | 81871.0391 | 28034.9389 | 26.4167 | 28008.5299 | 0 | 250.355 | 114.081
AirCldRecipChlr-0.95kwpton | DEER2023 |  | 2022-03-14 18:21:27+00 | Any | ESe | New | CZ02 | cAVVG | Cap-Tons | 285.2343 | 149998.5938 | None | 683593.6875 | 195048.5 | 287781.6875 | 0 | 87124.7031 | 0 | 8847.2197 | 104792.2969 | 10188.7803 | 49574.0898 | 19469.9098 | 26.4167 | 19443.5098 | 0 | 374.099 | 185.566
AirCldRecipChlr-0.95kwpton | DEER2023 |  | 2022-03-14 18:21:27+00 | Any | ESe | New | CZ03 | cAVVG | Cap-Tons | 220.4453 | 149998.5938 | None | 638293.375 | 195048.5 | 287781.6875 | 0 | 51618.5508 | 0 | 6786.2852 | 97059.1562 | 4249.4551 | 46136.6406 | 16562.1901 | 26.4167 | 16535.7901 | 0 | 290.294 | 138.363
AirCldRecipChlr-0.95kwpton | DEER2023 |  | 2022-03-14 18:21:27+00 | Any | ESe | New | CZ04 | cAVVG | Cap-Tons | 285.7465 | 149998.5938 | None | 706819.3125 | 195048.5 | 287781.6875 | 0 | 111702.8984 | 0 | 9989.9785 | 102297 | 13974.6904 | 34655.1992 | 13995.5994 | 26.4167 | 13969.1904 | 0 | 377.877 | 191.986
AirCldRecipChlr-0.95kwpton | DEER2023 |  | 2022-03-14 18:21:27+00 | Any | ESe | New | CZ05 | cAVVG | Cap-Tons | 186.52 | 149998.5938 | None | 658343.3125 | 195048.5 | 287781.6875 | 0 | 68861.5234 | 0 | 7311.9561 | 99340.4688 | 5656.1392 | 40647.4492 | 14992.0794 | 26.4167 | 14965.6806 | 0 | 287.073 | 123.957
AirCldRecipChlr-0.95kwpton | DEER2023 |  | 2022-03-14 18:21:27+00 | Any | ESe | New | CZ06 | cAVVG | Cap-Tons | 322.4655 | 149998.5938 | None | 725037.3125 | 195048.5 | 287781.6875 | 0 | 135697.2031 | 0 | 11247.6299 | 95262.9766 | 12110.9902 | 17769.8008 | 8501.015 | 26.4167 | 8474.5933 | 0 | 320.64 | 149.654
AirCldRecipChlr-0.95kwpton | DEER2023 |  | 2022-03-14 18:21:27+00 | Any | ESe | New | CZ07 | cAVVG | Cap-Tons | 305.3152 | 149998.5938 | None | 694054.1875 | 195048.5 | 287781.6875 | 0 | 108655.7969 | 0 | 8902.1191 | 93666.7188 | 11572.8203 | 15766.04 | 7211.9213 | 26.4167 | 7185.4989 | 0 | 314.828 | 138.985
AirCldRecipChlr-0.95kwpton | DEER2023 |  | 2022-03-14 18:21:27+00 | Any | ESe | New | CZ08 | cAVVG | Cap-Tons | 346.614 | 149998.5938 | None | 781869.875 | 195048.5 | 287781.6875 | 0 | 179176.7969 | 0 | 12547.5703 | 107316.1016 | 22006.4395 | 15382.5303 | 7441.3619 | 26.4167 | 7414.9453 | 0 | 375.597 | 167.369
AirCldRecipChlr-0.95kwpton | DEER2023 |  | 2022-03-14 18:21:27+00 | Any | ESe | New | CZ09 | cAVVG | Cap-Tons | 411.9728 | 149998.5938 | None | 766429.5 | 195048.5 | 287781.6875 | 0 | 164402.5 | 0 | 12857.5996 | 106339.8984 | 21144.9492 | 20704.0703 | 8742.4307 | 26.4167 | 8716.0109 | 0 | 375.018 | 188.21
AirCldRecipChlr-0.95kwpton | DEER2023 |  | 2022-03-14 18:21:27+00 | Any | ESe | New | CZ10 | cAVVG | Cap-Tons | 362.4923 | 149998.5938 | None | 799947 | 195048.5 | 287781.6875 | 0 | 192214.2969 | 0 | 13476.0303 | 111427 | 23355.25 | 23003.1699 | 10225.12 | 26.4167 | 10198.7002 | 0 | 114.748 | 83.392
AirCldRecipChlr-0.95kwpton | DEER2023 |  | 2022-03-14 18:21:27+00 | Any | ESe | New | CZ11 | cAVVG | Cap-Tons | 328.088 | 149998.5938 | None | 774314.3125 | 195048.5 | 287781.6875 | 0 | 170939.4062 | 0 | 12336.5596 | 108209 | 21714.6992 | 35568.4219 | 15635.3306 | 26.4167 | 15608.9203 | 0 | 120.87 | 105.788
AirCldRecipChlr-0.95kwpton | DEER2023 |  | 2022-03-14 18:21:27+00 | Any | ESe | New | CZ12 | cAVVG | Cap-Tons | 302.8255 | 149998.5938 | None | 736815.8125 | 195048.5 | 287781.6875 | 0 | 134039.7031 | 0 | 10810.21 | 109136.6016 | 17693.6895 | 40656.7695 | 16194.1504 | 26.4167 | 16167.7402 | 0 | 111.75 | 98.206
AirCldRecipChlr-0.95kwpton | DEER2023 |  | 2022-03-14 18:21:27+00 | Any | ESe | New | CZ13 | cAVVG | Cap-Tons | 365.916 | 149998.5938 | None | 804496.3125 | 195048.5 | 287781.6875 | 0 | 192400.2031 | 0 | 13470.9697 | 115795.6016 | 25708.9707 | 33125.6289 | 13808.7398 | 26.4167 | 13782.3296 | 0 | 116.754 | 102.7
AirCldRecipChlr-0.95kwpton | DEER2023 |  | 2022-03-14 18:21:27+00 | Any | ESe | New | CZ14 | cAVVG | Cap-Tons | 398.6307 | 149998.5938 | None | 775944.8125 | 195048.5 | 287781.6875 | 0 | 173984.5938 | 0 | 12408.0498 | 106722.6016 | 20119.1504 | 31887.1406 | 14321.4195 | 26.4167 | 14295.0003 | 0 | 120.876 | 88.747
AirCldRecipChlr-0.95kwpton | DEER2023 |  | 2022-03-14 18:21:27+00 | Any | ESe | New | CZ15 | cAVVG | Cap-Tons | 512.9195 | 149998.5938 | None | 997005.875 | 195048.5 | 287781.6875 | 0 | 368108.8125 | 0 | 20196.2109 | 125871.3984 | 37588.4414 | 8876.3555 | 4784.9219 | 26.4167 | 4758.4998 | 0 | 143.098 | 119.312
AirCldRecipChlr-0.95kwpton | DEER2023 |  | 2022-03-14 18:21:27+00 | Any | ESe | New | CZ16 | cAVVG | Cap-Tons | 202.1828 | 149998.5938 | None | 657915.8125 | 195048.5 | 287781.6875 | 0 | 57581.5508 | 0 | 7255.248 | 110249.3984 | 12175.1797 | 64864.2695 | 31927.8106 | 26.4167 | 31901.399 | 0 | 77.374 | 60.652
AirCldRecipChlr-0.95kwpton | DEER2023 |  | 2022-03-14 18:21:27+00 | Any | EUn | New | CZ01 | cAVVG | Cap-Tons | 1169.1146 | 930201.375 | None | 4926433 | 1432632 | 2778924 | 0 | 102858.1016 | 0 | 27897.3906 | 584117.125 | 37421.1211 | 432945.3125 | 178307.0925 | 181.5723 | 178125.5987 | 0 | 1883.827 | 1516.701
AirCldRecipChlr-0.95kwpton | DEER2023 |  | 2022-03-14 18:21:27+00 | Any | EUn | New | CZ02 | cAVVG | Cap-Tons | 1924.8704 | 930201.375 | None | 5660978 | 1432632 | 2778924 | 0 | 766840.875 | 0 | 55736.9297 | 626839.8125 | 220642.5938 | 228680.4062 | 118107.4022 | 181.5723 | 117925.7958 | 0 | 2633.239 | 2164.729
AirCldRecipChlr-0.95kwpton | DEER2023 |  | 2022-03-14 18:21:27+00 | Any | EUn | New | CZ03 | cAVVG | Cap-Tons | 1524.3831 | 930201.375 | None | 5320420 | 1432632 | 2778924 | 0 | 459436.8125 | 0 | 42765.8398 | 606655.8125 | 176833.5 | 223690.0938 | 98392.2483 | 181.5723 | 98210.6624 | 0 | 2169.231 | 1823.632
AirCldRecipChlr-0.95kwpton | DEER2023 |  | 2022-03-14 18:21:27+00 | Any | EUn | New | CZ04 | cAVVG | Cap-Tons | 1919.6637 | 930201.375 | None | 5863118 | 1432632 | 2778924 | 0 | 958569.375 | 0 | 62386.1992 | 630600.5 | 299294.1875 | 153466.7969 | 80859.2077 | 181.5723 | 80677.632 | 0 | 2667.125 | 2264.912
AirCldRecipChlr-0.95kwpton | DEER2023 |  | 2022-03-14 18:21:27+00 | Any | EUn | New | CZ05 | cAVVG | Cap-Tons | 1337.6327 | 930201.375 | None | 5441564 | 1432632 | 2778924 | 0 | 561908.8125 | 0 | 44135.6797 | 623958.125 | 192132 | 196752 | 91517.6448 | 181.5723 | 91336.0589 | 0 | 2164.913 | 1638.657
AirCldRecipChlr-0.95kwpton | DEER2023 |  | 2022-03-14 18:21:27+00 | Any | EUn | New | CZ06 | cAVVG | Cap-Tons | 2007.9266 | 930201.375 | None | 6054387 | 1432632 | 2778924 | 0 | 1144543 | 0 | 66846.0234 | 631436.875 | 343399.1875 | 85250.2422 | 48359.5008 | 181.5723 | 48177.9507 | 0 | 2404.523 | 1990.143
AirCldRecipChlr-0.95kwpton | DEER2023 |  | 2022-03-14 18:21:27+00 | Any | EUn | New | CZ07 | cAVVG | Cap-Tons | 1945.219 | 930201.375 | None | 5810998 | 1432632 | 2778924 | 0 | 917066.875 | 0 | 56204.7109 | 626167.3125 | 322690.6875 | 83924.4297 | 41923.7299 | 181.5723 | 41742.1798 | 0 | 2312.375 | 1877.139
AirCldRecipChlr-0.95kwpton | DEER2023 |  | 2022-03-14 18:21:27+00 | Any | EUn | New | CZ08 | cAVVG | Cap-Tons | 2182.0027 | 930201.375 | None | 6351670 | 1432632 | 2778924 | 0 | 1406033 | 0 | 75689.2188 | 658384.875 | 411675.0938 | 68195.3125 | 42846.7891 | 181.5723 | 42665.2109 | 0 | 2695.625 | 2079.086
AirCldRecipChlr-0.95kwpton | DEER2023 |  | 2022-03-14 18:21:27+00 | Any | EUn | New | CZ09 | cAVVG | Cap-Tons | 2584.4678 | 930201.375 | None | 6253737 | 1432632 | 2778924 | 0 | 1318226 | 0 | 75362.7266 | 648588.5 | 385724.5 | 90631.2188 | 48537.8714 | 181.5723 | 48356.3008 | 0 | 2674.456 | 2245.181
AirCldRecipChlr-0.95kwpton | DEER2023 |  | 2022-03-14 18:21:27+00 | Any | EUn | New | CZ10 | cAVVG | Cap-Tons | 2358.0786 | 930201.375 | None | 6484467 | 1432632 | 2778924 | 0 | 1528913 | 0 | 80499.3438 | 663494 | 403977.3125 | 99543.0625 | 57719.3114 | 181.5723 | 57537.7408 | 0 | 2161.849 | 1741.596
AirCldRecipChlr-0.95kwpton | DEER2023 |  | 2022-03-14 18:21:27+00 | Any | EUn | New | CZ11 | cAVVG | Cap-Tons | 2146.9141 | 930201.375 | None | 6475357 | 1432632 | 2778924 | 0 | 1499575 | 0 | 81531.5078 | 682688.375 | 388196.8125 | 167393.4062 | 90868.4595 | 181.5723 | 90686.9146 | 0 | 2370.27 | 2134.01
AirCldRecipChlr-0.95kwpton | DEER2023 |  | 2022-03-14 18:21:27+00 | Any | EUn | New | CZ12 | cAVVG | Cap-Tons | 2018.746 | 930201.375 | None | 6123871 | 1432632 | 2778924 | 0 | 1178162 | 0 | 70260.2422 | 663889.5 | 336102.5 | 176171.9062 | 94664.6221 | 181.5723 | 94483.0464 | 0 | 2230.376 | 1956.885
AirCldRecipChlr-0.95kwpton | DEER2023 |  | 2022-03-14 18:21:27+00 | Any | EUn | New | CZ13 | cAVVG | Cap-Tons | 2296.1406 | 930201.375 | None | 6676355 | 1432632 | 2778924 | 0 | 1670375 | 0 | 86786.0469 | 707633.8125 | 446570.3125 | 143167.0938 | 76501.4682 | 181.5723 | 76319.8925 | 0 | 2385.738 | 2115.971
AirCldRecipChlr-0.95kwpton | DEER2023 |  | 2022-03-14 18:21:27+00 | Any | EUn | New | CZ14 | cAVVG | Cap-Tons | 2442.6643 | 930201.375 | None | 6508956 | 1432632 | 2778924 | 0 | 1521582 | 0 | 81805.0781 | 694006.1875 | 406801.4062 | 146922.7031 | 84219.8016 | 181.5723 | 84038.2413 | 0 | 2315.478 | 1939.166
AirCldRecipChlr-0.95kwpton | DEER2023 |  | 2022-03-14 18:21:27+00 | Any | EUn | New | CZ15 | cAVVG | Cap-Tons | 3124.6462 | 930201.375 | None | 8023112 | 1432632 | 2778924 | 0 | 2913684 | 0 | 125220.2031 | 772647.3125 | 629595.625 | 35340.1289 | 22497.2288 | 181.5723 | 22315.671 | 0 | 2814.486 | 2412.365
AirCldRecipChlr-0.95kwpton | DEER2023 |  | 2022-03-14 18:21:27+00 | Any | EUn | New | CZ16 | cAVVG | Cap-Tons | 1356.2537 | 930201.375 | None | 5437646 | 1432632 | 2778924 | 0 | 521233.4062 | 0 | 46825.4102 | 658027.375 | 217990.7031 | 314321.3125 | 196919.5008 | 181.5723 | 196737.8022 | 0 | 230.902 | 266.617
AirCldRecipChlr-0.95kwpton | DEER2023 |  | 2022-03-14 18:21:27+00 | Any | Hsp | New | CZ01 | cAVVG | Cap-Tons | 507.9568 | 235501 | None | 2484754 | 848496.8125 | 1266427 | 0 | 15528.5596 | 0 | 4145.4678 | 350158.5938 | 663.8987 | 288809.3125 | 52993.0906 | 81.3604 | 52911.7184 | 0 | 465.005 | 407.399
AirCldRecipChlr-0.95kwpton | DEER2023 |  | 2022-03-14 18:21:27+00 | Any | Hsp | New | CZ02 | cAVVG | Cap-Tons | 844.9847 | 235501 | None | 2664266 | 848496.8125 | 1266427 | 0 | 180469.5 | 0 | 11545.4199 | 357330 | 10314.5303 | 194834.5 | 42794.7008 | 81.3604 | 42713.3389 | 0 | 605.928 | 534.025
AirCldRecipChlr-0.95kwpton | DEER2023 |  | 2022-03-14 18:21:27+00 | Any | Hsp | New | CZ03 | cAVVG | Cap-Tons | 577.2075 | 235501 | None | 2579822 | 848496.8125 | 1266427 | 0 | 101579.3984 | 0 | 8852.2412 | 354468.5938 | 9009.0723 | 183066.7031 | 35159.4112 | 81.3604 | 35078.0493 | 0 | 516.324 | 462.916
AirCldRecipChlr-0.95kwpton | DEER2023 |  | 2022-03-14 18:21:27+00 | Any | Hsp | New | CZ04 | cAVVG | Cap-Tons | 809.9295 | 235501 | None | 2732692 | 848496.8125 | 1266427 | 0 | 241465.5938 | 0 | 15160.21 | 361145.1875 | 21335.9609 | 136171.5 | 32938.1606 | 81.3604 | 32856.8013 | 0 | 606.908 | 551.291
AirCldRecipChlr-0.95kwpton | DEER2023 |  | 2022-03-14 18:21:27+00 | Any | Hsp | New | CZ05 | cAVVG | Cap-Tons | 642.7438 | 235501 | None | 2598022 | 848496.8125 | 1266427 | 0 | 118756.3984 | 0 | 9388.4092 | 354956.3125 | 8846.1553 | 182299.4062 | 36046.5894 | 81.3604 | 35965.2198 | 0 | 512.098 | 434.247
AirCldRecipChlr-0.95kwpton | DEER2023 |  | 2022-03-14 18:21:27+00 | Any | Hsp | New | CZ06 | cAVVG | Cap-Tons | 839.0405 | 235501 | None | 2797025 | 848496.8125 | 1266427 | 0 | 303263.0938 | 0 | 18380.5391 | 360459.5938 | 28645.0508 | 84615.7422 | 24992.6502 | 81.3604 | 24911.2806 | 0 | 536.479 | 487.564
AirCldRecipChlr-0.95kwpton | DEER2023 |  | 2022-03-14 18:21:27+00 | Any | Hsp | New | CZ07 | cAVVG | Cap-Tons | 869.8047 | 235501 | None | 2759556 | 848496.8125 | 1266427 | 0 | 265304.3125 | 0 | 18797.3496 | 360532.3125 | 30099.9805 | 71395.1328 | 22708.8998 | 81.3604 | 22627.5405 | 0 | 525.497 | 471.319
AirCldRecipChlr-0.95kwpton | DEER2023 |  | 2022-03-14 18:21:27+00 | Any | Hsp | New | CZ08 | cAVVG | Cap-Tons | 939.6932 | 235501 | None | 2864650 | 848496.8125 | 1266427 | 0 | 362063.9062 | 0 | 19939.5098 | 367725.1875 | 30603.6699 | 80337.1719 | 23385.1392 | 81.3604 | 23303.7798 | 0 | 599.608 | 514.535
AirCldRecipChlr-0.95kwpton | DEER2023 |  | 2022-03-14 18:21:27+00 | Any | Hsp | New | CZ09 | cAVVG | Cap-Tons | 1074.036 | 235501 | None | 2852223 | 848496.8125 | 1266427 | 0 | 349647.3125 | 0 | 20567.4805 | 367086.8125 | 27960.4199 | 96819.5312 | 25619.1104 | 81.3604 | 25537.7613 | 0 | 614.856 | 552.701
AirCldRecipChlr-0.95kwpton | DEER2023 |  | 2022-03-14 18:21:27+00 | Any | Hsp | New | CZ10 | cAVVG | Cap-Tons | 948.8985 | 235501 | None | 2897985 | 848496.8125 | 1266427 | 0 | 395177.4062 | 0 | 19186.6309 | 368699.8125 | 27890.1504 | 104430.8984 | 29039.4291 | 81.3604 | 28958.0698 | 0 | 665.024 | 572.906
AirCldRecipChlr-0.95kwpton | DEER2023 |  | 2022-03-14 18:21:27+00 | Any | Hsp | New | CZ11 | cAVVG | Cap-Tons | 964.2135 | 235501 | None | 2903088 | 848496.8125 | 1266427 | 0 | 404876.6875 | 0 | 17280.2109 | 366009.9062 | 25239.75 | 138573.7969 | 37579.689 | 81.3604 | 37498.3194 | 0 | 689.408 | 638.404
AirCldRecipChlr-0.95kwpton | DEER2023 |  | 2022-03-14 18:21:27+00 | Any | Hsp | New | CZ12 | cAVVG | Cap-Tons | 908.701 | 235501 | None | 2786940 | 848496.8125 | 1266427 | 0 | 292906.5 | 0 | 15679.2305 | 363432.8125 | 20401.5898 | 151518.2031 | 37588.759 | 81.3604 | 37507.3792 | 0 | 662.176 | 604.618
AirCldRecipChlr-0.95kwpton | DEER2023 |  | 2022-03-14 18:21:27+00 | Any | Hsp | New | CZ13 | cAVVG | Cap-Tons | 967.7355 | 235501 | None | 2956425 | 848496.8125 | 1266427 | 0 | 452929.5 | 0 | 18800.2695 | 369773.8125 | 29498.1992 | 122074.2969 | 33919.1706 | 81.3604 | 33837.8112 | 0 | 680.756 | 627.419
AirCldRecipChlr-0.95kwpton | DEER2023 |  | 2022-03-14 18:21:27+00 | Any | Hsp | New | CZ14 | cAVVG | Cap-Tons | 1033.4919 | 235501 | None | 2904864 | 848496.8125 | 1266427 | 0 | 406426.5 | 0 | 18159.4395 | 365356.4062 | 25012.5195 | 136792.7969 | 40231.6006 | 81.3604 | 40150.249 | 0 | 683.557 | 605.146
AirCldRecipChlr-0.95kwpton | DEER2023 |  | 2022-03-14 18:21:27+00 | Any | Hsp | New | CZ15 | cAVVG | Cap-Tons | 1221.3843 | 235501 | None | 3334967 | 848496.8125 | 1266427 | 0 | 810985 | 0 | 28328.5508 | 380732.5 | 42098.0508 | 53023.5312 | 20233.12 | 81.3604 | 20151.7594 | 0 | 781.59 | 707.271
AirCldRecipChlr-0.95kwpton | DEER2023 |  | 2022-03-14 18:21:27+00 | Any | Hsp | New | CZ16 | cAVVG | Cap-Tons | 655.2333 | 235501 | None | 2623098 | 848496.8125 | 1266427 | 0 | 140328.7031 | 0 | 10516.4502 | 357332.8125 | 15175.7305 | 211785 | 66251.8784 | 81.3604 | 66170.5216 | 0 | 537.555 | 482.032
AirCldRecipChlr-0.95kwpton | DEER2023 |  | 2022-03-14 18:21:27+00 | Any | Htl | New | CZ01 | cAVVG | Cap-Tons | 93.868 | 139998.9062 | None | 537326.625 | 162049.9062 | 293493.5 | 0 | 20623.8008 | 0 | 3662.512 | 57496.1914 | 5644.8149 | 44996.5195 | 20344.7398 | 0 | 20344.7398 | 0 | 100.606 | 99.455
AirCldRecipChlr-0.95kwpton | DEER2023 |  | 2022-03-14 18:21:27+00 | Any | Htl | New | CZ02 | cAVVG | Cap-Tons | 161.267 | 139998.9062 | None | 615030.875 | 162049.9062 | 293493.5 | 0 | 92891.5078 | 0 | 7444.4702 | 59151 | 17826.6602 | 26459.0508 | 15114.6394 | 0 | 15114.6394 | 0 | 165.431 | 152.065
AirCldRecipChlr-0.95kwpton | DEER2023 |  | 2022-03-14 18:21:27+00 | Any | Htl | New | CZ03 | cAVVG | Cap-Tons | 126.2084 | 139998.9062 | None | 579446.3125 | 162049.9062 | 293493.5 | 0 | 59968.25 | 0 | 5477.5371 | 58456.3711 | 14942.7402 | 26556.5898 | 11541.12 | 0 | 11541.12 | 0 | 125.036 | 120.478
AirCldRecipChlr-0.95kwpton | DEER2023 |  | 2022-03-14 18:21:27+00 | Any | Htl | New | CZ04 | cAVVG | Cap-Tons | 168.1872 | 139998.9062 | None | 640918.3125 | 162049.9062 | 293493.5 | 0 | 116457.3984 | 0 | 8362.3887 | 60554.5391 | 22441.2695 | 19336.4902 | 10769.6998 | 0 | 10769.6998 | 0 | 166 | 159.085
AirCldRecipChlr-0.95kwpton | DEER2023 |  | 2022-03-14 18:21:27+00 | Any | Htl | New | CZ05 | cAVVG | Cap-Tons | 107.2058 | 139998.9062 | None | 587856.3125 | 162049.9062 | 293493.5 | 0 | 66497.8906 | 0 | 5326.166 | 60488.3906 | 16622.8105 | 25852.7207 | 11371.68 | 0 | 11371.68 | 0 | 123.657 | 105.391
AirCldRecipChlr-0.95kwpton | DEER2023 |  | 2022-03-14 18:21:27+00 | Any | Htl | New | CZ06 | cAVVG | Cap-Tons | 160.0206 | 139998.9062 | None | 657562.375 | 162049.9062 | 293493.5 | 0 | 130602.6016 | 0 | 8706.9785 | 62708.8516 | 25268.0195 | 12507 | 6703.2902 | 0 | 6703.2902 | 0 | 134.995 | 129.259
AirCldRecipChlr-0.95kwpton | DEER2023 |  | 2022-03-14 18:21:27+00 | Any | Htl | New | CZ07 | cAVVG | Cap-Tons | 146.3167 | 139998.9062 | None | 636760.375 | 162049.9062 | 293493.5 | 0 | 110657.7969 | 0 | 7705.2759 | 62853.5195 | 24539.3594 | 11548.2402 | 5687.9411 | 0 | 5687.9411 | 0 | 128.72 | 116.966
AirCldRecipChlr-0.95kwpton | DEER2023 |  | 2022-03-14 18:21:27+00 | Any | Htl | New | CZ08 | cAVVG | Cap-Tons | 170.0543 | 139998.9062 | None | 693332.625 | 162049.9062 | 293493.5 | 0 | 162677 | 0 | 10533.0898 | 64578.5 | 29182.9492 | 11115.4297 | 6430.535 | 0 | 6430.535 | 0 | 167.66 | 141.866
AirCldRecipChlr-0.95kwpton | DEER2023 |  | 2022-03-14 18:21:27+00 | Any | Htl | New | CZ09 | cAVVG | Cap-Tons | 220.813 | 139998.9062 | None | 686257.1875 | 162049.9062 | 293493.5 | 0 | 158180.2031 | 0 | 11013.4004 | 61519.6797 | 27486.5703 | 13081.04 | 7307.5962 | 0 | 7307.5962 | 0 | 168.574 | 158.825
AirCldRecipChlr-0.95kwpton | DEER2023 |  | 2022-03-14 18:21:27+00 | Any | Htl | New | CZ10 | cAVVG | Cap-Tons | 199.322 | 139998.9062 | None | 708797.875 | 162049.9062 | 293493.5 | 0 | 178392.5 | 0 | 11274.5 | 63587.0781 | 29204.5293 | 13883.0303 | 8513.6947 | 0 | 8513.6947 | 0 | 181.301 | 166.359
AirCldRecipChlr-0.95kwpton | DEER2023 |  | 2022-03-14 18:21:27+00 | Any | Htl | New | CZ11 | cAVVG | Cap-Tons | 204.9697 | 139998.9062 | None | 715508.3125 | 162049.9062 | 293493.5 | 0 | 182844.5938 | 0 | 11196.5898 | 65923.1875 | 28161.8691 | 19736.3906 | 13558.1594 | 0 | 13558.1594 | 0 | 199.278 | 208.947
AirCldRecipChlr-0.95kwpton | DEER2023 |  | 2022-03-14 18:21:27+00 | Any | Htl | New | CZ12 | cAVVG | Cap-Tons | 186.151 | 139998.9062 | None | 670475.875 | 162049.9062 | 293493.5 | 0 | 141929.4062 | 0 | 9751.2939 | 63251.5 | 24272.0293 | 21190.5098 | 13287.9706 | 0 | 13287.9706 | 0 | 187.103 | 191.801
AirCldRecipChlr-0.95kwpton | DEER2023 |  | 2022-03-14 18:21:27+00 | Any | Htl | New | CZ13 | cAVVG | Cap-Tons | 204.4572 | 139998.9062 | None | 739611.8125 | 162049.9062 | 293493.5 | 0 | 204066 | 0 | 12205.4199 | 67796.6094 | 31766.8691 | 17224.9805 | 11541.8304 | 0 | 11541.8304 | 0 | 201.819 | 204.642
AirCldRecipChlr-0.95kwpton | DEER2023 |  | 2022-03-14 18:21:27+00 | Any | Htl | New | CZ14 | cAVVG | Cap-Tons | 212.2535 | 139998.9062 | None | 719324.125 | 162049.9062 | 293493.5 | 0 | 184969.7969 | 0 | 11792.29 | 67018.3594 | 29506.25 | 18841.4492 | 12983.5098 | 0 | 12983.5098 | 0 | 196.676 | 188.028
AirCldRecipChlr-0.95kwpton | DEER2023 |  | 2022-03-14 18:21:27+00 | Any | Htl | New | CZ15 | cAVVG | Cap-Tons | 273.3933 | 139998.9062 | None | 895158.3125 | 162049.9062 | 293493.5 | 0 | 347137 | 0 | 17870.9395 | 74606.25 | 44904.1484 | 7008.9048 | 5020.575 | 0 | 5020.575 | 0 | 248.498 | 238.11
AirCldRecipChlr-0.95kwpton | DEER2023 |  | 2022-03-14 18:21:27+00 | Any | Htl | New | CZ16 | cAVVG | Cap-Tons | 118.2119 | 139998.9062 | None | 607977.375 | 162049.9062 | 293493.5 | 0 | 77850.0703 | 0 | 7664.9502 | 66918.3828 | 18491.5508 | 33964.3906 | 25514.9107 | 0 | 25514.9107 | 0 | 135.708 | 131.347
AirCldRecipChlr-0.95kwpton | DEER2023 |  | 2022-03-14 18:21:27+00 | Any | MBT | New | CZ01 | cAVVG | Cap-Tons | 173.0733 | 199999.2031 | None | 1243393 | 366189 | 737073.3125 | 0 | 23431.6602 | 0 | 3889.22 | 112803.3984 | 1740.551 | 51532.5781 | 14361.0906 | 0 | 14361.0906 | 0 | 409.492 | 177.881
AirCldRecipChlr-0.95kwpton | DEER2023 |  | 2022-03-14 18:21:27+00 | Any | MBT | New | CZ02 | cAVVG | Cap-Tons | 285.5302 | 199999.2031 | None | 1357422 | 366189 | 737073.3125 | 0 | 122453.1016 | 0 | 10425.1396 | 121275.2969 | 7367.1729 | 31741.4609 | 11427.5494 | 0 | 11427.5494 | 0 | 510.768 | 242.347
AirCldRecipChlr-0.95kwpton | DEER2023 |  | 2022-03-14 18:21:27+00 | Any | MBT | New | CZ03 | cAVVG | Cap-Tons | 222.3173 | 199999.2031 | None | 1317884 | 366189 | 737073.3125 | 0 | 84235.4219 | 0 | 8436.8584 | 121943.5 | 6175.3979 | 26176.8496 | 10405.0598 | 0 | 10405.0598 | 0 | 446.439 | 201.197
AirCldRecipChlr-0.95kwpton | DEER2023 |  | 2022-03-14 18:21:27+00 | Any | MBT | New | CZ04 | cAVVG | Cap-Tons | 272.078 | 199999.2031 | None | 1392445 | 366189 | 737073.3125 | 0 | 150993.0938 | 0 | 12307.6602 | 125875.8984 | 9664.8291 | 21938.7207 | 9399.8688 | 0 | 9399.8688 | 0 | 512.689 | 248.524
AirCldRecipChlr-0.95kwpton | DEER2023 |  | 2022-03-14 18:21:27+00 | Any | MBT | New | CZ05 | cAVVG | Cap-Tons | 214.5538 | 199999.2031 | None | 1338870 | 366189 | 737073.3125 | 0 | 103033.7969 | 0 | 8814.8525 | 123753.5 | 7119.2119 | 24565.6895 | 10170.3603 | 0 | 10170.3603 | 0 | 440.973 | 188.441
AirCldRecipChlr-0.95kwpton | DEER2023 |  | 2022-03-14 18:21:27+00 | Any | MBT | New | CZ06 | cAVVG | Cap-Tons | 301.4818 | 199999.2031 | None | 1446418 | 366189 | 737073.3125 | 0 | 197503.7031 | 0 | 16411.2109 | 129234.7031 | 11795.8604 | 11331.8301 | 8087.184 | 0 | 8087.184 | 0 | 478.94 | 219.532
AirCldRecipChlr-0.95kwpton | DEER2023 |  | 2022-03-14 18:21:27+00 | Any | MBT | New | CZ07 | cAVVG | Cap-Tons | 301.131 | 199999.2031 | None | 1409847 | 366189 | 737073.3125 | 0 | 164951.7031 | 0 | 12686.9199 | 128940.2969 | 11332.71 | 8298.1201 | 7617.7178 | 0 | 7617.7178 | 0 | 472.71 | 206.502
AirCldRecipChlr-0.95kwpton | DEER2023 |  | 2022-03-14 18:21:27+00 | Any | MBT | New | CZ08 | cAVVG | Cap-Tons | 334.8858 | 199999.2031 | None | 1482662 | 366189 | 737073.3125 | 0 | 229544.7969 | 0 | 16987.2891 | 132861.7969 | 14222.4297 | 10461.2803 | 7690.0083 | 0 | 7690.0083 | 0 | 517.745 | 231.136
AirCldRecipChlr-0.95kwpton | DEER2023 |  | 2022-03-14 18:21:27+00 | Any | MBT | New | CZ09 | cAVVG | Cap-Tons | 365.1897 | 199999.2031 | None | 1455309 | 366189 | 737073.3125 | 0 | 206801.7969 | 0 | 14564.8799 | 130674 | 13221.54 | 13411.5498 | 7819.7491 | 0 | 7819.7491 | 0 | 516.558 | 252.748
AirCldRecipChlr-0.95kwpton | DEER2023 |  | 2022-03-14 18:21:27+00 | Any | MBT | New | CZ10 | cAVVG | Cap-Tons | 339.4217 | 199999.2031 | None | 1486635 | 366189 | 737073.3125 | 0 | 235757.5 | 0 | 16534.0098 | 131075.2969 | 14029.8203 | 14999.6602 | 8258.3962 | 0 | 8258.3962 | 0 | 555.218 | 260.836
AirCldRecipChlr-0.95kwpton | DEER2023 |  | 2022-03-14 18:21:27+00 | Any | MBT | New | CZ11 | cAVVG | Cap-Tons | 345.7535 | 199999.2031 | None | 1466932 | 366189 | 737073.3125 | 0 | 220408.5938 | 0 | 15757.8799 | 127497.7969 | 13547.1904 | 24742.3809 | 10568.2803 | 0 | 10568.2803 | 0 | 578.984 | 308.158
AirCldRecipChlr-0.95kwpton | DEER2023 |  | 2022-03-14 18:21:27+00 | Any | MBT | New | CZ12 | cAVVG | Cap-Tons | 325.3683 | 199999.2031 | None | 1416981 | 366189 | 737073.3125 | 0 | 174513.2969 | 0 | 13252.6797 | 125947 | 10795.6504 | 27133.0898 | 10510.7699 | 0 | 10510.7699 | 0 | 562.193 | 287.835
AirCldRecipChlr-0.95kwpton | DEER2023 |  | 2022-03-14 18:21:27+00 | Any | MBT | New | CZ13 | cAVVG | Cap-Tons | 353.6912 | 199999.2031 | None | 1491190 | 366189 | 737073.3125 | 0 | 239514.9062 | 0 | 16441.8691 | 131965.2969 | 15160.4102 | 23629.4395 | 9780.2067 | 0 | 9780.2067 | 0 | 588.228 | 307.851
AirCldRecipChlr-0.95kwpton | DEER2023 |  | 2022-03-14 18:21:27+00 | Any | MBT | New | CZ14 | cAVVG | Cap-Tons | 365.1983 | 199999.2031 | None | 1475091 | 366189 | 737073.3125 | 0 | 225661.7969 | 0 | 16166.7998 | 129994.5 | 13630.1299 | 23185.1191 | 10736.3699 | 0 | 10736.3699 | 0 | 576.07 | 289.005
AirCldRecipChlr-0.95kwpton | DEER2023 |  | 2022-03-14 18:21:27+00 | Any | MBT | New | CZ15 | cAVVG | Cap-Tons | 453.7342 | 199999.2031 | None | 1697702 | 366189 | 737073.3125 | 0 | 422139.5938 | 0 | 25619.0605 | 146675 | 24438.4492 | 6849.1069 | 6645.0208 | 0 | 6645.0208 | 0 | 650.511 | 349.328
AirCldRecipChlr-0.95kwpton | DEER2023 |  | 2022-03-14 18:21:27+00 | Any | MBT | New | CZ16 | cAVVG | Cap-Tons | 224.0473 | 199999.2031 | None | 1305454 | 366189 | 737073.3125 | 0 | 79277.8984 | 0 | 7879.9702 | 115027.8984 | 5979.6309 | 43807.7891 | 19321.4106 | 0 | 19321.4106 | 0 | 458.068 | 212.418
AirCldRecipChlr-0.95kwpton | DEER2023 |  | 2022-03-14 18:21:27+00 | Any | Nrs | New | CZ01 | cAVVG | Cap-Tons | 62.0487 | 60654.5781 | None | 640406.1875 | 124089.5 | 419568.5938 | 0 | 2421.2759 | 0 | 1612.531 | 92713.5938 | 995.0484 | 74955.3125 | 23791.4598 | 117.2249 | 23674.24 | 0 | 105.129 | 100.114
AirCldRecipChlr-0.95kwpton | DEER2023 |  | 2022-03-14 18:21:27+00 | Any | Nrs | New | CZ02 | cAVVG | Cap-Tons | 100.1231 | 60654.5781 | None | 681667 | 124089.5 | 419568.5938 | 0 | 41626.1914 | 0 | 3209.5281 | 93172.6797 | 14471.7803 | 49962.6602 | 16360.2995 | 117.2249 | 16243.0694 | 0 | 146.36 | 134.059
AirCldRecipChlr-0.95kwpton | DEER2023 |  | 2022-03-14 18:21:27+00 | Any | Nrs | New | CZ03 | cAVVG | Cap-Tons | 79.9441 | 60654.5781 | None | 658891.875 | 124089.5 | 419568.5938 | 0 | 19786.3809 | 0 | 2345.6509 | 93100.8984 | 9188.6377 | 50144 | 13932.5005 | 117.2249 | 13815.2704 | 0 | 120.312 | 114.893
AirCldRecipChlr-0.95kwpton | DEER2023 |  | 2022-03-14 18:21:27+00 | Any | Nrs | New | CZ04 | cAVVG | Cap-Tons | 96.34 | 60654.5781 | None | 696268.625 | 124089.5 | 419568.5938 | 0 | 55456.0508 | 0 | 3819.134 | 93334.5 | 19801.4102 | 37403.25 | 11388.4006 | 117.2249 | 11271.1706 | 0 | 148.144 | 140.256
AirCldRecipChlr-0.95kwpton | DEER2023 |  | 2022-03-14 18:21:27+00 | Any | Nrs | New | CZ05 | cAVVG | Cap-Tons | 77.4103 | 60654.5781 | None | 663358.1875 | 124089.5 | 419568.5938 | 0 | 24067.3105 | 0 | 2483.8799 | 93148.2969 | 11479.0098 | 48236.8203 | 14483.8502 | 117.2249 | 14366.6304 | 0 | 118.673 | 106.059
AirCldRecipChlr-0.95kwpton | DEER2023 |  | 2022-03-14 18:21:27+00 | Any | Nrs | New | CZ06 | cAVVG | Cap-Tons | 102.7199 | 60654.5781 | None | 703227.8125 | 124089.5 | 419568.5938 | 0 | 62259.4297 | 0 | 3929.304 | 93380.2266 | 23860.0801 | 26495.2207 | 7998.6509 | 117.2249 | 7881.4272 | 0 | 128.201 | 123.815
AirCldRecipChlr-0.95kwpton | DEER2023 |  | 2022-03-14 18:21:27+00 | Any | Nrs | New | CZ07 | cAVVG | Cap-Tons | 103.4304 | 60654.5781 | None | 692960.5 | 124089.5 | 419568.5938 | 0 | 52412.6797 | 0 | 3522.71 | 93366.4531 | 22998.7891 | 23755.7695 | 6831.712 | 117.2249 | 6714.487 | 0 | 123.554 | 114.158
AirCldRecipChlr-0.95kwpton | DEER2023 |  | 2022-03-14 18:21:27+00 | Any | Nrs | New | CZ08 | cAVVG | Cap-Tons | 112.0452 | 60654.5781 | None | 727420.8125 | 124089.5 | 419568.5938 | 0 | 85183.2266 | 0 | 5087.5068 | 93491.25 | 28146.5391 | 23892.9609 | 7642.2003 | 117.2249 | 7524.9773 | 0 | 147.757 | 130.912
AirCldRecipChlr-0.95kwpton | DEER2023 |  | 2022-03-14 18:21:27+00 | Any | Nrs | New | CZ09 | cAVVG | Cap-Tons | 128.7525 | 60654.5781 | None | 724376.5 | 124089.5 | 419568.5938 | 0 | 82668.4766 | 0 | 4551.666 | 93497.6094 | 27114.6895 | 26556.8906 | 8027.0618 | 117.2249 | 7909.8368 | 0 | 150.982 | 141.424
AirCldRecipChlr-0.95kwpton | DEER2023 |  | 2022-03-14 18:21:27+00 | Any | Nrs | New | CZ10 | cAVVG | Cap-Tons | 116.0286 | 60654.5781 | None | 738852.375 | 124089.5 | 419568.5938 | 0 | 96278.7422 | 0 | 5390.4482 | 93524.4922 | 28141.0898 | 27918.5391 | 9362.9318 | 117.2249 | 9245.7062 | 0 | 158.228 | 144.218
AirCldRecipChlr-0.95kwpton | DEER2023 |  | 2022-03-14 18:21:27+00 | Any | Nrs | New | CZ11 | cAVVG | Cap-Tons | 118.8625 | 60654.5781 | None | 747217.8125 | 124089.5 | 419568.5938 | 0 | 104285.2969 | 0 | 5828.3872 | 93446.0234 | 25659.8105 | 36486.9414 | 13472.9203 | 117.2249 | 13355.6902 | 0 | 173.127 | 169.655
AirCldRecipChlr-0.95kwpton | DEER2023 |  | 2022-03-14 18:21:27+00 | Any | Nrs | New | CZ12 | cAVVG | Cap-Tons | 110.2839 | 60654.5781 | None | 713720.3125 | 124089.5 | 419568.5938 | 0 | 72130.2031 | 0 | 4570.1719 | 93361.1406 | 21066.5098 | 39437.5312 | 13590.3002 | 117.2249 | 13473.0701 | 0 | 163.431 | 158.321
AirCldRecipChlr-0.95kwpton | DEER2023 |  | 2022-03-14 18:21:27+00 | Any | Nrs | New | CZ13 | cAVVG | Cap-Tons | 118.2186 | 60654.5781 | None | 760685.125 | 124089.5 | 419568.5938 | 0 | 117228.2969 | 0 | 6251.8442 | 93546.8203 | 29161.5801 | 32067.1504 | 11800.9306 | 117.2249 | 11683.7005 | 0 | 173.681 | 167.319
AirCldRecipChlr-0.95kwpton | DEER2023 |  | 2022-03-14 18:21:27+00 | Any | Nrs | New | CZ14 | cAVVG | Cap-Tons | 121.6014 | 60654.5781 | None | 748366.1875 | 124089.5 | 419568.5938 | 0 | 105517.7031 | 0 | 5662.0591 | 93528.2031 | 26826.3398 | 35014.6992 | 14467.2 | 117.2249 | 14349.9802 | 0 | 172.209 | 160.48
AirCldRecipChlr-0.95kwpton | DEER2023 |  | 2022-03-14 18:21:27+00 | Any | Nrs | New | CZ15 | cAVVG | Cap-Tons | 156.3556 | 60654.5781 | None | 862850.125 | 124089.5 | 419568.5938 | 0 | 215916 | 0 | 9245.7715 | 94030.3672 | 43631.8008 | 13733.6699 | 4999.1651 | 117.2249 | 4881.9421 | 0 | 202.09 | 190.597
AirCldRecipChlr-0.95kwpton | DEER2023 |  | 2022-03-14 18:21:27+00 | Any | Nrs | New | CZ16 | cAVVG | Cap-Tons | 78.647 | 60654.5781 | None | 672232.5 | 124089.5 | 419568.5938 | 0 | 32333.9609 | 0 | 3203.646 | 93035.8906 | 13913.9902 | 54850.1797 | 26251.0899 | 117.2249 | 26133.8598 | 0 | 127.293 | 121.369
AirCldRecipChlr-0.95kwpton | DEER2023 |  | 2022-03-14 18:21:27+00 | Any | OfL | New | CZ01 | cAVVG | Cap-Tons | 239.6178 | 174998.9062 | None | 1299546 | 289618.8125 | 892052.375 | 0 | 24504.3105 | 0 | 3802.8831 | 89567.1172 | 165.0932 | 50263.3711 | 6667.113 | 0 | 6667.113 | 0 | 412.516 | 231.322
AirCldRecipChlr-0.95kwpton | DEER2023 |  | 2022-03-14 18:21:27+00 | Any | OfL | New | CZ02 | cAVVG | Cap-Tons | 355.4287 | 174998.9062 | None | 1460948 | 289618.8125 | 892052.375 | 0 | 153861.4062 | 0 | 12052.4805 | 113363.5 | 4558.1538 | 27432.75 | 5273.6019 | 0 | 5273.6019 | 0 | 531.708 | 298.639
AirCldRecipChlr-0.95kwpton | DEER2023 |  | 2022-03-14 18:21:27+00 | Any | OfL | New | CZ03 | cAVVG | Cap-Tons | 290.8132 | 174998.9062 | None | 1398176 | 289618.8125 | 892052.375 | 0 | 100613.1016 | 0 | 8886.8076 | 107004.7969 | 3230.95 | 23888.7695 | 3831.703 | 0 | 3831.703 | 0 | 467.749 | 259.705
AirCldRecipChlr-0.95kwpton | DEER2023 |  | 2022-03-14 18:21:27+00 | Any | OfL | New | CZ04 | cAVVG | Cap-Tons | 355.2392 | 174998.9062 | None | 1502677 | 289618.8125 | 892052.375 | 0 | 185901.7031 | 0 | 14266.9805 | 120837.1016 | 11495.4004 | 18000.7207 | 3651.495 | 0 | 3651.495 | 0 | 537.04 | 302.707
AirCldRecipChlr-0.95kwpton | DEER2023 |  | 2022-03-14 18:21:27+00 | Any | OfL | New | CZ05 | cAVVG | Cap-Tons | 286.4257 | 174998.9062 | None | 1429576 | 289618.8125 | 892052.375 | 0 | 126533.6016 | 0 | 9929.5967 | 111442.2969 | 2898.3779 | 18109.9707 | 2842.52 | 0 | 2842.52 | 0 | 460.239 | 241.985
AirCldRecipChlr-0.95kwpton | DEER2023 |  | 2022-03-14 18:21:27+00 | Any | OfL | New | CZ06 | cAVVG | Cap-Tons | 360.4353 | 174998.9062 | None | 1564781 | 289618.8125 | 892052.375 | 0 | 241048.5938 | 0 | 16925.0098 | 125136.3984 | 31565.4492 | 7660.2881 | 1545.824 | 0 | 1545.824 | 0 | 498.707 | 263.44
AirCldRecipChlr-0.95kwpton | DEER2023 |  | 2022-03-14 18:21:27+00 | Any | OfL | New | CZ07 | cAVVG | Cap-Tons | 361.6923 | 174998.9062 | None | 1517198 | 289618.8125 | 892052.375 | 0 | 196168.7969 | 0 | 13622.5098 | 125735.5 | 30871.5605 | 6598.7739 | 931.309 | 0 | 931.309 | 0 | 485.433 | 250.494
AirCldRecipChlr-0.95kwpton | DEER2023 |  | 2022-03-14 18:21:27+00 | Any | OfL | New | CZ08 | cAVVG | Cap-Tons | 397.5577 | 174998.9062 | None | 1614558 | 289618.8125 | 892052.375 | 0 | 279184.8125 | 0 | 17722.1895 | 135980.7031 | 53658.1094 | 6632.6421 | 1481.804 | 0 | 1481.804 | 0 | 549.609 | 274.74
AirCldRecipChlr-0.95kwpton | DEER2023 |  | 2022-03-14 18:21:27+00 | Any | OfL | New | CZ09 | cAVVG | Cap-Tons | 440.7655 | 174998.9062 | None | 1587901 | 289618.8125 | 892052.375 | 0 | 257032 | 0 | 15408.2695 | 133789.7969 | 28569.3496 | 11496.0703 | 1779.887 | 0 | 1779.887 | 0 | 541.564 | 295.931
AirCldRecipChlr-0.95kwpton | DEER2023 |  | 2022-03-14 18:21:27+00 | Any | OfL | New | CZ10 | cAVVG | Cap-Tons | 413.0813 | 174998.9062 | None | 1625027 | 289618.8125 | 892052.375 | 0 | 287134.6875 | 0 | 18083.9297 | 138138.0938 | 38840.4609 | 12326.3799 | 2223.652 | 0 | 2223.652 | 0 | 572.622 | 299.696
AirCldRecipChlr-0.95kwpton | DEER2023 |  | 2022-03-14 18:21:27+00 | Any | OfL | New | CZ11 | cAVVG | Cap-Tons | 411.7397 | 174998.9062 | None | 1605421 | 289618.8125 | 892052.375 | 0 | 268868.9062 | 0 | 17750.5703 | 137130.2031 | 27661.8594 | 23951.7207 | 6072.2848 | 0 | 6072.2848 | 0 | 600.261 | 366.846
AirCldRecipChlr-0.95kwpton | DEER2023 |  | 2022-03-14 18:21:27+00 | Any | OfL | New | CZ12 | cAVVG | Cap-Tons | 390.1103 | 174998.9062 | None | 1542419 | 289618.8125 | 892052.375 | 0 | 216600.9062 | 0 | 15313.7197 | 128834.1016 | 14532.1602 | 24504.3594 | 5293.8029 | 0 | 5293.8029 | 0 | 580.154 | 345.25
AirCldRecipChlr-0.95kwpton | DEER2023 |  | 2022-03-14 18:21:27+00 | Any | OfL | New | CZ13 | cAVVG | Cap-Tons | 404.4273 | 174998.9062 | None | 1634085 | 289618.8125 | 892052.375 | 0 | 289072.4062 | 0 | 19179.2109 | 144163.0938 | 51952.2695 | 22293.0391 | 4801.057 | 0 | 4801.057 | 0 | 612.338 | 354.342
AirCldRecipChlr-0.95kwpton | DEER2023 |  | 2022-03-14 18:21:27+00 | Any | OfL | New | CZ14 | cAVVG | Cap-Tons | 426.4855 | 174998.9062 | None | 1621115 | 289618.8125 | 892052.375 | 0 | 280286.8125 | 0 | 18460.0098 | 140697.0938 | 42224.25 | 21413.7305 | 5058.6179 | 0 | 5058.6179 | 0 | 602.254 | 330.812
AirCldRecipChlr-0.95kwpton | DEER2023 |  | 2022-03-14 18:21:27+00 | Any | OfL | New | CZ15 | cAVVG | Cap-Tons | 522.6572 | 174998.9062 | None | 1875979 | 289618.8125 | 892052.375 | 0 | 496706.3125 | 0 | 27449.6191 | 170152.4062 | 96934.1875 | 5014.4839 | 1351.235 | 0 | 1351.235 | 0 | 691.887 | 370.233
AirCldRecipChlr-0.95kwpton | DEER2023 |  | 2022-03-14 18:21:27+00 | Any | OfL | New | CZ16 | cAVVG | Cap-Tons | 292.609 | 174998.9062 | None | 1425707 | 289618.8125 | 892052.375 | 0 | 109773.8984 | 0 | 10404.7002 | 123857.8984 | 8690.1309 | 45788.9609 | 14307.1795 | 0 | 14307.1795 | 0 | 489.887 | 277.665
AirCldRecipChlr-0.95kwpton | DEER2023 |  | 2022-03-14 18:21:27+00 | Any | OfS | New | CZ01 | cAVVG | Cap-Tons | 13.9541 | 10000.0801 | None | 64507.9609 | 13865.4297 | 42917.1289 | 0 | 1291.327 | 0 | 699.2599 | 5734.7251 | 90.262 | 3749.2571 | 1204.738 | 0 | 1204.738 | 0 | 23.571 | 11.14
AirCldRecipChlr-0.95kwpton | DEER2023 |  | 2022-03-14 18:21:27+00 | Any | OfS | New | CZ02 | cAVVG | Cap-Tons | 20.6019 | 10000.0801 | None | 74642.4922 | 13865.4297 | 42917.1289 | 0 | 9217.748 | 0 | 1637.1949 | 7004.8921 | 1132.55 | 2011.772 | 841.4677 | 0 | 841.4677 | 0 | 32.119 | 15.506
AirCldRecipChlr-0.95kwpton | DEER2023 |  | 2022-03-14 18:21:27+00 | Any | OfS | New | CZ03 | cAVVG | Cap-Tons | 17.9189 | 10000.0801 | None | 70240.0312 | 13865.4297 | 42917.1289 | 0 | 5686.062 | 0 | 1298.714 | 6472.5942 | 667.0644 | 1897.629 | 727.8173 | 0 | 727.8173 | 0 | 26.961 | 12.87
AirCldRecipChlr-0.95kwpton | DEER2023 |  | 2022-03-14 18:21:27+00 | Any | OfS | New | CZ04 | cAVVG | Cap-Tons | 21.4147 | 10000.0801 | None | 77100.6406 | 13865.4297 | 42917.1289 | 0 | 10968.9297 | 0 | 1979.877 | 7369.1831 | 1655.108 | 1427.489 | 606.2732 | 0 | 606.2732 | 0 | 31.679 | 15.615
AirCldRecipChlr-0.95kwpton | DEER2023 |  | 2022-03-14 18:21:27+00 | Any | OfS | New | CZ05 | cAVVG | Cap-Tons | 15.8386 | 10000.0801 | None | 71959.3281 | 13865.4297 | 42917.1289 | 0 | 7015.7939 | 0 | 1375.302 | 6785.583 | 689.3812 | 1586.423 | 671.416 | 0 | 671.416 | 0 | 26.729 | 11.669
AirCldRecipChlr-0.95kwpton | DEER2023 |  | 2022-03-14 18:21:27+00 | Any | OfS | New | CZ06 | cAVVG | Cap-Tons | 22.3435 | 10000.0801 | None | 80095.9375 | 13865.4297 | 42917.1289 | 0 | 13739.8301 | 0 | 2097.5171 | 7475.9268 | 1607.698 | 688.9059 | 389.4773 | 0 | 389.4773 | 0 | 29.316 | 12.982
AirCldRecipChlr-0.95kwpton | DEER2023 |  | 2022-03-14 18:21:27+00 | Any | OfS | New | CZ07 | cAVVG | Cap-Tons | 21.3755 | 10000.0801 | None | 76968.9375 | 13865.4297 | 42917.1289 | 0 | 11086.5596 | 0 | 1827.2729 | 7272.4321 | 1485.422 | 619.4046 | 317.9776 | 0 | 317.9776 | 0 | 28.376 | 11.94
AirCldRecipChlr-0.95kwpton | DEER2023 |  | 2022-03-14 18:21:27+00 | Any | OfS | New | CZ08 | cAVVG | Cap-Tons | 23.315 | 10000.0801 | None | 83589.8672 | 13865.4297 | 42917.1289 | 0 | 16529.8398 | 0 | 2202.551 | 8074.8218 | 2598.0549 | 645.825 | 378.4289 | 0 | 378.4289 | 0 | 32.938 | 14.525
AirCldRecipChlr-0.95kwpton | DEER2023 |  | 2022-03-14 18:21:27+00 | Any | OfS | New | CZ09 | cAVVG | Cap-Tons | 27.6906 | 10000.0801 | None | 82660.0234 | 13865.4297 | 42917.1289 | 0 | 15367.4297 | 0 | 2601.4131 | 7908.5132 | 2529.3601 | 886.8649 | 362.8341 | 0 | 362.8341 | 0 | 31.971 | 15.149
AirCldRecipChlr-0.95kwpton | DEER2023 |  | 2022-03-14 18:21:27+00 | Any | OfS | New | CZ10 | cAVVG | Cap-Tons | 25.2521 | 10000.0801 | None | 84897.9922 | 13865.4297 | 42917.1289 | 0 | 17577.4297 | 0 | 2372.458 | 8165.4438 | 2984.397 | 967.2519 | 409.742 | 0 | 409.742 | 0 | 34.604 | 15.739
AirCldRecipChlr-0.95kwpton | DEER2023 |  | 2022-03-14 18:21:27+00 | Any | OfS | New | CZ11 | cAVVG | Cap-Tons | 25.2603 | 10000.0801 | None | 84086.6406 | 13865.4297 | 42917.1289 | 0 | 16766.6797 | 0 | 2129.7351 | 8407.5527 | 3506.929 | 1736.788 | 739.537 | 0 | 739.537 | 0 | 36.206 | 19.907
AirCldRecipChlr-0.95kwpton | DEER2023 |  | 2022-03-14 18:21:27+00 | Any | OfS | New | CZ12 | cAVVG | Cap-Tons | 23.6061 | 10000.0801 | None | 80154.5938 | 13865.4297 | 42917.1289 | 0 | 13399.0898 | 0 | 2023.2159 | 7949.6191 | 2103.219 | 1808.528 | 757.3002 | 0 | 757.3002 | 0 | 35.368 | 18.584
AirCldRecipChlr-0.95kwpton | DEER2023 |  | 2022-03-14 18:21:27+00 | Any | OfS | New | CZ13 | cAVVG | Cap-Tons | 25.6917 | 10000.0801 | None | 85728.0312 | 13865.4297 | 42917.1289 | 0 | 17774.4102 | 0 | 2402.229 | 8768.7314 | 4121.3862 | 1608.4139 | 639.4872 | 0 | 639.4872 | 0 | 36.401 | 19.124
AirCldRecipChlr-0.95kwpton | DEER2023 |  | 2022-03-14 18:21:27+00 | Any | OfS | New | CZ14 | cAVVG | Cap-Tons | 27.2422 | 10000.0801 | None | 85378.5312 | 13865.4297 | 42917.1289 | 0 | 17484.3594 | 0 | 2453.3091 | 8658.1943 | 3539.1001 | 1625.73 | 663.052 | 0 | 663.052 | 0 | 36.189 | 17.618
AirCldRecipChlr-0.95kwpton | DEER2023 |  | 2022-03-14 18:21:27+00 | Any | OfS | New | CZ15 | cAVVG | Cap-Tons | 32.0846 | 10000.0801 | None | 102076 | 13865.4297 | 42917.1289 | 0 | 31591.1191 | 0 | 3373.688 | 10328.5596 | 6710.8359 | 384.0719 | 173.4967 | 0 | 173.4967 | 0 | 42.324 | 20.527
AirCldRecipChlr-0.95kwpton | DEER2023 |  | 2022-03-14 18:21:27+00 | Any | OfS | New | CZ16 | cAVVG | Cap-Tons | 17.013 | 10000.0801 | None | 72822.4375 | 13865.4297 | 42917.1289 | 0 | 6442.374 | 0 | 1400.564 | 8196.8594 | 1309.4659 | 3554.7849 | 1541.7459 | 0 | 1541.7459 | 0 | 28.797 | 14.032
AirCldRecipChlr-0.95kwpton | DEER2023 |  | 2022-03-14 18:21:27+00 | Any | Rt3 | New | CZ01 | cAVVG | Cap-Tons | 128.2081 | 120000.5 | None | 1004531 | 514297.1875 | 410310 | 0 | 12479.7998 | 0 | 2554.2759 | 64889.5898 | 13581.5303 | 33791.5 | 8281.4157 | 0 | 8281.4157 | 0 | 260.701 | 210.525
AirCldRecipChlr-0.95kwpton | DEER2023 |  | 2022-03-14 18:21:27+00 | Any | Rt3 | New | CZ02 | cAVVG | Cap-Tons | 224.1828 | 120000.5 | None | 1123702 | 514297.1875 | 410310 | 0 | 112372 | 0 | 9161.3799 | 77560.8516 | 43864.1914 | 15156.21 | 5888.032 | 0 | 5888.032 | 0 | 352.431 | 292.599
AirCldRecipChlr-0.95kwpton | DEER2023 |  | 2022-03-14 18:21:27+00 | Any | Rt3 | New | CZ03 | cAVVG | Cap-Tons | 178.2805 | 120000.5 | None | 1068454 | 514297.1875 | 410310 | 0 | 65135.1211 | 0 | 6203.437 | 72507.2266 | 39758.8711 | 14628.6104 | 4310.0429 | 0 | 4310.0429 | 0 | 296.184 | 251.266
AirCldRecipChlr-0.95kwpton | DEER2023 |  | 2022-03-14 18:21:27+00 | Any | Rt3 | New | CZ04 | cAVVG | Cap-Tons | 226.1252 | 120000.5 | None | 1162783 | 514297.1875 | 410310 | 0 | 144122 | 0 | 10961.1504 | 83091.7578 | 56917.1289 | 10058.3701 | 3532.8531 | 0 | 3532.8531 | 0 | 357.286 | 307.353
AirCldRecipChlr-0.95kwpton | DEER2023 |  | 2022-03-14 18:21:27+00 | Any | Rt3 | New | CZ05 | cAVVG | Cap-Tons | 167.5133 | 120000.5 | None | 1085394 | 514297.1875 | 410310 | 0 | 76679.1172 | 0 | 6313.0898 | 77793.8828 | 43849.0508 | 11864.9199 | 3201.143 | 0 | 3201.143 | 0 | 286.812 | 228.286
AirCldRecipChlr-0.95kwpton | DEER2023 |  | 2022-03-14 18:21:27+00 | Any | Rt3 | New | CZ06 | cAVVG | Cap-Tons | 237.0563 | 120000.5 | None | 1194182 | 514297.1875 | 410310 | 0 | 172719.5938 | 0 | 12660.9404 | 84193.0938 | 62632.6797 | 4507.6191 | 1317.318 | 0 | 1317.318 | 0 | 327.801 | 276.79
AirCldRecipChlr-0.95kwpton | DEER2023 |  | 2022-03-14 18:21:27+00 | Any | Rt3 | New | CZ07 | cAVVG | Cap-Tons | 231.252 | 120000.5 | None | 1165761 | 514297.1875 | 410310 | 0 | 143870.9062 | 0 | 10489.7197 | 86792.7266 | 65603.2891 | 3386.2009 | 815.4513 | 0 | 815.4513 | 0 | 318.956 | 266.579
AirCldRecipChlr-0.95kwpton | DEER2023 |  | 2022-03-14 18:21:27+00 | Any | Rt3 | New | CZ08 | cAVVG | Cap-Tons | 258.647 | 120000.5 | None | 1249959 | 514297.1875 | 410310 | 0 | 214338 | 0 | 14400.3701 | 96612.2109 | 78662.7109 | 3077.6909 | 1078.939 | 0 | 1078.939 | 0 | 359.698 | 290.093
AirCldRecipChlr-0.95kwpton | DEER2023 |  | 2022-03-14 18:21:27+00 | Any | Rt3 | New | CZ09 | cAVVG | Cap-Tons | 315.9945 | 120000.5 | None | 1220788 | 514297.1875 | 410310 | 0 | 194678.7969 | 0 | 12019.5303 | 89481.6719 | 72384.4531 | 4692.063 | 1401.936 | 0 | 1401.936 | 0 | 356.587 | 304.531
AirCldRecipChlr-0.95kwpton | DEER2023 |  | 2022-03-14 18:21:27+00 | Any | Rt3 | New | CZ10 | cAVVG | Cap-Tons | 276.7787 | 120000.5 | None | 1261197 | 514297.1875 | 410310 | 0 | 227745.5938 | 0 | 14558.9502 | 94284.4766 | 76256.9609 | 6022.8682 | 2112.532 | 0 | 2112.532 | 0 | 402.066 | 339.486
AirCldRecipChlr-0.95kwpton | DEER2023 |  | 2022-03-14 18:21:27+00 | Any | Rt3 | New | CZ11 | cAVVG | Cap-Tons | 276.9912 | 120000.5 | None | 1239989 | 514297.1875 | 410310 | 0 | 212740.4062 | 0 | 13619.46 | 89021.3672 | 65530.2695 | 11702.25 | 4183.017 | 0 | 4183.017 | 0 | 405.13 | 353.737
AirCldRecipChlr-0.95kwpton | DEER2023 |  | 2022-03-14 18:21:27+00 | Any | Rt3 | New | CZ12 | cAVVG | Cap-Tons | 265.7432 | 120000.5 | None | 1191141 | 514297.1875 | 410310 | 0 | 170321.5938 | 0 | 11966.6396 | 84244.2578 | 59976.6797 | 12323.1602 | 4916.7661 | 0 | 4916.7661 | 0 | 399.982 | 346.551
AirCldRecipChlr-0.95kwpton | DEER2023 |  | 2022-03-14 18:21:27+00 | Any | Rt3 | New | CZ13 | cAVVG | Cap-Tons | 284.9072 | 120000.5 | None | 1272257 | 514297.1875 | 410310 | 0 | 237214.5938 | 0 | 15251.4404 | 95183.2031 | 75796.1172 | 10476.7305 | 3852.8922 | 0 | 3852.8922 | 0 | 419.74 | 368.746
AirCldRecipChlr-0.95kwpton | DEER2023 |  | 2022-03-14 18:21:27+00 | Any | Rt3 | New | CZ14 | cAVVG | Cap-Tons | 286.5403 | 120000.5 | None | 1239050 | 514297.1875 | 410310 | 0 | 212302.7031 | 0 | 13122.9297 | 89016.3906 | 64938.0195 | 10401.1396 | 3639.0259 | 0 | 3639.0259 | 0 | 398.968 | 337.099
AirCldRecipChlr-0.95kwpton | DEER2023 |  | 2022-03-14 18:21:27+00 | Any | Rt3 | New | CZ15 | cAVVG | Cap-Tons | 360.4552 | 120000.5 | None | 1461516 | 514297.1875 | 410310 | 0 | 401139.4062 | 0 | 22092.75 | 113675.2969 | 106031.2969 | 1605.073 | 342.8161 | 0 | 342.8161 | 0 | 465.973 | 406.686
AirCldRecipChlr-0.95kwpton | DEER2023 |  | 2022-03-14 18:21:27+00 | Any | Rt3 | New | CZ16 | cAVVG | Cap-Tons | 178.089 | 120000.5 | None | 1084548 | 514297.1875 | 410310 | 0 | 75583.4531 | 0 | 6871.6851 | 77485.2031 | 38291.9219 | 24696.8809 | 13352.5005 | 0 | 13352.5005 | 0 | 311.063 | 259.283
AirCldRecipChlr-1.407kwpton | DEER2023 |  | 2022-03-14 18:21:27+00 | Any | ECC | New | CZ01 | cAVVG | Cap-Tons | 1 | 299999.5938 | None | 1688978 | 498675.5 | 838537.625 | 0 | 53239.1094 | 0 | 8419.2988 | 290104.8125 | 4634.2559 | 208150.9062 | 51323.1104 | 97.3874 | 51225.728 | 0 | 692.875 | 522.318
AirCldRecipChlr-1.407kwpton | DEER2023 |  | 2022-03-14 18:21:27+00 | Any | ECC | New | CZ02 | cAVVG | Cap-Tons | 1 | 299999.5938 | None | 2004285 | 498675.5 | 838537.625 | 0 | 361422.3125 | 0 | 21580.0605 | 284067.8125 | 35158.1914 | 110873.7031 | 35666.3296 | 97.3874 | 35568.9395 | 0 | 1037.303 | 814.521
AirCldRecipChlr-1.407kwpton | DEER2023 |  | 2022-03-14 18:21:27+00 | Any | ECC | New | CZ03 | cAVVG | Cap-Tons | 1 | 299999.5938 | None | 1862745 | 498675.5 | 838537.625 | 0 | 229716.9062 | 0 | 16653.0195 | 279160 | 27421.5 | 99455.7422 | 30776.4787 | 97.3874 | 30679.0912 | 0 | 812.02 | 665.78
AirCldRecipChlr-1.407kwpton | DEER2023 |  | 2022-03-14 18:21:27+00 | Any | ECC | New | CZ04 | cAVVG | Cap-Tons | 1 | 299999.5938 | None | 2107243 | 498675.5 | 838537.625 | 0 | 464325.8125 | 0 | 25944.5195 | 279756.9062 | 56983.7383 | 70296.7969 | 25826.1402 | 97.3874 | 25728.7501 | 0 | 1055.736 | 879.761
AirCldRecipChlr-1.407kwpton | DEER2023 |  | 2022-03-14 18:21:27+00 | Any | ECC | New | CZ05 | cAVVG | Cap-Tons | 1 | 299999.5938 | None | 1922868 | 498675.5 | 838537.625 | 0 | 277552.1875 | 0 | 17538.3906 | 290564.0938 | 31813.3105 | 95044.3438 | 28308.4288 | 97.3874 | 28211.049 | 0 | 797.554 | 560.982
AirCldRecipChlr-1.407kwpton | DEER2023 |  | 2022-03-14 18:21:27+00 | Any | ECC | New | CZ06 | cAVVG | Cap-Tons | 1 | 299999.5938 | None | 2240201 | 498675.5 | 838537.625 | 0 | 592334.875 | 0 | 30620.9004 | 280030.1875 | 69696.6016 | 33413.6602 | 16124.4506 | 97.3874 | 16027.0502 | 0 | 915.392 | 740.432
AirCldRecipChlr-1.407kwpton | DEER2023 |  | 2022-03-14 18:21:27+00 | Any | ECC | New | CZ07 | cAVVG | Cap-Tons | 1 | 299999.5938 | None | 2133247 | 498675.5 | 838537.625 | 0 | 488525.4062 | 0 | 24788.5293 | 282718.5938 | 71801.8516 | 25091.5703 | 13974.3706 | 97.3874 | 13876.9805 | 0 | 886.068 | 713.661
AirCldRecipChlr-1.407kwpton | DEER2023 |  | 2022-03-14 18:21:27+00 | Any | ECC | New | CZ08 | cAVVG | Cap-Tons | 1 | 299999.5938 | None | 2372398 | 498675.5 | 838537.625 | 0 | 705893.625 | 0 | 32678.0801 | 296611.5 | 90541.0391 | 28194.0293 | 14345.1904 | 97.3874 | 14247.7901 | 0 | 1043.604 | 775.77
AirCldRecipChlr-1.407kwpton | DEER2023 |  | 2022-03-14 18:21:27+00 | Any | ECC | New | CZ09 | cAVVG | Cap-Tons | 1 | 299999.5938 | None | 2297713 | 498675.5 | 838537.625 | 0 | 646341.375 | 0 | 32207.0508 | 281949.3125 | 82339.2891 | 38711.2695 | 16375.8003 | 97.3874 | 16278.4102 | 0 | 1027.383 | 860.408
AirCldRecipChlr-1.407kwpton | DEER2023 |  | 2022-03-14 18:21:27+00 | Any | ECC | New | CZ10 | cAVVG | Cap-Tons | 1 | 299999.5938 | None | 2410577 | 498675.5 | 838537.625 | 0 | 748454.875 | 0 | 34196.9102 | 290711.1875 | 87017.7812 | 44994.9492 | 19309.1597 | 97.3874 | 19211.7696 | 0 | 883.831 | 552.331
AirCldRecipChlr-1.407kwpton | DEER2023 |  | 2022-03-14 18:21:27+00 | Any | ECC | New | CZ11 | cAVVG | Cap-Tons | 1 | 299999.5938 | None | 2362196 | 498675.5 | 838537.625 | 0 | 694849.1875 | 0 | 33746.8906 | 296385.5938 | 76807.5469 | 79634.7969 | 29029.7293 | 97.3874 | 28932.3392 | 0 | 960.438 | 694.034
AirCldRecipChlr-1.407kwpton | DEER2023 |  | 2022-03-14 18:21:27+00 | Any | ECC | New | CZ12 | cAVVG | Cap-Tons | 1 | 299999.5938 | None | 2213749 | 498675.5 | 838537.625 | 0 | 550770.8125 | 0 | 28424.1309 | 297339.8125 | 64869.4688 | 88576.0781 | 30073.9789 | 97.3874 | 29976.5888 | 0 | 921.455 | 643.097
AirCldRecipChlr-1.407kwpton | DEER2023 |  | 2022-03-14 18:21:27+00 | Any | ECC | New | CZ13 | cAVVG | Cap-Tons | 1 | 299999.5938 | None | 2469880 | 498675.5 | 838537.625 | 0 | 784597.125 | 0 | 35835.6094 | 312232.8125 | 92388.0625 | 71531.4062 | 25489.3594 | 97.3874 | 25391.959 | 0 | 969.821 | 669.495
AirCldRecipChlr-1.407kwpton | DEER2023 |  | 2022-03-14 18:21:27+00 | Any | ECC | New | CZ14 | cAVVG | Cap-Tons | 1 | 299999.5938 | None | 2390504 | 498675.5 | 838537.625 | 0 | 717624.375 | 0 | 33051.8711 | 302612.9062 | 79084.8281 | 75070.6094 | 27234.2707 | 97.3874 | 27136.8704 | 0 | 946.883 | 616.608
AirCldRecipChlr-1.407kwpton | DEER2023 |  | 2022-03-14 18:21:27+00 | Any | ECC | New | CZ15 | cAVVG | Cap-Tons | 1 | 299999.5938 | None | 3130100 | 498675.5 | 838537.625 | 0 | 1413458 | 0 | 52794.8203 | 326632.5938 | 148395.7031 | 15751.7197 | 9190.7488 | 97.3874 | 9093.3568 | 0 | 1175.055 | 810.369
AirCldRecipChlr-1.407kwpton | DEER2023 |  | 2022-03-14 18:21:27+00 | Any | ECC | New | CZ16 | cAVVG | Cap-Tons | 1 | 299999.5938 | None | 1909039 | 498675.5 | 838537.625 | 0 | 244628.2969 | 0 | 16629.2207 | 310567.6875 | 39430.4883 | 157721.5 | 59084.0678 | 97.3874 | 58986.6803 | 0 | 212.416 | 165.817
AirCldRecipChlr-1.407kwpton | DEER2023 |  | 2022-03-14 18:21:27+00 | Any | ESe | New | CZ01 | cAVVG | Cap-Tons | 1 | 149998.5938 | None | 611270.8125 | 195048.5 | 287781.6875 | 0 | 18285.1191 | 0 | 4452.0112 | 105704.2031 | 411.2486 | 81871.0391 | 28034.9389 | 26.4167 | 28008.5299 | 0 | 282.947 | 128.125
AirCldRecipChlr-1.407kwpton | DEER2023 |  | 2022-03-14 18:21:27+00 | Any | ESe | New | CZ02 | cAVVG | Cap-Tons | 1 | 149998.5938 | None | 725505.3125 | 195048.5 | 287781.6875 | 0 | 129036.2031 | 0 | 8847.2197 | 104792.2969 | 10188.7803 | 49574.0898 | 19469.9098 | 26.4167 | 19443.5098 | 0 | 459.221 | 229.895
AirCldRecipChlr-1.407kwpton | DEER2023 |  | 2022-03-14 18:21:27+00 | Any | ESe | New | CZ03 | cAVVG | Cap-Tons | 1 | 149998.5938 | None | 663124.6875 | 195048.5 | 287781.6875 | 0 | 76449.7812 | 0 | 6786.2852 | 97059.1562 | 4249.4551 | 46136.6406 | 16562.1901 | 26.4167 | 16535.7901 | 0 | 339.436 | 163.183
AirCldRecipChlr-1.407kwpton | DEER2023 |  | 2022-03-14 18:21:27+00 | Any | ESe | New | CZ04 | cAVVG | Cap-Tons | 1 | 149998.5938 | None | 760554.375 | 195048.5 | 287781.6875 | 0 | 165437.7969 | 0 | 9989.9785 | 102297 | 13974.6904 | 34655.1992 | 13995.5994 | 26.4167 | 13969.1904 | 0 | 464.851 | 239.832
AirCldRecipChlr-1.407kwpton | DEER2023 |  | 2022-03-14 18:21:27+00 | Any | ESe | New | CZ05 | cAVVG | Cap-Tons | 1 | 149998.5938 | None | 691469.375 | 195048.5 | 287781.6875 | 0 | 101987.5 | 0 | 7311.9561 | 99340.4688 | 5656.1392 | 40647.4492 | 14992.0794 | 26.4167 | 14965.6806 | 0 | 334.56 | 142.002
AirCldRecipChlr-1.407kwpton | DEER2023 |  | 2022-03-14 18:21:27+00 | Any | ESe | New | CZ06 | cAVVG | Cap-Tons | 1 | 149998.5938 | None | 790314.6875 | 195048.5 | 287781.6875 | 0 | 200974.5938 | 0 | 11247.6299 | 95262.9766 | 12110.9902 | 17769.8008 | 8501.015 | 26.4167 | 8474.5933 | 0 | 382.112 | 179.586
AirCldRecipChlr-1.407kwpton | DEER2023 |  | 2022-03-14 18:21:27+00 | Any | ESe | New | CZ07 | cAVVG | Cap-Tons | 1 | 149998.5938 | None | 746323.375 | 195048.5 | 287781.6875 | 0 | 160925 | 0 | 8902.1191 | 93666.7188 | 11572.8203 | 15766.04 | 7211.9213 | 26.4167 | 7185.4989 | 0 | 374.595 | 164.503
AirCldRecipChlr-1.407kwpton | DEER2023 |  | 2022-03-14 18:21:27+00 | Any | ESe | New | CZ08 | cAVVG | Cap-Tons | 1 | 149998.5938 | None | 868063.5 | 195048.5 | 287781.6875 | 0 | 265370.1875 | 0 | 12547.5703 | 107316.1016 | 22006.4395 | 15382.5303 | 7441.3619 | 26.4167 | 7414.9453 | 0 | 460.037 | 204.852
AirCldRecipChlr-1.407kwpton | DEER2023 |  | 2022-03-14 18:21:27+00 | Any | ESe | New | CZ09 | cAVVG | Cap-Tons | 1 | 149998.5938 | None | 845515.875 | 195048.5 | 287781.6875 | 0 | 243488.7969 | 0 | 12857.5996 | 106339.8984 | 21144.9492 | 20704.0703 | 8742.4307 | 26.4167 | 8716.0109 | 0 | 460.68 | 235.638
AirCldRecipChlr-1.407kwpton | DEER2023 |  | 2022-03-14 18:21:27+00 | Any | ESe | New | CZ10 | cAVVG | Cap-Tons | 1 | 149998.5938 | None | 892412.3125 | 195048.5 | 287781.6875 | 0 | 284679.5938 | 0 | 13476.0303 | 111427 | 23355.25 | 23003.1699 | 10225.12 | 26.4167 | 10198.7002 | 0 | 146.603 | 106.374
AirCldRecipChlr-1.407kwpton | DEER2023 |  | 2022-03-14 18:21:27+00 | Any | ESe | New | CZ11 | cAVVG | Cap-Tons | 1 | 149998.5938 | None | 856545.3125 | 195048.5 | 287781.6875 | 0 | 253170.2031 | 0 | 12336.5596 | 108209 | 21714.6992 | 35568.4219 | 15635.3306 | 26.4167 | 15608.9203 | 0 | 155.914 | 138.204
AirCldRecipChlr-1.407kwpton | DEER2023 |  | 2022-03-14 18:21:27+00 | Any | ESe | New | CZ12 | cAVVG | Cap-Tons | 1 | 149998.5938 | None | 801296.125 | 195048.5 | 287781.6875 | 0 | 198519.9062 | 0 | 10810.21 | 109136.6016 | 17693.6895 | 40656.7695 | 16194.1504 | 26.4167 | 16167.7402 | 0 | 142.779 | 127.127
AirCldRecipChlr-1.407kwpton | DEER2023 |  | 2022-03-14 18:21:27+00 | Any | ESe | New | CZ13 | cAVVG | Cap-Tons | 1 | 149998.5938 | None | 897050.875 | 195048.5 | 287781.6875 | 0 | 284954.8125 | 0 | 13470.9697 | 115795.6016 | 25708.9707 | 33125.6289 | 13808.7398 | 26.4167 | 13782.3296 | 0 | 150.334 | 133.963
AirCldRecipChlr-1.407kwpton | DEER2023 |  | 2022-03-14 18:21:27+00 | Any | ESe | New | CZ14 | cAVVG | Cap-Tons | 1 | 149998.5938 | None | 859640.6875 | 195048.5 | 287781.6875 | 0 | 257680.4062 | 0 | 12408.0498 | 106722.6016 | 20119.1504 | 31887.1406 | 14321.4195 | 26.4167 | 14295.0003 | 0 | 156.052 | 114.694
AirCldRecipChlr-1.407kwpton | DEER2023 |  | 2022-03-14 18:21:27+00 | Any | ESe | New | CZ15 | cAVVG | Cap-Tons | 1 | 149998.5938 | None | 1174086 | 195048.5 | 287781.6875 | 0 | 545188.5 | 0 | 20196.2109 | 125871.3984 | 37588.4414 | 8876.3555 | 4784.9219 | 26.4167 | 4758.4998 | 0 | 188.735 | 158.742
AirCldRecipChlr-1.407kwpton | DEER2023 |  | 2022-03-14 18:21:27+00 | Any | ESe | New | CZ16 | cAVVG | Cap-Tons | 1 | 149998.5938 | None | 685615.375 | 195048.5 | 287781.6875 | 0 | 85281.2969 | 0 | 7255.248 | 110249.3984 | 12175.1797 | 64864.2695 | 31927.8106 | 26.4167 | 31901.399 | 0 | 93.519 | 73.923
AirCldRecipChlr-1.407kwpton | DEER2023 |  | 2022-03-14 18:21:27+00 | Any | EUn | New | CZ01 | cAVVG | Cap-Tons | 1 | 930201.375 | None | 4975914 | 1432632 | 2778924 | 0 | 152338.2969 | 0 | 27897.3906 | 584117.125 | 37421.1211 | 432945.3125 | 178307.0925 | 181.5723 | 178125.5987 | 0 | 2101.849 | 1662.612
AirCldRecipChlr-1.407kwpton | DEER2023 |  | 2022-03-14 18:21:27+00 | Any | EUn | New | CZ02 | cAVVG | Cap-Tons | 1 | 930201.375 | None | 6029869 | 1432632 | 2778924 | 0 | 1135732 | 0 | 55736.9297 | 626839.8125 | 220642.5938 | 228680.4062 | 118107.4022 | 181.5723 | 117925.7958 | 0 | 3169.769 | 2588.379
AirCldRecipChlr-1.407kwpton | DEER2023 |  | 2022-03-14 18:21:27+00 | Any | EUn | New | CZ03 | cAVVG | Cap-Tons | 1 | 930201.375 | None | 5541432 | 1432632 | 2778924 | 0 | 680449.875 | 0 | 42765.8398 | 606655.8125 | 176833.5 | 223690.0938 | 98392.2483 | 181.5723 | 98210.6624 | 0 | 2503.319 | 2100.697
AirCldRecipChlr-1.407kwpton | DEER2023 |  | 2022-03-14 18:21:27+00 | Any | EUn | New | CZ04 | cAVVG | Cap-Tons | 1 | 930201.375 | None | 6324239 | 1432632 | 2778924 | 0 | 1419692 | 0 | 62386.1992 | 630600.5 | 299294.1875 | 153466.7969 | 80859.2077 | 181.5723 | 80677.632 | 0 | 3218.234 | 2733.177
AirCldRecipChlr-1.407kwpton | DEER2023 |  | 2022-03-14 18:21:27+00 | Any | EUn | New | CZ05 | cAVVG | Cap-Tons | 1 | 930201.375 | None | 5711872 | 1432632 | 2778924 | 0 | 832216.625 | 0 | 44135.6797 | 623958.125 | 192132 | 196752 | 91517.6448 | 181.5723 | 91336.0589 | 0 | 2494.249 | 1835.037
AirCldRecipChlr-1.407kwpton | DEER2023 |  | 2022-03-14 18:21:27+00 | Any | EUn | New | CZ06 | cAVVG | Cap-Tons | 1 | 930201.375 | None | 6604973 | 1432632 | 2778924 | 0 | 1695128 | 0 | 66846.0234 | 631436.875 | 343399.1875 | 85250.2422 | 48359.5008 | 181.5723 | 48177.9507 | 0 | 2851.941 | 2351.02
AirCldRecipChlr-1.407kwpton | DEER2023 |  | 2022-03-14 18:21:27+00 | Any | EUn | New | CZ07 | cAVVG | Cap-Tons | 1 | 930201.375 | None | 6252157 | 1432632 | 2778924 | 0 | 1358224 | 0 | 56204.7109 | 626167.3125 | 322690.6875 | 83924.4297 | 41923.7299 | 181.5723 | 41742.1798 | 0 | 2720.46 | 2191.767
AirCldRecipChlr-1.407kwpton | DEER2023 |  | 2022-03-14 18:21:27+00 | Any | EUn | New | CZ08 | cAVVG | Cap-Tons | 1 | 930201.375 | None | 7028045 | 1432632 | 2778924 | 0 | 2082409 | 0 | 75689.2188 | 658384.875 | 411675.0938 | 68195.3125 | 42846.7891 | 181.5723 | 42665.2109 | 0 | 3256.705 | 2470.872
AirCldRecipChlr-1.407kwpton | DEER2023 |  | 2022-03-14 18:21:27+00 | Any | EUn | New | CZ09 | cAVVG | Cap-Tons | 1 | 930201.375 | None | 6887874 | 1432632 | 2778924 | 0 | 1952361 | 0 | 75362.7266 | 648588.5 | 385724.5 | 90631.2188 | 48537.8714 | 181.5723 | 48356.3008 | 0 | 3231.991 | 2714.625
AirCldRecipChlr-1.407kwpton | DEER2023 |  | 2022-03-14 18:21:27+00 | Any | EUn | New | CZ10 | cAVVG | Cap-Tons | 1 | 930201.375 | None | 7219955 | 1432632 | 2778924 | 0 | 2264400 | 0 | 80499.3438 | 663494 | 403977.3125 | 99543.0625 | 57719.3114 | 181.5723 | 57537.7408 | 0 | 2702.254 | 2159.714
AirCldRecipChlr-1.407kwpton | DEER2023 |  | 2022-03-14 18:21:27+00 | Any | EUn | New | CZ11 | cAVVG | Cap-Tons | 1 | 930201.375 | None | 7196731 | 1432632 | 2778924 | 0 | 2220949 | 0 | 81531.5078 | 682688.375 | 388196.8125 | 167393.4062 | 90868.4595 | 181.5723 | 90686.9146 | 0 | 3005.918 | 2724.049
AirCldRecipChlr-1.407kwpton | DEER2023 |  | 2022-03-14 18:21:27+00 | Any | EUn | New | CZ12 | cAVVG | Cap-Tons | 1 | 930201.375 | None | 6690630 | 1432632 | 2778924 | 0 | 1744919 | 0 | 70260.2422 | 663889.5 | 336102.5 | 176171.9062 | 94664.6221 | 181.5723 | 94483.0464 | 0 | 2803.252 | 2464.662
AirCldRecipChlr-1.407kwpton | DEER2023 |  | 2022-03-14 18:21:27+00 | Any | EUn | New | CZ13 | cAVVG | Cap-Tons | 1 | 930201.375 | None | 7479894 | 1432632 | 2778924 | 0 | 2473913 | 0 | 86786.0469 | 707633.8125 | 446570.3125 | 143167.0938 | 76501.4682 | 181.5723 | 76319.8925 | 0 | 3029.975 | 2701.551
AirCldRecipChlr-1.407kwpton | DEER2023 |  | 2022-03-14 18:21:27+00 | Any | EUn | New | CZ14 | cAVVG | Cap-Tons | 1 | 930201.375 | None | 7240917 | 1432632 | 2778924 | 0 | 2253545 | 0 | 81805.0781 | 694006.1875 | 406801.4062 | 146922.7031 | 84219.8016 | 181.5723 | 84038.2413 | 0 | 2927.849 | 2444.042
AirCldRecipChlr-1.407kwpton | DEER2023 |  | 2022-03-14 18:21:27+00 | Any | EUn | New | CZ15 | cAVVG | Cap-Tons | 1 | 930201.375 | None | 9424747 | 1432632 | 2778924 | 0 | 4315319 | 0 | 125220.2031 | 772647.3125 | 629595.625 | 35340.1289 | 22497.2288 | 181.5723 | 22315.671 | 0 | 3647.577 | 3130.763
AirCldRecipChlr-1.407kwpton | DEER2023 |  | 2022-03-14 18:21:27+00 | Any | EUn | New | CZ16 | cAVVG | Cap-Tons | 1 | 930201.375 | None | 5688387 | 1432632 | 2778924 | 0 | 771974 | 0 | 46825.4102 | 658027.375 | 217990.7031 | 314321.3125 | 196919.5008 | 181.5723 | 196737.8022 | 0 | 283.489 | 338.688
AirCldRecipChlr-1.407kwpton | DEER2023 |  | 2022-03-14 18:21:27+00 | Any | Hsp | New | CZ01 | cAVVG | Cap-Tons | 1 | 235501 | None | 2492224 | 848496.8125 | 1266427 | 0 | 22998.6094 | 0 | 4145.4678 | 350158.5938 | 663.8987 | 288809.3125 | 52993.0906 | 81.3604 | 52911.7184 | 0 | 497.311 | 429.3
AirCldRecipChlr-1.407kwpton | DEER2023 |  | 2022-03-14 18:21:27+00 | Any | Hsp | New | CZ02 | cAVVG | Cap-Tons | 1 | 235501 | None | 2751081 | 848496.8125 | 1266427 | 0 | 267284.8125 | 0 | 11545.4199 | 357330 | 10314.5303 | 194834.5 | 42794.7008 | 81.3604 | 42713.3389 | 0 | 701.607 | 612.003
AirCldRecipChlr-1.407kwpton | DEER2023 |  | 2022-03-14 18:21:27+00 | Any | Hsp | New | CZ03 | cAVVG | Cap-Tons | 1 | 235501 | None | 2628687 | 848496.8125 | 1266427 | 0 | 150444.4062 | 0 | 8852.2412 | 354468.5938 | 9009.0723 | 183066.7031 | 35159.4112 | 81.3604 | 35078.0493 | 0 | 570.716 | 508.693
AirCldRecipChlr-1.407kwpton | DEER2023 |  | 2022-03-14 18:21:27+00 | Any | Hsp | New | CZ04 | cAVVG | Cap-Tons | 1 | 235501 | None | 2848849 | 848496.8125 | 1266427 | 0 | 357623.1875 | 0 | 15160.21 | 361145.1875 | 21335.9609 | 136171.5 | 32938.1606 | 81.3604 | 32856.8013 | 0 | 702.878 | 637.269
AirCldRecipChlr-1.407kwpton | DEER2023 |  | 2022-03-14 18:21:27+00 | Any | Hsp | New | CZ05 | cAVVG | Cap-Tons | 1 | 235501 | None | 2655150 | 848496.8125 | 1266427 | 0 | 175884.5 | 0 | 9388.4092 | 354956.3125 | 8846.1553 | 182299.4062 | 36046.5894 | 81.3604 | 35965.2198 | 0 | 564.957 | 466.888
AirCldRecipChlr-1.407kwpton | DEER2023 |  | 2022-03-14 18:21:27+00 | Any | Hsp | New | CZ06 | cAVVG | Cap-Tons | 1 | 235501 | None | 2942910 | 848496.8125 | 1266427 | 0 | 449148.5938 | 0 | 18380.5391 | 360459.5938 | 28645.0508 | 84615.7422 | 24992.6502 | 81.3604 | 24911.2806 | 0 | 599.448 | 544.479
AirCldRecipChlr-1.407kwpton | DEER2023 |  | 2022-03-14 18:21:27+00 | Any | Hsp | New | CZ07 | cAVVG | Cap-Tons | 1 | 235501 | None | 2887181 | 848496.8125 | 1266427 | 0 | 392929.5938 | 0 | 18797.3496 | 360532.3125 | 30099.9805 | 71395.1328 | 22708.8998 | 81.3604 | 22627.5405 | 0 | 583.864 | 521.131
AirCldRecipChlr-1.407kwpton | DEER2023 |  | 2022-03-14 18:21:27+00 | Any | Hsp | New | CZ08 | cAVVG | Cap-Tons | 1 | 235501 | None | 3038821 | 848496.8125 | 1266427 | 0 | 536235.375 | 0 | 19939.5098 | 367725.1875 | 30603.6699 | 80337.1719 | 23385.1392 | 81.3604 | 23303.7798 | 0 | 691.798 | 582.756
AirCldRecipChlr-1.407kwpton | DEER2023 |  | 2022-03-14 18:21:27+00 | Any | Hsp | New | CZ09 | cAVVG | Cap-Tons | 1 | 235501 | None | 3020422 | 848496.8125 | 1266427 | 0 | 517845.9062 | 0 | 20567.4805 | 367086.8125 | 27960.4199 | 96819.5312 | 25619.1104 | 81.3604 | 25537.7613 | 0 | 714.462 | 639.27
AirCldRecipChlr-1.407kwpton | DEER2023 |  | 2022-03-14 18:21:27+00 | Any | Hsp | New | CZ10 | cAVVG | Cap-Tons | 1 | 235501 | None | 3088086 | 848496.8125 | 1266427 | 0 | 585278.5 | 0 | 19186.6309 | 368699.8125 | 27890.1504 | 104430.8984 | 29039.4291 | 81.3604 | 28958.0698 | 0 | 788.565 | 669.094
AirCldRecipChlr-1.407kwpton | DEER2023 |  | 2022-03-14 18:21:27+00 | Any | Hsp | New | CZ11 | cAVVG | Cap-Tons | 1 | 235501 | None | 3097855 | 848496.8125 | 1266427 | 0 | 599643.8125 | 0 | 17280.2109 | 366009.9062 | 25239.75 | 138573.7969 | 37579.689 | 81.3604 | 37498.3194 | 0 | 823.578 | 765.948
AirCldRecipChlr-1.407kwpton | DEER2023 |  | 2022-03-14 18:21:27+00 | Any | Hsp | New | CZ12 | cAVVG | Cap-Tons | 1 | 235501 | None | 2927843 | 848496.8125 | 1266427 | 0 | 433810.0938 | 0 | 15679.2305 | 363432.8125 | 20401.5898 | 151518.2031 | 37588.759 | 81.3604 | 37507.3792 | 0 | 783.307 | 715.066
AirCldRecipChlr-1.407kwpton | DEER2023 |  | 2022-03-14 18:21:27+00 | Any | Hsp | New | CZ13 | cAVVG | Cap-Tons | 1 | 235501 | None | 3174309 | 848496.8125 | 1266427 | 0 | 670812.6875 | 0 | 18800.2695 | 369773.8125 | 29498.1992 | 122074.2969 | 33919.1706 | 81.3604 | 33837.8112 | 0 | 810.917 | 749.239
AirCldRecipChlr-1.407kwpton | DEER2023 |  | 2022-03-14 18:21:27+00 | Any | Hsp | New | CZ14 | cAVVG | Cap-Tons | 1 | 235501 | None | 3100376 | 848496.8125 | 1266427 | 0 | 601939.125 | 0 | 18159.4395 | 365356.4062 | 25012.5195 | 136792.7969 | 40231.6006 | 81.3604 | 40150.249 | 0 | 815.389 | 716.733
AirCldRecipChlr-1.407kwpton | DEER2023 |  | 2022-03-14 18:21:27+00 | Any | Hsp | New | CZ15 | cAVVG | Cap-Tons | 1 | 235501 | None | 3725094 | 848496.8125 | 1266427 | 0 | 1201111 | 0 | 28328.5508 | 380732.5 | 42098.0508 | 53023.5312 | 20233.12 | 81.3604 | 20151.7594 | 0 | 959.816 | 867.015
AirCldRecipChlr-1.407kwpton | DEER2023 |  | 2022-03-14 18:21:27+00 | Any | Hsp | New | CZ16 | cAVVG | Cap-Tons | 1 | 235501 | None | 2690604 | 848496.8125 | 1266427 | 0 | 207834.2031 | 0 | 10516.4502 | 357332.8125 | 15175.7305 | 211785 | 66251.8784 | 81.3604 | 66170.5216 | 0 | 600.77 | 536.28
AirCldRecipChlr-1.407kwpton | DEER2023 |  | 2022-03-14 18:21:27+00 | Any | Htl | New | CZ01 | cAVVG | Cap-Tons | 1 | 139998.9062 | None | 547247.6875 | 162049.9062 | 293493.5 | 0 | 30544.9297 | 0 | 3662.512 | 57496.1914 | 5644.8149 | 44996.5195 | 20344.7398 | 0 | 20344.7398 | 0 | 115.304 | 110.851
AirCldRecipChlr-1.407kwpton | DEER2023 |  | 2022-03-14 18:21:27+00 | Any | Htl | New | CZ02 | cAVVG | Cap-Tons | 1 | 139998.9062 | None | 659716.5 | 162049.9062 | 293493.5 | 0 | 137577.2031 | 0 | 7444.4702 | 59151 | 17826.6602 | 26459.0508 | 15114.6394 | 0 | 15114.6394 | 0 | 208.468 | 186.311
AirCldRecipChlr-1.407kwpton | DEER2023 |  | 2022-03-14 18:21:27+00 | Any | Htl | New | CZ03 | cAVVG | Cap-Tons | 1 | 139998.9062 | None | 608294.125 | 162049.9062 | 293493.5 | 0 | 88816.1328 | 0 | 5477.5371 | 58456.3711 | 14942.7402 | 26556.5898 | 11541.12 | 0 | 11541.12 | 0 | 150.074 | 140.893
AirCldRecipChlr-1.407kwpton | DEER2023 |  | 2022-03-14 18:21:27+00 | Any | Htl | New | CZ04 | cAVVG | Cap-Tons | 1 | 139998.9062 | None | 696940.375 | 162049.9062 | 293493.5 | 0 | 172479.5 | 0 | 8362.3887 | 60554.5391 | 22441.2695 | 19336.4902 | 10769.6998 | 0 | 10769.6998 | 0 | 209.349 | 196.718
AirCldRecipChlr-1.407kwpton | DEER2023 |  | 2022-03-14 18:21:27+00 | Any | Htl | New | CZ05 | cAVVG | Cap-Tons | 1 | 139998.9062 | None | 619845.3125 | 162049.9062 | 293493.5 | 0 | 98486.8281 | 0 | 5326.166 | 60488.3906 | 16622.8105 | 25852.7207 | 11371.68 | 0 | 11371.68 | 0 | 147.728 | 119.339
AirCldRecipChlr-1.407kwpton | DEER2023 |  | 2022-03-14 18:21:27+00 | Any | Htl | New | CZ06 | cAVVG | Cap-Tons | 1 | 139998.9062 | None | 720389.125 | 162049.9062 | 293493.5 | 0 | 193429.2969 | 0 | 8706.9785 | 62708.8516 | 25268.0195 | 12507 | 6703.2902 | 0 | 6703.2902 | 0 | 164.542 | 154.012
AirCldRecipChlr-1.407kwpton | DEER2023 |  | 2022-03-14 18:21:27+00 | Any | Htl | New | CZ07 | cAVVG | Cap-Tons | 1 | 139998.9062 | None | 689992.8125 | 162049.9062 | 293493.5 | 0 | 163890 | 0 | 7705.2759 | 62853.5195 | 24539.3594 | 11548.2402 | 5687.9411 | 0 | 5687.9411 | 0 | 155.502 | 136.388
AirCldRecipChlr-1.407kwpton | DEER2023 |  | 2022-03-14 18:21:27+00 | Any | Htl | New | CZ08 | cAVVG | Cap-Tons | 1 | 139998.9062 | None | 771588.875 | 162049.9062 | 293493.5 | 0 | 240933.2031 | 0 | 10533.0898 | 64578.5 | 29182.9492 | 11115.4297 | 6430.535 | 0 | 6430.535 | 0 | 211.295 | 171.66
AirCldRecipChlr-1.407kwpton | DEER2023 |  | 2022-03-14 18:21:27+00 | Any | Htl | New | CZ09 | cAVVG | Cap-Tons | 1 | 139998.9062 | None | 762350.1875 | 162049.9062 | 293493.5 | 0 | 234273.2031 | 0 | 11013.4004 | 61519.6797 | 27486.5703 | 13081.04 | 7307.5962 | 0 | 7307.5962 | 0 | 212.854 | 196.592
AirCldRecipChlr-1.407kwpton | DEER2023 |  | 2022-03-14 18:21:27+00 | Any | Htl | New | CZ10 | cAVVG | Cap-Tons | 1 | 139998.9062 | None | 794614.125 | 162049.9062 | 293493.5 | 0 | 264208.8125 | 0 | 11274.5 | 63587.0781 | 29204.5293 | 13883.0303 | 8513.6947 | 0 | 8513.6947 | 0 | 231.786 | 207.49
AirCldRecipChlr-1.407kwpton | DEER2023 |  | 2022-03-14 18:21:27+00 | Any | Htl | New | CZ11 | cAVVG | Cap-Tons | 1 | 139998.9062 | None | 803466 | 162049.9062 | 293493.5 | 0 | 270802.3125 | 0 | 11196.5898 | 65923.1875 | 28161.8691 | 19736.3906 | 13558.1594 | 0 | 13558.1594 | 0 | 257.976 | 268.789
AirCldRecipChlr-1.407kwpton | DEER2023 |  | 2022-03-14 18:21:27+00 | Any | Htl | New | CZ12 | cAVVG | Cap-Tons | 1 | 139998.9062 | None | 738751.5 | 162049.9062 | 293493.5 | 0 | 210204.7969 | 0 | 9751.2939 | 63251.5 | 24272.0293 | 21190.5098 | 13287.9706 | 0 | 13287.9706 | 0 | 240.309 | 243.847
AirCldRecipChlr-1.407kwpton | DEER2023 |  | 2022-03-14 18:21:27+00 | Any | Htl | New | CZ13 | cAVVG | Cap-Tons | 1 | 139998.9062 | None | 837778.375 | 162049.9062 | 293493.5 | 0 | 302232.3125 | 0 | 12205.4199 | 67796.6094 | 31766.8691 | 17224.9805 | 11541.8304 | 0 | 11541.8304 | 0 | 261.611 | 262.812
AirCldRecipChlr-1.407kwpton | DEER2023 |  | 2022-03-14 18:21:27+00 | Any | Htl | New | CZ14 | cAVVG | Cap-Tons | 1 | 139998.9062 | None | 808304.625 | 162049.9062 | 293493.5 | 0 | 273950 | 0 | 11792.29 | 67018.3594 | 29506.25 | 18841.4492 | 12983.5098 | 0 | 12983.5098 | 0 | 254.23 | 238.761
AirCldRecipChlr-1.407kwpton | DEER2023 |  | 2022-03-14 18:21:27+00 | Any | Htl | New | CZ15 | cAVVG | Cap-Tons | 1 | 139998.9062 | None | 1062150 | 162049.9062 | 293493.5 | 0 | 514128.1875 | 0 | 17870.9395 | 74606.25 | 44904.1484 | 7008.9048 | 5020.575 | 0 | 5020.575 | 0 | 329.151 | 311.623
AirCldRecipChlr-1.407kwpton | DEER2023 |  | 2022-03-14 18:21:27+00 | Any | Htl | New | CZ16 | cAVVG | Cap-Tons | 1 | 139998.9062 | None | 645427.3125 | 162049.9062 | 293493.5 | 0 | 115300 | 0 | 7664.9502 | 66918.3828 | 18491.5508 | 33964.3906 | 25514.9107 | 0 | 25514.9107 | 0 | 164.886 | 156.002
AirCldRecipChlr-1.407kwpton | DEER2023 |  | 2022-03-14 18:21:27+00 | Any | MBT | New | CZ01 | cAVVG | Cap-Tons | 1 | 199999.2031 | None | 1254665 | 366189 | 737073.3125 | 0 | 34703.5195 | 0 | 3889.22 | 112803.3984 | 1740.551 | 51532.5781 | 14361.0906 | 0 | 14361.0906 | 0 | 446.999 | 192.72
AirCldRecipChlr-1.407kwpton | DEER2023 |  | 2022-03-14 18:21:27+00 | Any | MBT | New | CZ02 | cAVVG | Cap-Tons | 1 | 199999.2031 | None | 1416328 | 366189 | 737073.3125 | 0 | 181359.5 | 0 | 10425.1396 | 121275.2969 | 7367.1729 | 31741.4609 | 11427.5494 | 0 | 11427.5494 | 0 | 591.027 | 285.739
AirCldRecipChlr-1.407kwpton | DEER2023 |  | 2022-03-14 18:21:27+00 | Any | MBT | New | CZ03 | cAVVG | Cap-Tons | 1 | 199999.2031 | None | 1358406 | 366189 | 737073.3125 | 0 | 124757.1016 | 0 | 8436.8584 | 121943.5 | 6175.3979 | 26176.8496 | 10405.0598 | 0 | 10405.0598 | 0 | 498.374 | 226.083
AirCldRecipChlr-1.407kwpton | DEER2023 |  | 2022-03-14 18:21:27+00 | Any | MBT | New | CZ04 | cAVVG | Cap-Tons | 1 | 199999.2031 | None | 1465081 | 366189 | 737073.3125 | 0 | 223628.7031 | 0 | 12307.6602 | 125875.8984 | 9664.8291 | 21938.7207 | 9399.8688 | 0 | 9399.8688 | 0 | 593.975 | 294.832
AirCldRecipChlr-1.407kwpton | DEER2023 |  | 2022-03-14 18:21:27+00 | Any | MBT | New | CZ05 | cAVVG | Cap-Tons | 1 | 199999.2031 | None | 1388435 | 366189 | 737073.3125 | 0 | 152598.4062 | 0 | 8814.8525 | 123753.5 | 7119.2119 | 24565.6895 | 10170.3603 | 0 | 10170.3603 | 0 | 490.59 | 207.588
AirCldRecipChlr-1.407kwpton | DEER2023 |  | 2022-03-14 18:21:27+00 | Any | MBT | New | CZ06 | cAVVG | Cap-Tons | 1 | 199999.2031 | None | 1541427 | 366189 | 737073.3125 | 0 | 292513.3125 | 0 | 16411.2109 | 129234.7031 | 11795.8604 | 11331.8301 | 8087.184 | 0 | 8087.184 | 0 | 544.754 | 253.152
AirCldRecipChlr-1.407kwpton | DEER2023 |  | 2022-03-14 18:21:27+00 | Any | MBT | New | CZ07 | cAVVG | Cap-Tons | 1 | 199999.2031 | None | 1489198 | 366189 | 737073.3125 | 0 | 244302.0938 | 0 | 12686.9199 | 128940.2969 | 11332.71 | 8298.1201 | 7617.7178 | 0 | 7617.7178 | 0 | 536.468 | 234.006
AirCldRecipChlr-1.407kwpton | DEER2023 |  | 2022-03-14 18:21:27+00 | Any | MBT | New | CZ08 | cAVVG | Cap-Tons | 1 | 199999.2031 | None | 1593085 | 366189 | 737073.3125 | 0 | 339967.9062 | 0 | 16987.2891 | 132861.7969 | 14222.4297 | 10461.2803 | 7690.0083 | 0 | 7690.0083 | 0 | 599.76 | 269.617
AirCldRecipChlr-1.407kwpton | DEER2023 |  | 2022-03-14 18:21:27+00 | Any | MBT | New | CZ09 | cAVVG | Cap-Tons | 1 | 199999.2031 | None | 1554791 | 366189 | 737073.3125 | 0 | 306284.3125 | 0 | 14564.8799 | 130674 | 13221.54 | 13411.5498 | 7819.7491 | 0 | 7819.7491 | 0 | 597.425 | 301.571
AirCldRecipChlr-1.407kwpton | DEER2023 |  | 2022-03-14 18:21:27+00 | Any | MBT | New | CZ10 | cAVVG | Cap-Tons | 1 | 199999.2031 | None | 1600047 | 366189 | 737073.3125 | 0 | 349169.3125 | 0 | 16534.0098 | 131075.2969 | 14029.8203 | 14999.6602 | 8258.3962 | 0 | 8258.3962 | 0 | 655.258 | 312.459
AirCldRecipChlr-1.407kwpton | DEER2023 |  | 2022-03-14 18:21:27+00 | Any | MBT | New | CZ11 | cAVVG | Cap-Tons | 1 | 199999.2031 | None | 1572960 | 366189 | 737073.3125 | 0 | 326436.5938 | 0 | 15757.8799 | 127497.7969 | 13547.1904 | 24742.3809 | 10568.2803 | 0 | 10568.2803 | 0 | 689.585 | 380.954
AirCldRecipChlr-1.407kwpton | DEER2023 |  | 2022-03-14 18:21:27+00 | Any | MBT | New | CZ12 | cAVVG | Cap-Tons | 1 | 199999.2031 | None | 1500931 | 366189 | 737073.3125 | 0 | 258463.2969 | 0 | 13252.6797 | 125947 | 10795.6504 | 27133.0898 | 10510.7699 | 0 | 10510.7699 | 0 | 665.385 | 351.646
AirCldRecipChlr-1.407kwpton | DEER2023 |  | 2022-03-14 18:21:27+00 | Any | MBT | New | CZ13 | cAVVG | Cap-Tons | 1 | 199999.2031 | None | 1606410 | 366189 | 737073.3125 | 0 | 354734.1875 | 0 | 16441.8691 | 131965.2969 | 15160.4102 | 23629.4395 | 9780.2067 | 0 | 9780.2067 | 0 | 702.993 | 380.649
AirCldRecipChlr-1.407kwpton | DEER2023 |  | 2022-03-14 18:21:27+00 | Any | MBT | New | CZ14 | cAVVG | Cap-Tons | 1 | 199999.2031 | None | 1583646 | 366189 | 737073.3125 | 0 | 334217.0938 | 0 | 16166.7998 | 129994.5 | 13630.1299 | 23185.1191 | 10736.3699 | 0 | 10736.3699 | 0 | 684.895 | 353.411
AirCldRecipChlr-1.407kwpton | DEER2023 |  | 2022-03-14 18:21:27+00 | Any | MBT | New | CZ15 | cAVVG | Cap-Tons | 1 | 199999.2031 | None | 1900772 | 366189 | 737073.3125 | 0 | 625210.8125 | 0 | 25619.0605 | 146675 | 24438.4492 | 6849.1069 | 6645.0208 | 0 | 6645.0208 | 0 | 792.305 | 441.266
AirCldRecipChlr-1.407kwpton | DEER2023 |  | 2022-03-14 18:21:27+00 | Any | MBT | New | CZ16 | cAVVG | Cap-Tons | 1 | 199999.2031 | None | 1343591 | 366189 | 737073.3125 | 0 | 117414.7969 | 0 | 7879.9702 | 115027.8984 | 5979.6309 | 43807.7891 | 19321.4106 | 0 | 19321.4106 | 0 | 514.861 | 242.165
AirCldRecipChlr-1.407kwpton | DEER2023 |  | 2022-03-14 18:21:27+00 | Any | Nrs | New | CZ01 | cAVVG | Cap-Tons | 1 | 60654.5781 | None | 641570.875 | 124089.5 | 419568.5938 | 0 | 3586.0371 | 0 | 1612.531 | 92713.5938 | 995.0484 | 74955.3125 | 23791.4598 | 117.2249 | 23674.24 | 0 | 111.883 | 105.066
AirCldRecipChlr-1.407kwpton | DEER2023 |  | 2022-03-14 18:21:27+00 | Any | Nrs | New | CZ02 | cAVVG | Cap-Tons | 1 | 60654.5781 | None | 701691.3125 | 124089.5 | 419568.5938 | 0 | 61650.5586 | 0 | 3209.5281 | 93172.6797 | 14471.7803 | 49962.6602 | 16360.2995 | 117.2249 | 16243.0694 | 0 | 171.913 | 154.225
AirCldRecipChlr-1.407kwpton | DEER2023 |  | 2022-03-14 18:21:27+00 | Any | Nrs | New | CZ03 | cAVVG | Cap-Tons | 1 | 60654.5781 | None | 668410.125 | 124089.5 | 419568.5938 | 0 | 29304.6699 | 0 | 2345.6509 | 93100.8984 | 9188.6377 | 50144 | 13932.5005 | 117.2249 | 13815.2704 | 0 | 133.939 | 126.512
AirCldRecipChlr-1.407kwpton | DEER2023 |  | 2022-03-14 18:21:27+00 | Any | Nrs | New | CZ04 | cAVVG | Cap-Tons | 1 | 60654.5781 | None | 722945.8125 | 124089.5 | 419568.5938 | 0 | 82133.3281 | 0 | 3819.134 | 93334.5 | 19801.4102 | 37403.25 | 11388.4006 | 117.2249 | 11271.1706 | 0 | 174.467 | 163.407
AirCldRecipChlr-1.407kwpton | DEER2023 |  | 2022-03-14 18:21:27+00 | Any | Nrs | New | CZ05 | cAVVG | Cap-Tons | 1 | 60654.5781 | None | 674935.8125 | 124089.5 | 419568.5938 | 0 | 35644.9492 | 0 | 2483.8799 | 93148.2969 | 11479.0098 | 48236.8203 | 14483.8502 | 117.2249 | 14366.6304 | 0 | 131.692 | 113.744
AirCldRecipChlr-1.407kwpton | DEER2023 |  | 2022-03-14 18:21:27+00 | Any | Nrs | New | CZ06 | cAVVG | Cap-Tons | 1 | 60654.5781 | None | 733177.6875 | 124089.5 | 419568.5938 | 0 | 92209.4688 | 0 | 3929.304 | 93380.2266 | 23860.0801 | 26495.2207 | 7998.6509 | 117.2249 | 7881.4272 | 0 | 145.312 | 139.545
AirCldRecipChlr-1.407kwpton | DEER2023 |  | 2022-03-14 18:21:27+00 | Any | Nrs | New | CZ07 | cAVVG | Cap-Tons | 1 | 60654.5781 | None | 718173.8125 | 124089.5 | 419568.5938 | 0 | 77625.9531 | 0 | 3522.71 | 93366.4531 | 22998.7891 | 23755.7695 | 6831.712 | 117.2249 | 6714.487 | 0 | 138.927 | 125.761
AirCldRecipChlr-1.407kwpton | DEER2023 |  | 2022-03-14 18:21:27+00 | Any | Nrs | New | CZ08 | cAVVG | Cap-Tons | 1 | 60654.5781 | None | 768398.125 | 124089.5 | 419568.5938 | 0 | 126160.8984 | 0 | 5087.5068 | 93491.25 | 28146.5391 | 23892.9609 | 7642.2003 | 117.2249 | 7524.9773 | 0 | 173.805 | 149.63
AirCldRecipChlr-1.407kwpton | DEER2023 |  | 2022-03-14 18:21:27+00 | Any | Nrs | New | CZ09 | cAVVG | Cap-Tons | 1 | 60654.5781 | None | 764144.375 | 124089.5 | 419568.5938 | 0 | 122436.3984 | 0 | 4551.666 | 93497.6094 | 27114.6895 | 26556.8906 | 8027.0618 | 117.2249 | 7909.8368 | 0 | 178.741 | 165.104
AirCldRecipChlr-1.407kwpton | DEER2023 |  | 2022-03-14 18:21:27+00 | Any | Nrs | New | CZ10 | cAVVG | Cap-Tons | 1 | 60654.5781 | None | 785167.625 | 124089.5 | 419568.5938 | 0 | 142593.9062 | 0 | 5390.4482 | 93524.4922 | 28141.0898 | 27918.5391 | 9362.9318 | 117.2249 | 9245.7062 | 0 | 189.212 | 169.135
AirCldRecipChlr-1.407kwpton | DEER2023 |  | 2022-03-14 18:21:27+00 | Any | Nrs | New | CZ11 | cAVVG | Cap-Tons | 1 | 60654.5781 | None | 797384.3125 | 124089.5 | 419568.5938 | 0 | 154452 | 0 | 5828.3872 | 93446.0234 | 25659.8105 | 36486.9414 | 13472.9203 | 117.2249 | 13355.6902 | 0 | 210.914 | 206.27
AirCldRecipChlr-1.407kwpton | DEER2023 |  | 2022-03-14 18:21:27+00 | Any | Nrs | New | CZ12 | cAVVG | Cap-Tons | 1 | 60654.5781 | None | 748418.625 | 124089.5 | 419568.5938 | 0 | 106828.6016 | 0 | 4570.1719 | 93361.1406 | 21066.5098 | 39437.5312 | 13590.3002 | 117.2249 | 13473.0701 | 0 | 196.895 | 189.777
AirCldRecipChlr-1.407kwpton | DEER2023 |  | 2022-03-14 18:21:27+00 | Any | Nrs | New | CZ13 | cAVVG | Cap-Tons | 1 | 60654.5781 | None | 817077.875 | 124089.5 | 419568.5938 | 0 | 173621.0938 | 0 | 6251.8442 | 93546.8203 | 29161.5801 | 32067.1504 | 11800.9306 | 117.2249 | 11683.7005 | 0 | 211.593 | 203.075
AirCldRecipChlr-1.407kwpton | DEER2023 |  | 2022-03-14 18:21:27+00 | Any | Nrs | New | CZ14 | cAVVG | Cap-Tons | 1 | 60654.5781 | None | 799126 | 124089.5 | 419568.5938 | 0 | 156277.2969 | 0 | 5662.0591 | 93528.2031 | 26826.3398 | 35014.6992 | 14467.2 | 117.2249 | 14349.9802 | 0 | 209.779 | 192.943
AirCldRecipChlr-1.407kwpton | DEER2023 |  | 2022-03-14 18:21:27+00 | Any | Nrs | New | CZ15 | cAVVG | Cap-Tons | 1 | 60654.5781 | None | 966717.1875 | 124089.5 | 419568.5938 | 0 | 319782.9062 | 0 | 9245.7715 | 94030.3672 | 43631.8008 | 13733.6699 | 4999.1651 | 117.2249 | 4881.9421 | 0 | 252.937 | 237.128
AirCldRecipChlr-1.407kwpton | DEER2023 |  | 2022-03-14 18:21:27+00 | Any | Nrs | New | CZ16 | cAVVG | Cap-Tons | 1 | 60654.5781 | None | 687786.875 | 124089.5 | 419568.5938 | 0 | 47888.3008 | 0 | 3203.646 | 93035.8906 | 13913.9902 | 54850.1797 | 26251.0899 | 117.2249 | 26133.8598 | 0 | 144.016 | 135.826
AirCldRecipChlr-1.407kwpton | DEER2023 |  | 2022-03-14 18:21:27+00 | Any | OfL | New | CZ01 | cAVVG | Cap-Tons | 1 | 174998.9062 | None | 1311334 | 289618.8125 | 892052.375 | 0 | 36292.1602 | 0 | 3802.8831 | 89567.1172 | 165.0932 | 50263.3711 | 6667.113 | 0 | 6667.113 | 0 | 459.323 | 248.275
AirCldRecipChlr-1.407kwpton | DEER2023 |  | 2022-03-14 18:21:27+00 | Any | OfL | New | CZ02 | cAVVG | Cap-Tons | 1 | 174998.9062 | None | 1534963 | 289618.8125 | 892052.375 | 0 | 227876.7969 | 0 | 12052.4805 | 113363.5 | 4558.1538 | 27432.75 | 5273.6019 | 0 | 5273.6019 | 0 | 623.731 | 341.313
AirCldRecipChlr-1.407kwpton | DEER2023 |  | 2022-03-14 18:21:27+00 | Any | OfL | New | CZ03 | cAVVG | Cap-Tons | 1 | 174998.9062 | None | 1446576 | 289618.8125 | 892052.375 | 0 | 149013.2969 | 0 | 8886.8076 | 107004.7969 | 3230.95 | 23888.7695 | 3831.703 | 0 | 3831.703 | 0 | 534.843 | 287.542
AirCldRecipChlr-1.407kwpton | DEER2023 |  | 2022-03-14 18:21:27+00 | Any | OfL | New | CZ04 | cAVVG | Cap-Tons | 1 | 174998.9062 | None | 1592105 | 289618.8125 | 892052.375 | 0 | 275330.0938 | 0 | 14266.9805 | 120837.1016 | 11495.4004 | 18000.7207 | 3651.495 | 0 | 3651.495 | 0 | 631.312 | 347.402
AirCldRecipChlr-1.407kwpton | DEER2023 |  | 2022-03-14 18:21:27+00 | Any | OfL | New | CZ05 | cAVVG | Cap-Tons | 1 | 174998.9062 | None | 1490446 | 289618.8125 | 892052.375 | 0 | 187402.9062 | 0 | 9929.5967 | 111442.2969 | 2898.3779 | 18109.9707 | 2842.52 | 0 | 2842.52 | 0 | 522.901 | 262.459
AirCldRecipChlr-1.407kwpton | DEER2023 |  | 2022-03-14 18:21:27+00 | Any | OfL | New | CZ06 | cAVVG | Cap-Tons | 1 | 174998.9062 | None | 1680738 | 289618.8125 | 892052.375 | 0 | 357005.6875 | 0 | 16925.0098 | 125136.3984 | 31565.4492 | 7660.2881 | 1545.824 | 0 | 1545.824 | 0 | 579.856 | 293.601
AirCldRecipChlr-1.407kwpton | DEER2023 |  | 2022-03-14 18:21:27+00 | Any | OfL | New | CZ07 | cAVVG | Cap-Tons | 1 | 174998.9062 | None | 1611565 | 289618.8125 | 892052.375 | 0 | 290536.3125 | 0 | 13622.5098 | 125735.5 | 30871.5605 | 6598.7739 | 931.309 | 0 | 931.309 | 0 | 561.39 | 275.822
AirCldRecipChlr-1.407kwpton | DEER2023 |  | 2022-03-14 18:21:27+00 | Any | OfL | New | CZ08 | cAVVG | Cap-Tons | 1 | 174998.9062 | None | 1748861 | 289618.8125 | 892052.375 | 0 | 413487.3125 | 0 | 17722.1895 | 135980.7031 | 53658.1094 | 6632.6421 | 1481.804 | 0 | 1481.804 | 0 | 649.108 | 309.05
AirCldRecipChlr-1.407kwpton | DEER2023 |  | 2022-03-14 18:21:27+00 | Any | OfL | New | CZ09 | cAVVG | Cap-Tons | 1 | 174998.9062 | None | 1711547 | 289618.8125 | 892052.375 | 0 | 380678 | 0 | 15408.2695 | 133789.7969 | 28569.3496 | 11496.0703 | 1779.887 | 0 | 1779.887 | 0 | 636.624 | 338.192
AirCldRecipChlr-1.407kwpton | DEER2023 |  | 2022-03-14 18:21:27+00 | Any | OfL | New | CZ10 | cAVVG | Cap-Tons | 1 | 174998.9062 | None | 1763154 | 289618.8125 | 892052.375 | 0 | 425261.5 | 0 | 18083.9297 | 138138.0938 | 38840.4609 | 12326.3799 | 2223.652 | 0 | 2223.652 | 0 | 683.094 | 344.068
AirCldRecipChlr-1.407kwpton | DEER2023 |  | 2022-03-14 18:21:27+00 | Any | OfL | New | CZ11 | cAVVG | Cap-Tons | 1 | 174998.9062 | None | 1734760 | 289618.8125 | 892052.375 | 0 | 398209 | 0 | 17750.5703 | 137130.2031 | 27661.8594 | 23951.7207 | 6072.2848 | 0 | 6072.2848 | 0 | 721.151 | 437.474
AirCldRecipChlr-1.407kwpton | DEER2023 |  | 2022-03-14 18:21:27+00 | Any | OfL | New | CZ12 | cAVVG | Cap-Tons | 1 | 174998.9062 | None | 1646616 | 289618.8125 | 892052.375 | 0 | 320797.3125 | 0 | 15313.7197 | 128834.1016 | 14532.1602 | 24504.3594 | 5293.8029 | 0 | 5293.8029 | 0 | 693.58 | 407.114
AirCldRecipChlr-1.407kwpton | DEER2023 |  | 2022-03-14 18:21:27+00 | Any | OfL | New | CZ13 | cAVVG | Cap-Tons | 1 | 174998.9062 | None | 1773144 | 289618.8125 | 892052.375 | 0 | 428131.5938 | 0 | 19179.2109 | 144163.0938 | 51952.2695 | 22293.0391 | 4801.057 | 0 | 4801.057 | 0 | 739.315 | 420.741
AirCldRecipChlr-1.407kwpton | DEER2023 |  | 2022-03-14 18:21:27+00 | Any | OfL | New | CZ14 | cAVVG | Cap-Tons | 1 | 174998.9062 | None | 1755947 | 289618.8125 | 892052.375 | 0 | 415119.4062 | 0 | 18460.0098 | 140697.0938 | 42224.25 | 21413.7305 | 5058.6179 | 0 | 5058.6179 | 0 | 723.727 | 387.183
AirCldRecipChlr-1.407kwpton | DEER2023 |  | 2022-03-14 18:21:27+00 | Any | OfL | New | CZ15 | cAVVG | Cap-Tons | 1 | 174998.9062 | None | 2114920 | 289618.8125 | 892052.375 | 0 | 735647.875 | 0 | 27449.6191 | 170152.4062 | 96934.1875 | 5014.4839 | 1351.235 | 0 | 1351.235 | 0 | 851.242 | 444.035
AirCldRecipChlr-1.407kwpton | DEER2023 |  | 2022-03-14 18:21:27+00 | Any | OfL | New | CZ16 | cAVVG | Cap-Tons | 1 | 174998.9062 | None | 1478514 | 289618.8125 | 892052.375 | 0 | 162581 | 0 | 10404.7002 | 123857.8984 | 8690.1309 | 45788.9609 | 14307.1795 | 0 | 14307.1795 | 0 | 563.276 | 311.067
AirCldRecipChlr-1.407kwpton | DEER2023 |  | 2022-03-14 18:21:27+00 | Any | OfS | New | CZ01 | cAVVG | Cap-Tons | 1 | 10000.0801 | None | 65129.1602 | 13865.4297 | 42917.1289 | 0 | 1912.5229 | 0 | 699.2599 | 5734.7251 | 90.262 | 3749.2571 | 1204.738 | 0 | 1204.738 | 0 | 26.241 | 12.195
AirCldRecipChlr-1.407kwpton | DEER2023 |  | 2022-03-14 18:21:27+00 | Any | OfS | New | CZ02 | cAVVG | Cap-Tons | 1 | 10000.0801 | None | 79076.7109 | 13865.4297 | 42917.1289 | 0 | 13651.96 | 0 | 1637.1949 | 7004.8921 | 1132.55 | 2011.772 | 841.4677 | 0 | 841.4677 | 0 | 38.176 | 18.296
AirCldRecipChlr-1.407kwpton | DEER2023 |  | 2022-03-14 18:21:27+00 | Any | OfS | New | CZ03 | cAVVG | Cap-Tons | 1 | 10000.0801 | None | 72975.3125 | 13865.4297 | 42917.1289 | 0 | 8421.3535 | 0 | 1298.714 | 6472.5942 | 667.0644 | 1897.629 | 727.8173 | 0 | 727.8173 | 0 | 30.899 | 14.582
AirCldRecipChlr-1.407kwpton | DEER2023 |  | 2022-03-14 18:21:27+00 | Any | OfS | New | CZ04 | cAVVG | Cap-Tons | 1 | 10000.0801 | None | 82377.2734 | 13865.4297 | 42917.1289 | 0 | 16245.5596 | 0 | 1979.877 | 7369.1831 | 1655.108 | 1427.489 | 606.2732 | 0 | 606.2732 | 0 | 37.456 | 18.434
AirCldRecipChlr-1.407kwpton | DEER2023 |  | 2022-03-14 18:21:27+00 | Any | OfS | New | CZ05 | cAVVG | Cap-Tons | 1 | 10000.0801 | None | 75334.3125 | 13865.4297 | 42917.1289 | 0 | 10390.7598 | 0 | 1375.302 | 6785.583 | 689.3812 | 1586.423 | 671.416 | 0 | 671.416 | 0 | 30.495 | 12.901
AirCldRecipChlr-1.407kwpton | DEER2023 |  | 2022-03-14 18:21:27+00 | Any | OfS | New | CZ06 | cAVVG | Cap-Tons | 1 | 10000.0801 | None | 86705.5391 | 13865.4297 | 42917.1289 | 0 | 20349.4102 | 0 | 2097.5171 | 7475.9268 | 1607.698 | 688.9059 | 389.4773 | 0 | 389.4773 | 0 | 34.309 | 14.8
AirCldRecipChlr-1.407kwpton | DEER2023 |  | 2022-03-14 18:21:27+00 | Any | OfS | New | CZ07 | cAVVG | Cap-Tons | 1 | 10000.0801 | None | 82302.1406 | 13865.4297 | 42917.1289 | 0 | 16419.7695 | 0 | 1827.2729 | 7272.4321 | 1485.422 | 619.4046 | 317.9776 | 0 | 317.9776 | 0 | 33.014 | 13.368
AirCldRecipChlr-1.407kwpton | DEER2023 |  | 2022-03-14 18:21:27+00 | Any | OfS | New | CZ08 | cAVVG | Cap-Tons | 1 | 10000.0801 | None | 91541.5938 | 13865.4297 | 42917.1289 | 0 | 24481.5605 | 0 | 2202.551 | 8074.8218 | 2598.0549 | 645.825 | 378.4289 | 0 | 378.4289 | 0 | 39.328 | 16.915
AirCldRecipChlr-1.407kwpton | DEER2023 |  | 2022-03-14 18:21:27+00 | Any | OfS | New | CZ09 | cAVVG | Cap-Tons | 1 | 10000.0801 | None | 90052.5703 | 13865.4297 | 42917.1289 | 0 | 22759.9707 | 0 | 2601.4131 | 7908.5132 | 2529.3601 | 886.8649 | 362.8341 | 0 | 362.8341 | 0 | 37.823 | 17.779
AirCldRecipChlr-1.407kwpton | DEER2023 |  | 2022-03-14 18:21:27+00 | Any | OfS | New | CZ10 | cAVVG | Cap-Tons | 1 | 10000.0801 | None | 93353.6875 | 13865.4297 | 42917.1289 | 0 | 26033.0898 | 0 | 2372.458 | 8165.4438 | 2984.397 | 967.2519 | 409.742 | 0 | 409.742 | 0 | 41.862 | 18.71
AirCldRecipChlr-1.407kwpton | DEER2023 |  | 2022-03-14 18:21:27+00 | Any | OfS | New | CZ11 | cAVVG | Cap-Tons | 1 | 10000.0801 | None | 92152.2969 | 13865.4297 | 42917.1289 | 0 | 24832.3301 | 0 | 2129.7351 | 8407.5527 | 3506.929 | 1736.788 | 739.537 | 0 | 739.537 | 0 | 44.072 | 24.541
AirCldRecipChlr-1.407kwpton | DEER2023 |  | 2022-03-14 18:21:27+00 | Any | OfS | New | CZ12 | cAVVG | Cap-Tons | 1 | 10000.0801 | None | 86600.2734 | 13865.4297 | 42917.1289 | 0 | 19844.7695 | 0 | 2023.2159 | 7949.6191 | 2103.219 | 1808.528 | 757.3002 | 0 | 757.3002 | 0 | 42.886 | 22.654
AirCldRecipChlr-1.407kwpton | DEER2023 |  | 2022-03-14 18:21:27+00 | Any | OfS | New | CZ13 | cAVVG | Cap-Tons | 1 | 10000.0801 | None | 94278.5078 | 13865.4297 | 42917.1289 | 0 | 26324.8398 | 0 | 2402.229 | 8768.7314 | 4121.3862 | 1608.4139 | 639.4872 | 0 | 639.4872 | 0 | 44.284 | 23.442
AirCldRecipChlr-1.407kwpton | DEER2023 |  | 2022-03-14 18:21:27+00 | Any | OfS | New | CZ14 | cAVVG | Cap-Tons | 1 | 10000.0801 | None | 93789.4531 | 13865.4297 | 42917.1289 | 0 | 25895.25 | 0 | 2453.3091 | 8658.1943 | 3539.1001 | 1625.73 | 663.052 | 0 | 663.052 | 0 | 43.978 | 21.312
AirCldRecipChlr-1.407kwpton | DEER2023 |  | 2022-03-14 18:21:27+00 | Any | OfS | New | CZ15 | cAVVG | Cap-Tons | 1 | 10000.0801 | None | 117273.1016 | 13865.4297 | 42917.1289 | 0 | 46788.1094 | 0 | 3373.688 | 10328.5596 | 6710.8359 | 384.0719 | 173.4967 | 0 | 173.4967 | 0 | 52.739 | 25.513
AirCldRecipChlr-1.407kwpton | DEER2023 |  | 2022-03-14 18:21:27+00 | Any | OfS | New | CZ16 | cAVVG | Cap-Tons | 1 | 10000.0801 | None | 75921.5625 | 13865.4297 | 42917.1289 | 0 | 9541.4932 | 0 | 1400.564 | 8196.8594 | 1309.4659 | 3554.7849 | 1541.7459 | 0 | 1541.7459 | 0 | 33.27 | 16.12
AirCldRecipChlr-1.407kwpton | DEER2023 |  | 2022-03-14 18:21:27+00 | Any | Rt3 | New | CZ01 | cAVVG | Cap-Tons | 1 | 120000.5 | None | 1010535 | 514297.1875 | 410310 | 0 | 18483.2402 | 0 | 2554.2759 | 64889.5898 | 13581.5303 | 33791.5 | 8281.4157 | 0 | 8281.4157 | 0 | 281.362 | 225.648
AirCldRecipChlr-1.407kwpton | DEER2023 |  | 2022-03-14 18:21:27+00 | Any | Rt3 | New | CZ02 | cAVVG | Cap-Tons | 1 | 120000.5 | None | 1177759 | 514297.1875 | 410310 | 0 | 166428.9062 | 0 | 9161.3799 | 77560.8516 | 43864.1914 | 15156.21 | 5888.032 | 0 | 5888.032 | 0 | 409.696 | 339.754
AirCldRecipChlr-1.407kwpton | DEER2023 |  | 2022-03-14 18:21:27+00 | Any | Rt3 | New | CZ03 | cAVVG | Cap-Tons | 1 | 120000.5 | None | 1099787 | 514297.1875 | 410310 | 0 | 96468.5469 | 0 | 6203.437 | 72507.2266 | 39758.8711 | 14628.6104 | 4310.0429 | 0 | 4310.0429 | 0 | 331.087 | 282.71
AirCldRecipChlr-1.407kwpton | DEER2023 |  | 2022-03-14 18:21:27+00 | Any | Rt3 | New | CZ04 | cAVVG | Cap-Tons | 1 | 120000.5 | None | 1232113 | 514297.1875 | 410310 | 0 | 213452.2031 | 0 | 10961.1504 | 83091.7578 | 56917.1289 | 10058.3701 | 3532.8531 | 0 | 3532.8531 | 0 | 416.918 | 361.105
AirCldRecipChlr-1.407kwpton | DEER2023 |  | 2022-03-14 18:21:27+00 | Any | Rt3 | New | CZ05 | cAVVG | Cap-Tons | 1 | 120000.5 | None | 1122281 | 514297.1875 | 410310 | 0 | 113565.7969 | 0 | 6313.0898 | 77793.8828 | 43849.0508 | 11864.9199 | 3201.143 | 0 | 3201.143 | 0 | 317.377 | 249.015
AirCldRecipChlr-1.407kwpton | DEER2023 |  | 2022-03-14 18:21:27+00 | Any | Rt3 | New | CZ06 | cAVVG | Cap-Tons | 1 | 120000.5 | None | 1277269 | 514297.1875 | 410310 | 0 | 255806.7969 | 0 | 12660.9404 | 84193.0938 | 62632.6797 | 4507.6191 | 1317.318 | 0 | 1317.318 | 0 | 375.228 | 318.797
AirCldRecipChlr-1.407kwpton | DEER2023 |  | 2022-03-14 18:21:27+00 | Any | Rt3 | New | CZ07 | cAVVG | Cap-Tons | 1 | 120000.5 | None | 1234971 | 514297.1875 | 410310 | 0 | 213080.2969 | 0 | 10489.7197 | 86792.7266 | 65603.2891 | 3386.2009 | 815.4513 | 0 | 815.4513 | 0 | 362.935 | 304.001
AirCldRecipChlr-1.407kwpton | DEER2023 |  | 2022-03-14 18:21:27+00 | Any | Rt3 | New | CZ08 | cAVVG | Cap-Tons | 1 | 120000.5 | None | 1353067 | 514297.1875 | 410310 | 0 | 317445.8125 | 0 | 14400.3701 | 96612.2109 | 78662.7109 | 3077.6909 | 1078.939 | 0 | 1078.939 | 0 | 419.023 | 335.701
AirCldRecipChlr-1.407kwpton | DEER2023 |  | 2022-03-14 18:21:27+00 | Any | Rt3 | New | CZ09 | cAVVG | Cap-Tons | 1 | 120000.5 | None | 1314439 | 514297.1875 | 410310 | 0 | 288329.5938 | 0 | 12019.5303 | 89481.6719 | 72384.4531 | 4692.063 | 1401.936 | 0 | 1401.936 | 0 | 418.974 | 360.029
AirCldRecipChlr-1.407kwpton | DEER2023 |  | 2022-03-14 18:21:27+00 | Any | Rt3 | New | CZ10 | cAVVG | Cap-Tons | 1 | 120000.5 | None | 1370755 | 514297.1875 | 410310 | 0 | 337303.1875 | 0 | 14558.9502 | 94284.4766 | 76256.9609 | 6022.8682 | 2112.532 | 0 | 2112.532 | 0 | 479.169 | 405.884
AirCldRecipChlr-1.407kwpton | DEER2023 |  | 2022-03-14 18:21:27+00 | Any | Rt3 | New | CZ11 | cAVVG | Cap-Tons | 1 | 120000.5 | None | 1342328 | 514297.1875 | 410310 | 0 | 315079.5938 | 0 | 13619.46 | 89021.3672 | 65530.2695 | 11702.25 | 4183.017 | 0 | 4183.017 | 0 | 484.781 | 427.832
AirCldRecipChlr-1.407kwpton | DEER2023 |  | 2022-03-14 18:21:27+00 | Any | Rt3 | New | CZ12 | cAVVG | Cap-Tons | 1 | 120000.5 | None | 1273074 | 514297.1875 | 410310 | 0 | 252255.2031 | 0 | 11966.6396 | 84244.2578 | 59976.6797 | 12323.1602 | 4916.7661 | 0 | 4916.7661 | 0 | 476.991 | 416.652
AirCldRecipChlr-1.407kwpton | DEER2023 |  | 2022-03-14 18:21:27+00 | Any | Rt3 | New | CZ13 | cAVVG | Cap-Tons | 1 | 120000.5 | None | 1386370 | 514297.1875 | 410310 | 0 | 351327.3125 | 0 | 15251.4404 | 95183.2031 | 75796.1172 | 10476.7305 | 3852.8922 | 0 | 3852.8922 | 0 | 505.479 | 449.137
AirCldRecipChlr-1.407kwpton | DEER2023 |  | 2022-03-14 18:21:27+00 | Any | Rt3 | New | CZ14 | cAVVG | Cap-Tons | 1 | 120000.5 | None | 1341179 | 514297.1875 | 410310 | 0 | 314431.3125 | 0 | 13122.9297 | 89016.3906 | 64938.0195 | 10401.1396 | 3639.0259 | 0 | 3639.0259 | 0 | 476.158 | 404.437
AirCldRecipChlr-1.407kwpton | DEER2023 |  | 2022-03-14 18:21:27+00 | Any | Rt3 | New | CZ15 | cAVVG | Cap-Tons | 1 | 120000.5 | None | 1654484 | 514297.1875 | 410310 | 0 | 594108.625 | 0 | 22092.75 | 113675.2969 | 106031.2969 | 1605.073 | 342.8161 | 0 | 342.8161 | 0 | 571.552 | 504.074
AirCldRecipChlr-1.407kwpton | DEER2023 |  | 2022-03-14 18:21:27+00 | Any | Rt3 | New | CZ16 | cAVVG | Cap-Tons | 1 | 120000.5 | None | 1120908 | 514297.1875 | 410310 | 0 | 111943 | 0 | 6871.6851 | 77485.2031 | 38291.9219 | 24696.8809 | 13352.5005 | 0 | 13352.5005 | 0 | 350.185 | 292.62
AirCldScrewChlr-0.95kwpton | DEER2023 |  | 2022-03-14 19:29:28+00 | Any | ECC | New | CZ01 | cAVVG | Cap-Tons | 308.237 | 299999.5938 | None | 1685194 | 498675.5 | 838537.625 | 0 | 49267.6484 | 0 | 8606.9062 | 290104.8125 | 4634.2559 | 208150.9062 | 51323.0592 | 97.3874 | 51225.6819 | 0 | 626.818 | 481.168
AirCldScrewChlr-0.95kwpton | DEER2023 |  | 2022-03-14 19:29:28+00 | Any | ECC | New | CZ02 | cAVVG | Cap-Tons | 557.072 | 299999.5938 | None | 1941164 | 498675.5 | 838537.625 | 0 | 298046.1875 | 0 | 21835.8203 | 284067.6875 | 35158.1914 | 110873.7031 | 35666.3398 | 97.3874 | 35568.9293 | 0 | 880.645 | 697.936
AirCldScrewChlr-0.95kwpton | DEER2023 |  | 2022-03-14 19:29:28+00 | Any | ECC | New | CZ03 | cAVVG | Cap-Tons | 427.4718 | 299999.5938 | None | 1833313 | 498675.5 | 838537.625 | 0 | 199845.4062 | 0 | 17088.5898 | 279164.3125 | 27421.5 | 99455.75 | 30776 | 97.3874 | 30678.6099 | 0 | 719.981 | 588.145
AirCldScrewChlr-0.95kwpton | DEER2023 |  | 2022-03-14 19:29:28+00 | Any | ECC | New | CZ04 | cAVVG | Cap-Tons | 554.5638 | 299999.5938 | None | 2027488 | 498675.5 | 838537.625 | 0 | 384173 | 0 | 26343.0605 | 279757.3125 | 56983.7383 | 70296.7969 | 25826.1197 | 97.3874 | 25728.7296 | 0 | 892.78 | 740.978
AirCldScrewChlr-0.95kwpton | DEER2023 |  | 2022-03-14 19:29:28+00 | Any | ECC | New | CZ05 | cAVVG | Cap-Tons | 371.7423 | 299999.5938 | None | 1874465 | 498675.5 | 838537.625 | 0 | 228818.7031 | 0 | 17915.0098 | 290516.9062 | 31789.8594 | 95044.3438 | 28308.631 | 97.3874 | 28211.2512 | 0 | 705.1 | 516.426
AirCldScrewChlr-0.95kwpton | DEER2023 |  | 2022-03-14 19:29:28+00 | Any | ECC | New | CZ06 | cAVVG | Cap-Tons | 598.1786 | 299999.5938 | None | 2143624 | 498675.5 | 838537.625 | 0 | 494792.9062 | 0 | 31577.8105 | 280038.9062 | 69696.6328 | 33413.6602 | 16123.8605 | 97.3874 | 16026.4704 | 0 | 800.57 | 657.343
AirCldScrewChlr-0.95kwpton | DEER2023 |  | 2022-03-14 19:29:28+00 | Any | ECC | New | CZ07 | cAVVG | Cap-Tons | 563.0488 | 299999.5938 | None | 2066170 | 498675.5 | 838537.625 | 0 | 420880.5 | 0 | 25356.8691 | 282718.3125 | 71801.8516 | 25091.5703 | 13974.4397 | 97.3874 | 13877.0406 | 0 | 778.23 | 634.21
AirCldScrewChlr-0.95kwpton | DEER2023 |  | 2022-03-14 19:29:28+00 | Any | ECC | New | CZ08 | cAVVG | Cap-Tons | 651.0405 | 299999.5938 | None | 2247382 | 498675.5 | 838537.625 | 0 | 580326.125 | 0 | 33229.4883 | 296611.3125 | 90541.0391 | 28194.0293 | 14345.2301 | 97.3874 | 14247.8298 | 0 | 891.987 | 673.949
AirCldScrewChlr-0.95kwpton | DEER2023 |  | 2022-03-14 19:29:28+00 | Any | ECC | New | CZ09 | cAVVG | Cap-Tons | 783.4161 | 299999.5938 | None | 2204168 | 498675.5 | 838537.625 | 0 | 552923.375 | 0 | 32080.25 | 281949.3125 | 82339.2891 | 38711.2695 | 16375.7798 | 97.3874 | 16278.3898 | 0 | 892.926 | 732.708
AirCldScrewChlr-0.95kwpton | DEER2023 |  | 2022-03-14 19:29:28+00 | Any | ECC | New | CZ10 | cAVVG | Cap-Tons | 696.4335 | 299999.5938 | None | 2269426 | 498675.5 | 838537.625 | 0 | 607036.875 | 0 | 34463.6914 | 290711 | 87017.7812 | 44994.9609 | 19309.1597 | 97.3874 | 19211.7606 | 0 | 743.441 | 464.783
AirCldScrewChlr-0.95kwpton | DEER2023 |  | 2022-03-14 19:29:28+00 | Any | ECC | New | CZ11 | cAVVG | Cap-Tons | 638.1592 | 299999.5938 | None | 2223080 | 498675.5 | 838537.625 | 0 | 555506.125 | 0 | 33972.2188 | 296386.6875 | 76807.5625 | 79634.7969 | 29029.6909 | 97.3874 | 28932.3008 | 0 | 799.719 | 572.007
AirCldScrewChlr-0.95kwpton | DEER2023 |  | 2022-03-14 19:29:28+00 | Any | ECC | New | CZ12 | cAVVG | Cap-Tons | 583.5182 | 299999.5938 | None | 2106672 | 498675.5 | 838537.625 | 0 | 443392.9062 | 0 | 28724.5391 | 297339.9062 | 64869.4688 | 88576.0703 | 30073.9789 | 97.3874 | 29976.5888 | 0 | 762.471 | 530.882
AirCldScrewChlr-0.95kwpton | DEER2023 |  | 2022-03-14 19:29:28+00 | Any | ECC | New | CZ13 | cAVVG | Cap-Tons | 689.718 | 299999.5938 | None | 2312355 | 498675.5 | 838537.625 | 0 | 627013.5 | 0 | 35893.8203 | 312232.8125 | 92388.0625 | 71531.4062 | 25489.3594 | 97.3874 | 25391.959 | 0 | 806.648 | 553.866
AirCldScrewChlr-0.95kwpton | DEER2023 |  | 2022-03-14 19:29:28+00 | Any | ECC | New | CZ14 | cAVVG | Cap-Tons | 742.6342 | 299999.5938 | None | 2252358 | 498675.5 | 838537.625 | 0 | 579507.1875 | 0 | 33023.1797 | 302613 | 79084.8281 | 75070.6094 | 27234.2605 | 97.3874 | 27136.8704 | 0 | 795.344 | 514.586
AirCldScrewChlr-0.95kwpton | DEER2023 |  | 2022-03-14 19:29:28+00 | Any | ECC | New | CZ15 | cAVVG | Cap-Tons | 966.2557 | 299999.5938 | None | 2844146 | 498675.5 | 838537.625 | 0 | 1127842 | 0 | 52455.6406 | 326633.9062 | 148395.7031 | 15751.7197 | 9190.7008 | 97.3874 | 9093.3082 | 0 | 982.863 | 668.242
AirCldScrewChlr-0.95kwpton | DEER2023 |  | 2022-03-14 19:29:28+00 | Any | ECC | New | CZ16 | cAVVG | Cap-Tons | 382.9707 | 299999.5938 | None | 1863676 | 498675.5 | 838537.625 | 0 | 198646.5938 | 0 | 17239.9707 | 310575.3125 | 39430.5 | 157721.5 | 59083.479 | 97.3874 | 58986.0813 | 0 | 185.751 | 144.203
AirCldScrewChlr-0.95kwpton | DEER2023 |  | 2022-03-14 19:29:28+00 | Any | ESe | New | CZ01 | cAVVG | Cap-Tons | 147.603 | 149998.5938 | None | 609934.125 | 195048.5 | 287781.6875 | 0 | 16888.5703 | 0 | 4511.9238 | 105704.2969 | 411.2486 | 81871.0469 | 28034.8902 | 26.4167 | 28008.471 | 0 | 253.941 | 117.086
AirCldScrewChlr-0.95kwpton | DEER2023 |  | 2022-03-14 19:29:28+00 | Any | ESe | New | CZ02 | cAVVG | Cap-Tons | 285.2343 | 149998.5938 | None | 704357.625 | 195048.5 | 287781.6875 | 0 | 107798 | 0 | 8937.8213 | 104792.2969 | 10188.7803 | 49574.0781 | 19469.9098 | 26.4167 | 19443.52 | 0 | 384.404 | 193.654
AirCldScrewChlr-0.95kwpton | DEER2023 |  | 2022-03-14 19:29:28+00 | Any | ESe | New | CZ03 | cAVVG | Cap-Tons | 220.4453 | 149998.5938 | None | 653916.1875 | 195048.5 | 287781.6875 | 0 | 67097.2969 | 0 | 6930.0962 | 97059.4297 | 4249.4551 | 46136.6406 | 16562.0698 | 26.4167 | 16535.6595 | 0 | 297.076 | 142.491
AirCldScrewChlr-0.95kwpton | DEER2023 |  | 2022-03-14 19:29:28+00 | Any | ESe | New | CZ04 | cAVVG | Cap-Tons | 285.7465 | 149998.5938 | None | 732793 | 195048.5 | 287781.6875 | 0 | 137600 | 0 | 10066.5801 | 102296.8984 | 13974.6904 | 34655.1992 | 13995.5994 | 26.4167 | 13969.1904 | 0 | 387.548 | 199.119
AirCldScrewChlr-0.95kwpton | DEER2023 |  | 2022-03-14 19:29:28+00 | Any | ESe | New | CZ05 | cAVVG | Cap-Tons | 186.52 | 149998.5938 | None | 672966.3125 | 195048.5 | 287781.6875 | 0 | 83399.5469 | 0 | 7423.4082 | 99314.0391 | 5622.2598 | 40647.4492 | 14992.3802 | 26.4167 | 14965.9699 | 0 | 292.666 | 128.706
AirCldScrewChlr-0.95kwpton | DEER2023 |  | 2022-03-14 19:29:28+00 | Any | ESe | New | CZ06 | cAVVG | Cap-Tons | 322.4655 | 149998.5938 | None | 760572.8125 | 195048.5 | 287781.6875 | 0 | 171006.5 | 0 | 11471 | 95265.8906 | 12110.9902 | 17769.8105 | 8500.9402 | 26.4167 | 8474.5178 | 0 | 339.737 | 157.855
AirCldScrewChlr-0.95kwpton | DEER2023 |  | 2022-03-14 19:29:28+00 | Any | ESe | New | CZ07 | cAVVG | Cap-Tons | 305.3152 | 149998.5938 | None | 726819.125 | 195048.5 | 287781.6875 | 0 | 141170.5938 | 0 | 9152.3965 | 93666.5312 | 11572.8203 | 15766.04 | 7211.9482 | 26.4167 | 7185.527 | 0 | 328.872 | 146.022
AirCldScrewChlr-0.95kwpton | DEER2023 |  | 2022-03-14 19:29:28+00 | Any | ESe | New | CZ08 | cAVVG | Cap-Tons | 346.614 | 149998.5938 | None | 822578.8125 | 195048.5 | 287781.6875 | 0 | 219710.0938 | 0 | 12723.3301 | 107315.7969 | 22006.4395 | 15382.5303 | 7441.3811 | 26.4167 | 7414.9632 | 0 | 389.329 | 172.537
AirCldScrewChlr-0.95kwpton | DEER2023 |  | 2022-03-14 19:29:28+00 | Any | ESe | New | CZ09 | cAVVG | Cap-Tons | 411.9728 | 149998.5938 | None | 811759 | 195048.5 | 287781.6875 | 0 | 209756.9062 | 0 | 12832.8096 | 106339.8984 | 21144.9492 | 20704.0703 | 8742.4288 | 26.4167 | 8716.0102 | 0 | 389.877 | 194.591
AirCldScrewChlr-0.95kwpton | DEER2023 |  | 2022-03-14 19:29:28+00 | Any | ESe | New | CZ10 | cAVVG | Cap-Tons | 362.4923 | 149998.5938 | None | 840168.5 | 195048.5 | 287781.6875 | 0 | 232360 | 0 | 13551.9297 | 111427 | 23355.25 | 23003.1797 | 10225.1302 | 26.4167 | 10198.7002 | 0 | 124.022 | 92.473
AirCldScrewChlr-0.95kwpton | DEER2023 |  | 2022-03-14 19:29:28+00 | Any | ESe | New | CZ11 | cAVVG | Cap-Tons | 328.088 | 149998.5938 | None | 807584.625 | 195048.5 | 287781.6875 | 0 | 204070.0938 | 0 | 12475.0996 | 108210.1016 | 21714.6992 | 35568.4219 | 15635.3101 | 26.4167 | 15608.8998 | 0 | 130.441 | 115.094
AirCldScrewChlr-0.95kwpton | DEER2023 |  | 2022-03-14 19:29:28+00 | Any | ESe | New | CZ12 | cAVVG | Cap-Tons | 302.8255 | 149998.5938 | None | 764416.125 | 195048.5 | 287781.6875 | 0 | 161584.5 | 0 | 10865.2695 | 109136.8984 | 17693.6895 | 40656.7695 | 16194.1402 | 26.4167 | 16167.7299 | 0 | 119.949 | 106.248
AirCldScrewChlr-0.95kwpton | DEER2023 |  | 2022-03-14 19:29:28+00 | Any | ESe | New | CZ13 | cAVVG | Cap-Tons | 365.916 | 149998.5938 | None | 844142.5 | 195048.5 | 287781.6875 | 0 | 231928.0938 | 0 | 13588.8096 | 115796 | 25708.9707 | 33125.6289 | 13808.7398 | 26.4167 | 13782.3296 | 0 | 126.746 | 112.378
AirCldScrewChlr-0.95kwpton | DEER2023 |  | 2022-03-14 19:29:28+00 | Any | ESe | New | CZ14 | cAVVG | Cap-Tons | 398.6307 | 149998.5938 | None | 813855.625 | 195048.5 | 287781.6875 | 0 | 211897.5 | 0 | 12405.9297 | 106722.6016 | 20119.1504 | 31887.1406 | 14321.4106 | 26.4167 | 14295.0003 | 0 | 131.348 | 98.517
AirCldScrewChlr-0.95kwpton | DEER2023 |  | 2022-03-14 19:29:28+00 | Any | ESe | New | CZ15 | cAVVG | Cap-Tons | 512.9195 | 149998.5938 | None | 1070534 | 195048.5 | 287781.6875 | 0 | 441830.0938 | 0 | 20002.7793 | 125871.7031 | 37588.4414 | 8876.3564 | 4784.912 | 26.4167 | 4758.489 | 0 | 158.131 | 133.726
AirCldScrewChlr-0.95kwpton | DEER2023 |  | 2022-03-14 19:29:28+00 | Any | ESe | New | CZ16 | cAVVG | Cap-Tons | 202.1828 | 149998.5938 | None | 670922 | 195048.5 | 287781.6875 | 0 | 70513.2266 | 0 | 7329.9858 | 110249.2031 | 12175.1797 | 64864.2695 | 31927.8003 | 26.4167 | 31901.3888 | 0 | 82.533 | 64.992
AirCldScrewChlr-0.95kwpton | DEER2023 |  | 2022-03-14 19:29:28+00 | Any | EUn | New | CZ01 | cAVVG | Cap-Tons | 1169.1146 | 930201.375 | None | 4970048 | 1432632 | 2778924 | 0 | 146264.7969 | 0 | 28103.8105 | 584118.375 | 37422.0195 | 432945.1875 | 178306.3962 | 181.5723 | 178124.9024 | 0 | 1919.476 | 1546.536
AirCldScrewChlr-0.95kwpton | DEER2023 |  | 2022-03-14 19:29:28+00 | Any | EUn | New | CZ02 | cAVVG | Cap-Tons | 1962.391 | 930201.375 | None | 5803400 | 1432632 | 2778924 | 0 | 908783.5 | 0 | 56214.1406 | 626841 | 220613.5938 | 228679 | 118108.7027 | 181.5723 | 117927.0963 | 0 | 2693.83 | 2213.812
AirCldScrewChlr-0.95kwpton | DEER2023 |  | 2022-03-14 19:29:28+00 | Any | EUn | New | CZ03 | cAVVG | Cap-Tons | 1524.3831 | 930201.375 | None | 5432831 | 1432632 | 2778924 | 0 | 571129.125 | 0 | 43482.6406 | 606656.625 | 176868.2031 | 223686.0938 | 98391.4701 | 181.5723 | 98209.8944 | 0 | 2219.568 | 1865.359
AirCldScrewChlr-0.95kwpton | DEER2023 |  | 2022-03-14 19:29:28+00 | Any | EUn | New | CZ04 | cAVVG | Cap-Tons | 1919.6637 | 930201.375 | None | 6032829 | 1432632 | 2778924 | 0 | 1127396 | 0 | 63276.0195 | 630597.125 | 299320.1875 | 153466.7031 | 80855.9718 | 181.5723 | 80674.391 | 0 | 2722.978 | 2316.077
AirCldScrewChlr-0.95kwpton | DEER2023 |  | 2022-03-14 19:29:28+00 | Any | EUn | New | CZ05 | cAVVG | Cap-Tons | 1337.6327 | 930201.375 | None | 5547997 | 1432632 | 2778924 | 0 | 667313.625 | 0 | 45170.8906 | 623951.125 | 192108.4062 | 196755.7969 | 91516.6618 | 181.5723 | 91335.0758 | 0 | 2192.459 | 1675.019
AirCldScrewChlr-0.95kwpton | DEER2023 |  | 2022-03-14 19:29:28+00 | Any | EUn | New | CZ06 | cAVVG | Cap-Tons | 2007.9266 | 930201.375 | None | 6265073 | 1432632 | 2778924 | 0 | 1353664 | 0 | 68407.9688 | 631439.375 | 343375.5 | 85250.2031 | 48355.8912 | 181.5723 | 48174.3411 | 0 | 2442.932 | 2032.539
AirCldScrewChlr-0.95kwpton | DEER2023 |  | 2022-03-14 19:29:28+00 | Any | EUn | New | CZ07 | cAVVG | Cap-Tons | 1946.5936 | 930201.375 | None | 6011583 | 1432632 | 2778924 | 0 | 1116319 | 0 | 57536.0781 | 626167.125 | 322733.4062 | 83924.4531 | 41923.3408 | 181.5723 | 41741.7907 | 0 | 2358.141 | 1924.395
AirCldScrewChlr-0.95kwpton | DEER2023 |  | 2022-03-14 19:29:28+00 | Any | EUn | New | CZ08 | cAVVG | Cap-Tons | 2222.9446 | 930201.375 | None | 6585480 | 1432632 | 2778924 | 0 | 1638570 | 0 | 76962.2031 | 658386 | 411678.9062 | 68195.2969 | 42846.4998 | 181.5723 | 42664.9293 | 0 | 2753.113 | 2118.005
AirCldScrewChlr-0.95kwpton | DEER2023 |  | 2022-03-14 19:29:28+00 | Any | EUn | New | CZ09 | cAVVG | Cap-Tons | 2584.4678 | 930201.375 | None | 6505575 | 1432632 | 2778924 | 0 | 1569382 | 0 | 76043.1406 | 648589.5 | 385725.8125 | 90631.2031 | 48537.8202 | 181.5723 | 48356.2394 | 0 | 2743.611 | 2302.082
AirCldScrewChlr-0.95kwpton | DEER2023 |  | 2022-03-14 19:29:28+00 | Any | EUn | New | CZ10 | cAVVG | Cap-Tons | 2358.0786 | 930201.375 | None | 6720811 | 1432632 | 2778924 | 0 | 1764506 | 0 | 81248.2188 | 663495.625 | 403979.0938 | 99543.5938 | 57719.3114 | 181.5723 | 57537.751 | 0 | 2243.361 | 1801.725
AirCldScrewChlr-0.95kwpton | DEER2023 |  | 2022-03-14 19:29:28+00 | Any | EUn | New | CZ11 | cAVVG | Cap-Tons | 2146.9141 | 930201.375 | None | 6677219 | 1432632 | 2778924 | 0 | 1701206 | 0 | 81768.3828 | 682683.8125 | 388192.9062 | 167393.4062 | 90859.9706 | 181.5723 | 90678.4051 | 0 | 2451.328 | 2217.206
AirCldScrewChlr-0.95kwpton | DEER2023 |  | 2022-03-14 19:29:28+00 | Any | EUn | New | CZ12 | cAVVG | Cap-Tons | 2018.746 | 930201.375 | None | 6302454 | 1432632 | 2778924 | 0 | 1356126 | 0 | 70877.3828 | 663889.375 | 336103.5 | 176173.7969 | 94664.4685 | 181.5723 | 94482.903 | 0 | 2305.159 | 2035.043
AirCldScrewChlr-0.95kwpton | DEER2023 |  | 2022-03-14 19:29:28+00 | Any | EUn | New | CZ13 | cAVVG | Cap-Tons | 2296.1406 | 930201.375 | None | 6904754 | 1432632 | 2778924 | 0 | 1898640 | 0 | 86920.0469 | 707633.3125 | 446571.4062 | 143167.0938 | 76501.3606 | 181.5723 | 76319.7798 | 0 | 2462.044 | 2194.758
AirCldScrewChlr-0.95kwpton | DEER2023 |  | 2022-03-14 19:29:28+00 | Any | EUn | New | CZ14 | cAVVG | Cap-Tons | 2442.6643 | 930201.375 | None | 6739568 | 1432632 | 2778924 | 0 | 1751840 | 0 | 82159.8281 | 694006.8125 | 406802.1875 | 146925.2969 | 84219.6787 | 181.5723 | 84038.1082 | 0 | 2408.104 | 2017.885
AirCldScrewChlr-0.95kwpton | DEER2023 |  | 2022-03-14 19:29:28+00 | Any | EUn | New | CZ15 | cAVVG | Cap-Tons | 3124.6462 | 930201.375 | None | 8406548 | 1432632 | 2778924 | 0 | 3297131 | 0 | 125213.5 | 772640.375 | 629589 | 35340.1289 | 22497.2902 | 181.5723 | 22315.7197 | 0 | 2987.403 | 2563.77
AirCldScrewChlr-0.95kwpton | DEER2023 |  | 2022-03-14 19:29:28+00 | Any | EUn | New | CZ16 | cAVVG | Cap-Tons | 1356.2537 | 930201.375 | None | 5533926 | 1432632 | 2778924 | 0 | 616651.3125 | 0 | 47679.1094 | 658035.5 | 218002.0938 | 314321.3125 | 196919.1936 | 181.5723 | 196737.495 | 0 | 249.661 | 292.351
AirCldScrewChlr-0.95kwpton | DEER2023 |  | 2022-03-14 19:29:28+00 | Any | Hsp | New | CZ01 | cAVVG | Cap-Tons | 528.477 | 235501 | None | 2494698 | 848496.8125 | 1266427 | 0 | 25473.2793 | 0 | 4145.4761 | 350158.5938 | 663.8987 | 288809.3125 | 52993.0906 | 81.3604 | 52911.7184 | 0 | 476.724 | 418.419
AirCldScrewChlr-0.95kwpton | DEER2023 |  | 2022-03-14 19:29:28+00 | Any | Hsp | New | CZ02 | cAVVG | Cap-Tons | 844.9847 | 235501 | None | 2723799 | 848496.8125 | 1266427 | 0 | 240002.7031 | 0 | 11545.3398 | 357330 | 10314.5303 | 194834.5 | 42794.7008 | 81.3604 | 42713.3389 | 0 | 624.51 | 549.481
AirCldScrewChlr-0.95kwpton | DEER2023 |  | 2022-03-14 19:29:28+00 | Any | Hsp | New | CZ03 | cAVVG | Cap-Tons | 577.2075 | 235501 | None | 2624757 | 848496.8125 | 1266427 | 0 | 146513.7031 | 0 | 8852.9307 | 354468.5938 | 9009.0723 | 183066.7031 | 35159.4112 | 81.3604 | 35078.0493 | 0 | 528.59 | 476.651
AirCldScrewChlr-0.95kwpton | DEER2023 |  | 2022-03-14 19:29:28+00 | Any | Hsp | New | CZ04 | cAVVG | Cap-Tons | 809.9295 | 235501 | None | 2816013 | 848496.8125 | 1266427 | 0 | 324786.4062 | 0 | 15160.2002 | 361145.1875 | 21335.9609 | 136171.5 | 32938.1606 | 81.3604 | 32856.8013 | 0 | 624.539 | 567.334
AirCldScrewChlr-0.95kwpton | DEER2023 |  | 2022-03-14 19:29:28+00 | Any | Hsp | New | CZ05 | cAVVG | Cap-Tons | 642.7438 | 235501 | None | 2647518 | 848496.8125 | 1266427 | 0 | 168252.2031 | 0 | 9388.4346 | 354956.3125 | 8846.1553 | 182299.4062 | 36046.5894 | 81.3604 | 35965.2198 | 0 | 523.28 | 448.235
AirCldScrewChlr-0.95kwpton | DEER2023 |  | 2022-03-14 19:29:28+00 | Any | Hsp | New | CZ06 | cAVVG | Cap-Tons | 839.0405 | 235501 | None | 2912970 | 848496.8125 | 1266427 | 0 | 419208.5938 | 0 | 18380.5703 | 360459.5938 | 28645.0508 | 84615.7422 | 24992.6502 | 81.3604 | 24911.2806 | 0 | 552.504 | 503.535
AirCldScrewChlr-0.95kwpton | DEER2023 |  | 2022-03-14 19:29:28+00 | Any | Hsp | New | CZ07 | cAVVG | Cap-Tons | 869.8047 | 235501 | None | 2881600 | 848496.8125 | 1266427 | 0 | 387348.3125 | 0 | 18797.4102 | 360532.3125 | 30099.9805 | 71395.1328 | 22708.8998 | 81.3604 | 22627.5405 | 0 | 542.241 | 490.142
AirCldScrewChlr-0.95kwpton | DEER2023 |  | 2022-03-14 19:29:28+00 | Any | Hsp | New | CZ08 | cAVVG | Cap-Tons | 939.6932 | 235501 | None | 2991333 | 848496.8125 | 1266427 | 0 | 488747 | 0 | 19939.9805 | 367725.1875 | 30603.6699 | 80337.1719 | 23385.1392 | 81.3604 | 23303.7798 | 0 | 614.147 | 531.578
AirCldScrewChlr-0.95kwpton | DEER2023 |  | 2022-03-14 19:29:28+00 | Any | Hsp | New | CZ09 | cAVVG | Cap-Tons | 1074.036 | 235501 | None | 2984409 | 848496.8125 | 1266427 | 0 | 481832.9062 | 0 | 20567.25 | 367086.8125 | 27960.4199 | 96819.5312 | 25619.1104 | 81.3604 | 25537.7613 | 0 | 633.431 | 571.813
AirCldScrewChlr-0.95kwpton | DEER2023 |  | 2022-03-14 19:29:28+00 | Any | Hsp | New | CZ10 | cAVVG | Cap-Tons | 948.8985 | 235501 | None | 3013767 | 848496.8125 | 1266427 | 0 | 510960.5 | 0 | 19184.8809 | 368699.8125 | 27890.1504 | 104430.8984 | 29039.4291 | 81.3604 | 28958.0698 | 0 | 680.454 | 588.355
AirCldScrewChlr-0.95kwpton | DEER2023 |  | 2022-03-14 19:29:28+00 | Any | Hsp | New | CZ11 | cAVVG | Cap-Tons | 964.2135 | 235501 | None | 3004149 | 848496.8125 | 1266427 | 0 | 505938.5938 | 0 | 17280.1094 | 366009.9062 | 25239.75 | 138573.7969 | 37579.689 | 81.3604 | 37498.3194 | 0 | 716.97 | 662.9
AirCldScrewChlr-0.95kwpton | DEER2023 |  | 2022-03-14 19:29:28+00 | Any | Hsp | New | CZ12 | cAVVG | Cap-Tons | 908.701 | 235501 | None | 2873978 | 848496.8125 | 1266427 | 0 | 379945.5938 | 0 | 15678.6504 | 363432.9062 | 20401.5898 | 151518.2031 | 37588.759 | 81.3604 | 37507.3792 | 0 | 690.268 | 627.684
AirCldScrewChlr-0.95kwpton | DEER2023 |  | 2022-03-14 19:29:28+00 | Any | Hsp | New | CZ13 | cAVVG | Cap-Tons | 967.7355 | 235501 | None | 3066332 | 848496.8125 | 1266427 | 0 | 562837.125 | 0 | 18799.8906 | 369773.8125 | 29498.1992 | 122074.2969 | 33919.1706 | 81.3604 | 33837.801 | 0 | 710.187 | 653.272
AirCldScrewChlr-0.95kwpton | DEER2023 |  | 2022-03-14 19:29:28+00 | Any | Hsp | New | CZ14 | cAVVG | Cap-Tons | 1033.4919 | 235501 | None | 3010849 | 848496.8125 | 1266427 | 0 | 512412.5 | 0 | 18159.4199 | 365356.4062 | 25012.5195 | 136792.7969 | 40231.6006 | 81.3604 | 40150.249 | 0 | 702.978 | 623.723
AirCldScrewChlr-0.95kwpton | DEER2023 |  | 2022-03-14 19:29:28+00 | Any | Hsp | New | CZ15 | cAVVG | Cap-Tons | 1221.3843 | 235501 | None | 3515863 | 848496.8125 | 1266427 | 0 | 991883.375 | 0 | 28325.4297 | 380732.5 | 42098.0508 | 53023.5312 | 20233.12 | 81.3604 | 20151.7594 | 0 | 814.307 | 738.047
AirCldScrewChlr-0.95kwpton | DEER2023 |  | 2022-03-14 19:29:28+00 | Any | Hsp | New | CZ16 | cAVVG | Cap-Tons | 655.2333 | 235501 | None | 2667605 | 848496.8125 | 1266427 | 0 | 184835.5938 | 0 | 10516.46 | 357332.8125 | 15175.7305 | 211785 | 66251.8784 | 81.3604 | 66170.5216 | 0 | 547.423 | 493.545
AirCldScrewChlr-0.95kwpton | DEER2023 |  | 2022-03-14 19:29:28+00 | Any | Htl | New | CZ01 | cAVVG | Cap-Tons | 93.868 | 139998.9062 | None | 549052.6875 | 162049.9062 | 293493.5 | 0 | 32348.2109 | 0 | 3664.0911 | 57496.1797 | 5644.8159 | 44996.5195 | 20344.7296 | 0 | 20344.7296 | 0 | 104.941 | 103.792
AirCldScrewChlr-0.95kwpton | DEER2023 |  | 2022-03-14 19:29:28+00 | Any | Htl | New | CZ02 | cAVVG | Cap-Tons | 161.267 | 139998.9062 | None | 641521.3125 | 162049.9062 | 293493.5 | 0 | 119361.2031 | 0 | 7464.853 | 59151.3906 | 17827.0293 | 26459.0508 | 15114.6202 | 0 | 15114.6202 | 0 | 173.695 | 159.349
AirCldScrewChlr-0.95kwpton | DEER2023 |  | 2022-03-14 19:29:28+00 | Any | Htl | New | CZ03 | cAVVG | Cap-Tons | 126.2084 | 139998.9062 | None | 602688.375 | 162049.9062 | 293493.5 | 0 | 83197.2578 | 0 | 5490.3281 | 58456.7695 | 14943.0898 | 26556.5898 | 11541.0803 | 0 | 11541.0803 | 0 | 130.88 | 126.157
AirCldScrewChlr-0.95kwpton | DEER2023 |  | 2022-03-14 19:29:28+00 | Any | Htl | New | CZ04 | cAVVG | Cap-Tons | 168.1872 | 139998.9062 | None | 673751.875 | 162049.9062 | 293493.5 | 0 | 149280.7031 | 0 | 8371.9102 | 60555.0703 | 22441.7305 | 19336.4902 | 10769.6704 | 0 | 10769.6704 | 0 | 174.587 | 166.79
AirCldScrewChlr-0.95kwpton | DEER2023 |  | 2022-03-14 19:29:28+00 | Any | Htl | New | CZ05 | cAVVG | Cap-Tons | 107.2058 | 139998.9062 | None | 609067.1875 | 162049.9062 | 293493.5 | 0 | 87706.1719 | 0 | 5332.2051 | 60484.9688 | 16620.4902 | 25852.7109 | 11371.7606 | 0 | 11371.7606 | 0 | 129.482 | 110.882
AirCldScrewChlr-0.95kwpton | DEER2023 |  | 2022-03-14 19:29:28+00 | Any | Htl | New | CZ06 | cAVVG | Cap-Tons | 160.0206 | 139998.9062 | None | 694347.875 | 162049.9062 | 293493.5 | 0 | 167299.9062 | 0 | 8792.9775 | 62711.1719 | 25272.0391 | 12506.9902 | 6703.2051 | 0 | 6703.2051 | 0 | 144.287 | 136.04
AirCldScrewChlr-0.95kwpton | DEER2023 |  | 2022-03-14 19:29:28+00 | Any | Htl | New | CZ07 | cAVVG | Cap-Tons | 146.3167 | 139998.9062 | None | 671583.625 | 162049.9062 | 293493.5 | 0 | 145388 | 0 | 7797.2598 | 62854.6289 | 24540.4297 | 11548.2305 | 5687.9053 | 0 | 5687.9053 | 0 | 137.273 | 123.125
AirCldScrewChlr-0.95kwpton | DEER2023 |  | 2022-03-14 19:29:28+00 | Any | Htl | New | CZ08 | cAVVG | Cap-Tons | 170.0543 | 139998.9062 | None | 732298.3125 | 162049.9062 | 293493.5 | 0 | 201548.0938 | 0 | 10626.6299 | 64579.6289 | 29183.9902 | 11115.4297 | 6430.4928 | 0 | 6430.4928 | 0 | 176.005 | 148.883
AirCldScrewChlr-0.95kwpton | DEER2023 |  | 2022-03-14 19:29:28+00 | Any | Htl | New | CZ09 | cAVVG | Cap-Tons | 220.813 | 139998.9062 | None | 732088.375 | 162049.9062 | 293493.5 | 0 | 204031.5 | 0 | 10993.3604 | 61519.6016 | 27486.4902 | 13081.04 | 7307.5987 | 0 | 7307.5987 | 0 | 180.235 | 166.477
AirCldScrewChlr-0.95kwpton | DEER2023 |  | 2022-03-14 19:29:28+00 | Any | Htl | New | CZ10 | cAVVG | Cap-Tons | 199.322 | 139998.9062 | None | 750811.375 | 162049.9062 | 293493.5 | 0 | 220389.7031 | 0 | 11290.5703 | 63587.1992 | 29204.5996 | 13883.0303 | 8513.6909 | 0 | 8513.6909 | 0 | 192.252 | 175.415
AirCldScrewChlr-0.95kwpton | DEER2023 |  | 2022-03-14 19:29:28+00 | Any | Htl | New | CZ11 | cAVVG | Cap-Tons | 204.9697 | 139998.9062 | None | 754340.375 | 162049.9062 | 293493.5 | 0 | 221689.5 | 0 | 11183.96 | 65923.0625 | 28161.7109 | 19736.3906 | 13558.1594 | 0 | 13558.1594 | 0 | 211.951 | 219.891
AirCldScrewChlr-0.95kwpton | DEER2023 |  | 2022-03-14 19:29:28+00 | Any | Htl | New | CZ12 | cAVVG | Cap-Tons | 186.151 | 139998.9062 | None | 705061 | 162049.9062 | 293493.5 | 0 | 176497.7031 | 0 | 9767.6641 | 63251.8398 | 24272.3105 | 21190.5098 | 13287.9603 | 0 | 13287.9603 | 0 | 197.595 | 201.583
AirCldScrewChlr-0.95kwpton | DEER2023 |  | 2022-03-14 19:29:28+00 | Any | Htl | New | CZ13 | cAVVG | Cap-Tons | 204.4572 | 139998.9062 | None | 781286.125 | 162049.9062 | 293493.5 | 0 | 245732.4062 | 0 | 12212.8096 | 67796.7578 | 31766.9805 | 17224.9805 | 11541.8304 | 0 | 11541.8304 | 0 | 214.245 | 216.259
AirCldScrewChlr-0.95kwpton | DEER2023 |  | 2022-03-14 19:29:28+00 | Any | Htl | New | CZ14 | cAVVG | Cap-Tons | 212.2535 | 139998.9062 | None | 761058.375 | 162049.9062 | 293493.5 | 0 | 226707.7031 | 0 | 11788.5195 | 67018.3438 | 29506.1992 | 18841.4492 | 12983.5098 | 0 | 12983.5098 | 0 | 209.346 | 198.289
AirCldScrewChlr-0.95kwpton | DEER2023 |  | 2022-03-14 19:29:28+00 | Any | Htl | New | CZ15 | cAVVG | Cap-Tons | 273.3933 | 139998.9062 | None | 959701.625 | 162049.9062 | 293493.5 | 0 | 411770 | 0 | 17781.6699 | 74605.8203 | 44903.6797 | 7008.9058 | 5020.584 | 0 | 5020.584 | 0 | 269.491 | 256.382
AirCldScrewChlr-0.95kwpton | DEER2023 |  | 2022-03-14 19:29:28+00 | Any | Htl | New | CZ16 | cAVVG | Cap-Tons | 118.4843 | 139998.9062 | None | 629266.625 | 162049.9062 | 293493.5 | 0 | 99084.0234 | 0 | 7719.1738 | 66919.5234 | 18493.8906 | 33964.3789 | 25514.8493 | 0 | 25514.8493 | 0 | 141.616 | 136.96
AirCldScrewChlr-0.95kwpton | DEER2023 |  | 2022-03-14 19:29:28+00 | Any | MBT | New | CZ01 | cAVVG | Cap-Tons | 173.0733 | 199999.2031 | None | 1252094 | 366189 | 737073.3125 | 0 | 31973.4707 | 0 | 4047.929 | 112803.3984 | 1740.551 | 51532.5898 | 14361.0803 | 0 | 14361.0803 | 0 | 415.889 | 183.352
AirCldScrewChlr-0.95kwpton | DEER2023 |  | 2022-03-14 19:29:28+00 | Any | MBT | New | CZ02 | cAVVG | Cap-Tons | 285.5302 | 199999.2031 | None | 1381427 | 366189 | 737073.3125 | 0 | 146284.2969 | 0 | 10599.3604 | 121274.7031 | 7367.1719 | 31741.4609 | 11427.5802 | 0 | 11427.5802 | 0 | 522.845 | 251.303
AirCldScrewChlr-0.95kwpton | DEER2023 |  | 2022-03-14 19:29:28+00 | Any | MBT | New | CZ03 | cAVVG | Cap-Tons | 222.3173 | 199999.2031 | None | 1338843 | 366189 | 737073.3125 | 0 | 104968.2969 | 0 | 8662.1143 | 121943.6016 | 6175.3989 | 26176.8496 | 10405.0502 | 0 | 10405.0502 | 0 | 455.509 | 207.808
AirCldScrewChlr-0.95kwpton | DEER2023 |  | 2022-03-14 19:29:28+00 | Any | MBT | New | CZ04 | cAVVG | Cap-Tons | 278.5123 | 199999.2031 | None | 1421118 | 366189 | 737073.3125 | 0 | 179288.7969 | 0 | 12684.79 | 125876 | 9664.8291 | 21938.7207 | 9399.8528 | 0 | 9399.8528 | 0 | 523.392 | 257.523
AirCldScrewChlr-0.95kwpton | DEER2023 |  | 2022-03-14 19:29:28+00 | Any | MBT | New | CZ05 | cAVVG | Cap-Tons | 214.5538 | 199999.2031 | None | 1359697 | 366189 | 737073.3125 | 0 | 123255.2031 | 0 | 9419.375 | 123753.8984 | 7119.2129 | 24565.7207 | 10170.2899 | 0 | 10170.2899 | 0 | 448.85 | 194.647
AirCldScrewChlr-0.95kwpton | DEER2023 |  | 2022-03-14 19:29:28+00 | Any | MBT | New | CZ06 | cAVVG | Cap-Tons | 301.4818 | 199999.2031 | None | 1488539 | 366189 | 737073.3125 | 0 | 238970.7969 | 0 | 17064.8105 | 129235.1016 | 11795.8604 | 11331.8301 | 8087.1213 | 0 | 8087.1213 | 0 | 494.325 | 227.57
AirCldScrewChlr-0.95kwpton | DEER2023 |  | 2022-03-14 19:29:28+00 | Any | MBT | New | CZ07 | cAVVG | Cap-Tons | 301.131 | 199999.2031 | None | 1449224 | 366189 | 737073.3125 | 0 | 203507.9062 | 0 | 13507.0996 | 128941.2031 | 11332.71 | 8298.1191 | 7617.5987 | 0 | 7617.5987 | 0 | 485.643 | 215.953
AirCldScrewChlr-0.95kwpton | DEER2023 |  | 2022-03-14 19:29:28+00 | Any | MBT | New | CZ08 | cAVVG | Cap-Tons | 334.8858 | 199999.2031 | None | 1525482 | 366189 | 737073.3125 | 0 | 271780.5938 | 0 | 17571.6504 | 132862.0938 | 14222.4297 | 10461.2803 | 7689.9802 | 0 | 7689.9802 | 0 | 531.835 | 239.923
AirCldScrewChlr-0.95kwpton | DEER2023 |  | 2022-03-14 19:29:28+00 | Any | MBT | New | CZ09 | cAVVG | Cap-Tons | 365.1897 | 199999.2031 | None | 1498251 | 366189 | 737073.3125 | 0 | 249672 | 0 | 14637.2402 | 130674 | 13221.9297 | 13411.5498 | 7819.751 | 0 | 7819.751 | 0 | 534.402 | 261.258
AirCldScrewChlr-0.95kwpton | DEER2023 |  | 2022-03-14 19:29:28+00 | Any | MBT | New | CZ10 | cAVVG | Cap-Tons | 339.4217 | 199999.2031 | None | 1526366 | 366189 | 737073.3125 | 0 | 275199.6875 | 0 | 16822.7891 | 131075.4062 | 14029.8203 | 14999.6699 | 8258.3827 | 0 | 8258.3827 | 0 | 569.703 | 271.577
AirCldScrewChlr-0.95kwpton | DEER2023 |  | 2022-03-14 19:29:28+00 | Any | MBT | New | CZ11 | cAVVG | Cap-Tons | 345.7535 | 199999.2031 | None | 1503376 | 366189 | 737073.3125 | 0 | 256699.4062 | 0 | 15911.0801 | 127497.8984 | 13547.1904 | 24742.3809 | 10568.2701 | 0 | 10568.2701 | 0 | 597.768 | 323.558
AirCldScrewChlr-0.95kwpton | DEER2023 |  | 2022-03-14 19:29:28+00 | Any | MBT | New | CZ12 | cAVVG | Cap-Tons | 325.3683 | 199999.2031 | None | 1447761 | 366189 | 737073.3125 | 0 | 205118.5938 | 0 | 13427.4805 | 125947.1016 | 10795.6504 | 27133.0996 | 10510.7597 | 0 | 10510.7597 | 0 | 577.451 | 299.964
AirCldScrewChlr-0.95kwpton | DEER2023 |  | 2022-03-14 19:29:28+00 | Any | MBT | New | CZ13 | cAVVG | Cap-Tons | 353.6912 | 199999.2031 | None | 1530486 | 366189 | 737073.3125 | 0 | 278658.4062 | 0 | 16593.4199 | 131965.5 | 15160.4102 | 23629.4395 | 9780.192 | 0 | 9780.192 | 0 | 606.688 | 323.95
AirCldScrewChlr-0.95kwpton | DEER2023 |  | 2022-03-14 19:29:28+00 | Any | MBT | New | CZ14 | cAVVG | Cap-Tons | 365.1983 | 199999.2031 | None | 1513324 | 366189 | 737073.3125 | 0 | 263767.9062 | 0 | 16293.4297 | 129994.5 | 13630.1299 | 23185.1191 | 10736.3597 | 0 | 10736.3597 | 0 | 595.86 | 302.145
AirCldScrewChlr-0.95kwpton | DEER2023 |  | 2022-03-14 19:29:28+00 | Any | MBT | New | CZ15 | cAVVG | Cap-Tons | 453.7342 | 199999.2031 | None | 1766963 | 366189 | 737073.3125 | 0 | 491509.5 | 0 | 25510.4707 | 146675.0938 | 24438.4609 | 6849.1079 | 6645.0118 | 0 | 6645.0118 | 0 | 684.274 | 370.973
AirCldScrewChlr-0.95kwpton | DEER2023 |  | 2022-03-14 19:29:28+00 | Any | MBT | New | CZ16 | cAVVG | Cap-Tons | 224.0473 | 199999.2031 | None | 1320700 | 366189 | 737073.3125 | 0 | 94225.0625 | 0 | 8178.0542 | 115028.2031 | 5979.6309 | 43807.7891 | 19321.3696 | 0 | 19321.3696 | 0 | 466.106 | 219.253
AirCldScrewChlr-0.95kwpton | DEER2023 |  | 2022-03-14 19:29:28+00 | Any | Nrs | New | CZ01 | cAVVG | Cap-Tons | 62.0487 | 60654.5781 | None | 641960.375 | 124089.5 | 419568.5938 | 0 | 3975.165 | 0 | 1612.868 | 92713.5938 | 995.0484 | 74955.3125 | 23791.4598 | 117.2249 | 23674.24 | 0 | 107.668 | 102.195
AirCldScrewChlr-0.95kwpton | DEER2023 |  | 2022-03-14 19:29:28+00 | Any | Nrs | New | CZ02 | cAVVG | Cap-Tons | 100.1231 | 60654.5781 | None | 692167.375 | 124089.5 | 419568.5938 | 0 | 52100.1914 | 0 | 3235.8879 | 93172.6797 | 14471.7803 | 49962.6602 | 16360.2995 | 117.2249 | 16243.0694 | 0 | 151.497 | 138.406
AirCldScrewChlr-0.95kwpton | DEER2023 |  | 2022-03-14 19:29:28+00 | Any | Nrs | New | CZ03 | cAVVG | Cap-Tons | 79.9441 | 60654.5781 | None | 667144.8125 | 124089.5 | 419568.5938 | 0 | 28027.2598 | 0 | 2357.6299 | 93100.8984 | 9188.6377 | 50144 | 13932.5094 | 117.2249 | 13815.2806 | 0 | 123.983 | 118.122
AirCldScrewChlr-0.95kwpton | DEER2023 |  | 2022-03-14 19:29:28+00 | Any | Nrs | New | CZ04 | cAVVG | Cap-Tons | 96.34 | 60654.5781 | None | 710687.8125 | 124089.5 | 419568.5938 | 0 | 69861.7188 | 0 | 3832.6819 | 93334.5 | 19801.4102 | 37403.25 | 11388.4006 | 117.2249 | 11271.1706 | 0 | 152.524 | 144.476
AirCldScrewChlr-0.95kwpton | DEER2023 |  | 2022-03-14 19:29:28+00 | Any | Nrs | New | CZ05 | cAVVG | Cap-Tons | 77.4103 | 60654.5781 | None | 671859 | 124089.5 | 419568.5938 | 0 | 32558.7695 | 0 | 2493.2129 | 93148.2969 | 11479.0098 | 48236.8203 | 14483.8502 | 117.2249 | 14366.6304 | 0 | 122.948 | 109.192
AirCldScrewChlr-0.95kwpton | DEER2023 |  | 2022-03-14 19:29:28+00 | Any | Nrs | New | CZ06 | cAVVG | Cap-Tons | 102.7199 | 60654.5781 | None | 723123.375 | 124089.5 | 419568.5938 | 0 | 82132.3125 | 0 | 3951.9839 | 93380.2266 | 23860.0801 | 26495.2207 | 7998.6522 | 117.2249 | 7881.4278 | 0 | 132.338 | 127.657
AirCldScrewChlr-0.95kwpton | DEER2023 |  | 2022-03-14 19:29:28+00 | Any | Nrs | New | CZ07 | cAVVG | Cap-Tons | 103.4304 | 60654.5781 | None | 713178.6875 | 124089.5 | 419568.5938 | 0 | 72617.9688 | 0 | 3535.429 | 93366.4531 | 22998.7891 | 23755.7695 | 6831.7133 | 117.2249 | 6714.4883 | 0 | 126.901 | 118.072
AirCldScrewChlr-0.95kwpton | DEER2023 |  | 2022-03-14 19:29:28+00 | Any | Nrs | New | CZ08 | cAVVG | Cap-Tons | 112.0452 | 60654.5781 | None | 749605.3125 | 124089.5 | 419568.5938 | 0 | 107325.1016 | 0 | 5130.1611 | 93491.2266 | 28146.5391 | 23892.9609 | 7642.2061 | 117.2249 | 7524.9818 | 0 | 153.436 | 135.502
AirCldScrewChlr-0.95kwpton | DEER2023 |  | 2022-03-14 19:29:28+00 | Any | Nrs | New | CZ09 | cAVVG | Cap-Tons | 128.7525 | 60654.5781 | None | 747289.125 | 124089.5 | 419568.5938 | 0 | 105573.2031 | 0 | 4559.5381 | 93497.6094 | 27114.6895 | 26556.8906 | 8027.0643 | 117.2249 | 7909.84 | 0 | 157.337 | 146.593
AirCldScrewChlr-0.95kwpton | DEER2023 |  | 2022-03-14 19:29:28+00 | Any | Nrs | New | CZ10 | cAVVG | Cap-Tons | 116.0286 | 60654.5781 | None | 760187.1875 | 124089.5 | 419568.5938 | 0 | 117562 | 0 | 5441.9209 | 93524.4766 | 28141.0898 | 27918.5391 | 9362.9363 | 117.2249 | 9245.7088 | 0 | 164.469 | 148.969
AirCldScrewChlr-0.95kwpton | DEER2023 |  | 2022-03-14 19:29:28+00 | Any | Nrs | New | CZ11 | cAVVG | Cap-Tons | 118.8625 | 60654.5781 | None | 766887.375 | 124089.5 | 419568.5938 | 0 | 123919.2969 | 0 | 5864.374 | 93446.0234 | 25659.8105 | 36486.9414 | 13472.9101 | 117.2249 | 13355.6902 | 0 | 180.336 | 176.372
AirCldScrewChlr-0.95kwpton | DEER2023 |  | 2022-03-14 19:29:28+00 | Any | Nrs | New | CZ12 | cAVVG | Cap-Tons | 110.2839 | 60654.5781 | None | 729690.1875 | 124089.5 | 419568.5938 | 0 | 88059.3281 | 0 | 4611.0132 | 93361.1406 | 21066.5098 | 39437.5312 | 13590.3002 | 117.2249 | 13473.0701 | 0 | 169.461 | 163.715
AirCldScrewChlr-0.95kwpton | DEER2023 |  | 2022-03-14 19:29:28+00 | Any | Nrs | New | CZ13 | cAVVG | Cap-Tons | 118.2186 | 60654.5781 | None | 782218.125 | 124089.5 | 419568.5938 | 0 | 138717.4062 | 0 | 6296.1089 | 93546.8125 | 29161.5801 | 32067.1504 | 11800.9306 | 117.2249 | 11683.7005 | 0 | 180.58 | 173.744
AirCldScrewChlr-0.95kwpton | DEER2023 |  | 2022-03-14 19:29:28+00 | Any | Nrs | New | CZ14 | cAVVG | Cap-Tons | 121.6014 | 60654.5781 | None | 768578.625 | 124089.5 | 419568.5938 | 0 | 125722.7969 | 0 | 5669.292 | 93528.1875 | 26826.3398 | 35014.6992 | 14467.2102 | 117.2249 | 14349.9802 | 0 | 179.433 | 166.387
AirCldScrewChlr-0.95kwpton | DEER2023 |  | 2022-03-14 19:29:28+00 | Any | Nrs | New | CZ15 | cAVVG | Cap-Tons | 156.3556 | 60654.5781 | None | 899767.375 | 124089.5 | 419568.5938 | 0 | 252787.5 | 0 | 9291.5391 | 94030.3672 | 43631.8008 | 13733.6699 | 4999.1642 | 117.2249 | 4881.9389 | 0 | 214.38 | 201.327
AirCldScrewChlr-0.95kwpton | DEER2023 |  | 2022-03-14 19:29:28+00 | Any | Nrs | New | CZ16 | cAVVG | Cap-Tons | 78.6469 | 60654.5781 | None | 680668.375 | 124089.5 | 419568.5938 | 0 | 40730.0703 | 0 | 3243.3911 | 93035.8906 | 13913.9902 | 54850.1797 | 26251.1002 | 117.2249 | 26133.8701 | 0 | 131.402 | 125.081
AirCldScrewChlr-0.95kwpton | DEER2023 |  | 2022-03-14 19:29:28+00 | Any | OfL | New | CZ01 | cAVVG | Cap-Tons | 239.6178 | 174998.9062 | None | 1309950 | 289618.8125 | 892052.375 | 0 | 34772.4102 | 0 | 3939.189 | 89567.2266 | 165.0932 | 50263.3789 | 6667.1072 | 0 | 6667.1072 | 0 | 421.423 | 235.395
AirCldScrewChlr-0.95kwpton | DEER2023 |  | 2022-03-14 19:29:28+00 | Any | OfL | New | CZ02 | cAVVG | Cap-Tons | 355.4287 | 174998.9062 | None | 1493166 | 289618.8125 | 892052.375 | 0 | 185853.2969 | 0 | 12277.2197 | 113364.7969 | 4558.1768 | 27432.7695 | 5273.5901 | 0 | 5273.5901 | 0 | 550.23 | 309.754
AirCldScrewChlr-0.95kwpton | DEER2023 |  | 2022-03-14 19:29:28+00 | Any | OfL | New | CZ03 | cAVVG | Cap-Tons | 290.8132 | 174998.9062 | None | 1424912 | 289618.8125 | 892052.375 | 0 | 126962 | 0 | 9274.123 | 107005 | 3230.9509 | 23888.7793 | 3831.6998 | 0 | 3831.6998 | 0 | 479.072 | 266.15
AirCldScrewChlr-0.95kwpton | DEER2023 |  | 2022-03-14 19:29:28+00 | Any | OfL | New | CZ04 | cAVVG | Cap-Tons | 355.2392 | 174998.9062 | None | 1540655 | 289618.8125 | 892052.375 | 0 | 223491.7969 | 0 | 14652.2803 | 120839.8984 | 11495.8301 | 18000.7305 | 3651.489 | 0 | 3651.489 | 0 | 554.769 | 313.376
AirCldScrewChlr-0.95kwpton | DEER2023 |  | 2022-03-14 19:29:28+00 | Any | OfL | New | CZ05 | cAVVG | Cap-Tons | 286.4257 | 174998.9062 | None | 1458891 | 289618.8125 | 892052.375 | 0 | 155251.2969 | 0 | 10525.9697 | 111442.5 | 2898.3821 | 18109.9707 | 2842.521 | 0 | 2842.521 | 0 | 472.426 | 247.912
AirCldScrewChlr-0.95kwpton | DEER2023 |  | 2022-03-14 19:29:28+00 | Any | OfL | New | CZ06 | cAVVG | Cap-Tons | 360.4353 | 174998.9062 | None | 1609763 | 289618.8125 | 892052.375 | 0 | 285198.9062 | 0 | 17757.1602 | 125136.7031 | 31565.6699 | 7660.2881 | 1545.824 | 0 | 1545.824 | 0 | 513.369 | 270.508
AirCldScrewChlr-0.95kwpton | DEER2023 |  | 2022-03-14 19:29:28+00 | Any | OfL | New | CZ07 | cAVVG | Cap-Tons | 361.6923 | 174998.9062 | None | 1561547 | 289618.8125 | 892052.375 | 0 | 239552.0938 | 0 | 14588.9502 | 125735.3984 | 30871.6699 | 6598.7681 | 931.3148 | 0 | 931.3148 | 0 | 500.973 | 256.58
AirCldScrewChlr-0.95kwpton | DEER2023 |  | 2022-03-14 19:29:28+00 | Any | OfL | New | CZ08 | cAVVG | Cap-Tons | 397.5577 | 174998.9062 | None | 1663016 | 289618.8125 | 892052.375 | 0 | 326925.5938 | 0 | 18439.5605 | 135980.7969 | 53658.2812 | 6632.6411 | 1481.805 | 0 | 1481.805 | 0 | 565.839 | 281.607
AirCldScrewChlr-0.95kwpton | DEER2023 |  | 2022-03-14 19:29:28+00 | Any | OfL | New | CZ09 | cAVVG | Cap-Tons | 440.7655 | 174998.9062 | None | 1637886 | 289618.8125 | 892052.375 | 0 | 306855.5 | 0 | 15568.4805 | 133791.2031 | 28569.8809 | 11496.0703 | 1779.884 | 0 | 1779.884 | 0 | 565.03 | 306.803
AirCldScrewChlr-0.95kwpton | DEER2023 |  | 2022-03-14 19:29:28+00 | Any | OfL | New | CZ10 | cAVVG | Cap-Tons | 413.0813 | 174998.9062 | None | 1674234 | 289618.8125 | 892052.375 | 0 | 336155.9062 | 0 | 18267.5996 | 138140.2969 | 38847.1797 | 12326.3896 | 2223.6461 | 0 | 2223.6461 | 0 | 595.229 | 312.035
AirCldScrewChlr-0.95kwpton | DEER2023 |  | 2022-03-14 19:29:28+00 | Any | OfL | New | CZ11 | cAVVG | Cap-Tons | 411.7397 | 174998.9062 | None | 1649948 | 289618.8125 | 892052.375 | 0 | 313000.3125 | 0 | 18142.3496 | 137134 | 27656.8008 | 23951.7207 | 6072.2752 | 0 | 6072.2752 | 0 | 625.86 | 384.152
AirCldScrewChlr-0.95kwpton | DEER2023 |  | 2022-03-14 19:29:28+00 | Any | OfL | New | CZ12 | cAVVG | Cap-Tons | 390.1103 | 174998.9062 | None | 1581827 | 289618.8125 | 892052.375 | 0 | 255703.2969 | 0 | 15616.2695 | 128837.1016 | 14532.6504 | 24504.4492 | 5293.7901 | 0 | 5293.7901 | 0 | 602.24 | 359.778
AirCldScrewChlr-0.95kwpton | DEER2023 |  | 2022-03-14 19:29:28+00 | Any | OfL | New | CZ13 | cAVVG | Cap-Tons | 404.4273 | 174998.9062 | None | 1680674 | 289618.8125 | 892052.375 | 0 | 335359 | 0 | 19478.0605 | 144166.2031 | 51953.8008 | 22293.0508 | 4801.048 | 0 | 4801.048 | 0 | 636.89 | 370.06
AirCldScrewChlr-0.95kwpton | DEER2023 |  | 2022-03-14 19:29:28+00 | Any | OfL | New | CZ14 | cAVVG | Cap-Tons | 426.4855 | 174998.9062 | None | 1667036 | 289618.8125 | 892052.375 | 0 | 325947.3125 | 0 | 18719.0898 | 140699 | 42220.3086 | 21413.7305 | 5058.6118 | 0 | 5058.6118 | 0 | 627.943 | 345.218
AirCldScrewChlr-0.95kwpton | DEER2023 |  | 2022-03-14 19:29:28+00 | Any | OfL | New | CZ15 | cAVVG | Cap-Tons | 522.6572 | 174998.9062 | None | 1950096 | 289618.8125 | 892052.375 | 0 | 570905.3125 | 0 | 27367.1992 | 170153.5938 | 96935.1016 | 5014.4868 | 1351.231 | 0 | 1351.231 | 0 | 732.441 | 393.273
AirCldScrewChlr-0.95kwpton | DEER2023 |  | 2022-03-14 19:29:28+00 | Any | OfL | New | CZ16 | cAVVG | Cap-Tons | 292.609 | 174998.9062 | None | 1446793 | 289618.8125 | 892052.375 | 0 | 130429.7031 | 0 | 10833.3604 | 123858.8984 | 8690.1416 | 45788.9609 | 14307.1795 | 0 | 14307.1795 | 0 | 499.851 | 285.367
AirCldScrewChlr-0.95kwpton | DEER2023 |  | 2022-03-14 19:29:28+00 | Any | OfS | New | CZ01 | cAVVG | Cap-Tons | 13.9541 | 10000.0801 | None | 65355.2109 | 13865.4297 | 42917.1289 | 0 | 2138.575 | 0 | 699.2557 | 5734.7251 | 90.2619 | 3749.2571 | 1204.738 | 0 | 1204.738 | 0 | 24.224 | 11.526
AirCldScrewChlr-0.95kwpton | DEER2023 |  | 2022-03-14 19:29:28+00 | Any | OfS | New | CZ02 | cAVVG | Cap-Tons | 20.6019 | 10000.0801 | None | 77644.6875 | 13865.4297 | 42917.1289 | 0 | 12220.5303 | 0 | 1636.61 | 7004.8931 | 1132.551 | 2011.772 | 841.4677 | 0 | 841.4677 | 0 | 32.869 | 16.214
AirCldScrewChlr-0.95kwpton | DEER2023 |  | 2022-03-14 19:29:28+00 | Any | OfS | New | CZ03 | cAVVG | Cap-Tons | 17.9189 | 10000.0801 | None | 72887.7969 | 13865.4297 | 42917.1289 | 0 | 8298.7539 | 0 | 1333.7729 | 6472.6118 | 667.0688 | 1897.629 | 727.8162 | 0 | 727.8162 | 0 | 27.697 | 13.385
AirCldScrewChlr-0.95kwpton | DEER2023 |  | 2022-03-14 19:29:28+00 | Any | OfS | New | CZ04 | cAVVG | Cap-Tons | 21.4147 | 10000.0801 | None | 81045 | 13865.4297 | 42917.1289 | 0 | 14913.2695 | 0 | 1979.877 | 7369.1831 | 1655.108 | 1427.489 | 606.2732 | 0 | 606.2732 | 0 | 32.774 | 16.468
AirCldScrewChlr-0.95kwpton | DEER2023 |  | 2022-03-14 19:29:28+00 | Any | OfS | New | CZ05 | cAVVG | Cap-Tons | 15.8386 | 10000.0801 | None | 74515.7109 | 13865.4297 | 42917.1289 | 0 | 9572.084 | 0 | 1375.396 | 6785.585 | 689.3812 | 1586.423 | 671.4159 | 0 | 671.4159 | 0 | 27.296 | 12.085
AirCldScrewChlr-0.95kwpton | DEER2023 |  | 2022-03-14 19:29:28+00 | Any | OfS | New | CZ06 | cAVVG | Cap-Tons | 22.3435 | 10000.0801 | None | 84629.0078 | 13865.4297 | 42917.1289 | 0 | 18209.3496 | 0 | 2160.988 | 7475.9941 | 1607.724 | 688.9059 | 389.4757 | 0 | 389.4757 | 0 | 30.226 | 13.52
AirCldScrewChlr-0.95kwpton | DEER2023 |  | 2022-03-14 19:29:28+00 | Any | OfS | New | CZ07 | cAVVG | Cap-Tons | 21.3755 | 10000.0801 | None | 81232.7891 | 13865.4297 | 42917.1289 | 0 | 15350.3203 | 0 | 1827.365 | 7272.4312 | 1485.422 | 619.4046 | 317.9776 | 0 | 317.9776 | 0 | 29.239 | 12.385
AirCldScrewChlr-0.95kwpton | DEER2023 |  | 2022-03-14 19:29:28+00 | Any | OfS | New | CZ08 | cAVVG | Cap-Tons | 23.315 | 10000.0801 | None | 88372.2578 | 13865.4297 | 42917.1289 | 0 | 21312.5996 | 0 | 2202.176 | 8074.8242 | 2598.0549 | 645.8249 | 378.4287 | 0 | 378.4287 | 0 | 33.769 | 15.149
AirCldScrewChlr-0.95kwpton | DEER2023 |  | 2022-03-14 19:29:28+00 | Any | OfS | New | CZ09 | cAVVG | Cap-Tons | 27.6906 | 10000.0801 | None | 88375.1328 | 13865.4297 | 42917.1289 | 0 | 21082.5293 | 0 | 2601.4121 | 7908.5132 | 2529.3601 | 886.8649 | 362.8341 | 0 | 362.8341 | 0 | 33.443 | 16.003
AirCldScrewChlr-0.95kwpton | DEER2023 |  | 2022-03-14 19:29:28+00 | Any | OfS | New | CZ10 | cAVVG | Cap-Tons | 25.2521 | 10000.0801 | None | 89869.6328 | 13865.4297 | 42917.1289 | 0 | 22549.2109 | 0 | 2372.292 | 8165.4438 | 2984.396 | 967.2518 | 409.7421 | 0 | 409.7421 | 0 | 35.7 | 16.494
AirCldScrewChlr-0.95kwpton | DEER2023 |  | 2022-03-14 19:29:28+00 | Any | OfS | New | CZ11 | cAVVG | Cap-Tons | 25.2603 | 10000.0801 | None | 88472.9062 | 13865.4297 | 42917.1289 | 0 | 21152.5898 | 0 | 2130.0891 | 8407.5518 | 3506.928 | 1736.788 | 739.537 | 0 | 739.537 | 0 | 37.565 | 21.187
AirCldScrewChlr-0.95kwpton | DEER2023 |  | 2022-03-14 19:29:28+00 | Any | OfS | New | CZ12 | cAVVG | Cap-Tons | 23.6061 | 10000.0801 | None | 84081.4062 | 13865.4297 | 42917.1289 | 0 | 17326.2598 | 0 | 2022.863 | 7949.6191 | 2103.219 | 1808.528 | 757.3002 | 0 | 757.3002 | 0 | 36.429 | 19.626
AirCldScrewChlr-0.95kwpton | DEER2023 |  | 2022-03-14 19:29:28+00 | Any | OfS | New | CZ13 | cAVVG | Cap-Tons | 25.6917 | 10000.0801 | None | 90657.0391 | 13865.4297 | 42917.1289 | 0 | 22703.4004 | 0 | 2402.229 | 8768.7314 | 4121.3862 | 1608.4139 | 639.4872 | 0 | 639.4872 | 0 | 37.961 | 20.326
AirCldScrewChlr-0.95kwpton | DEER2023 |  | 2022-03-14 19:29:28+00 | Any | OfS | New | CZ14 | cAVVG | Cap-Tons | 27.2422 | 10000.0801 | None | 90163.6094 | 13865.4297 | 42917.1289 | 0 | 22269.4395 | 0 | 2453.292 | 8658.1943 | 3539.1001 | 1625.73 | 663.0521 | 0 | 663.0521 | 0 | 37.631 | 18.602
AirCldScrewChlr-0.95kwpton | DEER2023 |  | 2022-03-14 19:29:28+00 | Any | OfS | New | CZ15 | cAVVG | Cap-Tons | 32.0846 | 10000.0801 | None | 109693.2969 | 13865.4297 | 42917.1289 | 0 | 39207.6406 | 0 | 3374.363 | 10328.5596 | 6710.8359 | 384.0719 | 173.4966 | 0 | 173.4966 | 0 | 44.695 | 22.03
AirCldScrewChlr-0.95kwpton | DEER2023 |  | 2022-03-14 19:29:28+00 | Any | OfS | New | CZ16 | cAVVG | Cap-Tons | 17.013 | 10000.0801 | None | 74833.5625 | 13865.4297 | 42917.1289 | 0 | 8429.9805 | 0 | 1424.08 | 8196.8652 | 1309.468 | 3554.7849 | 1541.7459 | 0 | 1541.7459 | 0 | 29.334 | 14.631
AirCldScrewChlr-0.95kwpton | DEER2023 |  | 2022-03-14 19:29:28+00 | Any | Rt3 | New | CZ01 | cAVVG | Cap-Tons | 128.2081 | 120000.5 | None | 1010543 | 514297.1875 | 410310 | 0 | 18437.9004 | 0 | 2608.085 | 64889.6602 | 13581.5801 | 33791.5 | 8281.4138 | 0 | 8281.4138 | 0 | 266.866 | 214.928
AirCldScrewChlr-0.95kwpton | DEER2023 |  | 2022-03-14 19:29:28+00 | Any | Rt3 | New | CZ02 | cAVVG | Cap-Tons | 224.1828 | 120000.5 | None | 1146445 | 514297.1875 | 410310 | 0 | 134937.7031 | 0 | 9338.3457 | 77561.0234 | 43864.3398 | 15156.21 | 5888.032 | 0 | 5888.032 | 0 | 362.026 | 301.19
AirCldScrewChlr-0.95kwpton | DEER2023 |  | 2022-03-14 19:29:28+00 | Any | Rt3 | New | CZ03 | cAVVG | Cap-Tons | 178.2805 | 120000.5 | None | 1087413 | 514297.1875 | 410310 | 0 | 83890.7266 | 0 | 6406.9941 | 72507.3984 | 39759.0195 | 14628.6201 | 4310.041 | 0 | 4310.041 | 0 | 302.083 | 257.021
AirCldScrewChlr-0.95kwpton | DEER2023 |  | 2022-03-14 19:29:28+00 | Any | Rt3 | New | CZ04 | cAVVG | Cap-Tons | 226.1252 | 120000.5 | None | 1190403 | 514297.1875 | 410310 | 0 | 171555.5 | 0 | 11146.6396 | 83092.3281 | 56911.2891 | 10058.3799 | 3534.3501 | 0 | 3534.3501 | 0 | 366.211 | 315.713
AirCldScrewChlr-0.95kwpton | DEER2023 |  | 2022-03-14 19:29:28+00 | Any | Rt3 | New | CZ05 | cAVVG | Cap-Tons | 167.5133 | 120000.5 | None | 1104876 | 514297.1875 | 410310 | 0 | 95879.7266 | 0 | 6598.2168 | 77789.8906 | 43845.1016 | 11864.9199 | 3201.143 | 0 | 3201.143 | 0 | 294.396 | 235.458
AirCldScrewChlr-0.95kwpton | DEER2023 |  | 2022-03-14 19:29:28+00 | Any | Rt3 | New | CZ06 | cAVVG | Cap-Tons | 237.0563 | 120000.5 | None | 1229752 | 514297.1875 | 410310 | 0 | 207576.5938 | 0 | 13373.5596 | 84193.6562 | 62633.1992 | 4507.6191 | 1317.317 | 0 | 1317.317 | 0 | 338.651 | 285.526
AirCldScrewChlr-0.95kwpton | DEER2023 |  | 2022-03-14 19:29:28+00 | Any | Rt3 | New | CZ07 | cAVVG | Cap-Tons | 231.252 | 120000.5 | None | 1201579 | 514297.1875 | 410310 | 0 | 179093.2031 | 0 | 11085.0703 | 86792.5781 | 65603.2109 | 3386.2009 | 815.4513 | 0 | 815.4513 | 0 | 330.374 | 278.009
AirCldScrewChlr-0.95kwpton | DEER2023 |  | 2022-03-14 19:29:28+00 | Any | Rt3 | New | CZ08 | cAVVG | Cap-Tons | 258.647 | 120000.5 | None | 1289135 | 514297.1875 | 410310 | 0 | 253001 | 0 | 14913.5303 | 96612.0625 | 78662.5781 | 3077.6909 | 1078.94 | 0 | 1078.94 | 0 | 371.034 | 299.376
AirCldScrewChlr-0.95kwpton | DEER2023 |  | 2022-03-14 19:29:28+00 | Any | Rt3 | New | CZ09 | cAVVG | Cap-Tons | 315.9945 | 120000.5 | None | 1263726 | 514297.1875 | 410310 | 0 | 237686.2031 | 0 | 11949.9697 | 89481.7734 | 72384.5391 | 4692.062 | 1401.9379 | 0 | 1401.9379 | 0 | 362.57 | 310.048
AirCldScrewChlr-0.95kwpton | DEER2023 |  | 2022-03-14 19:29:28+00 | Any | Rt3 | New | CZ10 | cAVVG | Cap-Tons | 276.7787 | 120000.5 | None | 1299289 | 514297.1875 | 410310 | 0 | 265696.5 | 0 | 14699.3096 | 94284.5234 | 76256.9922 | 6022.8682 | 2112.532 | 0 | 2112.532 | 0 | 414.432 | 350.403
AirCldScrewChlr-0.95kwpton | DEER2023 |  | 2022-03-14 19:29:28+00 | Any | Rt3 | New | CZ11 | cAVVG | Cap-Tons | 276.9912 | 120000.5 | None | 1272994 | 514297.1875 | 410310 | 0 | 245598.5 | 0 | 13764.9805 | 89022.2031 | 65531.0391 | 11702.25 | 4183.016 | 0 | 4183.016 | 0 | 420.072 | 368.692
AirCldScrewChlr-0.95kwpton | DEER2023 |  | 2022-03-14 19:29:28+00 | Any | Rt3 | New | CZ12 | cAVVG | Cap-Tons | 265.7432 | 120000.5 | None | 1222101 | 514297.1875 | 410310 | 0 | 201119.5938 | 0 | 12127.8096 | 84245.0234 | 59977.3906 | 12323.1602 | 4916.7642 | 0 | 4916.7642 | 0 | 412.964 | 359.361
AirCldScrewChlr-0.95kwpton | DEER2023 |  | 2022-03-14 19:29:28+00 | Any | Rt3 | New | CZ13 | cAVVG | Cap-Tons | 284.9072 | 120000.5 | None | 1308353 | 514297.1875 | 410310 | 0 | 273226.4062 | 0 | 15334.6104 | 95183.8984 | 75796.7891 | 10476.7305 | 3852.8909 | 0 | 3852.8909 | 0 | 434.855 | 383.356
AirCldScrewChlr-0.95kwpton | DEER2023 |  | 2022-03-14 19:29:28+00 | Any | Rt3 | New | CZ14 | cAVVG | Cap-Tons | 286.5403 | 120000.5 | None | 1272405 | 514297.1875 | 410310 | 0 | 245555.9062 | 0 | 13225.1201 | 89016.3906 | 64938.0195 | 10401.1396 | 3639.0259 | 0 | 3639.0259 | 0 | 414.726 | 349.398
AirCldScrewChlr-0.95kwpton | DEER2023 |  | 2022-03-14 19:29:28+00 | Any | Rt3 | New | CZ15 | cAVVG | Cap-Tons | 360.4552 | 120000.5 | None | 1519169 | 514297.1875 | 410310 | 0 | 458901 | 0 | 21983.8301 | 113676 | 106031.8984 | 1605.073 | 342.8159 | 0 | 342.8159 | 0 | 492.255 | 429.064
AirCldScrewChlr-0.95kwpton | DEER2023 |  | 2022-03-14 19:29:28+00 | Any | Rt3 | New | CZ16 | cAVVG | Cap-Tons | 178.089 | 120000.5 | None | 1098561 | 514297.1875 | 410310 | 0 | 89299.3594 | 0 | 7168.2139 | 77485.5469 | 38292.2383 | 24696.8809 | 13352.5005 | 0 | 13352.5005 | 0 | 318.444 | 266.532
AirCldScrewChlr-1.407kwpton | DEER2023 |  | 2022-03-14 19:29:28+00 | Any | ECC | New | CZ01 | cAVVG | Cap-Tons | 1 | 299999.5938 | None | 1708894 | 498675.5 | 838537.625 | 0 | 72967.9766 | 0 | 8606.9062 | 290104.8125 | 4634.2559 | 208150.9062 | 51323.0592 | 97.3874 | 51225.6819 | 0 | 702.998 | 535.634
AirCldScrewChlr-1.407kwpton | DEER2023 |  | 2022-03-14 19:29:28+00 | Any | ECC | New | CZ02 | cAVVG | Cap-Tons | 1 | 299999.5938 | None | 2084541 | 498675.5 | 838537.625 | 0 | 441422.0938 | 0 | 21835.8203 | 284067.6875 | 35158.1914 | 110873.7031 | 35666.3398 | 97.3874 | 35568.9293 | 0 | 1065.087 | 843.106
AirCldScrewChlr-1.407kwpton | DEER2023 |  | 2022-03-14 19:29:28+00 | Any | ECC | New | CZ03 | cAVVG | Cap-Tons | 1 | 299999.5938 | None | 1929450 | 498675.5 | 838537.625 | 0 | 295981.4062 | 0 | 17088.5898 | 279164.3125 | 27421.5 | 99455.75 | 30776 | 97.3874 | 30678.6099 | 0 | 833.12 | 686.856
AirCldScrewChlr-1.407kwpton | DEER2023 |  | 2022-03-14 19:29:28+00 | Any | ECC | New | CZ04 | cAVVG | Cap-Tons | 1 | 299999.5938 | None | 2212296 | 498675.5 | 838537.625 | 0 | 568980.1875 | 0 | 26343.0605 | 279757.3125 | 56983.7383 | 70296.7969 | 25826.1197 | 97.3874 | 25728.7296 | 0 | 1081.636 | 905.333
AirCldScrewChlr-1.407kwpton | DEER2023 |  | 2022-03-14 19:29:28+00 | Any | ECC | New | CZ05 | cAVVG | Cap-Tons | 1 | 299999.5938 | None | 1984539 | 498675.5 | 838537.625 | 0 | 338892.4062 | 0 | 17915.0098 | 290516.9062 | 31789.8594 | 95044.3438 | 28308.631 | 97.3874 | 28211.2512 | 0 | 811.524 | 583.758
AirCldScrewChlr-1.407kwpton | DEER2023 |  | 2022-03-14 19:29:28+00 | Any | ECC | New | CZ06 | cAVVG | Cap-Tons | 1 | 299999.5938 | None | 2381646 | 498675.5 | 838537.625 | 0 | 732814.3125 | 0 | 31577.8105 | 280038.9062 | 69696.6328 | 33413.6602 | 16123.8605 | 97.3874 | 16026.4704 | 0 | 949.456 | 786.245
AirCldScrewChlr-1.407kwpton | DEER2023 |  | 2022-03-14 19:29:28+00 | Any | ECC | New | CZ07 | cAVVG | Cap-Tons | 1 | 299999.5938 | None | 2268636 | 498675.5 | 838537.625 | 0 | 623346.1875 | 0 | 25356.8691 | 282718.3125 | 71801.8516 | 25091.5703 | 13974.4397 | 97.3874 | 13877.0406 | 0 | 918.718 | 754.686
AirCldScrewChlr-1.407kwpton | DEER2023 |  | 2022-03-14 19:29:28+00 | Any | ECC | New | CZ08 | cAVVG | Cap-Tons | 1 | 299999.5938 | None | 2526549 | 498675.5 | 838537.625 | 0 | 859493.5 | 0 | 33229.4883 | 296611.3125 | 90541.0391 | 28194.0293 | 14345.2301 | 97.3874 | 14247.8298 | 0 | 1078.016 | 808.267
AirCldScrewChlr-1.407kwpton | DEER2023 |  | 2022-03-14 19:29:28+00 | Any | ECC | New | CZ09 | cAVVG | Cap-Tons | 1 | 299999.5938 | None | 2470154 | 498675.5 | 838537.625 | 0 | 818908.625 | 0 | 32080.25 | 281949.3125 | 82339.2891 | 38711.2695 | 16375.7798 | 97.3874 | 16278.3898 | 0 | 1081.615 | 897.263
AirCldScrewChlr-1.407kwpton | DEER2023 |  | 2022-03-14 19:29:28+00 | Any | ECC | New | CZ10 | cAVVG | Cap-Tons | 1 | 299999.5938 | None | 2561442 | 498675.5 | 838537.625 | 0 | 899053.5 | 0 | 34463.6914 | 290711 | 87017.7812 | 44994.9609 | 19309.1597 | 97.3874 | 19211.7606 | 0 | 933.08 | 584.727
AirCldScrewChlr-1.407kwpton | DEER2023 |  | 2022-03-14 19:29:28+00 | Any | ECC | New | CZ11 | cAVVG | Cap-Tons | 1 | 299999.5938 | None | 2490307 | 498675.5 | 838537.625 | 0 | 822733.875 | 0 | 33972.2188 | 296386.6875 | 76807.5625 | 79634.7969 | 29029.6909 | 97.3874 | 28932.3008 | 0 | 1015.569 | 740.159
AirCldScrewChlr-1.407kwpton | DEER2023 |  | 2022-03-14 19:29:28+00 | Any | ECC | New | CZ12 | cAVVG | Cap-Tons | 1 | 299999.5938 | None | 2319967 | 498675.5 | 838537.625 | 0 | 656688 | 0 | 28724.5391 | 297339.9062 | 64869.4688 | 88576.0703 | 30073.9789 | 97.3874 | 29976.5888 | 0 | 961.662 | 680.091
AirCldScrewChlr-1.407kwpton | DEER2023 |  | 2022-03-14 19:29:28+00 | Any | ECC | New | CZ13 | cAVVG | Cap-Tons | 1 | 299999.5938 | None | 2613981 | 498675.5 | 838537.625 | 0 | 928639.8125 | 0 | 35893.8203 | 312232.8125 | 92388.0625 | 71531.4062 | 25489.3594 | 97.3874 | 25391.959 | 0 | 1025.241 | 714.453
AirCldScrewChlr-1.407kwpton | DEER2023 |  | 2022-03-14 19:29:28+00 | Any | ECC | New | CZ14 | cAVVG | Cap-Tons | 1 | 299999.5938 | None | 2531132 | 498675.5 | 838537.625 | 0 | 858280.625 | 0 | 33023.1797 | 302613 | 79084.8281 | 75070.6094 | 27234.2605 | 97.3874 | 27136.8704 | 0 | 1008.822 | 658.782
AirCldScrewChlr-1.407kwpton | DEER2023 |  | 2022-03-14 19:29:28+00 | Any | ECC | New | CZ15 | cAVVG | Cap-Tons | 1 | 299999.5938 | None | 3386697 | 498675.5 | 838537.625 | 0 | 1670393 | 0 | 52455.6406 | 326633.9062 | 148395.7031 | 15751.7197 | 9190.7008 | 97.3874 | 9093.3082 | 0 | 1280.312 | 882.978
AirCldScrewChlr-1.407kwpton | DEER2023 |  | 2022-03-14 19:29:28+00 | Any | ECC | New | CZ16 | cAVVG | Cap-Tons | 1 | 299999.5938 | None | 1959236 | 498675.5 | 838537.625 | 0 | 294206.0938 | 0 | 17239.9707 | 310575.3125 | 39430.5 | 157721.5 | 59083.479 | 97.3874 | 58986.0813 | 0 | 225.179 | 177.958
AirCldScrewChlr-1.407kwpton | DEER2023 |  | 2022-03-14 19:29:28+00 | Any | ESe | New | CZ01 | cAVVG | Cap-Tons | 1 | 149998.5938 | None | 618058.375 | 195048.5 | 287781.6875 | 0 | 25012.8594 | 0 | 4511.9238 | 105704.2969 | 411.2486 | 81871.0469 | 28034.8902 | 26.4167 | 28008.471 | 0 | 288.268 | 132.568
AirCldScrewChlr-1.407kwpton | DEER2023 |  | 2022-03-14 19:29:28+00 | Any | ESe | New | CZ02 | cAVVG | Cap-Tons | 1 | 149998.5938 | None | 756214 | 195048.5 | 287781.6875 | 0 | 159654.5 | 0 | 8937.8213 | 104792.2969 | 10188.7803 | 49574.0781 | 19469.9098 | 26.4167 | 19443.52 | 0 | 474.499 | 241.871
AirCldScrewChlr-1.407kwpton | DEER2023 |  | 2022-03-14 19:29:28+00 | Any | ESe | New | CZ03 | cAVVG | Cap-Tons | 1 | 149998.5938 | None | 686193.625 | 195048.5 | 287781.6875 | 0 | 99374.6172 | 0 | 6930.0962 | 97059.4297 | 4249.4551 | 46136.6406 | 16562.0698 | 26.4167 | 16535.6595 | 0 | 349.488 | 169.288
AirCldScrewChlr-1.407kwpton | DEER2023 |  | 2022-03-14 19:29:28+00 | Any | ESe | New | CZ04 | cAVVG | Cap-Tons | 1 | 149998.5938 | None | 798986 | 195048.5 | 287781.6875 | 0 | 203792.7969 | 0 | 10066.5801 | 102296.8984 | 13974.6904 | 34655.1992 | 13995.5994 | 26.4167 | 13969.1904 | 0 | 479.165 | 250.394
AirCldScrewChlr-1.407kwpton | DEER2023 |  | 2022-03-14 19:29:28+00 | Any | ESe | New | CZ05 | cAVVG | Cap-Tons | 1 | 149998.5938 | None | 713086.125 | 195048.5 | 287781.6875 | 0 | 123519.1016 | 0 | 7423.4082 | 99314.0391 | 5622.2598 | 40647.4492 | 14992.3802 | 26.4167 | 14965.9699 | 0 | 342.923 | 149.027
AirCldScrewChlr-1.407kwpton | DEER2023 |  | 2022-03-14 19:29:28+00 | Any | ESe | New | CZ06 | cAVVG | Cap-Tons | 1 | 149998.5938 | None | 842836 | 195048.5 | 287781.6875 | 0 | 253269.5 | 0 | 11471 | 95265.8906 | 12110.9902 | 17769.8105 | 8500.9402 | 26.4167 | 8474.5178 | 0 | 410.392 | 191.724
AirCldScrewChlr-1.407kwpton | DEER2023 |  | 2022-03-14 19:29:28+00 | Any | ESe | New | CZ07 | cAVVG | Cap-Tons | 1 | 149998.5938 | None | 794729.6875 | 195048.5 | 287781.6875 | 0 | 209081.0938 | 0 | 9152.3965 | 93666.5312 | 11572.8203 | 15766.04 | 7211.9482 | 26.4167 | 7185.527 | 0 | 395.409 | 174.926
AirCldScrewChlr-1.407kwpton | DEER2023 |  | 2022-03-14 19:29:28+00 | Any | ESe | New | CZ08 | cAVVG | Cap-Tons | 1 | 149998.5938 | None | 928271 | 195048.5 | 287781.6875 | 0 | 325402.1875 | 0 | 12723.3301 | 107315.7969 | 22006.4395 | 15382.5303 | 7441.3811 | 26.4167 | 7414.9632 | 0 | 480.38 | 212.41
AirCldScrewChlr-1.407kwpton | DEER2023 |  | 2022-03-14 19:29:28+00 | Any | ESe | New | CZ09 | cAVVG | Cap-Tons | 1 | 149998.5938 | None | 912663.3125 | 195048.5 | 287781.6875 | 0 | 310661 | 0 | 12832.8096 | 106339.8984 | 21144.9492 | 20704.0703 | 8742.4288 | 26.4167 | 8716.0102 | 0 | 482.688 | 245.094
AirCldScrewChlr-1.407kwpton | DEER2023 |  | 2022-03-14 19:29:28+00 | Any | ESe | New | CZ10 | cAVVG | Cap-Tons | 1 | 149998.5938 | None | 951946 | 195048.5 | 287781.6875 | 0 | 344137.4062 | 0 | 13551.9297 | 111427 | 23355.25 | 23003.1797 | 10225.1302 | 26.4167 | 10198.7002 | 0 | 160.338 | 119.823
AirCldScrewChlr-1.407kwpton | DEER2023 |  | 2022-03-14 19:29:28+00 | Any | ESe | New | CZ11 | cAVVG | Cap-Tons | 1 | 149998.5938 | None | 905753.3125 | 195048.5 | 287781.6875 | 0 | 302238.5938 | 0 | 12475.0996 | 108210.1016 | 21714.6992 | 35568.4219 | 15635.3101 | 26.4167 | 15608.8998 | 0 | 170.089 | 151.987
AirCldScrewChlr-1.407kwpton | DEER2023 |  | 2022-03-14 19:29:28+00 | Any | ESe | New | CZ12 | cAVVG | Cap-Tons | 1 | 149998.5938 | None | 842146.875 | 195048.5 | 287781.6875 | 0 | 239315.2031 | 0 | 10865.2695 | 109136.8984 | 17693.6895 | 40656.7695 | 16194.1402 | 26.4167 | 16167.7299 | 0 | 154.922 | 139.037
AirCldScrewChlr-1.407kwpton | DEER2023 |  | 2022-03-14 19:29:28+00 | Any | ESe | New | CZ13 | cAVVG | Cap-Tons | 1 | 149998.5938 | None | 955712.125 | 195048.5 | 287781.6875 | 0 | 343497.8125 | 0 | 13588.8096 | 115796 | 25708.9707 | 33125.6289 | 13808.7398 | 26.4167 | 13782.3296 | 0 | 165.133 | 148.297
AirCldScrewChlr-1.407kwpton | DEER2023 |  | 2022-03-14 19:29:28+00 | Any | ESe | New | CZ14 | cAVVG | Cap-Tons | 1 | 149998.5938 | None | 915789.5 | 195048.5 | 287781.6875 | 0 | 313831.3125 | 0 | 12405.9297 | 106722.6016 | 20119.1504 | 31887.1406 | 14321.4106 | 26.4167 | 14295.0003 | 0 | 171.561 | 129.164
AirCldScrewChlr-1.407kwpton | DEER2023 |  | 2022-03-14 19:29:28+00 | Any | ESe | New | CZ15 | cAVVG | Cap-Tons | 1 | 149998.5938 | None | 1283078 | 195048.5 | 287781.6875 | 0 | 654373.6875 | 0 | 20002.7793 | 125871.7031 | 37588.4414 | 8876.3564 | 4784.912 | 26.4167 | 4758.489 | 0 | 211 | 180.09
AirCldScrewChlr-1.407kwpton | DEER2023 |  | 2022-03-14 19:29:28+00 | Any | ESe | New | CZ16 | cAVVG | Cap-Tons | 1 | 149998.5938 | None | 704842.5 | 195048.5 | 287781.6875 | 0 | 104433.7969 | 0 | 7329.9858 | 110249.2031 | 12175.1797 | 64864.2695 | 31927.8003 | 26.4167 | 31901.3888 | 0 | 101.159 | 80.351
AirCldScrewChlr-1.407kwpton | DEER2023 |  | 2022-03-14 19:29:28+00 | Any | EUn | New | CZ01 | cAVVG | Cap-Tons | 1 | 930201.375 | None | 5040409 | 1432632 | 2778924 | 0 | 216625.7031 | 0 | 28103.8105 | 584118.375 | 37422.0195 | 432945.1875 | 178306.3962 | 181.5723 | 178124.9024 | 0 | 2154.174 | 1706.541
AirCldScrewChlr-1.407kwpton | DEER2023 |  | 2022-03-14 19:29:28+00 | Any | EUn | New | CZ02 | cAVVG | Cap-Tons | 1 | 930201.375 | None | 6240573 | 1432632 | 2778924 | 0 | 1345957 | 0 | 56214.1406 | 626841 | 220613.5938 | 228679 | 118108.7027 | 181.5723 | 117927.0963 | 0 | 3259.479 | 2661.043
AirCldScrewChlr-1.407kwpton | DEER2023 |  | 2022-03-14 19:29:28+00 | Any | EUn | New | CZ03 | cAVVG | Cap-Tons | 1 | 930201.375 | None | 5707573 | 1432632 | 2778924 | 0 | 845871.875 | 0 | 43482.6406 | 606656.625 | 176868.2031 | 223686.0938 | 98391.4701 | 181.5723 | 98209.8944 | 0 | 2577.414 | 2162.168
AirCldScrewChlr-1.407kwpton | DEER2023 |  | 2022-03-14 19:29:28+00 | Any | EUn | New | CZ04 | cAVVG | Cap-Tons | 1 | 930201.375 | None | 6575167 | 1432632 | 2778924 | 0 | 1669733 | 0 | 63276.0195 | 630597.125 | 299320.1875 | 153466.7031 | 80855.9718 | 181.5723 | 80674.391 | 0 | 3300.955 | 2808.918
AirCldScrewChlr-1.407kwpton | DEER2023 |  | 2022-03-14 19:29:28+00 | Any | EUn | New | CZ05 | cAVVG | Cap-Tons | 1 | 930201.375 | None | 5869009 | 1432632 | 2778924 | 0 | 988326.625 | 0 | 45170.8906 | 623951.125 | 192108.4062 | 196755.7969 | 91516.6618 | 181.5723 | 91335.0758 | 0 | 2532.985 | 1888.436
AirCldScrewChlr-1.407kwpton | DEER2023 |  | 2022-03-14 19:29:28+00 | Any | EUn | New | CZ06 | cAVVG | Cap-Tons | 1 | 930201.375 | None | 6916256 | 1432632 | 2778924 | 0 | 2004848 | 0 | 68407.9688 | 631439.375 | 343375.5 | 85250.2031 | 48355.8912 | 181.5723 | 48174.3411 | 0 | 2907.97 | 2413.534
AirCldScrewChlr-1.407kwpton | DEER2023 |  | 2022-03-14 19:29:28+00 | Any | EUn | New | CZ07 | cAVVG | Cap-Tons | 1 | 930201.375 | None | 6548591 | 1432632 | 2778924 | 0 | 1653327 | 0 | 57536.0781 | 626167.125 | 322733.4062 | 83924.4531 | 41923.3408 | 181.5723 | 41741.7907 | 0 | 2787.255 | 2261.103
AirCldScrewChlr-1.407kwpton | DEER2023 |  | 2022-03-14 19:29:28+00 | Any | EUn | New | CZ08 | cAVVG | Cap-Tons | 1 | 930201.375 | None | 7373717 | 1432632 | 2778924 | 0 | 2426809 | 0 | 76962.2031 | 658386 | 411678.9062 | 68195.2969 | 42846.4998 | 181.5723 | 42664.9293 | 0 | 3341.505 | 2527.982
AirCldScrewChlr-1.407kwpton | DEER2023 |  | 2022-03-14 19:29:28+00 | Any | EUn | New | CZ09 | cAVVG | Cap-Tons | 1 | 930201.375 | None | 7260531 | 1432632 | 2778924 | 0 | 2324338 | 0 | 76043.1406 | 648589.5 | 385725.8125 | 90631.2031 | 48537.8202 | 181.5723 | 48356.2394 | 0 | 3332.062 | 2797.94
AirCldScrewChlr-1.407kwpton | DEER2023 |  | 2022-03-14 19:29:28+00 | Any | EUn | New | CZ10 | cAVVG | Cap-Tons | 1 | 930201.375 | None | 7569633 | 1432632 | 2778924 | 0 | 2613326 | 0 | 81248.2188 | 663495.625 | 403979.0938 | 99543.5938 | 57719.3114 | 181.5723 | 57537.751 | 0 | 2823.31 | 2248.938
AirCldScrewChlr-1.407kwpton | DEER2023 |  | 2022-03-14 19:29:28+00 | Any | EUn | New | CZ11 | cAVVG | Cap-Tons | 1 | 930201.375 | None | 7495589 | 1432632 | 2778924 | 0 | 2519575 | 0 | 81768.3828 | 682683.8125 | 388192.9062 | 167393.4062 | 90859.9706 | 181.5723 | 90678.4051 | 0 | 3126.652 | 2847.839
AirCldScrewChlr-1.407kwpton | DEER2023 |  | 2022-03-14 19:29:28+00 | Any | EUn | New | CZ12 | cAVVG | Cap-Tons | 1 | 930201.375 | None | 6954821 | 1432632 | 2778924 | 0 | 2008494 | 0 | 70877.3828 | 663889.375 | 336103.5 | 176173.7969 | 94664.4685 | 181.5723 | 94482.903 | 0 | 2913.102 | 2580.895
AirCldScrewChlr-1.407kwpton | DEER2023 |  | 2022-03-14 19:29:28+00 | Any | EUn | New | CZ13 | cAVVG | Cap-Tons | 1 | 930201.375 | None | 7818098 | 1432632 | 2778924 | 0 | 2811984 | 0 | 86920.0469 | 707633.3125 | 446571.4062 | 143167.0938 | 76501.3606 | 181.5723 | 76319.7798 | 0 | 3143.243 | 2818.365
AirCldScrewChlr-1.407kwpton | DEER2023 |  | 2022-03-14 19:29:28+00 | Any | EUn | New | CZ14 | cAVVG | Cap-Tons | 1 | 930201.375 | None | 7582296 | 1432632 | 2778924 | 0 | 2594568 | 0 | 82159.8281 | 694006.8125 | 406802.1875 | 146925.2969 | 84219.6787 | 181.5723 | 84038.1082 | 0 | 3065.302 | 2560.783
AirCldScrewChlr-1.407kwpton | DEER2023 |  | 2022-03-14 19:29:28+00 | Any | EUn | New | CZ15 | cAVVG | Cap-Tons | 1 | 930201.375 | None | 9992640 | 1432632 | 2778924 | 0 | 4883224 | 0 | 125213.5 | 772640.375 | 629589 | 35340.1289 | 22497.2902 | 181.5723 | 22315.7197 | 0 | 3904.619 | 3355.572
AirCldScrewChlr-1.407kwpton | DEER2023 |  | 2022-03-14 19:29:28+00 | Any | EUn | New | CZ16 | cAVVG | Cap-Tons | 1 | 930201.375 | None | 5830567 | 1432632 | 2778924 | 0 | 913292.875 | 0 | 47679.1094 | 658035.5 | 218002.0938 | 314321.3125 | 196919.1936 | 181.5723 | 196737.495 | 0 | 311.272 | 376.801
AirCldScrewChlr-1.407kwpton | DEER2023 |  | 2022-03-14 19:29:28+00 | Any | Hsp | New | CZ01 | cAVVG | Cap-Tons | 1 | 235501 | None | 2506952 | 848496.8125 | 1266427 | 0 | 37727.25 | 0 | 4145.4761 | 350158.5938 | 663.8987 | 288809.3125 | 52993.0906 | 81.3604 | 52911.7184 | 0 | 514.666 | 445.621
AirCldScrewChlr-1.407kwpton | DEER2023 |  | 2022-03-14 19:29:28+00 | Any | Hsp | New | CZ02 | cAVVG | Cap-Tons | 1 | 235501 | None | 2839253 | 848496.8125 | 1266427 | 0 | 355456.5 | 0 | 11545.3398 | 357330 | 10314.5303 | 194834.5 | 42794.7008 | 81.3604 | 42713.3389 | 0 | 729.129 | 634.894
AirCldScrewChlr-1.407kwpton | DEER2023 |  | 2022-03-14 19:29:28+00 | Any | Hsp | New | CZ03 | cAVVG | Cap-Tons | 1 | 235501 | None | 2695238 | 848496.8125 | 1266427 | 0 | 216994.5 | 0 | 8852.9307 | 354468.5938 | 9009.0723 | 183066.7031 | 35159.4112 | 81.3604 | 35078.0493 | 0 | 588.883 | 529.034
AirCldScrewChlr-1.407kwpton | DEER2023 |  | 2022-03-14 19:29:28+00 | Any | Hsp | New | CZ04 | cAVVG | Cap-Tons | 1 | 235501 | None | 2972252 | 848496.8125 | 1266427 | 0 | 481025.6875 | 0 | 15160.2002 | 361145.1875 | 21335.9609 | 136171.5 | 32938.1606 | 81.3604 | 32856.8013 | 0 | 728.991 | 661.029
AirCldScrewChlr-1.407kwpton | DEER2023 |  | 2022-03-14 19:29:28+00 | Any | Hsp | New | CZ05 | cAVVG | Cap-Tons | 1 | 235501 | None | 2728456 | 848496.8125 | 1266427 | 0 | 249190.4062 | 0 | 9388.4346 | 354956.3125 | 8846.1553 | 182299.4062 | 36046.5894 | 81.3604 | 35965.2198 | 0 | 581.519 | 487.605
AirCldScrewChlr-1.407kwpton | DEER2023 |  | 2022-03-14 19:29:28+00 | Any | Hsp | New | CZ06 | cAVVG | Cap-Tons | 1 | 235501 | None | 3114631 | 848496.8125 | 1266427 | 0 | 620869.6875 | 0 | 18380.5703 | 360459.5938 | 28645.0508 | 84615.7422 | 24992.6502 | 81.3604 | 24911.2806 | 0 | 623.182 | 568.133
AirCldScrewChlr-1.407kwpton | DEER2023 |  | 2022-03-14 19:29:28+00 | Any | Hsp | New | CZ07 | cAVVG | Cap-Tons | 1 | 235501 | None | 3067934 | 848496.8125 | 1266427 | 0 | 573682.8125 | 0 | 18797.4102 | 360532.3125 | 30099.9805 | 71395.1328 | 22708.8998 | 81.3604 | 22627.5405 | 0 | 608.663 | 549.009
AirCldScrewChlr-1.407kwpton | DEER2023 |  | 2022-03-14 19:29:28+00 | Any | Hsp | New | CZ08 | cAVVG | Cap-Tons | 1 | 235501 | None | 3226446 | 848496.8125 | 1266427 | 0 | 723859.6875 | 0 | 19939.9805 | 367725.1875 | 30603.6699 | 80337.1719 | 23385.1392 | 81.3604 | 23303.7798 | 0 | 713.33 | 607.996
AirCldScrewChlr-1.407kwpton | DEER2023 |  | 2022-03-14 19:29:28+00 | Any | Hsp | New | CZ09 | cAVVG | Cap-Tons | 1 | 235501 | None | 3216196 | 848496.8125 | 1266427 | 0 | 713619.8125 | 0 | 20567.25 | 367086.8125 | 27960.4199 | 96819.5312 | 25619.1104 | 81.3604 | 25537.7613 | 0 | 741.972 | 667.577
AirCldScrewChlr-1.407kwpton | DEER2023 |  | 2022-03-14 19:29:28+00 | Any | Hsp | New | CZ10 | cAVVG | Cap-Tons | 1 | 235501 | None | 3259565 | 848496.8125 | 1266427 | 0 | 756759.125 | 0 | 19184.8809 | 368699.8125 | 27890.1504 | 104430.8984 | 29039.4291 | 81.3604 | 28958.0698 | 0 | 811.439 | 691.984
AirCldScrewChlr-1.407kwpton | DEER2023 |  | 2022-03-14 19:29:28+00 | Any | Hsp | New | CZ11 | cAVVG | Cap-Tons | 1 | 235501 | None | 3247533 | 848496.8125 | 1266427 | 0 | 749321.8125 | 0 | 17280.1094 | 366009.9062 | 25239.75 | 138573.7969 | 37579.689 | 81.3604 | 37498.3194 | 0 | 864.398 | 802.229
AirCldScrewChlr-1.407kwpton | DEER2023 |  | 2022-03-14 19:29:28+00 | Any | Hsp | New | CZ12 | cAVVG | Cap-Tons | 1 | 235501 | None | 3056752 | 848496.8125 | 1266427 | 0 | 562719.3125 | 0 | 15678.6504 | 363432.9062 | 20401.5898 | 151518.2031 | 37588.759 | 81.3604 | 37507.3792 | 0 | 824.913 | 749.236
AirCldScrewChlr-1.407kwpton | DEER2023 |  | 2022-03-14 19:29:28+00 | Any | Hsp | New | CZ13 | cAVVG | Cap-Tons | 1 | 235501 | None | 3337086 | 848496.8125 | 1266427 | 0 | 833591.3125 | 0 | 18799.8906 | 369773.8125 | 29498.1992 | 122074.2969 | 33919.1706 | 81.3604 | 33837.801 | 0 | 854.505 | 787.529
AirCldScrewChlr-1.407kwpton | DEER2023 |  | 2022-03-14 19:29:28+00 | Any | Hsp | New | CZ14 | cAVVG | Cap-Tons | 1 | 235501 | None | 3257347 | 848496.8125 | 1266427 | 0 | 758909.625 | 0 | 18159.4199 | 365356.4062 | 25012.5195 | 136792.7969 | 40231.6006 | 81.3604 | 40150.249 | 0 | 844.153 | 744.247
AirCldScrewChlr-1.407kwpton | DEER2023 |  | 2022-03-14 19:29:28+00 | Any | Hsp | New | CZ15 | cAVVG | Cap-Tons | 1 | 235501 | None | 3993011 | 848496.8125 | 1266427 | 0 | 1469031 | 0 | 28325.4297 | 380732.5 | 42098.0508 | 53023.5312 | 20233.12 | 81.3604 | 20151.7594 | 0 | 1008.284 | 912.613
AirCldScrewChlr-1.407kwpton | DEER2023 |  | 2022-03-14 19:29:28+00 | Any | Hsp | New | CZ16 | cAVVG | Cap-Tons | 1 | 235501 | None | 2756521 | 848496.8125 | 1266427 | 0 | 273751.3125 | 0 | 10516.46 | 357332.8125 | 15175.7305 | 211785 | 66251.8784 | 81.3604 | 66170.5216 | 0 | 615.386 | 553.331
AirCldScrewChlr-1.407kwpton | DEER2023 |  | 2022-03-14 19:29:28+00 | Any | Htl | New | CZ01 | cAVVG | Cap-Tons | 1 | 139998.9062 | None | 564613.8125 | 162049.9062 | 293493.5 | 0 | 47909.3984 | 0 | 3664.0911 | 57496.1797 | 5644.8159 | 44996.5195 | 20344.7296 | 0 | 20344.7296 | 0 | 121.724 | 117.273
AirCldScrewChlr-1.407kwpton | DEER2023 |  | 2022-03-14 19:29:28+00 | Any | Htl | New | CZ02 | cAVVG | Cap-Tons | 1 | 139998.9062 | None | 698940.375 | 162049.9062 | 293493.5 | 0 | 176780.2969 | 0 | 7464.853 | 59151.3906 | 17827.0293 | 26459.0508 | 15114.6202 | 0 | 15114.6202 | 0 | 220.708 | 197.101
AirCldScrewChlr-1.407kwpton | DEER2023 |  | 2022-03-14 19:29:28+00 | Any | Htl | New | CZ03 | cAVVG | Cap-Tons | 1 | 139998.9062 | None | 642710.625 | 162049.9062 | 293493.5 | 0 | 123219.5 | 0 | 5490.3281 | 58456.7695 | 14943.0898 | 26556.5898 | 11541.0803 | 0 | 11541.0803 | 0 | 158.772 | 149.344
AirCldScrewChlr-1.407kwpton | DEER2023 |  | 2022-03-14 19:29:28+00 | Any | Htl | New | CZ04 | cAVVG | Cap-Tons | 1 | 139998.9062 | None | 745563.625 | 162049.9062 | 293493.5 | 0 | 221092.5938 | 0 | 8371.9102 | 60555.0703 | 22441.7305 | 19336.4902 | 10769.6704 | 0 | 10769.6704 | 0 | 222.064 | 208.129
AirCldScrewChlr-1.407kwpton | DEER2023 |  | 2022-03-14 19:29:28+00 | Any | Htl | New | CZ05 | cAVVG | Cap-Tons | 1 | 139998.9062 | None | 651258.5 | 162049.9062 | 293493.5 | 0 | 129897.3984 | 0 | 5332.2051 | 60484.9688 | 16620.4902 | 25852.7109 | 11371.7606 | 0 | 11371.7606 | 0 | 156.355 | 127.471
AirCldScrewChlr-1.407kwpton | DEER2023 |  | 2022-03-14 19:29:28+00 | Any | Htl | New | CZ06 | cAVVG | Cap-Tons | 1 | 139998.9062 | None | 774828.1875 | 162049.9062 | 293493.5 | 0 | 247779.9062 | 0 | 8792.9775 | 62711.1719 | 25272.0391 | 12506.9902 | 6703.2051 | 0 | 6703.2051 | 0 | 178.303 | 164.052
AirCldScrewChlr-1.407kwpton | DEER2023 |  | 2022-03-14 19:29:28+00 | Any | Htl | New | CZ07 | cAVVG | Cap-Tons | 1 | 139998.9062 | None | 741522.875 | 162049.9062 | 293493.5 | 0 | 215327.2031 | 0 | 7797.2598 | 62854.6289 | 24540.4297 | 11548.2305 | 5687.9053 | 0 | 5687.9053 | 0 | 168.17 | 145.503
AirCldScrewChlr-1.407kwpton | DEER2023 |  | 2022-03-14 19:29:28+00 | Any | Htl | New | CZ08 | cAVVG | Cap-Tons | 1 | 139998.9062 | None | 829253.5 | 162049.9062 | 293493.5 | 0 | 298503.3125 | 0 | 10626.6299 | 64579.6289 | 29183.9902 | 11115.4297 | 6430.4928 | 0 | 6430.4928 | 0 | 223.655 | 182.051
AirCldScrewChlr-1.407kwpton | DEER2023 |  | 2022-03-14 19:29:28+00 | Any | Htl | New | CZ09 | cAVVG | Cap-Tons | 1 | 139998.9062 | None | 830238.3125 | 162049.9062 | 293493.5 | 0 | 302181.3125 | 0 | 10993.3604 | 61519.6016 | 27486.4902 | 13081.04 | 7307.5987 | 0 | 7307.5987 | 0 | 230.124 | 207.812
AirCldScrewChlr-1.407kwpton | DEER2023 |  | 2022-03-14 19:29:28+00 | Any | Htl | New | CZ10 | cAVVG | Cap-Tons | 1 | 139998.9062 | None | 856830.375 | 162049.9062 | 293493.5 | 0 | 326408.8125 | 0 | 11290.5703 | 63587.1992 | 29204.5996 | 13883.0303 | 8513.6909 | 0 | 8513.6909 | 0 | 248.004 | 220.904
AirCldScrewChlr-1.407kwpton | DEER2023 |  | 2022-03-14 19:29:28+00 | Any | Htl | New | CZ11 | cAVVG | Cap-Tons | 1 | 139998.9062 | None | 860984.875 | 162049.9062 | 293493.5 | 0 | 328333.8125 | 0 | 11183.96 | 65923.0625 | 28161.7109 | 19736.3906 | 13558.1594 | 0 | 13558.1594 | 0 | 276.746 | 284.93
AirCldScrewChlr-1.407kwpton | DEER2023 |  | 2022-03-14 19:29:28+00 | Any | Htl | New | CZ12 | cAVVG | Cap-Tons | 1 | 139998.9062 | None | 789965.8125 | 162049.9062 | 293493.5 | 0 | 261402.4062 | 0 | 9767.6641 | 63251.8398 | 24272.3105 | 21190.5098 | 13287.9603 | 0 | 13287.9603 | 0 | 255.848 | 258.334
AirCldScrewChlr-1.407kwpton | DEER2023 |  | 2022-03-14 19:29:28+00 | Any | Htl | New | CZ13 | cAVVG | Cap-Tons | 1 | 139998.9062 | None | 899496.1875 | 162049.9062 | 293493.5 | 0 | 363942.5 | 0 | 12212.8096 | 67796.7578 | 31766.9805 | 17224.9805 | 11541.8304 | 0 | 11541.8304 | 0 | 280.014 | 280.019
AirCldScrewChlr-1.407kwpton | DEER2023 |  | 2022-03-14 19:29:28+00 | Any | Htl | New | CZ14 | cAVVG | Cap-Tons | 1 | 139998.9062 | None | 870116.625 | 162049.9062 | 293493.5 | 0 | 335766 | 0 | 11788.5195 | 67018.3438 | 29506.1992 | 18841.4492 | 12983.5098 | 0 | 12983.5098 | 0 | 272.996 | 253.961
AirCldScrewChlr-1.407kwpton | DEER2023 |  | 2022-03-14 19:29:28+00 | Any | Htl | New | CZ15 | cAVVG | Cap-Tons | 1 | 139998.9062 | None | 1157784 | 162049.9062 | 293493.5 | 0 | 609852.875 | 0 | 17781.6699 | 74605.8203 | 44903.6797 | 7008.9058 | 5020.584 | 0 | 5020.584 | 0 | 360.243 | 338.692
AirCldScrewChlr-1.407kwpton | DEER2023 |  | 2022-03-14 19:29:28+00 | Any | Htl | New | CZ16 | cAVVG | Cap-Tons | 1 | 139998.9062 | None | 676931.3125 | 162049.9062 | 293493.5 | 0 | 146748.7031 | 0 | 7719.1738 | 66919.5234 | 18493.8906 | 33964.3789 | 25514.8493 | 0 | 25514.8493 | 0 | 173.635 | 164.312
AirCldScrewChlr-1.407kwpton | DEER2023 |  | 2022-03-14 19:29:28+00 | Any | MBT | New | CZ01 | cAVVG | Cap-Tons | 1 | 199999.2031 | None | 1267474 | 366189 | 737073.3125 | 0 | 47354.3906 | 0 | 4047.929 | 112803.3984 | 1740.551 | 51532.5898 | 14361.0803 | 0 | 14361.0803 | 0 | 456.378 | 200.813
AirCldScrewChlr-1.407kwpton | DEER2023 |  | 2022-03-14 19:29:28+00 | Any | MBT | New | CZ02 | cAVVG | Cap-Tons | 1 | 199999.2031 | None | 1451797 | 366189 | 737073.3125 | 0 | 216654.7031 | 0 | 10599.3604 | 121274.7031 | 7367.1719 | 31741.4609 | 11427.5802 | 0 | 11427.5802 | 0 | 608.913 | 299.002
AirCldScrewChlr-1.407kwpton | DEER2023 |  | 2022-03-14 19:29:28+00 | Any | MBT | New | CZ03 | cAVVG | Cap-Tons | 1 | 199999.2031 | None | 1389338 | 366189 | 737073.3125 | 0 | 155463.5 | 0 | 8662.1143 | 121943.6016 | 6175.3989 | 26176.8496 | 10405.0502 | 0 | 10405.0502 | 0 | 511.809 | 235.872
AirCldScrewChlr-1.407kwpton | DEER2023 |  | 2022-03-14 19:29:28+00 | Any | MBT | New | CZ04 | cAVVG | Cap-Tons | 1 | 199999.2031 | None | 1507365 | 366189 | 737073.3125 | 0 | 265536 | 0 | 12684.79 | 125876 | 9664.8291 | 21938.7207 | 9399.8528 | 0 | 9399.8528 | 0 | 609.833 | 308.158
AirCldScrewChlr-1.407kwpton | DEER2023 |  | 2022-03-14 19:29:28+00 | Any | MBT | New | CZ05 | cAVVG | Cap-Tons | 1 | 199999.2031 | None | 1418989 | 366189 | 737073.3125 | 0 | 182547.4062 | 0 | 9419.375 | 123753.8984 | 7119.2129 | 24565.7207 | 10170.2899 | 0 | 10170.2899 | 0 | 501.94 | 216.715
AirCldScrewChlr-1.407kwpton | DEER2023 |  | 2022-03-14 19:29:28+00 | Any | MBT | New | CZ06 | cAVVG | Cap-Tons | 1 | 199999.2031 | None | 1603496 | 366189 | 737073.3125 | 0 | 353928.3125 | 0 | 17064.8105 | 129235.1016 | 11795.8604 | 11331.8301 | 8087.1213 | 0 | 8087.1213 | 0 | 567.443 | 265.105
AirCldScrewChlr-1.407kwpton | DEER2023 |  | 2022-03-14 19:29:28+00 | Any | MBT | New | CZ07 | cAVVG | Cap-Tons | 1 | 199999.2031 | None | 1547122 | 366189 | 737073.3125 | 0 | 301405.9062 | 0 | 13507.0996 | 128941.2031 | 11332.71 | 8298.1191 | 7617.5987 | 0 | 7617.5987 | 0 | 555.349 | 247.995
AirCldScrewChlr-1.407kwpton | DEER2023 |  | 2022-03-14 19:29:28+00 | Any | MBT | New | CZ08 | cAVVG | Cap-Tons | 1 | 199999.2031 | None | 1656223 | 366189 | 737073.3125 | 0 | 402521.4062 | 0 | 17571.6504 | 132862.0938 | 14222.4297 | 10461.2803 | 7689.9802 | 0 | 7689.9802 | 0 | 620.517 | 282.621
AirCldScrewChlr-1.407kwpton | DEER2023 |  | 2022-03-14 19:29:28+00 | Any | MBT | New | CZ09 | cAVVG | Cap-Tons | 1 | 199999.2031 | None | 1618357 | 366189 | 737073.3125 | 0 | 369777.4062 | 0 | 14637.2402 | 130674 | 13221.9297 | 13411.5498 | 7819.751 | 0 | 7819.751 | 0 | 623.859 | 314.177
AirCldScrewChlr-1.407kwpton | DEER2023 |  | 2022-03-14 19:29:28+00 | Any | MBT | New | CZ10 | cAVVG | Cap-Tons | 1 | 199999.2031 | None | 1658751 | 366189 | 737073.3125 | 0 | 407585.1875 | 0 | 16822.7891 | 131075.4062 | 14029.8203 | 14999.6699 | 8258.3827 | 0 | 8258.3827 | 0 | 676.708 | 328.368
AirCldScrewChlr-1.407kwpton | DEER2023 |  | 2022-03-14 19:29:28+00 | Any | MBT | New | CZ11 | cAVVG | Cap-Tons | 1 | 199999.2031 | None | 1626863 | 366189 | 737073.3125 | 0 | 380185.5 | 0 | 15911.0801 | 127497.8984 | 13547.1904 | 24742.3809 | 10568.2701 | 0 | 10568.2701 | 0 | 717.407 | 403.768
AirCldScrewChlr-1.407kwpton | DEER2023 |  | 2022-03-14 19:29:28+00 | Any | MBT | New | CZ12 | cAVVG | Cap-Tons | 1 | 199999.2031 | None | 1546434 | 366189 | 737073.3125 | 0 | 303791.4062 | 0 | 13427.4805 | 125947.1016 | 10795.6504 | 27133.0996 | 10510.7597 | 0 | 10510.7597 | 0 | 687.973 | 369.612
AirCldScrewChlr-1.407kwpton | DEER2023 |  | 2022-03-14 19:29:28+00 | Any | MBT | New | CZ13 | cAVVG | Cap-Tons | 1 | 199999.2031 | None | 1664535 | 366189 | 737073.3125 | 0 | 412707.6875 | 0 | 16593.4199 | 131965.5 | 15160.4102 | 23629.4395 | 9780.192 | 0 | 9780.192 | 0 | 730.323 | 404.494
AirCldScrewChlr-1.407kwpton | DEER2023 |  | 2022-03-14 19:29:28+00 | Any | MBT | New | CZ14 | cAVVG | Cap-Tons | 1 | 199999.2031 | None | 1640210 | 366189 | 737073.3125 | 0 | 390654 | 0 | 16293.4297 | 129994.5 | 13630.1299 | 23185.1191 | 10736.3597 | 0 | 10736.3597 | 0 | 714.208 | 372.875
AirCldScrewChlr-1.407kwpton | DEER2023 |  | 2022-03-14 19:29:28+00 | Any | MBT | New | CZ15 | cAVVG | Cap-Tons | 1 | 199999.2031 | None | 2003405 | 366189 | 737073.3125 | 0 | 727951.6875 | 0 | 25510.4707 | 146675.0938 | 24438.4609 | 6849.1079 | 6645.0118 | 0 | 6645.0118 | 0 | 842.309 | 473.336
AirCldScrewChlr-1.407kwpton | DEER2023 |  | 2022-03-14 19:29:28+00 | Any | MBT | New | CZ16 | cAVVG | Cap-Tons | 1 | 199999.2031 | None | 1366027 | 366189 | 737073.3125 | 0 | 139552.2969 | 0 | 8178.0542 | 115028.2031 | 5979.6309 | 43807.7891 | 19321.3696 | 0 | 19321.3696 | 0 | 526.57 | 252.241
AirCldScrewChlr-1.407kwpton | DEER2023 |  | 2022-03-14 19:29:28+00 | Any | Nrs | New | CZ01 | cAVVG | Cap-Tons | 1 | 60654.5781 | None | 643872.625 | 124089.5 | 419568.5938 | 0 | 5887.4258 | 0 | 1612.868 | 92713.5938 | 995.0484 | 74955.3125 | 23791.4598 | 117.2249 | 23674.24 | 0 | 115.644 | 108.143
AirCldScrewChlr-1.407kwpton | DEER2023 |  | 2022-03-14 19:29:28+00 | Any | Nrs | New | CZ02 | cAVVG | Cap-Tons | 1 | 60654.5781 | None | 717230.3125 | 124089.5 | 419568.5938 | 0 | 77163.1094 | 0 | 3235.8879 | 93172.6797 | 14471.7803 | 49962.6602 | 16360.2995 | 117.2249 | 16243.0694 | 0 | 179.523 | 160.665
AirCldScrewChlr-1.407kwpton | DEER2023 |  | 2022-03-14 19:29:28+00 | Any | Nrs | New | CZ03 | cAVVG | Cap-Tons | 1 | 60654.5781 | None | 680627.375 | 124089.5 | 419568.5938 | 0 | 41509.8516 | 0 | 2357.6299 | 93100.8984 | 9188.6377 | 50144 | 13932.5094 | 117.2249 | 13815.2806 | 0 | 139.362 | 131.272
AirCldScrewChlr-1.407kwpton | DEER2023 |  | 2022-03-14 19:29:28+00 | Any | Nrs | New | CZ04 | cAVVG | Cap-Tons | 1 | 60654.5781 | None | 744294.875 | 124089.5 | 419568.5938 | 0 | 103468.7969 | 0 | 3832.6819 | 93334.5 | 19801.4102 | 37403.25 | 11388.4006 | 117.2249 | 11271.1706 | 0 | 180.953 | 169.658
AirCldScrewChlr-1.407kwpton | DEER2023 |  | 2022-03-14 19:29:28+00 | Any | Nrs | New | CZ05 | cAVVG | Cap-Tons | 1 | 60654.5781 | None | 687521.375 | 124089.5 | 419568.5938 | 0 | 48221.2383 | 0 | 2493.2129 | 93148.2969 | 11479.0098 | 48236.8203 | 14483.8502 | 117.2249 | 14366.6304 | 0 | 138.044 | 118.396
AirCldScrewChlr-1.407kwpton | DEER2023 |  | 2022-03-14 19:29:28+00 | Any | Nrs | New | CZ06 | cAVVG | Cap-Tons | 1 | 60654.5781 | None | 762633.125 | 124089.5 | 419568.5938 | 0 | 121642.2969 | 0 | 3951.9839 | 93380.2266 | 23860.0801 | 26495.2207 | 7998.6522 | 117.2249 | 7881.4278 | 0 | 151.421 | 145.217
AirCldScrewChlr-1.407kwpton | DEER2023 |  | 2022-03-14 19:29:28+00 | Any | Nrs | New | CZ07 | cAVVG | Cap-Tons | 1 | 60654.5781 | None | 748111.625 | 124089.5 | 419568.5938 | 0 | 107551 | 0 | 3535.429 | 93366.4531 | 22998.7891 | 23755.7695 | 6831.7133 | 117.2249 | 6714.4883 | 0 | 143.884 | 131.559
AirCldScrewChlr-1.407kwpton | DEER2023 |  | 2022-03-14 19:29:28+00 | Any | Nrs | New | CZ08 | cAVVG | Cap-Tons | 1 | 60654.5781 | None | 801234.375 | 124089.5 | 419568.5938 | 0 | 158954.0938 | 0 | 5130.1611 | 93491.2266 | 28146.5391 | 23892.9609 | 7642.2061 | 117.2249 | 7524.9818 | 0 | 182.204 | 156.416
AirCldScrewChlr-1.407kwpton | DEER2023 |  | 2022-03-14 19:29:28+00 | Any | Nrs | New | CZ09 | cAVVG | Cap-Tons | 1 | 60654.5781 | None | 798075.3125 | 124089.5 | 419568.5938 | 0 | 156359.5 | 0 | 4559.5381 | 93497.6094 | 27114.6895 | 26556.8906 | 8027.0643 | 117.2249 | 7909.84 | 0 | 188.153 | 172.76
AirCldScrewChlr-1.407kwpton | DEER2023 |  | 2022-03-14 19:29:28+00 | Any | Nrs | New | CZ10 | cAVVG | Cap-Tons | 1 | 60654.5781 | None | 816740.625 | 124089.5 | 419568.5938 | 0 | 174115.4062 | 0 | 5441.9209 | 93524.4766 | 28141.0898 | 27918.5391 | 9362.9363 | 117.2249 | 9245.7088 | 0 | 198.456 | 176.172
AirCldScrewChlr-1.407kwpton | DEER2023 |  | 2022-03-14 19:29:28+00 | Any | Nrs | New | CZ11 | cAVVG | Cap-Tons | 1 | 60654.5781 | None | 826499.125 | 124089.5 | 419568.5938 | 0 | 183531 | 0 | 5864.374 | 93446.0234 | 25659.8105 | 36486.9414 | 13472.9101 | 117.2249 | 13355.6902 | 0 | 221.591 | 216.218
AirCldScrewChlr-1.407kwpton | DEER2023 |  | 2022-03-14 19:29:28+00 | Any | Nrs | New | CZ12 | cAVVG | Cap-Tons | 1 | 60654.5781 | None | 772051.375 | 124089.5 | 419568.5938 | 0 | 130420.5 | 0 | 4611.0132 | 93361.1406 | 21066.5098 | 39437.5312 | 13590.3002 | 117.2249 | 13473.0701 | 0 | 205.826 | 197.766
AirCldScrewChlr-1.407kwpton | DEER2023 |  | 2022-03-14 19:29:28+00 | Any | Nrs | New | CZ13 | cAVVG | Cap-Tons | 1 | 60654.5781 | None | 848948.8125 | 124089.5 | 419568.5938 | 0 | 205447.7031 | 0 | 6296.1089 | 93546.8125 | 29161.5801 | 32067.1504 | 11800.9306 | 117.2249 | 11683.7005 | 0 | 221.814 | 212.591
AirCldScrewChlr-1.407kwpton | DEER2023 |  | 2022-03-14 19:29:28+00 | Any | Nrs | New | CZ14 | cAVVG | Cap-Tons | 1 | 60654.5781 | None | 829057.8125 | 124089.5 | 419568.5938 | 0 | 186202 | 0 | 5669.292 | 93528.1875 | 26826.3398 | 35014.6992 | 14467.2102 | 117.2249 | 14349.9802 | 0 | 220.479 | 201.691
AirCldScrewChlr-1.407kwpton | DEER2023 |  | 2022-03-14 19:29:28+00 | Any | Nrs | New | CZ15 | cAVVG | Cap-Tons | 1 | 60654.5781 | None | 1021372 | 124089.5 | 419568.5938 | 0 | 374391.5938 | 0 | 9291.5391 | 94030.3672 | 43631.8008 | 13733.6699 | 4999.1642 | 117.2249 | 4881.9389 | 0 | 271.14 | 253.018
AirCldScrewChlr-1.407kwpton | DEER2023 |  | 2022-03-14 19:29:28+00 | Any | Nrs | New | CZ16 | cAVVG | Cap-Tons | 1 | 60654.5781 | None | 700261.6875 | 124089.5 | 419568.5938 | 0 | 60323.3711 | 0 | 3243.3911 | 93035.8906 | 13913.9902 | 54850.1797 | 26251.1002 | 117.2249 | 26133.8701 | 0 | 150.076 | 141.282
AirCldScrewChlr-1.407kwpton | DEER2023 |  | 2022-03-14 19:29:28+00 | Any | OfL | New | CZ01 | cAVVG | Cap-Tons | 1 | 174998.9062 | None | 1326677 | 289618.8125 | 892052.375 | 0 | 51499.75 | 0 | 3939.189 | 89567.2266 | 165.0932 | 50263.3789 | 6667.1072 | 0 | 6667.1072 | 0 | 472.285 | 254.234
AirCldScrewChlr-1.407kwpton | DEER2023 |  | 2022-03-14 19:29:28+00 | Any | OfL | New | CZ02 | cAVVG | Cap-Tons | 1 | 174998.9062 | None | 1582571 | 289618.8125 | 892052.375 | 0 | 275258.5 | 0 | 12277.2197 | 113364.7969 | 4558.1768 | 27432.7695 | 5273.5901 | 0 | 5273.5901 | 0 | 651.163 | 357.774
AirCldScrewChlr-1.407kwpton | DEER2023 |  | 2022-03-14 19:29:28+00 | Any | OfL | New | CZ03 | cAVVG | Cap-Tons | 1 | 174998.9062 | None | 1485988 | 289618.8125 | 892052.375 | 0 | 188037.4062 | 0 | 9274.123 | 107005 | 3230.9509 | 23888.7793 | 3831.6998 | 0 | 3831.6998 | 0 | 551.38 | 297.01
AirCldScrewChlr-1.407kwpton | DEER2023 |  | 2022-03-14 19:29:28+00 | Any | OfL | New | CZ04 | cAVVG | Cap-Tons | 1 | 174998.9062 | None | 1648166 | 289618.8125 | 892052.375 | 0 | 331003.0938 | 0 | 14652.2803 | 120839.8984 | 11495.8301 | 18000.7305 | 3651.489 | 0 | 3651.489 | 0 | 657.568 | 363.203
AirCldScrewChlr-1.407kwpton | DEER2023 |  | 2022-03-14 19:29:28+00 | Any | OfL | New | CZ05 | cAVVG | Cap-Tons | 1 | 174998.9062 | None | 1533575 | 289618.8125 | 892052.375 | 0 | 229935.4062 | 0 | 10525.9697 | 111442.5 | 2898.3821 | 18109.9707 | 2842.521 | 0 | 2842.521 | 0 | 540.626 | 271.13
AirCldScrewChlr-1.407kwpton | DEER2023 |  | 2022-03-14 19:29:28+00 | Any | OfL | New | CZ06 | cAVVG | Cap-Tons | 1 | 174998.9062 | None | 1746959 | 289618.8125 | 892052.375 | 0 | 422394.5938 | 0 | 17757.1602 | 125136.7031 | 31565.6699 | 7660.2881 | 1545.824 | 0 | 1545.824 | 0 | 601.372 | 304.068
AirCldScrewChlr-1.407kwpton | DEER2023 |  | 2022-03-14 19:29:28+00 | Any | OfL | New | CZ07 | cAVVG | Cap-Tons | 1 | 174998.9062 | None | 1676784 | 289618.8125 | 892052.375 | 0 | 354789.1875 | 0 | 14588.9502 | 125735.3984 | 30871.6699 | 6598.7681 | 931.3148 | 0 | 931.3148 | 0 | 583.907 | 285.039
AirCldScrewChlr-1.407kwpton | DEER2023 |  | 2022-03-14 19:29:28+00 | Any | OfL | New | CZ08 | cAVVG | Cap-Tons | 1 | 174998.9062 | None | 1820284 | 289618.8125 | 892052.375 | 0 | 484194.0938 | 0 | 18439.5605 | 135980.7969 | 53658.2812 | 6632.6411 | 1481.805 | 0 | 1481.805 | 0 | 672.936 | 319.169
AirCldScrewChlr-1.407kwpton | DEER2023 |  | 2022-03-14 19:29:28+00 | Any | OfL | New | CZ09 | cAVVG | Cap-Tons | 1 | 174998.9062 | None | 1785499 | 289618.8125 | 892052.375 | 0 | 454469.0938 | 0 | 15568.4805 | 133791.2031 | 28569.8809 | 11496.0703 | 1779.884 | 0 | 1779.884 | 0 | 671.38 | 354.293
AirCldScrewChlr-1.407kwpton | DEER2023 |  | 2022-03-14 19:29:28+00 | Any | OfL | New | CZ10 | cAVVG | Cap-Tons | 1 | 174998.9062 | None | 1835943 | 289618.8125 | 892052.375 | 0 | 497864.5 | 0 | 18267.5996 | 138140.2969 | 38847.1797 | 12326.3896 | 2223.6461 | 0 | 2223.6461 | 0 | 716.577 | 362.342
AirCldScrewChlr-1.407kwpton | DEER2023 |  | 2022-03-14 19:29:28+00 | Any | OfL | New | CZ11 | cAVVG | Cap-Tons | 1 | 174998.9062 | None | 1800517 | 289618.8125 | 892052.375 | 0 | 463569.9062 | 0 | 18142.3496 | 137134 | 27656.8008 | 23951.7207 | 6072.2752 | 0 | 6072.2752 | 0 | 759.064 | 463.104
AirCldScrewChlr-1.407kwpton | DEER2023 |  | 2022-03-14 19:29:28+00 | Any | OfL | New | CZ12 | cAVVG | Cap-Tons | 1 | 174998.9062 | None | 1704834 | 289618.8125 | 892052.375 | 0 | 378710.0938 | 0 | 15616.2695 | 128837.1016 | 14532.6504 | 24504.4492 | 5293.7901 | 0 | 5293.7901 | 0 | 726.289 | 428.629
AirCldScrewChlr-1.407kwpton | DEER2023 |  | 2022-03-14 19:29:28+00 | Any | OfL | New | CZ13 | cAVVG | Cap-Tons | 1 | 174998.9062 | None | 1841999 | 289618.8125 | 892052.375 | 0 | 496684.3125 | 0 | 19478.0605 | 144166.2031 | 51953.8008 | 22293.0508 | 4801.048 | 0 | 4801.048 | 0 | 775.677 | 444.02
AirCldScrewChlr-1.407kwpton | DEER2023 |  | 2022-03-14 19:29:28+00 | Any | OfL | New | CZ14 | cAVVG | Cap-Tons | 1 | 174998.9062 | None | 1823834 | 289618.8125 | 892052.375 | 0 | 482745.0938 | 0 | 18719.0898 | 140699 | 42220.3086 | 21413.7305 | 5058.6118 | 0 | 5058.6118 | 0 | 761.774 | 408.519
AirCldScrewChlr-1.407kwpton | DEER2023 |  | 2022-03-14 19:29:28+00 | Any | OfL | New | CZ15 | cAVVG | Cap-Tons | 1 | 174998.9062 | None | 2224732 | 289618.8125 | 892052.375 | 0 | 845540.8125 | 0 | 27367.1992 | 170153.5938 | 96935.1016 | 5014.4868 | 1351.231 | 0 | 1351.231 | 0 | 911.303 | 478.158
AirCldScrewChlr-1.407kwpton | DEER2023 |  | 2022-03-14 19:29:28+00 | Any | OfL | New | CZ16 | cAVVG | Cap-Tons | 1 | 174998.9062 | None | 1509536 | 289618.8125 | 892052.375 | 0 | 193173.0938 | 0 | 10833.3604 | 123858.8984 | 8690.1416 | 45788.9609 | 14307.1795 | 0 | 14307.1795 | 0 | 577.79 | 322.363
AirCldScrewChlr-1.407kwpton | DEER2023 |  | 2022-03-14 19:29:28+00 | Any | OfS | New | CZ01 | cAVVG | Cap-Tons | 1 | 10000.0801 | None | 66383.9766 | 13865.4297 | 42917.1289 | 0 | 3167.342 | 0 | 699.2557 | 5734.7251 | 90.2619 | 3749.2571 | 1204.738 | 0 | 1204.738 | 0 | 27.208 | 12.766
AirCldScrewChlr-1.407kwpton | DEER2023 |  | 2022-03-14 19:29:28+00 | Any | OfS | New | CZ02 | cAVVG | Cap-Tons | 1 | 10000.0801 | None | 83523.4219 | 13865.4297 | 42917.1289 | 0 | 18099.25 | 0 | 1636.61 | 7004.8931 | 1132.551 | 2011.772 | 841.4677 | 0 | 841.4677 | 0 | 39.289 | 19.345
AirCldScrewChlr-1.407kwpton | DEER2023 |  | 2022-03-14 19:29:28+00 | Any | OfS | New | CZ03 | cAVVG | Cap-Tons | 1 | 10000.0801 | None | 76879.9297 | 13865.4297 | 42917.1289 | 0 | 12290.8896 | 0 | 1333.7729 | 6472.6118 | 667.0688 | 1897.629 | 727.8162 | 0 | 727.8162 | 0 | 31.972 | 15.338
AirCldScrewChlr-1.407kwpton | DEER2023 |  | 2022-03-14 19:29:28+00 | Any | OfS | New | CZ04 | cAVVG | Cap-Tons | 1 | 10000.0801 | None | 88219.0469 | 13865.4297 | 42917.1289 | 0 | 22087.3398 | 0 | 1979.877 | 7369.1831 | 1655.108 | 1427.489 | 606.2732 | 0 | 606.2732 | 0 | 39.078 | 19.697
AirCldScrewChlr-1.407kwpton | DEER2023 |  | 2022-03-14 19:29:28+00 | Any | OfS | New | CZ05 | cAVVG | Cap-Tons | 1 | 10000.0801 | None | 79120.3984 | 13865.4297 | 42917.1289 | 0 | 14176.7598 | 0 | 1375.396 | 6785.585 | 689.3812 | 1586.423 | 671.4159 | 0 | 671.4159 | 0 | 31.334 | 13.516
AirCldScrewChlr-1.407kwpton | DEER2023 |  | 2022-03-14 19:29:28+00 | Any | OfS | New | CZ06 | cAVVG | Cap-Tons | 1 | 10000.0801 | None | 93388.6719 | 13865.4297 | 42917.1289 | 0 | 26969 | 0 | 2160.988 | 7475.9941 | 1607.724 | 688.9059 | 389.4757 | 0 | 389.4757 | 0 | 35.635 | 15.591
AirCldScrewChlr-1.407kwpton | DEER2023 |  | 2022-03-14 19:29:28+00 | Any | OfS | New | CZ07 | cAVVG | Cap-Tons | 1 | 10000.0801 | None | 88617.1094 | 13865.4297 | 42917.1289 | 0 | 22734.6309 | 0 | 1827.365 | 7272.4312 | 1485.422 | 619.4046 | 317.9776 | 0 | 317.9776 | 0 | 34.292 | 14.027
AirCldScrewChlr-1.407kwpton | DEER2023 |  | 2022-03-14 19:29:28+00 | Any | OfS | New | CZ08 | cAVVG | Cap-Tons | 1 | 10000.0801 | None | 98624.7734 | 13865.4297 | 42917.1289 | 0 | 31565.0801 | 0 | 2202.176 | 8074.8242 | 2598.0549 | 645.8249 | 378.4287 | 0 | 378.4287 | 0 | 40.559 | 17.839
AirCldScrewChlr-1.407kwpton | DEER2023 |  | 2022-03-14 19:29:28+00 | Any | OfS | New | CZ09 | cAVVG | Cap-Tons | 1 | 10000.0801 | None | 98516.9375 | 13865.4297 | 42917.1289 | 0 | 31224.3203 | 0 | 2601.4121 | 7908.5132 | 2529.3601 | 886.8649 | 362.8341 | 0 | 362.8341 | 0 | 40.003 | 19.043
AirCldScrewChlr-1.407kwpton | DEER2023 |  | 2022-03-14 19:29:28+00 | Any | OfS | New | CZ10 | cAVVG | Cap-Tons | 1 | 10000.0801 | None | 100717 | 13865.4297 | 42917.1289 | 0 | 33396.5703 | 0 | 2372.292 | 8165.4438 | 2984.396 | 967.2518 | 409.7421 | 0 | 409.7421 | 0 | 43.483 | 19.829
AirCldScrewChlr-1.407kwpton | DEER2023 |  | 2022-03-14 19:29:28+00 | Any | OfS | New | CZ11 | cAVVG | Cap-Tons | 1 | 10000.0801 | None | 98648.4531 | 13865.4297 | 42917.1289 | 0 | 31328.0996 | 0 | 2130.0891 | 8407.5518 | 3506.928 | 1736.788 | 739.537 | 0 | 739.537 | 0 | 46.084 | 26.435
AirCldScrewChlr-1.407kwpton | DEER2023 |  | 2022-03-14 19:29:28+00 | Any | OfS | New | CZ12 | cAVVG | Cap-Tons | 1 | 10000.0801 | None | 92416.2812 | 13865.4297 | 42917.1289 | 0 | 25661.0996 | 0 | 2022.863 | 7949.6191 | 2103.219 | 1808.528 | 757.3002 | 0 | 757.3002 | 0 | 44.459 | 24.198
AirCldScrewChlr-1.407kwpton | DEER2023 |  | 2022-03-14 19:29:28+00 | Any | OfS | New | CZ13 | cAVVG | Cap-Tons | 1 | 10000.0801 | None | 101578.6016 | 13865.4297 | 42917.1289 | 0 | 33624.9297 | 0 | 2402.229 | 8768.7314 | 4121.3862 | 1608.4139 | 639.4872 | 0 | 639.4872 | 0 | 46.594 | 25.223
AirCldScrewChlr-1.407kwpton | DEER2023 |  | 2022-03-14 19:29:28+00 | Any | OfS | New | CZ14 | cAVVG | Cap-Tons | 1 | 10000.0801 | None | 100876.3984 | 13865.4297 | 42917.1289 | 0 | 32982.2109 | 0 | 2453.292 | 8658.1943 | 3539.1001 | 1625.73 | 663.0521 | 0 | 663.0521 | 0 | 46.115 | 22.769
AirCldScrewChlr-1.407kwpton | DEER2023 |  | 2022-03-14 19:29:28+00 | Any | OfS | New | CZ15 | cAVVG | Cap-Tons | 1 | 10000.0801 | None | 128554.2031 | 13865.4297 | 42917.1289 | 0 | 58068.5586 | 0 | 3374.363 | 10328.5596 | 6710.8359 | 384.0719 | 173.4966 | 0 | 173.4966 | 0 | 56.25 | 27.739
AirCldScrewChlr-1.407kwpton | DEER2023 |  | 2022-03-14 19:29:28+00 | Any | OfS | New | CZ16 | cAVVG | Cap-Tons | 1 | 10000.0801 | None | 78888.8281 | 13865.4297 | 42917.1289 | 0 | 12485.2402 | 0 | 1424.08 | 8196.8652 | 1309.468 | 3554.7849 | 1541.7459 | 0 | 1541.7459 | 0 | 34.055 | 17.004
AirCldScrewChlr-1.407kwpton | DEER2023 |  | 2022-03-14 19:29:28+00 | Any | Rt3 | New | CZ01 | cAVVG | Cap-Tons | 1 | 120000.5 | None | 1019413 | 514297.1875 | 410310 | 0 | 27307.5 | 0 | 2608.085 | 64889.6602 | 13581.5801 | 33791.5 | 8281.4138 | 0 | 8281.4138 | 0 | 290.367 | 232.115
AirCldScrewChlr-1.407kwpton | DEER2023 |  | 2022-03-14 19:29:28+00 | Any | Rt3 | New | CZ02 | cAVVG | Cap-Tons | 1 | 120000.5 | None | 1211357 | 514297.1875 | 410310 | 0 | 199849.9062 | 0 | 9338.3457 | 77561.0234 | 43864.3398 | 15156.21 | 5888.032 | 0 | 5888.032 | 0 | 423.908 | 352.47
AirCldScrewChlr-1.407kwpton | DEER2023 |  | 2022-03-14 19:29:28+00 | Any | Rt3 | New | CZ03 | cAVVG | Cap-Tons | 1 | 120000.5 | None | 1127769 | 514297.1875 | 410310 | 0 | 124246.6016 | 0 | 6406.9941 | 72507.3984 | 39759.0195 | 14628.6201 | 4310.041 | 0 | 4310.041 | 0 | 339.716 | 291.149
AirCldScrewChlr-1.407kwpton | DEER2023 |  | 2022-03-14 19:29:28+00 | Any | Rt3 | New | CZ04 | cAVVG | Cap-Tons | 1 | 120000.5 | None | 1272930 | 514297.1875 | 410310 | 0 | 254082.7969 | 0 | 11146.6396 | 83092.3281 | 56911.2891 | 10058.3799 | 3534.3501 | 0 | 3534.3501 | 0 | 429.764 | 373.494
AirCldScrewChlr-1.407kwpton | DEER2023 |  | 2022-03-14 19:29:28+00 | Any | Rt3 | New | CZ05 | cAVVG | Cap-Tons | 1 | 120000.5 | None | 1150999 | 514297.1875 | 410310 | 0 | 142002.9062 | 0 | 6598.2168 | 77789.8906 | 43845.1016 | 11864.9199 | 3201.143 | 0 | 3201.143 | 0 | 328.416 | 259.507
AirCldScrewChlr-1.407kwpton | DEER2023 |  | 2022-03-14 19:29:28+00 | Any | Rt3 | New | CZ06 | cAVVG | Cap-Tons | 1 | 120000.5 | None | 1329607 | 514297.1875 | 410310 | 0 | 307431.8125 | 0 | 13373.5596 | 84193.6562 | 62633.1992 | 4507.6191 | 1317.317 | 0 | 1317.317 | 0 | 391.1 | 331.622
AirCldScrewChlr-1.407kwpton | DEER2023 |  | 2022-03-14 19:29:28+00 | Any | Rt3 | New | CZ07 | cAVVG | Cap-Tons | 1 | 120000.5 | None | 1287732 | 514297.1875 | 410310 | 0 | 265246.4062 | 0 | 11085.0703 | 86792.5781 | 65603.2109 | 3386.2009 | 815.4513 | 0 | 815.4513 | 0 | 379.561 | 320.711
AirCldScrewChlr-1.407kwpton | DEER2023 |  | 2022-03-14 19:29:28+00 | Any | Rt3 | New | CZ08 | cAVVG | Cap-Tons | 1 | 120000.5 | None | 1410841 | 514297.1875 | 410310 | 0 | 374707.5938 | 0 | 14913.5303 | 96612.0625 | 78662.5781 | 3077.6909 | 1078.94 | 0 | 1078.94 | 0 | 435.768 | 349.4
AirCldScrewChlr-1.407kwpton | DEER2023 |  | 2022-03-14 19:29:28+00 | Any | Rt3 | New | CZ09 | cAVVG | Cap-Tons | 1 | 120000.5 | None | 1378066 | 514297.1875 | 410310 | 0 | 352025.8125 | 0 | 11949.9697 | 89481.7734 | 72384.5391 | 4692.062 | 1401.9379 | 0 | 1401.9379 | 0 | 427.209 | 368.215
AirCldScrewChlr-1.407kwpton | DEER2023 |  | 2022-03-14 19:29:28+00 | Any | Rt3 | New | CZ10 | cAVVG | Cap-Tons | 1 | 120000.5 | None | 1427102 | 514297.1875 | 410310 | 0 | 393510.5 | 0 | 14699.3096 | 94284.5234 | 76256.9922 | 6022.8682 | 2112.532 | 0 | 2112.532 | 0 | 497.484 | 422.063
AirCldScrewChlr-1.407kwpton | DEER2023 |  | 2022-03-14 19:29:28+00 | Any | Rt3 | New | CZ11 | cAVVG | Cap-Tons | 1 | 120000.5 | None | 1391139 | 514297.1875 | 410310 | 0 | 363744.3125 | 0 | 13764.9805 | 89022.2031 | 65531.0391 | 11702.25 | 4183.016 | 0 | 4183.016 | 0 | 506.91 | 449.983
AirCldScrewChlr-1.407kwpton | DEER2023 |  | 2022-03-14 19:29:28+00 | Any | Rt3 | New | CZ12 | cAVVG | Cap-Tons | 1 | 120000.5 | None | 1318849 | 514297.1875 | 410310 | 0 | 297868.6875 | 0 | 12127.8096 | 84245.0234 | 59977.3906 | 12323.1602 | 4916.7642 | 0 | 4916.7642 | 0 | 496.218 | 435.626
AirCldScrewChlr-1.407kwpton | DEER2023 |  | 2022-03-14 19:29:28+00 | Any | Rt3 | New | CZ13 | cAVVG | Cap-Tons | 1 | 120000.5 | None | 1439789 | 514297.1875 | 410310 | 0 | 404662.8125 | 0 | 15334.6104 | 95183.8984 | 75796.7891 | 10476.7305 | 3852.8909 | 0 | 3852.8909 | 0 | 527.865 | 470.776
AirCldScrewChlr-1.407kwpton | DEER2023 |  | 2022-03-14 19:29:28+00 | Any | Rt3 | New | CZ14 | cAVVG | Cap-Tons | 1 | 120000.5 | None | 1390530 | 514297.1875 | 410310 | 0 | 363681.1875 | 0 | 13225.1201 | 89016.3906 | 64938.0195 | 10401.1396 | 3639.0259 | 0 | 3639.0259 | 0 | 499.495 | 422.323
AirCldScrewChlr-1.407kwpton | DEER2023 |  | 2022-03-14 19:29:28+00 | Any | Rt3 | New | CZ15 | cAVVG | Cap-Tons | 1 | 120000.5 | None | 1739924 | 514297.1875 | 410310 | 0 | 679656.375 | 0 | 21983.8301 | 113676 | 106031.8984 | 1605.073 | 342.8159 | 0 | 342.8159 | 0 | 610.48 | 537.232
AirCldScrewChlr-1.407kwpton | DEER2023 |  | 2022-03-14 19:29:28+00 | Any | Rt3 | New | CZ16 | cAVVG | Cap-Tons | 1 | 120000.5 | None | 1141519 | 514297.1875 | 410310 | 0 | 132257 | 0 | 7168.2139 | 77485.5469 | 38292.2383 | 24696.8809 | 13352.5005 | 0 | 13352.5005 | 0 | 360.974 | 303.25
AirCldScrewChlr-0.99kwpton-VarSpd | DEER2023 |  | 2022-03-14 20:35:49+00 | Any | ECC | New | CZ01 | cAVVG | Cap-Tons | 308.237 | 299999.5938 | None | 1687269 | 498675.5 | 838537.625 | 0 | 51342.0781 | 0 | 8606.9062 | 290104.8125 | 4634.2559 | 208150.9062 | 51323.0592 | 97.3874 | 51225.6819 | 0 | 633.486 | 485.935
AirCldScrewChlr-0.99kwpton-VarSpd | DEER2023 |  | 2022-03-14 20:35:49+00 | Any | ECC | New | CZ02 | cAVVG | Cap-Tons | 557.072 | 299999.5938 | None | 1953714 | 498675.5 | 838537.625 | 0 | 310595.5938 | 0 | 21835.8203 | 284067.6875 | 35158.1914 | 110873.7031 | 35666.3398 | 97.3874 | 35568.9293 | 0 | 896.789 | 710.642
AirCldScrewChlr-0.99kwpton-VarSpd | DEER2023 |  | 2022-03-14 20:35:49+00 | Any | ECC | New | CZ03 | cAVVG | Cap-Tons | 427.4718 | 299999.5938 | None | 1841728 | 498675.5 | 838537.625 | 0 | 208259.9062 | 0 | 17088.5898 | 279164.3125 | 27421.5 | 99455.75 | 30776 | 97.3874 | 30678.6099 | 0 | 729.884 | 596.786
AirCldScrewChlr-0.99kwpton-VarSpd | DEER2023 |  | 2022-03-14 20:35:49+00 | Any | ECC | New | CZ04 | cAVVG | Cap-Tons | 554.5638 | 299999.5938 | None | 2043664 | 498675.5 | 838537.625 | 0 | 400348.5938 | 0 | 26343.0605 | 279757.3125 | 56983.7383 | 70296.7969 | 25826.1197 | 97.3874 | 25728.7296 | 0 | 909.31 | 755.363
AirCldScrewChlr-0.99kwpton-VarSpd | DEER2023 |  | 2022-03-14 20:35:49+00 | Any | ECC | New | CZ05 | cAVVG | Cap-Tons | 371.7423 | 299999.5938 | None | 1884099 | 498675.5 | 838537.625 | 0 | 238453.2031 | 0 | 17915.0098 | 290516.9062 | 31789.8594 | 95044.3438 | 28308.631 | 97.3874 | 28211.2512 | 0 | 714.415 | 522.32
AirCldScrewChlr-0.99kwpton-VarSpd | DEER2023 |  | 2022-03-14 20:35:49+00 | Any | ECC | New | CZ06 | cAVVG | Cap-Tons | 598.1786 | 299999.5938 | None | 2164458 | 498675.5 | 838537.625 | 0 | 515626.3125 | 0 | 31577.8105 | 280038.9062 | 69696.6328 | 33413.6602 | 16123.8605 | 97.3874 | 16026.4704 | 0 | 813.602 | 668.626
AirCldScrewChlr-0.99kwpton-VarSpd | DEER2023 |  | 2022-03-14 20:35:49+00 | Any | ECC | New | CZ07 | cAVVG | Cap-Tons | 563.0488 | 299999.5938 | None | 2083892 | 498675.5 | 838537.625 | 0 | 438601.8125 | 0 | 25356.8691 | 282718.3125 | 71801.8516 | 25091.5703 | 13974.4397 | 97.3874 | 13877.0406 | 0 | 790.526 | 644.755
AirCldScrewChlr-0.99kwpton-VarSpd | DEER2023 |  | 2022-03-14 20:35:49+00 | Any | ECC | New | CZ08 | cAVVG | Cap-Tons | 651.0405 | 299999.5938 | None | 2271817 | 498675.5 | 838537.625 | 0 | 604760.8125 | 0 | 33229.4883 | 296611.3125 | 90541.0391 | 28194.0293 | 14345.2301 | 97.3874 | 14247.8298 | 0 | 908.27 | 685.705
AirCldScrewChlr-0.99kwpton-VarSpd | DEER2023 |  | 2022-03-14 20:35:49+00 | Any | ECC | New | CZ09 | cAVVG | Cap-Tons | 783.4161 | 299999.5938 | None | 2227449 | 498675.5 | 838537.625 | 0 | 576204.375 | 0 | 32080.25 | 281949.3125 | 82339.2891 | 38711.2695 | 16375.7798 | 97.3874 | 16278.3898 | 0 | 909.442 | 747.111
AirCldScrewChlr-0.99kwpton-VarSpd | DEER2023 |  | 2022-03-14 20:35:49+00 | Any | ECC | New | CZ10 | cAVVG | Cap-Tons | 696.4335 | 299999.5938 | None | 2294986 | 498675.5 | 838537.625 | 0 | 632596.3125 | 0 | 34463.6914 | 290711 | 87017.7812 | 44994.9609 | 19309.1597 | 97.3874 | 19211.7606 | 0 | 760.039 | 475.281
AirCldScrewChlr-0.99kwpton-VarSpd | DEER2023 |  | 2022-03-14 20:35:49+00 | Any | ECC | New | CZ11 | cAVVG | Cap-Tons | 638.1592 | 299999.5938 | None | 2246469 | 498675.5 | 838537.625 | 0 | 578895.8125 | 0 | 33972.2188 | 296386.6875 | 76807.5625 | 79634.7969 | 29029.6909 | 97.3874 | 28932.3008 | 0 | 818.612 | 586.725
AirCldScrewChlr-0.99kwpton-VarSpd | DEER2023 |  | 2022-03-14 20:35:49+00 | Any | ECC | New | CZ12 | cAVVG | Cap-Tons | 583.5182 | 299999.5938 | None | 2125341 | 498675.5 | 838537.625 | 0 | 462062 | 0 | 28724.5391 | 297339.9062 | 64869.4688 | 88576.0703 | 30073.9789 | 97.3874 | 29976.5888 | 0 | 779.906 | 543.942
AirCldScrewChlr-0.99kwpton-VarSpd | DEER2023 |  | 2022-03-14 20:35:49+00 | Any | ECC | New | CZ13 | cAVVG | Cap-Tons | 689.718 | 299999.5938 | None | 2338755 | 498675.5 | 838537.625 | 0 | 653413.875 | 0 | 35893.8203 | 312232.8125 | 92388.0625 | 71531.4062 | 25489.3594 | 97.3874 | 25391.959 | 0 | 825.781 | 567.922
AirCldScrewChlr-0.99kwpton-VarSpd | DEER2023 |  | 2022-03-14 20:35:49+00 | Any | ECC | New | CZ14 | cAVVG | Cap-Tons | 742.6342 | 299999.5938 | None | 2276758 | 498675.5 | 838537.625 | 0 | 603907.5 | 0 | 33023.1797 | 302613 | 79084.8281 | 75070.6094 | 27234.2605 | 97.3874 | 27136.8704 | 0 | 814.029 | 527.207
AirCldScrewChlr-0.99kwpton-VarSpd | DEER2023 |  | 2022-03-14 20:35:49+00 | Any | ECC | New | CZ15 | cAVVG | Cap-Tons | 966.2557 | 299999.5938 | None | 2891634 | 498675.5 | 838537.625 | 0 | 1175330 | 0 | 52455.6406 | 326633.9062 | 148395.7031 | 15751.7197 | 9190.7008 | 97.3874 | 9093.3082 | 0 | 1008.898 | 687.038
AirCldScrewChlr-0.99kwpton-VarSpd | DEER2023 |  | 2022-03-14 20:35:49+00 | Any | ECC | New | CZ16 | cAVVG | Cap-Tons | 382.9707 | 299999.5938 | None | 1872040 | 498675.5 | 838537.625 | 0 | 207010.7031 | 0 | 17239.9707 | 310575.3125 | 39430.5 | 157721.5 | 59083.479 | 97.3874 | 58986.0813 | 0 | 189.202 | 147.157
AirCldScrewChlr-0.99kwpton-VarSpd | DEER2023 |  | 2022-03-14 20:35:49+00 | Any | ESe | New | CZ01 | cAVVG | Cap-Tons | 147.603 | 149998.5938 | None | 610645.3125 | 195048.5 | 287781.6875 | 0 | 17599.6699 | 0 | 4511.9238 | 105704.2969 | 411.2486 | 81871.0469 | 28034.8902 | 26.4167 | 28008.471 | 0 | 256.945 | 118.441
AirCldScrewChlr-0.99kwpton-VarSpd | DEER2023 |  | 2022-03-14 20:35:49+00 | Any | ESe | New | CZ02 | cAVVG | Cap-Tons | 285.2343 | 149998.5938 | None | 708896.3125 | 195048.5 | 287781.6875 | 0 | 112336.8984 | 0 | 8937.8213 | 104792.2969 | 10188.7803 | 49574.0781 | 19469.9098 | 26.4167 | 19443.52 | 0 | 392.29 | 197.874
AirCldScrewChlr-0.99kwpton-VarSpd | DEER2023 |  | 2022-03-14 20:35:49+00 | Any | ESe | New | CZ03 | cAVVG | Cap-Tons | 220.4453 | 149998.5938 | None | 656741.3125 | 195048.5 | 287781.6875 | 0 | 69922.4531 | 0 | 6930.0962 | 97059.4297 | 4249.4551 | 46136.6406 | 16562.0698 | 26.4167 | 16535.6595 | 0 | 301.663 | 144.837
AirCldScrewChlr-0.99kwpton-VarSpd | DEER2023 |  | 2022-03-14 20:35:49+00 | Any | ESe | New | CZ04 | cAVVG | Cap-Tons | 285.7465 | 149998.5938 | None | 738586.625 | 195048.5 | 287781.6875 | 0 | 143393.7031 | 0 | 10066.5801 | 102296.8984 | 13974.6904 | 34655.1992 | 13995.5994 | 26.4167 | 13969.1904 | 0 | 395.567 | 203.607
AirCldScrewChlr-0.99kwpton-VarSpd | DEER2023 |  | 2022-03-14 20:35:49+00 | Any | ESe | New | CZ05 | cAVVG | Cap-Tons | 186.52 | 149998.5938 | None | 676477.8125 | 195048.5 | 287781.6875 | 0 | 86911.1172 | 0 | 7423.4082 | 99314.0391 | 5622.2598 | 40647.4492 | 14992.3802 | 26.4167 | 14965.9699 | 0 | 297.065 | 130.484
AirCldScrewChlr-0.99kwpton-VarSpd | DEER2023 |  | 2022-03-14 20:35:49+00 | Any | ESe | New | CZ06 | cAVVG | Cap-Tons | 322.4655 | 149998.5938 | None | 767772.875 | 195048.5 | 287781.6875 | 0 | 178206.7969 | 0 | 11471 | 95265.8906 | 12110.9902 | 17769.8105 | 8500.9402 | 26.4167 | 8474.5178 | 0 | 345.921 | 160.82
AirCldScrewChlr-0.99kwpton-VarSpd | DEER2023 |  | 2022-03-14 20:35:49+00 | Any | ESe | New | CZ07 | cAVVG | Cap-Tons | 305.3152 | 149998.5938 | None | 732763.125 | 195048.5 | 287781.6875 | 0 | 147114.5938 | 0 | 9152.3965 | 93666.5312 | 11572.8203 | 15766.04 | 7211.9482 | 26.4167 | 7185.527 | 0 | 334.696 | 148.552
AirCldScrewChlr-0.99kwpton-VarSpd | DEER2023 |  | 2022-03-14 20:35:49+00 | Any | ESe | New | CZ08 | cAVVG | Cap-Tons | 346.614 | 149998.5938 | None | 831829.8125 | 195048.5 | 287781.6875 | 0 | 228961.0938 | 0 | 12723.3301 | 107315.7969 | 22006.4395 | 15382.5303 | 7441.3811 | 26.4167 | 7414.9632 | 0 | 397.299 | 176.027
AirCldScrewChlr-0.99kwpton-VarSpd | DEER2023 |  | 2022-03-14 20:35:49+00 | Any | ESe | New | CZ09 | cAVVG | Cap-Tons | 411.9728 | 149998.5938 | None | 820591.125 | 195048.5 | 287781.6875 | 0 | 218588.7969 | 0 | 12832.8096 | 106339.8984 | 21144.9492 | 20704.0703 | 8742.4288 | 26.4167 | 8716.0102 | 0 | 398 | 199.012
AirCldScrewChlr-0.99kwpton-VarSpd | DEER2023 |  | 2022-03-14 20:35:49+00 | Any | ESe | New | CZ10 | cAVVG | Cap-Tons | 362.4923 | 149998.5938 | None | 849952.3125 | 195048.5 | 287781.6875 | 0 | 242143.5938 | 0 | 13551.9297 | 111427 | 23355.25 | 23003.1797 | 10225.1302 | 26.4167 | 10198.7002 | 0 | 127.201 | 94.867
AirCldScrewChlr-0.99kwpton-VarSpd | DEER2023 |  | 2022-03-14 20:35:49+00 | Any | ESe | New | CZ11 | cAVVG | Cap-Tons | 328.088 | 149998.5938 | None | 816177.125 | 195048.5 | 287781.6875 | 0 | 212662.5 | 0 | 12475.0996 | 108210.1016 | 21714.6992 | 35568.4219 | 15635.3101 | 26.4167 | 15608.8998 | 0 | 133.912 | 118.324
AirCldScrewChlr-0.99kwpton-VarSpd | DEER2023 |  | 2022-03-14 20:35:49+00 | Any | ESe | New | CZ12 | cAVVG | Cap-Tons | 302.8255 | 149998.5938 | None | 771219.6875 | 195048.5 | 287781.6875 | 0 | 168388 | 0 | 10865.2695 | 109136.8984 | 17693.6895 | 40656.7695 | 16194.1402 | 26.4167 | 16167.7299 | 0 | 123.01 | 109.118
AirCldScrewChlr-0.99kwpton-VarSpd | DEER2023 |  | 2022-03-14 20:35:49+00 | Any | ESe | New | CZ13 | cAVVG | Cap-Tons | 365.916 | 149998.5938 | None | 853907.875 | 195048.5 | 287781.6875 | 0 | 241693.5 | 0 | 13588.8096 | 115796 | 25708.9707 | 33125.6289 | 13808.7398 | 26.4167 | 13782.3296 | 0 | 130.106 | 115.522
AirCldScrewChlr-0.99kwpton-VarSpd | DEER2023 |  | 2022-03-14 20:35:49+00 | Any | ESe | New | CZ14 | cAVVG | Cap-Tons | 398.6307 | 149998.5938 | None | 822777.625 | 195048.5 | 287781.6875 | 0 | 220819.4062 | 0 | 12405.9297 | 106722.6016 | 20119.1504 | 31887.1406 | 14321.4106 | 26.4167 | 14295.0003 | 0 | 134.868 | 101.2
AirCldScrewChlr-0.99kwpton-VarSpd | DEER2023 |  | 2022-03-14 20:35:49+00 | Any | ESe | New | CZ15 | cAVVG | Cap-Tons | 512.9195 | 149998.5938 | None | 1089138 | 195048.5 | 287781.6875 | 0 | 460433.5 | 0 | 20002.7793 | 125871.7031 | 37588.4414 | 8876.3564 | 4784.912 | 26.4167 | 4758.489 | 0 | 162.759 | 137.784
AirCldScrewChlr-0.99kwpton-VarSpd | DEER2023 |  | 2022-03-14 20:35:49+00 | Any | ESe | New | CZ16 | cAVVG | Cap-Tons | 202.1828 | 149998.5938 | None | 673890.8125 | 195048.5 | 287781.6875 | 0 | 73482.1875 | 0 | 7329.9858 | 110249.2031 | 12175.1797 | 64864.2695 | 31927.8003 | 26.4167 | 31901.3888 | 0 | 84.163 | 66.336
AirCldScrewChlr-0.99kwpton-VarSpd | DEER2023 |  | 2022-03-14 20:35:49+00 | Any | EUn | New | CZ01 | cAVVG | Cap-Tons | 1169.1146 | 930201.375 | None | 4976206 | 1432632 | 2778924 | 0 | 152423.2031 | 0 | 28103.8105 | 584118.375 | 37422.0195 | 432945.1875 | 178306.3962 | 181.5723 | 178124.9024 | 0 | 1940.019 | 1560.541
AirCldScrewChlr-0.99kwpton-VarSpd | DEER2023 |  | 2022-03-14 20:35:49+00 | Any | EUn | New | CZ02 | cAVVG | Cap-Tons | 1962.391 | 930201.375 | None | 5841664 | 1432632 | 2778924 | 0 | 947048.1875 | 0 | 56214.1406 | 626841 | 220613.5938 | 228679 | 118108.7027 | 181.5723 | 117927.0963 | 0 | 2743.34 | 2252.957
AirCldScrewChlr-0.99kwpton-VarSpd | DEER2023 |  | 2022-03-14 20:35:49+00 | Any | EUn | New | CZ03 | cAVVG | Cap-Tons | 1524.3831 | 930201.375 | None | 5456877 | 1432632 | 2778924 | 0 | 595176.5 | 0 | 43482.6406 | 606656.625 | 176868.2031 | 223686.0938 | 98391.4701 | 181.5723 | 98209.8944 | 0 | 2250.889 | 1891.338
AirCldScrewChlr-0.99kwpton-VarSpd | DEER2023 |  | 2022-03-14 20:35:49+00 | Any | EUn | New | CZ04 | cAVVG | Cap-Tons | 1919.6637 | 930201.375 | None | 6080299 | 1432632 | 2778924 | 0 | 1174865 | 0 | 63276.0195 | 630597.125 | 299320.1875 | 153466.7031 | 80855.9718 | 181.5723 | 80674.391 | 0 | 2773.567 | 2359.214
AirCldScrewChlr-0.99kwpton-VarSpd | DEER2023 |  | 2022-03-14 20:35:49+00 | Any | EUn | New | CZ05 | cAVVG | Cap-Tons | 1337.6327 | 930201.375 | None | 5576094 | 1432632 | 2778924 | 0 | 695410.875 | 0 | 45170.8906 | 623951.125 | 192108.4062 | 196755.7969 | 91516.6618 | 181.5723 | 91335.0758 | 0 | 2222.265 | 1693.699
AirCldScrewChlr-0.99kwpton-VarSpd | DEER2023 |  | 2022-03-14 20:35:49+00 | Any | EUn | New | CZ06 | cAVVG | Cap-Tons | 2007.9266 | 930201.375 | None | 6322069 | 1432632 | 2778924 | 0 | 1410660 | 0 | 68407.9688 | 631439.375 | 343375.5 | 85250.2031 | 48355.8912 | 181.5723 | 48174.3411 | 0 | 2483.636 | 2065.887
AirCldScrewChlr-0.99kwpton-VarSpd | DEER2023 |  | 2022-03-14 20:35:49+00 | Any | EUn | New | CZ07 | cAVVG | Cap-Tons | 1946.5936 | 930201.375 | None | 6058586 | 1432632 | 2778924 | 0 | 1163321 | 0 | 57536.0781 | 626167.125 | 322733.4062 | 83924.4531 | 41923.3408 | 181.5723 | 41741.7907 | 0 | 2395.7 | 1953.866
AirCldScrewChlr-0.99kwpton-VarSpd | DEER2023 |  | 2022-03-14 20:35:49+00 | Any | EUn | New | CZ08 | cAVVG | Cap-Tons | 2222.9446 | 930201.375 | None | 6654472 | 1432632 | 2778924 | 0 | 1707563 | 0 | 76962.2031 | 658386 | 411678.9062 | 68195.2969 | 42846.4998 | 181.5723 | 42664.9293 | 0 | 2804.613 | 2153.889
AirCldScrewChlr-0.99kwpton-VarSpd | DEER2023 |  | 2022-03-14 20:35:49+00 | Any | EUn | New | CZ09 | cAVVG | Cap-Tons | 2584.4678 | 930201.375 | None | 6571654 | 1432632 | 2778924 | 0 | 1635461 | 0 | 76043.1406 | 648589.5 | 385725.8125 | 90631.2031 | 48537.8202 | 181.5723 | 48356.2394 | 0 | 2795.117 | 2345.483
AirCldScrewChlr-0.99kwpton-VarSpd | DEER2023 |  | 2022-03-14 20:35:49+00 | Any | EUn | New | CZ10 | cAVVG | Cap-Tons | 2358.0786 | 930201.375 | None | 6795105 | 1432632 | 2778924 | 0 | 1838801 | 0 | 81248.2188 | 663495.625 | 403979.0938 | 99543.5938 | 57719.3114 | 181.5723 | 57537.751 | 0 | 2294.122 | 1840.868
AirCldScrewChlr-0.99kwpton-VarSpd | DEER2023 |  | 2022-03-14 20:35:49+00 | Any | EUn | New | CZ11 | cAVVG | Cap-Tons | 2146.9141 | 930201.375 | None | 6748850 | 1432632 | 2778924 | 0 | 1772836 | 0 | 81768.3828 | 682683.8125 | 388192.9062 | 167393.4062 | 90859.9706 | 181.5723 | 90678.4051 | 0 | 2510.437 | 2272.404
AirCldScrewChlr-0.99kwpton-VarSpd | DEER2023 |  | 2022-03-14 20:35:49+00 | Any | EUn | New | CZ12 | cAVVG | Cap-Tons | 2018.746 | 930201.375 | None | 6359555 | 1432632 | 2778924 | 0 | 1413226 | 0 | 70877.3828 | 663889.375 | 336103.5 | 176173.7969 | 94664.4685 | 181.5723 | 94482.903 | 0 | 2358.37 | 2082.82
AirCldScrewChlr-0.99kwpton-VarSpd | DEER2023 |  | 2022-03-14 20:35:49+00 | Any | EUn | New | CZ13 | cAVVG | Cap-Tons | 2296.1406 | 930201.375 | None | 6984697 | 1432632 | 2778924 | 0 | 1978582 | 0 | 86920.0469 | 707633.3125 | 446571.4062 | 143167.0938 | 76501.3606 | 181.5723 | 76319.7798 | 0 | 2521.668 | 2249.34
AirCldScrewChlr-0.99kwpton-VarSpd | DEER2023 |  | 2022-03-14 20:35:49+00 | Any | EUn | New | CZ14 | cAVVG | Cap-Tons | 2442.6643 | 930201.375 | None | 6813330 | 1432632 | 2778924 | 0 | 1825602 | 0 | 82159.8281 | 694006.8125 | 406802.1875 | 146925.2969 | 84219.6787 | 181.5723 | 84038.1082 | 0 | 2465.627 | 2065.403
AirCldScrewChlr-0.99kwpton-VarSpd | DEER2023 |  | 2022-03-14 20:35:49+00 | Any | EUn | New | CZ15 | cAVVG | Cap-Tons | 3124.6462 | 930201.375 | None | 8545372 | 1432632 | 2778924 | 0 | 3435957 | 0 | 125213.5 | 772640.375 | 629589 | 35340.1289 | 22497.2902 | 181.5723 | 22315.7197 | 0 | 3067.685 | 2633.074
AirCldScrewChlr-0.99kwpton-VarSpd | DEER2023 |  | 2022-03-14 20:35:49+00 | Any | EUn | New | CZ16 | cAVVG | Cap-Tons | 1356.2537 | 930201.375 | None | 5559890 | 1432632 | 2778924 | 0 | 642615.375 | 0 | 47679.1094 | 658035.5 | 218002.0938 | 314321.3125 | 196919.1936 | 181.5723 | 196737.495 | 0 | 255.053 | 299.742
AirCldScrewChlr-0.99kwpton-VarSpd | DEER2023 |  | 2022-03-14 20:35:49+00 | Any | Hsp | New | CZ01 | cAVVG | Cap-Tons | 528.477 | 235501 | None | 2495771 | 848496.8125 | 1266427 | 0 | 26545.8301 | 0 | 4145.4761 | 350158.5938 | 663.8987 | 288809.3125 | 52993.0906 | 81.3604 | 52911.7184 | 0 | 480.044 | 420.799
AirCldScrewChlr-0.99kwpton-VarSpd | DEER2023 |  | 2022-03-14 20:35:49+00 | Any | Hsp | New | CZ02 | cAVVG | Cap-Tons | 844.9847 | 235501 | None | 2733905 | 848496.8125 | 1266427 | 0 | 250108.0938 | 0 | 11545.3398 | 357330 | 10314.5303 | 194834.5 | 42794.7008 | 81.3604 | 42713.3389 | 0 | 633.668 | 556.957
AirCldScrewChlr-0.99kwpton-VarSpd | DEER2023 |  | 2022-03-14 20:35:49+00 | Any | Hsp | New | CZ03 | cAVVG | Cap-Tons | 577.2075 | 235501 | None | 2630926 | 848496.8125 | 1266427 | 0 | 152682.7031 | 0 | 8852.9307 | 354468.5938 | 9009.0723 | 183066.7031 | 35159.4112 | 81.3604 | 35078.0493 | 0 | 533.868 | 481.236
AirCldScrewChlr-0.99kwpton-VarSpd | DEER2023 |  | 2022-03-14 20:35:49+00 | Any | Hsp | New | CZ04 | cAVVG | Cap-Tons | 809.9295 | 235501 | None | 2829688 | 848496.8125 | 1266427 | 0 | 338461.5938 | 0 | 15160.2002 | 361145.1875 | 21335.9609 | 136171.5 | 32938.1606 | 81.3604 | 32856.8013 | 0 | 633.682 | 575.535
AirCldScrewChlr-0.99kwpton-VarSpd | DEER2023 |  | 2022-03-14 20:35:49+00 | Any | Hsp | New | CZ05 | cAVVG | Cap-Tons | 642.7438 | 235501 | None | 2654602 | 848496.8125 | 1266427 | 0 | 175336.5 | 0 | 9388.4346 | 354956.3125 | 8846.1553 | 182299.4062 | 36046.5894 | 81.3604 | 35965.2198 | 0 | 528.378 | 451.681
AirCldScrewChlr-0.99kwpton-VarSpd | DEER2023 |  | 2022-03-14 20:35:49+00 | Any | Hsp | New | CZ06 | cAVVG | Cap-Tons | 839.0405 | 235501 | None | 2930621 | 848496.8125 | 1266427 | 0 | 436859.4062 | 0 | 18380.5703 | 360459.5938 | 28645.0508 | 84615.7422 | 24992.6502 | 81.3604 | 24911.2806 | 0 | 558.691 | 509.189
AirCldScrewChlr-0.99kwpton-VarSpd | DEER2023 |  | 2022-03-14 20:35:49+00 | Any | Hsp | New | CZ07 | cAVVG | Cap-Tons | 869.8047 | 235501 | None | 2897909 | 848496.8125 | 1266427 | 0 | 403657.5 | 0 | 18797.4102 | 360532.3125 | 30099.9805 | 71395.1328 | 22708.8998 | 81.3604 | 22627.5405 | 0 | 548.055 | 495.295
AirCldScrewChlr-0.99kwpton-VarSpd | DEER2023 |  | 2022-03-14 20:35:49+00 | Any | Hsp | New | CZ08 | cAVVG | Cap-Tons | 939.6932 | 235501 | None | 3011913 | 848496.8125 | 1266427 | 0 | 509325.6875 | 0 | 19939.9805 | 367725.1875 | 30603.6699 | 80337.1719 | 23385.1392 | 81.3604 | 23303.7798 | 0 | 622.828 | 538.266
AirCldScrewChlr-0.99kwpton-VarSpd | DEER2023 |  | 2022-03-14 20:35:49+00 | Any | Hsp | New | CZ09 | cAVVG | Cap-Tons | 1074.036 | 235501 | None | 3004696 | 848496.8125 | 1266427 | 0 | 502120.5 | 0 | 20567.25 | 367086.8125 | 27960.4199 | 96819.5312 | 25619.1104 | 81.3604 | 25537.7613 | 0 | 642.931 | 580.195
AirCldScrewChlr-0.99kwpton-VarSpd | DEER2023 |  | 2022-03-14 20:35:49+00 | Any | Hsp | New | CZ10 | cAVVG | Cap-Tons | 948.8985 | 235501 | None | 3035280 | 848496.8125 | 1266427 | 0 | 532474.5 | 0 | 19184.8809 | 368699.8125 | 27890.1504 | 104430.8984 | 29039.4291 | 81.3604 | 28958.0698 | 0 | 691.919 | 597.425
AirCldScrewChlr-0.99kwpton-VarSpd | DEER2023 |  | 2022-03-14 20:35:49+00 | Any | Hsp | New | CZ11 | cAVVG | Cap-Tons | 964.2135 | 235501 | None | 3025453 | 848496.8125 | 1266427 | 0 | 527241.125 | 0 | 17280.1094 | 366009.9062 | 25239.75 | 138573.7969 | 37579.689 | 81.3604 | 37498.3194 | 0 | 729.874 | 675.095
AirCldScrewChlr-0.99kwpton-VarSpd | DEER2023 |  | 2022-03-14 20:35:49+00 | Any | Hsp | New | CZ12 | cAVVG | Cap-Tons | 908.701 | 235501 | None | 2889976 | 848496.8125 | 1266427 | 0 | 395943.1875 | 0 | 15678.6504 | 363432.9062 | 20401.5898 | 151518.2031 | 37588.759 | 81.3604 | 37507.3792 | 0 | 702.054 | 638.323
AirCldScrewChlr-0.99kwpton-VarSpd | DEER2023 |  | 2022-03-14 20:35:49+00 | Any | Hsp | New | CZ13 | cAVVG | Cap-Tons | 967.7355 | 235501 | None | 3090031 | 848496.8125 | 1266427 | 0 | 586535.375 | 0 | 18799.8906 | 369773.8125 | 29498.1992 | 122074.2969 | 33919.1706 | 81.3604 | 33837.801 | 0 | 722.819 | 665.023
AirCldScrewChlr-0.99kwpton-VarSpd | DEER2023 |  | 2022-03-14 20:35:49+00 | Any | Hsp | New | CZ14 | cAVVG | Cap-Tons | 1033.4919 | 235501 | None | 3032424 | 848496.8125 | 1266427 | 0 | 533987.625 | 0 | 18159.4199 | 365356.4062 | 25012.5195 | 136792.7969 | 40231.6006 | 81.3604 | 40150.249 | 0 | 715.335 | 634.273
AirCldScrewChlr-0.99kwpton-VarSpd | DEER2023 |  | 2022-03-14 20:35:49+00 | Any | Hsp | New | CZ15 | cAVVG | Cap-Tons | 1221.3843 | 235501 | None | 3557626 | 848496.8125 | 1266427 | 0 | 1033646 | 0 | 28325.4297 | 380732.5 | 42098.0508 | 53023.5312 | 20233.12 | 81.3604 | 20151.7594 | 0 | 831.285 | 753.326
AirCldScrewChlr-0.99kwpton-VarSpd | DEER2023 |  | 2022-03-14 20:35:49+00 | Any | Hsp | New | CZ16 | cAVVG | Cap-Tons | 655.2333 | 235501 | None | 2675388 | 848496.8125 | 1266427 | 0 | 192618.2031 | 0 | 10516.46 | 357332.8125 | 15175.7305 | 211785 | 66251.8784 | 81.3604 | 66170.5216 | 0 | 553.372 | 498.778
AirCldScrewChlr-0.99kwpton-VarSpd | DEER2023 |  | 2022-03-14 20:35:49+00 | Any | Htl | New | CZ01 | cAVVG | Cap-Tons | 93.868 | 139998.9062 | None | 550414.8125 | 162049.9062 | 293493.5 | 0 | 33710.2305 | 0 | 3664.0911 | 57496.1797 | 5644.8159 | 44996.5195 | 20344.7296 | 0 | 20344.7296 | 0 | 106.41 | 104.972
AirCldScrewChlr-0.99kwpton-VarSpd | DEER2023 |  | 2022-03-14 20:35:49+00 | Any | Htl | New | CZ02 | cAVVG | Cap-Tons | 161.267 | 139998.9062 | None | 646547.125 | 162049.9062 | 293493.5 | 0 | 124387 | 0 | 7464.853 | 59151.3906 | 17827.0293 | 26459.0508 | 15114.6202 | 0 | 15114.6202 | 0 | 177.81 | 162.653
AirCldScrewChlr-0.99kwpton-VarSpd | DEER2023 |  | 2022-03-14 20:35:49+00 | Any | Htl | New | CZ03 | cAVVG | Cap-Tons | 126.2084 | 139998.9062 | None | 606191.625 | 162049.9062 | 293493.5 | 0 | 86700.2969 | 0 | 5490.3281 | 58456.7695 | 14943.0898 | 26556.5898 | 11541.0803 | 0 | 11541.0803 | 0 | 133.322 | 128.186
AirCldScrewChlr-0.99kwpton-VarSpd | DEER2023 |  | 2022-03-14 20:35:49+00 | Any | Htl | New | CZ04 | cAVVG | Cap-Tons | 168.1872 | 139998.9062 | None | 680037.3125 | 162049.9062 | 293493.5 | 0 | 155566.2031 | 0 | 8371.9102 | 60555.0703 | 22441.7305 | 19336.4902 | 10769.6704 | 0 | 10769.6704 | 0 | 178.742 | 170.408
AirCldScrewChlr-0.99kwpton-VarSpd | DEER2023 |  | 2022-03-14 20:35:49+00 | Any | Htl | New | CZ05 | cAVVG | Cap-Tons | 107.2058 | 139998.9062 | None | 612760.125 | 162049.9062 | 293493.5 | 0 | 91399.0312 | 0 | 5332.2051 | 60484.9688 | 16620.4902 | 25852.7109 | 11371.7606 | 0 | 11371.7606 | 0 | 131.834 | 112.334
AirCldScrewChlr-0.99kwpton-VarSpd | DEER2023 |  | 2022-03-14 20:35:49+00 | Any | Htl | New | CZ06 | cAVVG | Cap-Tons | 160.0206 | 139998.9062 | None | 701392.3125 | 162049.9062 | 293493.5 | 0 | 174344.0938 | 0 | 8792.9775 | 62711.1719 | 25272.0391 | 12506.9902 | 6703.2051 | 0 | 6703.2051 | 0 | 147.264 | 138.492
AirCldScrewChlr-0.99kwpton-VarSpd | DEER2023 |  | 2022-03-14 20:35:49+00 | Any | Htl | New | CZ07 | cAVVG | Cap-Tons | 146.3167 | 139998.9062 | None | 677705.3125 | 162049.9062 | 293493.5 | 0 | 151509.5 | 0 | 7797.2598 | 62854.6289 | 24540.4297 | 11548.2305 | 5687.9053 | 0 | 5687.9053 | 0 | 139.978 | 125.084
AirCldScrewChlr-0.99kwpton-VarSpd | DEER2023 |  | 2022-03-14 20:35:49+00 | Any | Htl | New | CZ08 | cAVVG | Cap-Tons | 170.0543 | 139998.9062 | None | 740784.625 | 162049.9062 | 293493.5 | 0 | 210034.2969 | 0 | 10626.6299 | 64579.6289 | 29183.9902 | 11115.4297 | 6430.4928 | 0 | 6430.4928 | 0 | 180.176 | 151.786
AirCldScrewChlr-0.99kwpton-VarSpd | DEER2023 |  | 2022-03-14 20:35:49+00 | Any | Htl | New | CZ09 | cAVVG | Cap-Tons | 220.813 | 139998.9062 | None | 740679.3125 | 162049.9062 | 293493.5 | 0 | 212622.2969 | 0 | 10993.3604 | 61519.6016 | 27486.4902 | 13081.04 | 7307.5987 | 0 | 7307.5987 | 0 | 184.602 | 170.095
AirCldScrewChlr-0.99kwpton-VarSpd | DEER2023 |  | 2022-03-14 20:35:49+00 | Any | Htl | New | CZ10 | cAVVG | Cap-Tons | 199.322 | 139998.9062 | None | 760090.8125 | 162049.9062 | 293493.5 | 0 | 229669.2969 | 0 | 11290.5703 | 63587.1992 | 29204.5996 | 13883.0303 | 8513.6909 | 0 | 8513.6909 | 0 | 197.131 | 179.397
AirCldScrewChlr-0.99kwpton-VarSpd | DEER2023 |  | 2022-03-14 20:35:49+00 | Any | Htl | New | CZ11 | cAVVG | Cap-Tons | 204.9697 | 139998.9062 | None | 763674.875 | 162049.9062 | 293493.5 | 0 | 231023.7969 | 0 | 11183.96 | 65923.0625 | 28161.7109 | 19736.3906 | 13558.1594 | 0 | 13558.1594 | 0 | 217.622 | 225.584
AirCldScrewChlr-0.99kwpton-VarSpd | DEER2023 |  | 2022-03-14 20:35:49+00 | Any | Htl | New | CZ12 | cAVVG | Cap-Tons | 186.151 | 139998.9062 | None | 712492.625 | 162049.9062 | 293493.5 | 0 | 183929.2031 | 0 | 9767.6641 | 63251.8398 | 24272.3105 | 21190.5098 | 13287.9603 | 0 | 13287.9603 | 0 | 202.694 | 206.55
AirCldScrewChlr-0.99kwpton-VarSpd | DEER2023 |  | 2022-03-14 20:35:49+00 | Any | Htl | New | CZ13 | cAVVG | Cap-Tons | 204.4572 | 139998.9062 | None | 791632.5 | 162049.9062 | 293493.5 | 0 | 256079 | 0 | 12212.8096 | 67796.7578 | 31766.9805 | 17224.9805 | 11541.8304 | 0 | 11541.8304 | 0 | 220.001 | 221.84
AirCldScrewChlr-0.99kwpton-VarSpd | DEER2023 |  | 2022-03-14 20:35:49+00 | Any | Htl | New | CZ14 | cAVVG | Cap-Tons | 212.2535 | 139998.9062 | None | 770603.875 | 162049.9062 | 293493.5 | 0 | 236253.2031 | 0 | 11788.5195 | 67018.3438 | 29506.1992 | 18841.4492 | 12983.5098 | 0 | 12983.5098 | 0 | 214.918 | 203.162
AirCldScrewChlr-0.99kwpton-VarSpd | DEER2023 |  | 2022-03-14 20:35:49+00 | Any | Htl | New | CZ15 | cAVVG | Cap-Tons | 273.3933 | 139998.9062 | None | 977039.1875 | 162049.9062 | 293493.5 | 0 | 429107.8125 | 0 | 17781.6699 | 74605.8203 | 44903.6797 | 7008.9058 | 5020.584 | 0 | 5020.584 | 0 | 277.435 | 263.587
AirCldScrewChlr-0.99kwpton-VarSpd | DEER2023 |  | 2022-03-14 20:35:49+00 | Any | Htl | New | CZ16 | cAVVG | Cap-Tons | 118.4843 | 139998.9062 | None | 633438.6875 | 162049.9062 | 293493.5 | 0 | 103256 | 0 | 7719.1738 | 66919.5234 | 18493.8906 | 33964.3789 | 25514.8493 | 0 | 25514.8493 | 0 | 144.418 | 139.354
AirCldScrewChlr-0.99kwpton-VarSpd | DEER2023 |  | 2022-03-14 20:35:49+00 | Any | MBT | New | CZ01 | cAVVG | Cap-Tons | 173.0733 | 199999.2031 | None | 1253440 | 366189 | 737073.3125 | 0 | 33319.7305 | 0 | 4047.929 | 112803.3984 | 1740.551 | 51532.5898 | 14361.0803 | 0 | 14361.0803 | 0 | 419.433 | 184.88
AirCldScrewChlr-0.99kwpton-VarSpd | DEER2023 |  | 2022-03-14 20:35:49+00 | Any | MBT | New | CZ02 | cAVVG | Cap-Tons | 285.5302 | 199999.2031 | None | 1387586 | 366189 | 737073.3125 | 0 | 152443.5938 | 0 | 10599.3604 | 121274.7031 | 7367.1719 | 31741.4609 | 11427.5802 | 0 | 11427.5802 | 0 | 530.378 | 255.478
AirCldScrewChlr-0.99kwpton-VarSpd | DEER2023 |  | 2022-03-14 20:35:49+00 | Any | MBT | New | CZ03 | cAVVG | Cap-Tons | 222.3173 | 199999.2031 | None | 1343262 | 366189 | 737073.3125 | 0 | 109388 | 0 | 8662.1143 | 121943.6016 | 6175.3989 | 26176.8496 | 10405.0502 | 0 | 10405.0502 | 0 | 460.437 | 210.264
AirCldScrewChlr-0.99kwpton-VarSpd | DEER2023 |  | 2022-03-14 20:35:49+00 | Any | MBT | New | CZ04 | cAVVG | Cap-Tons | 278.5123 | 199999.2031 | None | 1428667 | 366189 | 737073.3125 | 0 | 186837.7031 | 0 | 12684.79 | 125876 | 9664.8291 | 21938.7207 | 9399.8528 | 0 | 9399.8528 | 0 | 530.958 | 261.955
AirCldScrewChlr-0.99kwpton-VarSpd | DEER2023 |  | 2022-03-14 20:35:49+00 | Any | MBT | New | CZ05 | cAVVG | Cap-Tons | 214.5538 | 199999.2031 | None | 1364886 | 366189 | 737073.3125 | 0 | 128444.7969 | 0 | 9419.375 | 123753.8984 | 7119.2129 | 24565.7207 | 10170.2899 | 0 | 10170.2899 | 0 | 453.497 | 196.578
AirCldScrewChlr-0.99kwpton-VarSpd | DEER2023 |  | 2022-03-14 20:35:49+00 | Any | MBT | New | CZ06 | cAVVG | Cap-Tons | 301.4818 | 199999.2031 | None | 1498601 | 366189 | 737073.3125 | 0 | 249032.7031 | 0 | 17064.8105 | 129235.1016 | 11795.8604 | 11331.8301 | 8087.1213 | 0 | 8087.1213 | 0 | 500.725 | 230.855
AirCldScrewChlr-0.99kwpton-VarSpd | DEER2023 |  | 2022-03-14 20:35:49+00 | Any | MBT | New | CZ07 | cAVVG | Cap-Tons | 301.131 | 199999.2031 | None | 1457793 | 366189 | 737073.3125 | 0 | 212076.7031 | 0 | 13507.0996 | 128941.2031 | 11332.71 | 8298.1191 | 7617.5987 | 0 | 7617.5987 | 0 | 491.744 | 218.758
AirCldScrewChlr-0.99kwpton-VarSpd | DEER2023 |  | 2022-03-14 20:35:49+00 | Any | MBT | New | CZ08 | cAVVG | Cap-Tons | 334.8858 | 199999.2031 | None | 1536925 | 366189 | 737073.3125 | 0 | 283224 | 0 | 17571.6504 | 132862.0938 | 14222.4297 | 10461.2803 | 7689.9802 | 0 | 7689.9802 | 0 | 539.597 | 243.66
AirCldScrewChlr-0.99kwpton-VarSpd | DEER2023 |  | 2022-03-14 20:35:49+00 | Any | MBT | New | CZ09 | cAVVG | Cap-Tons | 365.1897 | 199999.2031 | None | 1508764 | 366189 | 737073.3125 | 0 | 260184.5 | 0 | 14637.2402 | 130674 | 13221.9297 | 13411.5498 | 7819.751 | 0 | 7819.751 | 0 | 542.232 | 265.89
AirCldScrewChlr-0.99kwpton-VarSpd | DEER2023 |  | 2022-03-14 20:35:49+00 | Any | MBT | New | CZ10 | cAVVG | Cap-Tons | 339.4217 | 199999.2031 | None | 1537953 | 366189 | 737073.3125 | 0 | 286787 | 0 | 16822.7891 | 131075.4062 | 14029.8203 | 14999.6699 | 8258.3827 | 0 | 8258.3827 | 0 | 579.068 | 276.548
AirCldScrewChlr-0.99kwpton-VarSpd | DEER2023 |  | 2022-03-14 20:35:49+00 | Any | MBT | New | CZ11 | cAVVG | Cap-Tons | 345.7535 | 199999.2031 | None | 1514185 | 366189 | 737073.3125 | 0 | 267507.9062 | 0 | 15911.0801 | 127497.8984 | 13547.1904 | 24742.3809 | 10568.2701 | 0 | 10568.2701 | 0 | 608.239 | 330.579
AirCldScrewChlr-0.99kwpton-VarSpd | DEER2023 |  | 2022-03-14 20:35:49+00 | Any | MBT | New | CZ12 | cAVVG | Cap-Tons | 325.3683 | 199999.2031 | None | 1456398 | 366189 | 737073.3125 | 0 | 213755.2031 | 0 | 13427.4805 | 125947.1016 | 10795.6504 | 27133.0996 | 10510.7597 | 0 | 10510.7597 | 0 | 587.125 | 306.06
AirCldScrewChlr-0.99kwpton-VarSpd | DEER2023 |  | 2022-03-14 20:35:49+00 | Any | MBT | New | CZ13 | cAVVG | Cap-Tons | 353.6912 | 199999.2031 | None | 1542218 | 366189 | 737073.3125 | 0 | 290391.3125 | 0 | 16593.4199 | 131965.5 | 15160.4102 | 23629.4395 | 9780.192 | 0 | 9780.192 | 0 | 617.509 | 331
AirCldScrewChlr-0.99kwpton-VarSpd | DEER2023 |  | 2022-03-14 20:35:49+00 | Any | MBT | New | CZ14 | cAVVG | Cap-Tons | 365.1983 | 199999.2031 | None | 1524430 | 366189 | 737073.3125 | 0 | 274873.8125 | 0 | 16293.4297 | 129994.5 | 13630.1299 | 23185.1191 | 10736.3597 | 0 | 10736.3597 | 0 | 606.218 | 308.336
AirCldScrewChlr-0.99kwpton-VarSpd | DEER2023 |  | 2022-03-14 20:35:49+00 | Any | MBT | New | CZ15 | cAVVG | Cap-Tons | 453.7342 | 199999.2031 | None | 1787658 | 366189 | 737073.3125 | 0 | 512204.5938 | 0 | 25510.4707 | 146675.0938 | 24438.4609 | 6849.1079 | 6645.0118 | 0 | 6645.0118 | 0 | 698.106 | 379.932
AirCldScrewChlr-0.99kwpton-VarSpd | DEER2023 |  | 2022-03-14 20:35:49+00 | Any | MBT | New | CZ16 | cAVVG | Cap-Tons | 224.0473 | 199999.2031 | None | 1324667 | 366189 | 737073.3125 | 0 | 98192.4219 | 0 | 8178.0542 | 115028.2031 | 5979.6309 | 43807.7891 | 19321.3696 | 0 | 19321.3696 | 0 | 471.398 | 222.14
AirCldScrewChlr-0.99kwpton-VarSpd | DEER2023 |  | 2022-03-14 20:35:49+00 | Any | Nrs | New | CZ01 | cAVVG | Cap-Tons | 62.0487 | 60654.5781 | None | 642127.8125 | 124089.5 | 419568.5938 | 0 | 4142.5391 | 0 | 1612.868 | 92713.5938 | 995.0484 | 74955.3125 | 23791.4598 | 117.2249 | 23674.24 | 0 | 108.366 | 102.715
AirCldScrewChlr-0.99kwpton-VarSpd | DEER2023 |  | 2022-03-14 20:35:49+00 | Any | Nrs | New | CZ02 | cAVVG | Cap-Tons | 100.1231 | 60654.5781 | None | 694360.875 | 124089.5 | 419568.5938 | 0 | 54293.8711 | 0 | 3235.8879 | 93172.6797 | 14471.7803 | 49962.6602 | 16360.2995 | 117.2249 | 16243.0694 | 0 | 153.95 | 140.355
AirCldScrewChlr-0.99kwpton-VarSpd | DEER2023 |  | 2022-03-14 20:35:49+00 | Any | Nrs | New | CZ03 | cAVVG | Cap-Tons | 79.9441 | 60654.5781 | None | 668324.875 | 124089.5 | 419568.5938 | 0 | 29207.3594 | 0 | 2357.6299 | 93100.8984 | 9188.6377 | 50144 | 13932.5094 | 117.2249 | 13815.2806 | 0 | 125.329 | 119.273
AirCldScrewChlr-0.99kwpton-VarSpd | DEER2023 |  | 2022-03-14 20:35:49+00 | Any | Nrs | New | CZ04 | cAVVG | Cap-Tons | 96.34 | 60654.5781 | None | 713629.375 | 124089.5 | 419568.5938 | 0 | 72803.25 | 0 | 3832.6819 | 93334.5 | 19801.4102 | 37403.25 | 11388.4006 | 117.2249 | 11271.1706 | 0 | 155.012 | 146.681
AirCldScrewChlr-0.99kwpton-VarSpd | DEER2023 |  | 2022-03-14 20:35:49+00 | Any | Nrs | New | CZ05 | cAVVG | Cap-Tons | 77.4103 | 60654.5781 | None | 673229.875 | 124089.5 | 419568.5938 | 0 | 33929.6602 | 0 | 2493.2129 | 93148.2969 | 11479.0098 | 48236.8203 | 14483.8502 | 117.2249 | 14366.6304 | 0 | 124.269 | 109.998
AirCldScrewChlr-0.99kwpton-VarSpd | DEER2023 |  | 2022-03-14 20:35:49+00 | Any | Nrs | New | CZ06 | cAVVG | Cap-Tons | 102.7199 | 60654.5781 | None | 726581.625 | 124089.5 | 419568.5938 | 0 | 85590.5078 | 0 | 3951.9839 | 93380.2266 | 23860.0801 | 26495.2207 | 7998.6522 | 117.2249 | 7881.4278 | 0 | 134.008 | 129.194
AirCldScrewChlr-0.99kwpton-VarSpd | DEER2023 |  | 2022-03-14 20:35:49+00 | Any | Nrs | New | CZ07 | cAVVG | Cap-Tons | 103.4304 | 60654.5781 | None | 716236.1875 | 124089.5 | 419568.5938 | 0 | 75675.5391 | 0 | 3535.429 | 93366.4531 | 22998.7891 | 23755.7695 | 6831.7133 | 117.2249 | 6714.4883 | 0 | 128.388 | 119.252
AirCldScrewChlr-0.99kwpton-VarSpd | DEER2023 |  | 2022-03-14 20:35:49+00 | Any | Nrs | New | CZ08 | cAVVG | Cap-Tons | 112.0452 | 60654.5781 | None | 754124.3125 | 124089.5 | 419568.5938 | 0 | 111844.1016 | 0 | 5130.1611 | 93491.2266 | 28146.5391 | 23892.9609 | 7642.2061 | 117.2249 | 7524.9818 | 0 | 155.954 | 137.332
AirCldScrewChlr-0.99kwpton-VarSpd | DEER2023 |  | 2022-03-14 20:35:49+00 | Any | Nrs | New | CZ09 | cAVVG | Cap-Tons | 128.7525 | 60654.5781 | None | 751734.375 | 124089.5 | 419568.5938 | 0 | 110018.3984 | 0 | 4559.5381 | 93497.6094 | 27114.6895 | 26556.8906 | 8027.0643 | 117.2249 | 7909.84 | 0 | 160.034 | 148.884
AirCldScrewChlr-0.99kwpton-VarSpd | DEER2023 |  | 2022-03-14 20:35:49+00 | Any | Nrs | New | CZ10 | cAVVG | Cap-Tons | 116.0286 | 60654.5781 | None | 765137.125 | 124089.5 | 419568.5938 | 0 | 122512 | 0 | 5441.9209 | 93524.4766 | 28141.0898 | 27918.5391 | 9362.9363 | 117.2249 | 9245.7088 | 0 | 167.444 | 151.35
AirCldScrewChlr-0.99kwpton-VarSpd | DEER2023 |  | 2022-03-14 20:35:49+00 | Any | Nrs | New | CZ11 | cAVVG | Cap-Tons | 118.8625 | 60654.5781 | None | 772105.1875 | 124089.5 | 419568.5938 | 0 | 129136.8984 | 0 | 5864.374 | 93446.0234 | 25659.8105 | 36486.9414 | 13472.9101 | 117.2249 | 13355.6902 | 0 | 183.947 | 179.859
AirCldScrewChlr-0.99kwpton-VarSpd | DEER2023 |  | 2022-03-14 20:35:49+00 | Any | Nrs | New | CZ12 | cAVVG | Cap-Tons | 110.2839 | 60654.5781 | None | 733397.8125 | 124089.5 | 419568.5938 | 0 | 91767.1016 | 0 | 4611.0132 | 93361.1406 | 21066.5098 | 39437.5312 | 13590.3002 | 117.2249 | 13473.0701 | 0 | 172.644 | 166.695
AirCldScrewChlr-0.99kwpton-VarSpd | DEER2023 |  | 2022-03-14 20:35:49+00 | Any | Nrs | New | CZ13 | cAVVG | Cap-Tons | 118.2186 | 60654.5781 | None | 788059 | 124089.5 | 419568.5938 | 0 | 144558.0938 | 0 | 6296.1089 | 93546.8125 | 29161.5801 | 32067.1504 | 11800.9306 | 117.2249 | 11683.7005 | 0 | 184.189 | 177.145
AirCldScrewChlr-0.99kwpton-VarSpd | DEER2023 |  | 2022-03-14 20:35:49+00 | Any | Nrs | New | CZ14 | cAVVG | Cap-Tons | 121.6014 | 60654.5781 | None | 773872.1875 | 124089.5 | 419568.5938 | 0 | 131016.2969 | 0 | 5669.292 | 93528.1875 | 26826.3398 | 35014.6992 | 14467.2102 | 117.2249 | 14349.9802 | 0 | 183.026 | 169.477
AirCldScrewChlr-0.99kwpton-VarSpd | DEER2023 |  | 2022-03-14 20:35:49+00 | Any | Nrs | New | CZ15 | cAVVG | Cap-Tons | 156.3556 | 60654.5781 | None | 910411.125 | 124089.5 | 419568.5938 | 0 | 263431.1875 | 0 | 9291.5391 | 94030.3672 | 43631.8008 | 13733.6699 | 4999.1642 | 117.2249 | 4881.9389 | 0 | 219.348 | 205.851
AirCldScrewChlr-0.99kwpton-VarSpd | DEER2023 |  | 2022-03-14 20:35:49+00 | Any | Nrs | New | CZ16 | cAVVG | Cap-Tons | 78.6469 | 60654.5781 | None | 682383.3125 | 124089.5 | 419568.5938 | 0 | 42445.0195 | 0 | 3243.3911 | 93035.8906 | 13913.9902 | 54850.1797 | 26251.1002 | 117.2249 | 26133.8701 | 0 | 133.036 | 126.499
AirCldScrewChlr-0.99kwpton-VarSpd | DEER2023 |  | 2022-03-14 20:35:49+00 | Any | OfL | New | CZ01 | cAVVG | Cap-Tons | 239.6178 | 174998.9062 | None | 1311414 | 289618.8125 | 892052.375 | 0 | 36236.5 | 0 | 3939.189 | 89567.2266 | 165.0932 | 50263.3789 | 6667.1072 | 0 | 6667.1072 | 0 | 425.875 | 237.044
AirCldScrewChlr-0.99kwpton-VarSpd | DEER2023 |  | 2022-03-14 20:35:49+00 | Any | OfL | New | CZ02 | cAVVG | Cap-Tons | 355.4287 | 174998.9062 | None | 1500992 | 289618.8125 | 892052.375 | 0 | 193678.7031 | 0 | 12277.2197 | 113364.7969 | 4558.1768 | 27432.7695 | 5273.5901 | 0 | 5273.5901 | 0 | 559.065 | 313.957
AirCldScrewChlr-0.99kwpton-VarSpd | DEER2023 |  | 2022-03-14 20:35:49+00 | Any | OfL | New | CZ03 | cAVVG | Cap-Tons | 290.8132 | 174998.9062 | None | 1430258 | 289618.8125 | 892052.375 | 0 | 132307.7969 | 0 | 9274.123 | 107005 | 3230.9509 | 23888.7793 | 3831.6998 | 0 | 3831.6998 | 0 | 485.401 | 268.851
AirCldScrewChlr-0.99kwpton-VarSpd | DEER2023 |  | 2022-03-14 20:35:49+00 | Any | OfL | New | CZ04 | cAVVG | Cap-Tons | 355.2392 | 174998.9062 | None | 1550065 | 289618.8125 | 892052.375 | 0 | 232902 | 0 | 14652.2803 | 120839.8984 | 11495.8301 | 18000.7305 | 3651.489 | 0 | 3651.489 | 0 | 563.767 | 317.737
AirCldScrewChlr-0.99kwpton-VarSpd | DEER2023 |  | 2022-03-14 20:35:49+00 | Any | OfL | New | CZ05 | cAVVG | Cap-Tons | 286.4257 | 174998.9062 | None | 1465428 | 289618.8125 | 892052.375 | 0 | 161788.2031 | 0 | 10525.9697 | 111442.5 | 2898.3821 | 18109.9707 | 2842.521 | 0 | 2842.521 | 0 | 478.395 | 249.944
AirCldScrewChlr-0.99kwpton-VarSpd | DEER2023 |  | 2022-03-14 20:35:49+00 | Any | OfL | New | CZ06 | cAVVG | Cap-Tons | 360.4353 | 174998.9062 | None | 1621772 | 289618.8125 | 892052.375 | 0 | 297207.3125 | 0 | 17757.1602 | 125136.7031 | 31565.6699 | 7660.2881 | 1545.824 | 0 | 1545.824 | 0 | 521.072 | 273.446
AirCldScrewChlr-0.99kwpton-VarSpd | DEER2023 |  | 2022-03-14 20:35:49+00 | Any | OfL | New | CZ07 | cAVVG | Cap-Tons | 361.6923 | 174998.9062 | None | 1571633 | 289618.8125 | 892052.375 | 0 | 249638.5 | 0 | 14588.9502 | 125735.3984 | 30871.6699 | 6598.7681 | 931.3148 | 0 | 931.3148 | 0 | 508.232 | 259.071
AirCldScrewChlr-0.99kwpton-VarSpd | DEER2023 |  | 2022-03-14 20:35:49+00 | Any | OfL | New | CZ08 | cAVVG | Cap-Tons | 397.5577 | 174998.9062 | None | 1676782 | 289618.8125 | 892052.375 | 0 | 340690.9062 | 0 | 18439.5605 | 135980.7969 | 53658.2812 | 6632.6411 | 1481.805 | 0 | 1481.805 | 0 | 575.213 | 284.894
AirCldScrewChlr-0.99kwpton-VarSpd | DEER2023 |  | 2022-03-14 20:35:49+00 | Any | OfL | New | CZ09 | cAVVG | Cap-Tons | 440.7655 | 174998.9062 | None | 1650806 | 289618.8125 | 892052.375 | 0 | 319775.6875 | 0 | 15568.4805 | 133791.2031 | 28569.8809 | 11496.0703 | 1779.884 | 0 | 1779.884 | 0 | 574.339 | 310.96
AirCldScrewChlr-0.99kwpton-VarSpd | DEER2023 |  | 2022-03-14 20:35:49+00 | Any | OfL | New | CZ10 | cAVVG | Cap-Tons | 413.0813 | 174998.9062 | None | 1688388 | 289618.8125 | 892052.375 | 0 | 350309.8125 | 0 | 18267.5996 | 138140.2969 | 38847.1797 | 12326.3896 | 2223.6461 | 0 | 2223.6461 | 0 | 605.851 | 316.438
AirCldScrewChlr-0.99kwpton-VarSpd | DEER2023 |  | 2022-03-14 20:35:49+00 | Any | OfL | New | CZ11 | cAVVG | Cap-Tons | 411.7397 | 174998.9062 | None | 1663126 | 289618.8125 | 892052.375 | 0 | 326179.3125 | 0 | 18142.3496 | 137134 | 27656.8008 | 23951.7207 | 6072.2752 | 0 | 6072.2752 | 0 | 637.519 | 391.062
AirCldScrewChlr-0.99kwpton-VarSpd | DEER2023 |  | 2022-03-14 20:35:49+00 | Any | OfL | New | CZ12 | cAVVG | Cap-Tons | 390.1103 | 174998.9062 | None | 1592594 | 289618.8125 | 892052.375 | 0 | 266469.8125 | 0 | 15616.2695 | 128837.1016 | 14532.6504 | 24504.4492 | 5293.7901 | 0 | 5293.7901 | 0 | 613.098 | 365.804
AirCldScrewChlr-0.99kwpton-VarSpd | DEER2023 |  | 2022-03-14 20:35:49+00 | Any | OfL | New | CZ13 | cAVVG | Cap-Tons | 404.4273 | 174998.9062 | None | 1694794 | 289618.8125 | 892052.375 | 0 | 349479.4062 | 0 | 19478.0605 | 144166.2031 | 51953.8008 | 22293.0508 | 4801.048 | 0 | 4801.048 | 0 | 649.038 | 376.533
AirCldScrewChlr-0.99kwpton-VarSpd | DEER2023 |  | 2022-03-14 20:35:49+00 | Any | OfL | New | CZ14 | cAVVG | Cap-Tons | 426.4855 | 174998.9062 | None | 1680760 | 289618.8125 | 892052.375 | 0 | 339671.4062 | 0 | 18719.0898 | 140699 | 42220.3086 | 21413.7305 | 5058.6118 | 0 | 5058.6118 | 0 | 639.657 | 350.758
AirCldScrewChlr-0.99kwpton-VarSpd | DEER2023 |  | 2022-03-14 20:35:49+00 | Any | OfL | New | CZ15 | cAVVG | Cap-Tons | 522.6572 | 174998.9062 | None | 1974135 | 289618.8125 | 892052.375 | 0 | 594943.375 | 0 | 27367.1992 | 170153.5938 | 96935.1016 | 5014.4868 | 1351.231 | 0 | 1351.231 | 0 | 748.096 | 400.703
AirCldScrewChlr-0.99kwpton-VarSpd | DEER2023 |  | 2022-03-14 20:35:49+00 | Any | OfL | New | CZ16 | cAVVG | Cap-Tons | 292.609 | 174998.9062 | None | 1452285 | 289618.8125 | 892052.375 | 0 | 135921.4062 | 0 | 10833.3604 | 123858.8984 | 8690.1416 | 45788.9609 | 14307.1795 | 0 | 14307.1795 | 0 | 506.673 | 288.605
AirCldScrewChlr-0.99kwpton-VarSpd | DEER2023 |  | 2022-03-14 20:35:49+00 | Any | OfS | New | CZ01 | cAVVG | Cap-Tons | 13.9541 | 10000.0801 | None | 65445.25 | 13865.4297 | 42917.1289 | 0 | 2228.6201 | 0 | 699.2557 | 5734.7251 | 90.2619 | 3749.2571 | 1204.738 | 0 | 1204.738 | 0 | 24.485 | 11.634
AirCldScrewChlr-0.99kwpton-VarSpd | DEER2023 |  | 2022-03-14 20:35:49+00 | Any | OfS | New | CZ02 | cAVVG | Cap-Tons | 20.6019 | 10000.0801 | None | 78159.25 | 13865.4297 | 42917.1289 | 0 | 12735.0801 | 0 | 1636.61 | 7004.8931 | 1132.551 | 2011.772 | 841.4677 | 0 | 841.4677 | 0 | 33.431 | 16.488
AirCldScrewChlr-0.99kwpton-VarSpd | DEER2023 |  | 2022-03-14 20:35:49+00 | Any | OfS | New | CZ03 | cAVVG | Cap-Tons | 17.9189 | 10000.0801 | None | 73237.2109 | 13865.4297 | 42917.1289 | 0 | 8648.1748 | 0 | 1333.7729 | 6472.6118 | 667.0688 | 1897.629 | 727.8162 | 0 | 727.8162 | 0 | 28.071 | 13.556
AirCldScrewChlr-0.99kwpton-VarSpd | DEER2023 |  | 2022-03-14 20:35:49+00 | Any | OfS | New | CZ04 | cAVVG | Cap-Tons | 21.4147 | 10000.0801 | None | 81672.9062 | 13865.4297 | 42917.1289 | 0 | 15541.2002 | 0 | 1979.877 | 7369.1831 | 1655.108 | 1427.489 | 606.2732 | 0 | 606.2732 | 0 | 33.326 | 16.75
AirCldScrewChlr-0.99kwpton-VarSpd | DEER2023 |  | 2022-03-14 20:35:49+00 | Any | OfS | New | CZ05 | cAVVG | Cap-Tons | 15.8386 | 10000.0801 | None | 74918.75 | 13865.4297 | 42917.1289 | 0 | 9975.1182 | 0 | 1375.396 | 6785.585 | 689.3812 | 1586.423 | 671.4159 | 0 | 671.4159 | 0 | 27.649 | 12.21
AirCldScrewChlr-0.99kwpton-VarSpd | DEER2023 |  | 2022-03-14 20:35:49+00 | Any | OfS | New | CZ06 | cAVVG | Cap-Tons | 22.3435 | 10000.0801 | None | 85395.7109 | 13865.4297 | 42917.1289 | 0 | 18976.0605 | 0 | 2160.988 | 7475.9941 | 1607.724 | 688.9059 | 389.4757 | 0 | 389.4757 | 0 | 30.7 | 13.701
AirCldScrewChlr-0.99kwpton-VarSpd | DEER2023 |  | 2022-03-14 20:35:49+00 | Any | OfS | New | CZ07 | cAVVG | Cap-Tons | 21.3755 | 10000.0801 | None | 81879.1172 | 13865.4297 | 42917.1289 | 0 | 15996.6504 | 0 | 1827.365 | 7272.4312 | 1485.422 | 619.4046 | 317.9776 | 0 | 317.9776 | 0 | 29.681 | 12.529
AirCldScrewChlr-0.99kwpton-VarSpd | DEER2023 |  | 2022-03-14 20:35:49+00 | Any | OfS | New | CZ08 | cAVVG | Cap-Tons | 23.315 | 10000.0801 | None | 89269.6406 | 13865.4297 | 42917.1289 | 0 | 22209.9805 | 0 | 2202.176 | 8074.8242 | 2598.0549 | 645.8249 | 378.4287 | 0 | 378.4287 | 0 | 34.363 | 15.385
AirCldScrewChlr-0.99kwpton-VarSpd | DEER2023 |  | 2022-03-14 20:35:49+00 | Any | OfS | New | CZ09 | cAVVG | Cap-Tons | 27.6906 | 10000.0801 | None | 89262.8125 | 13865.4297 | 42917.1289 | 0 | 21970.2109 | 0 | 2601.4121 | 7908.5132 | 2529.3601 | 886.8649 | 362.8341 | 0 | 362.8341 | 0 | 34.017 | 16.269
AirCldScrewChlr-0.99kwpton-VarSpd | DEER2023 |  | 2022-03-14 20:35:49+00 | Any | OfS | New | CZ10 | cAVVG | Cap-Tons | 25.2521 | 10000.0801 | None | 90819.0625 | 13865.4297 | 42917.1289 | 0 | 23498.6602 | 0 | 2372.292 | 8165.4438 | 2984.396 | 967.2518 | 409.7421 | 0 | 409.7421 | 0 | 36.381 | 16.786
AirCldScrewChlr-0.99kwpton-VarSpd | DEER2023 |  | 2022-03-14 20:35:49+00 | Any | OfS | New | CZ11 | cAVVG | Cap-Tons | 25.2603 | 10000.0801 | None | 89363.5391 | 13865.4297 | 42917.1289 | 0 | 22043.2305 | 0 | 2130.0891 | 8407.5518 | 3506.928 | 1736.788 | 739.537 | 0 | 739.537 | 0 | 38.311 | 21.646
AirCldScrewChlr-0.99kwpton-VarSpd | DEER2023 |  | 2022-03-14 20:35:49+00 | Any | OfS | New | CZ12 | cAVVG | Cap-Tons | 23.6061 | 10000.0801 | None | 84810.9531 | 13865.4297 | 42917.1289 | 0 | 18055.7891 | 0 | 2022.863 | 7949.6191 | 2103.219 | 1808.528 | 757.3002 | 0 | 757.3002 | 0 | 37.132 | 20.026
AirCldScrewChlr-0.99kwpton-VarSpd | DEER2023 |  | 2022-03-14 20:35:49+00 | Any | OfS | New | CZ13 | cAVVG | Cap-Tons | 25.6917 | 10000.0801 | None | 91612.9688 | 13865.4297 | 42917.1289 | 0 | 23659.3301 | 0 | 2402.229 | 8768.7314 | 4121.3862 | 1608.4139 | 639.4872 | 0 | 639.4872 | 0 | 38.717 | 20.755
AirCldScrewChlr-0.99kwpton-VarSpd | DEER2023 |  | 2022-03-14 20:35:49+00 | Any | OfS | New | CZ14 | cAVVG | Cap-Tons | 27.2422 | 10000.0801 | None | 91101.2734 | 13865.4297 | 42917.1289 | 0 | 23207.0996 | 0 | 2453.292 | 8658.1943 | 3539.1001 | 1625.73 | 663.0521 | 0 | 663.0521 | 0 | 38.374 | 18.967
AirCldScrewChlr-0.99kwpton-VarSpd | DEER2023 |  | 2022-03-14 20:35:49+00 | Any | OfS | New | CZ15 | cAVVG | Cap-Tons | 32.0846 | 10000.0801 | None | 111344.1016 | 13865.4297 | 42917.1289 | 0 | 40858.4805 | 0 | 3374.363 | 10328.5596 | 6710.8359 | 384.0719 | 173.4966 | 0 | 173.4966 | 0 | 45.707 | 22.53
AirCldScrewChlr-0.99kwpton-VarSpd | DEER2023 |  | 2022-03-14 20:35:49+00 | Any | OfS | New | CZ16 | cAVVG | Cap-Tons | 17.013 | 10000.0801 | None | 75188.5234 | 13865.4297 | 42917.1289 | 0 | 8784.9268 | 0 | 1424.08 | 8196.8652 | 1309.468 | 3554.7849 | 1541.7459 | 0 | 1541.7459 | 0 | 29.748 | 14.839
AirCldScrewChlr-0.99kwpton-VarSpd | DEER2023 |  | 2022-03-14 20:35:49+00 | Any | Rt3 | New | CZ01 | cAVVG | Cap-Tons | 128.2081 | 120000.5 | None | 1011320 | 514297.1875 | 410310 | 0 | 19214.2305 | 0 | 2608.085 | 64889.6602 | 13581.5801 | 33791.5 | 8281.4138 | 0 | 8281.4138 | 0 | 268.923 | 216.432
AirCldScrewChlr-0.99kwpton-VarSpd | DEER2023 |  | 2022-03-14 20:35:49+00 | Any | Rt3 | New | CZ02 | cAVVG | Cap-Tons | 224.1828 | 120000.5 | None | 1152127 | 514297.1875 | 410310 | 0 | 140619.4062 | 0 | 9338.3457 | 77561.0234 | 43864.3398 | 15156.21 | 5888.032 | 0 | 5888.032 | 0 | 367.442 | 305.678
AirCldScrewChlr-0.99kwpton-VarSpd | DEER2023 |  | 2022-03-14 20:35:49+00 | Any | Rt3 | New | CZ03 | cAVVG | Cap-Tons | 178.2805 | 120000.5 | None | 1090945 | 514297.1875 | 410310 | 0 | 87422.9609 | 0 | 6406.9941 | 72507.3984 | 39759.0195 | 14628.6201 | 4310.041 | 0 | 4310.041 | 0 | 305.377 | 260.008
AirCldScrewChlr-0.99kwpton-VarSpd | DEER2023 |  | 2022-03-14 20:35:49+00 | Any | Rt3 | New | CZ04 | cAVVG | Cap-Tons | 226.1252 | 120000.5 | None | 1197626 | 514297.1875 | 410310 | 0 | 178778.9062 | 0 | 11146.6396 | 83092.3281 | 56911.2891 | 10058.3799 | 3534.3501 | 0 | 3534.3501 | 0 | 371.774 | 320.77
AirCldScrewChlr-0.99kwpton-VarSpd | DEER2023 |  | 2022-03-14 20:35:49+00 | Any | Rt3 | New | CZ05 | cAVVG | Cap-Tons | 167.5133 | 120000.5 | None | 1108913 | 514297.1875 | 410310 | 0 | 99916.7734 | 0 | 6598.2168 | 77789.8906 | 43845.1016 | 11864.9199 | 3201.143 | 0 | 3201.143 | 0 | 297.373 | 237.563
AirCldScrewChlr-0.99kwpton-VarSpd | DEER2023 |  | 2022-03-14 20:35:49+00 | Any | Rt3 | New | CZ06 | cAVVG | Cap-Tons | 237.0563 | 120000.5 | None | 1238492 | 514297.1875 | 410310 | 0 | 216316.7031 | 0 | 13373.5596 | 84193.6562 | 62633.1992 | 4507.6191 | 1317.317 | 0 | 1317.317 | 0 | 343.241 | 289.561
AirCldScrewChlr-0.99kwpton-VarSpd | DEER2023 |  | 2022-03-14 20:35:49+00 | Any | Rt3 | New | CZ07 | cAVVG | Cap-Tons | 231.252 | 120000.5 | None | 1209120 | 514297.1875 | 410310 | 0 | 186634 | 0 | 11085.0703 | 86792.5781 | 65603.2109 | 3386.2009 | 815.4513 | 0 | 815.4513 | 0 | 334.679 | 281.747
AirCldScrewChlr-0.99kwpton-VarSpd | DEER2023 |  | 2022-03-14 20:35:49+00 | Any | Rt3 | New | CZ08 | cAVVG | Cap-Tons | 258.647 | 120000.5 | None | 1299787 | 514297.1875 | 410310 | 0 | 263653.6875 | 0 | 14913.5303 | 96612.0625 | 78662.5781 | 3077.6909 | 1078.94 | 0 | 1078.94 | 0 | 376.7 | 303.755
AirCldScrewChlr-0.99kwpton-VarSpd | DEER2023 |  | 2022-03-14 20:35:49+00 | Any | Rt3 | New | CZ09 | cAVVG | Cap-Tons | 315.9945 | 120000.5 | None | 1273734 | 514297.1875 | 410310 | 0 | 247694.0938 | 0 | 11949.9697 | 89481.7734 | 72384.5391 | 4692.062 | 1401.9379 | 0 | 1401.9379 | 0 | 368.227 | 315.14
AirCldScrewChlr-0.99kwpton-VarSpd | DEER2023 |  | 2022-03-14 20:35:49+00 | Any | Rt3 | New | CZ10 | cAVVG | Cap-Tons | 276.7787 | 120000.5 | None | 1310476 | 514297.1875 | 410310 | 0 | 276883.6875 | 0 | 14699.3096 | 94284.5234 | 76256.9922 | 6022.8682 | 2112.532 | 0 | 2112.532 | 0 | 421.701 | 356.675
AirCldScrewChlr-0.99kwpton-VarSpd | DEER2023 |  | 2022-03-14 20:35:49+00 | Any | Rt3 | New | CZ11 | cAVVG | Cap-Tons | 276.9912 | 120000.5 | None | 1283335 | 514297.1875 | 410310 | 0 | 255939.5 | 0 | 13764.9805 | 89022.2031 | 65531.0391 | 11702.25 | 4183.016 | 0 | 4183.016 | 0 | 427.673 | 375.807
AirCldScrewChlr-0.99kwpton-VarSpd | DEER2023 |  | 2022-03-14 20:35:49+00 | Any | Rt3 | New | CZ12 | cAVVG | Cap-Tons | 265.7432 | 120000.5 | None | 1230569 | 514297.1875 | 410310 | 0 | 209587.7969 | 0 | 12127.8096 | 84245.0234 | 59977.3906 | 12323.1602 | 4916.7642 | 0 | 4916.7642 | 0 | 420.251 | 366.036
AirCldScrewChlr-0.99kwpton-VarSpd | DEER2023 |  | 2022-03-14 20:35:49+00 | Any | Rt3 | New | CZ13 | cAVVG | Cap-Tons | 284.9072 | 120000.5 | None | 1319857 | 514297.1875 | 410310 | 0 | 284730.6875 | 0 | 15334.6104 | 95183.8984 | 75796.7891 | 10476.7305 | 3852.8909 | 0 | 3852.8909 | 0 | 442.996 | 391.007
AirCldScrewChlr-0.99kwpton-VarSpd | DEER2023 |  | 2022-03-14 20:35:49+00 | Any | Rt3 | New | CZ14 | cAVVG | Cap-Tons | 286.5403 | 120000.5 | None | 1282744 | 514297.1875 | 410310 | 0 | 255895 | 0 | 13225.1201 | 89016.3906 | 64938.0195 | 10401.1396 | 3639.0259 | 0 | 3639.0259 | 0 | 422.146 | 355.781
AirCldScrewChlr-0.99kwpton-VarSpd | DEER2023 |  | 2022-03-14 20:35:49+00 | Any | Rt3 | New | CZ15 | cAVVG | Cap-Tons | 360.4552 | 120000.5 | None | 1538491 | 514297.1875 | 410310 | 0 | 478223.1875 | 0 | 21983.8301 | 113676 | 106031.8984 | 1605.073 | 342.8159 | 0 | 342.8159 | 0 | 502.603 | 438.532
AirCldScrewChlr-0.99kwpton-VarSpd | DEER2023 |  | 2022-03-14 20:35:49+00 | Any | Rt3 | New | CZ16 | cAVVG | Cap-Tons | 178.089 | 120000.5 | None | 1102321 | 514297.1875 | 410310 | 0 | 93059.3438 | 0 | 7168.2139 | 77485.5469 | 38292.2383 | 24696.8809 | 13352.5005 | 0 | 13352.5005 | 0 | 322.166 | 269.745
AirCldScrewChlr-1.407kwpton-VarSpd | DEER2023 |  | 2022-03-14 20:35:49+00 | Any | ECC | New | CZ01 | cAVVG | Cap-Tons | 1 | 299999.5938 | None | 1708894 | 498675.5 | 838537.625 | 0 | 72967.9766 | 0 | 8606.9062 | 290104.8125 | 4634.2559 | 208150.9062 | 51323.0592 | 97.3874 | 51225.6819 | 0 | 702.998 | 535.634
AirCldScrewChlr-1.407kwpton-VarSpd | DEER2023 |  | 2022-03-14 20:35:49+00 | Any | ECC | New | CZ02 | cAVVG | Cap-Tons | 1 | 299999.5938 | None | 2084541 | 498675.5 | 838537.625 | 0 | 441422.0938 | 0 | 21835.8203 | 284067.6875 | 35158.1914 | 110873.7031 | 35666.3398 | 97.3874 | 35568.9293 | 0 | 1065.087 | 843.106
AirCldScrewChlr-1.407kwpton-VarSpd | DEER2023 |  | 2022-03-14 20:35:49+00 | Any | ECC | New | CZ03 | cAVVG | Cap-Tons | 1 | 299999.5938 | None | 1929450 | 498675.5 | 838537.625 | 0 | 295981.4062 | 0 | 17088.5898 | 279164.3125 | 27421.5 | 99455.75 | 30776 | 97.3874 | 30678.6099 | 0 | 833.12 | 686.856
AirCldScrewChlr-1.407kwpton-VarSpd | DEER2023 |  | 2022-03-14 20:35:49+00 | Any | ECC | New | CZ04 | cAVVG | Cap-Tons | 1 | 299999.5938 | None | 2212296 | 498675.5 | 838537.625 | 0 | 568980.1875 | 0 | 26343.0605 | 279757.3125 | 56983.7383 | 70296.7969 | 25826.1197 | 97.3874 | 25728.7296 | 0 | 1081.636 | 905.333
AirCldScrewChlr-1.407kwpton-VarSpd | DEER2023 |  | 2022-03-14 20:35:49+00 | Any | ECC | New | CZ05 | cAVVG | Cap-Tons | 1 | 299999.5938 | None | 1984539 | 498675.5 | 838537.625 | 0 | 338892.4062 | 0 | 17915.0098 | 290516.9062 | 31789.8594 | 95044.3438 | 28308.631 | 97.3874 | 28211.2512 | 0 | 811.524 | 583.758
AirCldScrewChlr-1.407kwpton-VarSpd | DEER2023 |  | 2022-03-14 20:35:49+00 | Any | ECC | New | CZ06 | cAVVG | Cap-Tons | 1 | 299999.5938 | None | 2381646 | 498675.5 | 838537.625 | 0 | 732814.3125 | 0 | 31577.8105 | 280038.9062 | 69696.6328 | 33413.6602 | 16123.8605 | 97.3874 | 16026.4704 | 0 | 949.456 | 786.245
AirCldScrewChlr-1.407kwpton-VarSpd | DEER2023 |  | 2022-03-14 20:35:49+00 | Any | ECC | New | CZ07 | cAVVG | Cap-Tons | 1 | 299999.5938 | None | 2268636 | 498675.5 | 838537.625 | 0 | 623346.1875 | 0 | 25356.8691 | 282718.3125 | 71801.8516 | 25091.5703 | 13974.4397 | 97.3874 | 13877.0406 | 0 | 918.718 | 754.686
AirCldScrewChlr-1.407kwpton-VarSpd | DEER2023 |  | 2022-03-14 20:35:49+00 | Any | ECC | New | CZ08 | cAVVG | Cap-Tons | 1 | 299999.5938 | None | 2526549 | 498675.5 | 838537.625 | 0 | 859493.5 | 0 | 33229.4883 | 296611.3125 | 90541.0391 | 28194.0293 | 14345.2301 | 97.3874 | 14247.8298 | 0 | 1078.016 | 808.267
AirCldScrewChlr-1.407kwpton-VarSpd | DEER2023 |  | 2022-03-14 20:35:49+00 | Any | ECC | New | CZ09 | cAVVG | Cap-Tons | 1 | 299999.5938 | None | 2470154 | 498675.5 | 838537.625 | 0 | 818908.625 | 0 | 32080.25 | 281949.3125 | 82339.2891 | 38711.2695 | 16375.7798 | 97.3874 | 16278.3898 | 0 | 1081.615 | 897.263
AirCldScrewChlr-1.407kwpton-VarSpd | DEER2023 |  | 2022-03-14 20:35:49+00 | Any | ECC | New | CZ10 | cAVVG | Cap-Tons | 1 | 299999.5938 | None | 2561442 | 498675.5 | 838537.625 | 0 | 899053.5 | 0 | 34463.6914 | 290711 | 87017.7812 | 44994.9609 | 19309.1597 | 97.3874 | 19211.7606 | 0 | 933.08 | 584.727
AirCldScrewChlr-1.407kwpton-VarSpd | DEER2023 |  | 2022-03-14 20:35:49+00 | Any | ECC | New | CZ11 | cAVVG | Cap-Tons | 1 | 299999.5938 | None | 2490307 | 498675.5 | 838537.625 | 0 | 822733.875 | 0 | 33972.2188 | 296386.6875 | 76807.5625 | 79634.7969 | 29029.6909 | 97.3874 | 28932.3008 | 0 | 1015.569 | 740.159
AirCldScrewChlr-1.407kwpton-VarSpd | DEER2023 |  | 2022-03-14 20:35:49+00 | Any | ECC | New | CZ12 | cAVVG | Cap-Tons | 1 | 299999.5938 | None | 2319967 | 498675.5 | 838537.625 | 0 | 656688 | 0 | 28724.5391 | 297339.9062 | 64869.4688 | 88576.0703 | 30073.9789 | 97.3874 | 29976.5888 | 0 | 961.662 | 680.091
AirCldScrewChlr-1.407kwpton-VarSpd | DEER2023 |  | 2022-03-14 20:35:49+00 | Any | ECC | New | CZ13 | cAVVG | Cap-Tons | 1 | 299999.5938 | None | 2613981 | 498675.5 | 838537.625 | 0 | 928639.8125 | 0 | 35893.8203 | 312232.8125 | 92388.0625 | 71531.4062 | 25489.3594 | 97.3874 | 25391.959 | 0 | 1025.241 | 714.453
AirCldScrewChlr-1.407kwpton-VarSpd | DEER2023 |  | 2022-03-14 20:35:49+00 | Any | ECC | New | CZ14 | cAVVG | Cap-Tons | 1 | 299999.5938 | None | 2531132 | 498675.5 | 838537.625 | 0 | 858280.625 | 0 | 33023.1797 | 302613 | 79084.8281 | 75070.6094 | 27234.2605 | 97.3874 | 27136.8704 | 0 | 1008.822 | 658.782
AirCldScrewChlr-1.407kwpton-VarSpd | DEER2023 |  | 2022-03-14 20:35:49+00 | Any | ECC | New | CZ15 | cAVVG | Cap-Tons | 1 | 299999.5938 | None | 3386697 | 498675.5 | 838537.625 | 0 | 1670393 | 0 | 52455.6406 | 326633.9062 | 148395.7031 | 15751.7197 | 9190.7008 | 97.3874 | 9093.3082 | 0 | 1280.312 | 882.978
AirCldScrewChlr-1.407kwpton-VarSpd | DEER2023 |  | 2022-03-14 20:35:49+00 | Any | ECC | New | CZ16 | cAVVG | Cap-Tons | 1 | 299999.5938 | None | 1959236 | 498675.5 | 838537.625 | 0 | 294206.0938 | 0 | 17239.9707 | 310575.3125 | 39430.5 | 157721.5 | 59083.479 | 97.3874 | 58986.0813 | 0 | 225.179 | 177.958
AirCldScrewChlr-1.407kwpton-VarSpd | DEER2023 |  | 2022-03-14 20:35:49+00 | Any | ESe | New | CZ01 | cAVVG | Cap-Tons | 1 | 149998.5938 | None | 618058.375 | 195048.5 | 287781.6875 | 0 | 25012.8594 | 0 | 4511.9238 | 105704.2969 | 411.2486 | 81871.0469 | 28034.8902 | 26.4167 | 28008.471 | 0 | 288.268 | 132.568
AirCldScrewChlr-1.407kwpton-VarSpd | DEER2023 |  | 2022-03-14 20:35:49+00 | Any | ESe | New | CZ02 | cAVVG | Cap-Tons | 1 | 149998.5938 | None | 756214 | 195048.5 | 287781.6875 | 0 | 159654.5 | 0 | 8937.8213 | 104792.2969 | 10188.7803 | 49574.0781 | 19469.9098 | 26.4167 | 19443.52 | 0 | 474.499 | 241.871
AirCldScrewChlr-1.407kwpton-VarSpd | DEER2023 |  | 2022-03-14 20:35:49+00 | Any | ESe | New | CZ03 | cAVVG | Cap-Tons | 1 | 149998.5938 | None | 686193.625 | 195048.5 | 287781.6875 | 0 | 99374.6172 | 0 | 6930.0962 | 97059.4297 | 4249.4551 | 46136.6406 | 16562.0698 | 26.4167 | 16535.6595 | 0 | 349.488 | 169.288
AirCldScrewChlr-1.407kwpton-VarSpd | DEER2023 |  | 2022-03-14 20:35:49+00 | Any | ESe | New | CZ04 | cAVVG | Cap-Tons | 1 | 149998.5938 | None | 798986 | 195048.5 | 287781.6875 | 0 | 203792.7969 | 0 | 10066.5801 | 102296.8984 | 13974.6904 | 34655.1992 | 13995.5994 | 26.4167 | 13969.1904 | 0 | 479.165 | 250.394
AirCldScrewChlr-1.407kwpton-VarSpd | DEER2023 |  | 2022-03-14 20:35:49+00 | Any | ESe | New | CZ05 | cAVVG | Cap-Tons | 1 | 149998.5938 | None | 713086.125 | 195048.5 | 287781.6875 | 0 | 123519.1016 | 0 | 7423.4082 | 99314.0391 | 5622.2598 | 40647.4492 | 14992.3802 | 26.4167 | 14965.9699 | 0 | 342.923 | 149.027
AirCldScrewChlr-1.407kwpton-VarSpd | DEER2023 |  | 2022-03-14 20:35:49+00 | Any | ESe | New | CZ06 | cAVVG | Cap-Tons | 1 | 149998.5938 | None | 842836 | 195048.5 | 287781.6875 | 0 | 253269.5 | 0 | 11471 | 95265.8906 | 12110.9902 | 17769.8105 | 8500.9402 | 26.4167 | 8474.5178 | 0 | 410.392 | 191.724
AirCldScrewChlr-1.407kwpton-VarSpd | DEER2023 |  | 2022-03-14 20:35:49+00 | Any | ESe | New | CZ07 | cAVVG | Cap-Tons | 1 | 149998.5938 | None | 794729.6875 | 195048.5 | 287781.6875 | 0 | 209081.0938 | 0 | 9152.3965 | 93666.5312 | 11572.8203 | 15766.04 | 7211.9482 | 26.4167 | 7185.527 | 0 | 395.409 | 174.926
AirCldScrewChlr-1.407kwpton-VarSpd | DEER2023 |  | 2022-03-14 20:35:49+00 | Any | ESe | New | CZ08 | cAVVG | Cap-Tons | 1 | 149998.5938 | None | 928271 | 195048.5 | 287781.6875 | 0 | 325402.1875 | 0 | 12723.3301 | 107315.7969 | 22006.4395 | 15382.5303 | 7441.3811 | 26.4167 | 7414.9632 | 0 | 480.38 | 212.41
AirCldScrewChlr-1.407kwpton-VarSpd | DEER2023 |  | 2022-03-14 20:35:49+00 | Any | ESe | New | CZ09 | cAVVG | Cap-Tons | 1 | 149998.5938 | None | 912663.3125 | 195048.5 | 287781.6875 | 0 | 310661 | 0 | 12832.8096 | 106339.8984 | 21144.9492 | 20704.0703 | 8742.4288 | 26.4167 | 8716.0102 | 0 | 482.688 | 245.094
AirCldScrewChlr-1.407kwpton-VarSpd | DEER2023 |  | 2022-03-14 20:35:49+00 | Any | ESe | New | CZ10 | cAVVG | Cap-Tons | 1 | 149998.5938 | None | 951946 | 195048.5 | 287781.6875 | 0 | 344137.4062 | 0 | 13551.9297 | 111427 | 23355.25 | 23003.1797 | 10225.1302 | 26.4167 | 10198.7002 | 0 | 160.338 | 119.823
AirCldScrewChlr-1.407kwpton-VarSpd | DEER2023 |  | 2022-03-14 20:35:49+00 | Any | ESe | New | CZ11 | cAVVG | Cap-Tons | 1 | 149998.5938 | None | 905753.3125 | 195048.5 | 287781.6875 | 0 | 302238.5938 | 0 | 12475.0996 | 108210.1016 | 21714.6992 | 35568.4219 | 15635.3101 | 26.4167 | 15608.8998 | 0 | 170.089 | 151.987
AirCldScrewChlr-1.407kwpton-VarSpd | DEER2023 |  | 2022-03-14 20:35:49+00 | Any | ESe | New | CZ12 | cAVVG | Cap-Tons | 1 | 149998.5938 | None | 842146.875 | 195048.5 | 287781.6875 | 0 | 239315.2031 | 0 | 10865.2695 | 109136.8984 | 17693.6895 | 40656.7695 | 16194.1402 | 26.4167 | 16167.7299 | 0 | 154.922 | 139.037
AirCldScrewChlr-1.407kwpton-VarSpd | DEER2023 |  | 2022-03-14 20:35:49+00 | Any | ESe | New | CZ13 | cAVVG | Cap-Tons | 1 | 149998.5938 | None | 955712.125 | 195048.5 | 287781.6875 | 0 | 343497.8125 | 0 | 13588.8096 | 115796 | 25708.9707 | 33125.6289 | 13808.7398 | 26.4167 | 13782.3296 | 0 | 165.133 | 148.297
AirCldScrewChlr-1.407kwpton-VarSpd | DEER2023 |  | 2022-03-14 20:35:49+00 | Any | ESe | New | CZ14 | cAVVG | Cap-Tons | 1 | 149998.5938 | None | 915789.5 | 195048.5 | 287781.6875 | 0 | 313831.3125 | 0 | 12405.9297 | 106722.6016 | 20119.1504 | 31887.1406 | 14321.4106 | 26.4167 | 14295.0003 | 0 | 171.561 | 129.164
AirCldScrewChlr-1.407kwpton-VarSpd | DEER2023 |  | 2022-03-14 20:35:49+00 | Any | ESe | New | CZ15 | cAVVG | Cap-Tons | 1 | 149998.5938 | None | 1283078 | 195048.5 | 287781.6875 | 0 | 654373.6875 | 0 | 20002.7793 | 125871.7031 | 37588.4414 | 8876.3564 | 4784.912 | 26.4167 | 4758.489 | 0 | 211 | 180.09
AirCldScrewChlr-1.407kwpton-VarSpd | DEER2023 |  | 2022-03-14 20:35:49+00 | Any | ESe | New | CZ16 | cAVVG | Cap-Tons | 1 | 149998.5938 | None | 704842.5 | 195048.5 | 287781.6875 | 0 | 104433.7969 | 0 | 7329.9858 | 110249.2031 | 12175.1797 | 64864.2695 | 31927.8003 | 26.4167 | 31901.3888 | 0 | 101.159 | 80.351
AirCldScrewChlr-1.407kwpton-VarSpd | DEER2023 |  | 2022-03-14 20:35:49+00 | Any | EUn | New | CZ01 | cAVVG | Cap-Tons | 1 | 930201.375 | None | 5040409 | 1432632 | 2778924 | 0 | 216625.7031 | 0 | 28103.8105 | 584118.375 | 37422.0195 | 432945.1875 | 178306.3962 | 181.5723 | 178124.9024 | 0 | 2154.174 | 1706.541
AirCldScrewChlr-1.407kwpton-VarSpd | DEER2023 |  | 2022-03-14 20:35:49+00 | Any | EUn | New | CZ02 | cAVVG | Cap-Tons | 1 | 930201.375 | None | 6240573 | 1432632 | 2778924 | 0 | 1345957 | 0 | 56214.1406 | 626841 | 220613.5938 | 228679 | 118108.7027 | 181.5723 | 117927.0963 | 0 | 3259.479 | 2661.043
AirCldScrewChlr-1.407kwpton-VarSpd | DEER2023 |  | 2022-03-14 20:35:49+00 | Any | EUn | New | CZ03 | cAVVG | Cap-Tons | 1 | 930201.375 | None | 5707573 | 1432632 | 2778924 | 0 | 845871.875 | 0 | 43482.6406 | 606656.625 | 176868.2031 | 223686.0938 | 98391.4701 | 181.5723 | 98209.8944 | 0 | 2577.414 | 2162.168
AirCldScrewChlr-1.407kwpton-VarSpd | DEER2023 |  | 2022-03-14 20:35:49+00 | Any | EUn | New | CZ04 | cAVVG | Cap-Tons | 1 | 930201.375 | None | 6575167 | 1432632 | 2778924 | 0 | 1669733 | 0 | 63276.0195 | 630597.125 | 299320.1875 | 153466.7031 | 80855.9718 | 181.5723 | 80674.391 | 0 | 3300.955 | 2808.918
AirCldScrewChlr-1.407kwpton-VarSpd | DEER2023 |  | 2022-03-14 20:35:49+00 | Any | EUn | New | CZ05 | cAVVG | Cap-Tons | 1 | 930201.375 | None | 5869009 | 1432632 | 2778924 | 0 | 988326.625 | 0 | 45170.8906 | 623951.125 | 192108.4062 | 196755.7969 | 91516.6618 | 181.5723 | 91335.0758 | 0 | 2532.985 | 1888.436
AirCldScrewChlr-1.407kwpton-VarSpd | DEER2023 |  | 2022-03-14 20:35:49+00 | Any | EUn | New | CZ06 | cAVVG | Cap-Tons | 1 | 930201.375 | None | 6916256 | 1432632 | 2778924 | 0 | 2004848 | 0 | 68407.9688 | 631439.375 | 343375.5 | 85250.2031 | 48355.8912 | 181.5723 | 48174.3411 | 0 | 2907.97 | 2413.534
AirCldScrewChlr-1.407kwpton-VarSpd | DEER2023 |  | 2022-03-14 20:35:49+00 | Any | EUn | New | CZ07 | cAVVG | Cap-Tons | 1 | 930201.375 | None | 6548591 | 1432632 | 2778924 | 0 | 1653327 | 0 | 57536.0781 | 626167.125 | 322733.4062 | 83924.4531 | 41923.3408 | 181.5723 | 41741.7907 | 0 | 2787.255 | 2261.103
AirCldScrewChlr-1.407kwpton-VarSpd | DEER2023 |  | 2022-03-14 20:35:49+00 | Any | EUn | New | CZ08 | cAVVG | Cap-Tons | 1 | 930201.375 | None | 7373717 | 1432632 | 2778924 | 0 | 2426809 | 0 | 76962.2031 | 658386 | 411678.9062 | 68195.2969 | 42846.4998 | 181.5723 | 42664.9293 | 0 | 3341.505 | 2527.982
AirCldScrewChlr-1.407kwpton-VarSpd | DEER2023 |  | 2022-03-14 20:35:49+00 | Any | EUn | New | CZ09 | cAVVG | Cap-Tons | 1 | 930201.375 | None | 7260531 | 1432632 | 2778924 | 0 | 2324338 | 0 | 76043.1406 | 648589.5 | 385725.8125 | 90631.2031 | 48537.8202 | 181.5723 | 48356.2394 | 0 | 3332.062 | 2797.94
AirCldScrewChlr-1.407kwpton-VarSpd | DEER2023 |  | 2022-03-14 20:35:49+00 | Any | EUn | New | CZ10 | cAVVG | Cap-Tons | 1 | 930201.375 | None | 7569633 | 1432632 | 2778924 | 0 | 2613326 | 0 | 81248.2188 | 663495.625 | 403979.0938 | 99543.5938 | 57719.3114 | 181.5723 | 57537.751 | 0 | 2823.31 | 2248.938
AirCldScrewChlr-1.407kwpton-VarSpd | DEER2023 |  | 2022-03-14 20:35:49+00 | Any | EUn | New | CZ11 | cAVVG | Cap-Tons | 1 | 930201.375 | None | 7495589 | 1432632 | 2778924 | 0 | 2519575 | 0 | 81768.3828 | 682683.8125 | 388192.9062 | 167393.4062 | 90859.9706 | 181.5723 | 90678.4051 | 0 | 3126.652 | 2847.839
AirCldScrewChlr-1.407kwpton-VarSpd | DEER2023 |  | 2022-03-14 20:35:49+00 | Any | EUn | New | CZ12 | cAVVG | Cap-Tons | 1 | 930201.375 | None | 6954821 | 1432632 | 2778924 | 0 | 2008494 | 0 | 70877.3828 | 663889.375 | 336103.5 | 176173.7969 | 94664.4685 | 181.5723 | 94482.903 | 0 | 2913.102 | 2580.895
AirCldScrewChlr-1.407kwpton-VarSpd | DEER2023 |  | 2022-03-14 20:35:49+00 | Any | EUn | New | CZ13 | cAVVG | Cap-Tons | 1 | 930201.375 | None | 7818098 | 1432632 | 2778924 | 0 | 2811984 | 0 | 86920.0469 | 707633.3125 | 446571.4062 | 143167.0938 | 76501.3606 | 181.5723 | 76319.7798 | 0 | 3143.243 | 2818.365
AirCldScrewChlr-1.407kwpton-VarSpd | DEER2023 |  | 2022-03-14 20:35:49+00 | Any | EUn | New | CZ14 | cAVVG | Cap-Tons | 1 | 930201.375 | None | 7582296 | 1432632 | 2778924 | 0 | 2594568 | 0 | 82159.8281 | 694006.8125 | 406802.1875 | 146925.2969 | 84219.6787 | 181.5723 | 84038.1082 | 0 | 3065.302 | 2560.783
AirCldScrewChlr-1.407kwpton-VarSpd | DEER2023 |  | 2022-03-14 20:35:49+00 | Any | EUn | New | CZ15 | cAVVG | Cap-Tons | 1 | 930201.375 | None | 9992640 | 1432632 | 2778924 | 0 | 4883224 | 0 | 125213.5 | 772640.375 | 629589 | 35340.1289 | 22497.2902 | 181.5723 | 22315.7197 | 0 | 3904.619 | 3355.572
AirCldScrewChlr-1.407kwpton-VarSpd | DEER2023 |  | 2022-03-14 20:35:49+00 | Any | EUn | New | CZ16 | cAVVG | Cap-Tons | 1 | 930201.375 | None | 5830567 | 1432632 | 2778924 | 0 | 913292.875 | 0 | 47679.1094 | 658035.5 | 218002.0938 | 314321.3125 | 196919.1936 | 181.5723 | 196737.495 | 0 | 311.272 | 376.801
AirCldScrewChlr-1.407kwpton-VarSpd | DEER2023 |  | 2022-03-14 20:35:49+00 | Any | Hsp | New | CZ01 | cAVVG | Cap-Tons | 1 | 235501 | None | 2506952 | 848496.8125 | 1266427 | 0 | 37727.25 | 0 | 4145.4761 | 350158.5938 | 663.8987 | 288809.3125 | 52993.0906 | 81.3604 | 52911.7184 | 0 | 514.666 | 445.621
AirCldScrewChlr-1.407kwpton-VarSpd | DEER2023 |  | 2022-03-14 20:35:49+00 | Any | Hsp | New | CZ02 | cAVVG | Cap-Tons | 1 | 235501 | None | 2839253 | 848496.8125 | 1266427 | 0 | 355456.5 | 0 | 11545.3398 | 357330 | 10314.5303 | 194834.5 | 42794.7008 | 81.3604 | 42713.3389 | 0 | 729.129 | 634.894
AirCldScrewChlr-1.407kwpton-VarSpd | DEER2023 |  | 2022-03-14 20:35:49+00 | Any | Hsp | New | CZ03 | cAVVG | Cap-Tons | 1 | 235501 | None | 2695238 | 848496.8125 | 1266427 | 0 | 216994.5 | 0 | 8852.9307 | 354468.5938 | 9009.0723 | 183066.7031 | 35159.4112 | 81.3604 | 35078.0493 | 0 | 588.883 | 529.034
AirCldScrewChlr-1.407kwpton-VarSpd | DEER2023 |  | 2022-03-14 20:35:49+00 | Any | Hsp | New | CZ04 | cAVVG | Cap-Tons | 1 | 235501 | None | 2972252 | 848496.8125 | 1266427 | 0 | 481025.6875 | 0 | 15160.2002 | 361145.1875 | 21335.9609 | 136171.5 | 32938.1606 | 81.3604 | 32856.8013 | 0 | 728.991 | 661.029
AirCldScrewChlr-1.407kwpton-VarSpd | DEER2023 |  | 2022-03-14 20:35:49+00 | Any | Hsp | New | CZ05 | cAVVG | Cap-Tons | 1 | 235501 | None | 2728456 | 848496.8125 | 1266427 | 0 | 249190.4062 | 0 | 9388.4346 | 354956.3125 | 8846.1553 | 182299.4062 | 36046.5894 | 81.3604 | 35965.2198 | 0 | 581.519 | 487.605
AirCldScrewChlr-1.407kwpton-VarSpd | DEER2023 |  | 2022-03-14 20:35:49+00 | Any | Hsp | New | CZ06 | cAVVG | Cap-Tons | 1 | 235501 | None | 3114631 | 848496.8125 | 1266427 | 0 | 620869.6875 | 0 | 18380.5703 | 360459.5938 | 28645.0508 | 84615.7422 | 24992.6502 | 81.3604 | 24911.2806 | 0 | 623.182 | 568.133
AirCldScrewChlr-1.407kwpton-VarSpd | DEER2023 |  | 2022-03-14 20:35:49+00 | Any | Hsp | New | CZ07 | cAVVG | Cap-Tons | 1 | 235501 | None | 3067934 | 848496.8125 | 1266427 | 0 | 573682.8125 | 0 | 18797.4102 | 360532.3125 | 30099.9805 | 71395.1328 | 22708.8998 | 81.3604 | 22627.5405 | 0 | 608.663 | 549.009
AirCldScrewChlr-1.407kwpton-VarSpd | DEER2023 |  | 2022-03-14 20:35:49+00 | Any | Hsp | New | CZ08 | cAVVG | Cap-Tons | 1 | 235501 | None | 3226446 | 848496.8125 | 1266427 | 0 | 723859.6875 | 0 | 19939.9805 | 367725.1875 | 30603.6699 | 80337.1719 | 23385.1392 | 81.3604 | 23303.7798 | 0 | 713.33 | 607.996
AirCldScrewChlr-1.407kwpton-VarSpd | DEER2023 |  | 2022-03-14 20:35:49+00 | Any | Hsp | New | CZ09 | cAVVG | Cap-Tons | 1 | 235501 | None | 3216196 | 848496.8125 | 1266427 | 0 | 713619.8125 | 0 | 20567.25 | 367086.8125 | 27960.4199 | 96819.5312 | 25619.1104 | 81.3604 | 25537.7613 | 0 | 741.972 | 667.577
AirCldScrewChlr-1.407kwpton-VarSpd | DEER2023 |  | 2022-03-14 20:35:49+00 | Any | Hsp | New | CZ10 | cAVVG | Cap-Tons | 1 | 235501 | None | 3259565 | 848496.8125 | 1266427 | 0 | 756759.125 | 0 | 19184.8809 | 368699.8125 | 27890.1504 | 104430.8984 | 29039.4291 | 81.3604 | 28958.0698 | 0 | 811.439 | 691.984
AirCldScrewChlr-1.407kwpton-VarSpd | DEER2023 |  | 2022-03-14 20:35:49+00 | Any | Hsp | New | CZ11 | cAVVG | Cap-Tons | 1 | 235501 | None | 3247533 | 848496.8125 | 1266427 | 0 | 749321.8125 | 0 | 17280.1094 | 366009.9062 | 25239.75 | 138573.7969 | 37579.689 | 81.3604 | 37498.3194 | 0 | 864.398 | 802.229
AirCldScrewChlr-1.407kwpton-VarSpd | DEER2023 |  | 2022-03-14 20:35:49+00 | Any | Hsp | New | CZ12 | cAVVG | Cap-Tons | 1 | 235501 | None | 3056752 | 848496.8125 | 1266427 | 0 | 562719.3125 | 0 | 15678.6504 | 363432.9062 | 20401.5898 | 151518.2031 | 37588.759 | 81.3604 | 37507.3792 | 0 | 824.913 | 749.236
AirCldScrewChlr-1.407kwpton-VarSpd | DEER2023 |  | 2022-03-14 20:35:49+00 | Any | Hsp | New | CZ13 | cAVVG | Cap-Tons | 1 | 235501 | None | 3337086 | 848496.8125 | 1266427 | 0 | 833591.3125 | 0 | 18799.8906 | 369773.8125 | 29498.1992 | 122074.2969 | 33919.1706 | 81.3604 | 33837.801 | 0 | 854.505 | 787.529
AirCldScrewChlr-1.407kwpton-VarSpd | DEER2023 |  | 2022-03-14 20:35:49+00 | Any | Hsp | New | CZ14 | cAVVG | Cap-Tons | 1 | 235501 | None | 3257347 | 848496.8125 | 1266427 | 0 | 758909.625 | 0 | 18159.4199 | 365356.4062 | 25012.5195 | 136792.7969 | 40231.6006 | 81.3604 | 40150.249 | 0 | 844.153 | 744.247
AirCldScrewChlr-1.407kwpton-VarSpd | DEER2023 |  | 2022-03-14 20:35:49+00 | Any | Hsp | New | CZ15 | cAVVG | Cap-Tons | 1 | 235501 | None | 3993011 | 848496.8125 | 1266427 | 0 | 1469031 | 0 | 28325.4297 | 380732.5 | 42098.0508 | 53023.5312 | 20233.12 | 81.3604 | 20151.7594 | 0 | 1008.284 | 912.613
AirCldScrewChlr-1.407kwpton-VarSpd | DEER2023 |  | 2022-03-14 20:35:49+00 | Any | Hsp | New | CZ16 | cAVVG | Cap-Tons | 1 | 235501 | None | 2756521 | 848496.8125 | 1266427 | 0 | 273751.3125 | 0 | 10516.46 | 357332.8125 | 15175.7305 | 211785 | 66251.8784 | 81.3604 | 66170.5216 | 0 | 615.386 | 553.331
AirCldScrewChlr-1.407kwpton-VarSpd | DEER2023 |  | 2022-03-14 20:35:49+00 | Any | Htl | New | CZ01 | cAVVG | Cap-Tons | 1 | 139998.9062 | None | 564613.8125 | 162049.9062 | 293493.5 | 0 | 47909.3984 | 0 | 3664.0911 | 57496.1797 | 5644.8159 | 44996.5195 | 20344.7296 | 0 | 20344.7296 | 0 | 121.724 | 117.273
AirCldScrewChlr-1.407kwpton-VarSpd | DEER2023 |  | 2022-03-14 20:35:49+00 | Any | Htl | New | CZ02 | cAVVG | Cap-Tons | 1 | 139998.9062 | None | 698940.375 | 162049.9062 | 293493.5 | 0 | 176780.2969 | 0 | 7464.853 | 59151.3906 | 17827.0293 | 26459.0508 | 15114.6202 | 0 | 15114.6202 | 0 | 220.708 | 197.101
AirCldScrewChlr-1.407kwpton-VarSpd | DEER2023 |  | 2022-03-14 20:35:49+00 | Any | Htl | New | CZ03 | cAVVG | Cap-Tons | 1 | 139998.9062 | None | 642710.625 | 162049.9062 | 293493.5 | 0 | 123219.5 | 0 | 5490.3281 | 58456.7695 | 14943.0898 | 26556.5898 | 11541.0803 | 0 | 11541.0803 | 0 | 158.772 | 149.344
AirCldScrewChlr-1.407kwpton-VarSpd | DEER2023 |  | 2022-03-14 20:35:49+00 | Any | Htl | New | CZ04 | cAVVG | Cap-Tons | 1 | 139998.9062 | None | 745563.625 | 162049.9062 | 293493.5 | 0 | 221092.5938 | 0 | 8371.9102 | 60555.0703 | 22441.7305 | 19336.4902 | 10769.6704 | 0 | 10769.6704 | 0 | 222.064 | 208.129
AirCldScrewChlr-1.407kwpton-VarSpd | DEER2023 |  | 2022-03-14 20:35:49+00 | Any | Htl | New | CZ05 | cAVVG | Cap-Tons | 1 | 139998.9062 | None | 651258.5 | 162049.9062 | 293493.5 | 0 | 129897.3984 | 0 | 5332.2051 | 60484.9688 | 16620.4902 | 25852.7109 | 11371.7606 | 0 | 11371.7606 | 0 | 156.355 | 127.471
AirCldScrewChlr-1.407kwpton-VarSpd | DEER2023 |  | 2022-03-14 20:35:49+00 | Any | Htl | New | CZ06 | cAVVG | Cap-Tons | 1 | 139998.9062 | None | 774828.1875 | 162049.9062 | 293493.5 | 0 | 247779.9062 | 0 | 8792.9775 | 62711.1719 | 25272.0391 | 12506.9902 | 6703.2051 | 0 | 6703.2051 | 0 | 178.303 | 164.052
AirCldScrewChlr-1.407kwpton-VarSpd | DEER2023 |  | 2022-03-14 20:35:49+00 | Any | Htl | New | CZ07 | cAVVG | Cap-Tons | 1 | 139998.9062 | None | 741522.875 | 162049.9062 | 293493.5 | 0 | 215327.2031 | 0 | 7797.2598 | 62854.6289 | 24540.4297 | 11548.2305 | 5687.9053 | 0 | 5687.9053 | 0 | 168.17 | 145.503
AirCldScrewChlr-1.407kwpton-VarSpd | DEER2023 |  | 2022-03-14 20:35:49+00 | Any | Htl | New | CZ08 | cAVVG | Cap-Tons | 1 | 139998.9062 | None | 829253.5 | 162049.9062 | 293493.5 | 0 | 298503.3125 | 0 | 10626.6299 | 64579.6289 | 29183.9902 | 11115.4297 | 6430.4928 | 0 | 6430.4928 | 0 | 223.655 | 182.051
AirCldScrewChlr-1.407kwpton-VarSpd | DEER2023 |  | 2022-03-14 20:35:49+00 | Any | Htl | New | CZ09 | cAVVG | Cap-Tons | 1 | 139998.9062 | None | 830238.3125 | 162049.9062 | 293493.5 | 0 | 302181.3125 | 0 | 10993.3604 | 61519.6016 | 27486.4902 | 13081.04 | 7307.5987 | 0 | 7307.5987 | 0 | 230.124 | 207.812
AirCldScrewChlr-1.407kwpton-VarSpd | DEER2023 |  | 2022-03-14 20:35:49+00 | Any | Htl | New | CZ10 | cAVVG | Cap-Tons | 1 | 139998.9062 | None | 856830.375 | 162049.9062 | 293493.5 | 0 | 326408.8125 | 0 | 11290.5703 | 63587.1992 | 29204.5996 | 13883.0303 | 8513.6909 | 0 | 8513.6909 | 0 | 248.004 | 220.904
AirCldScrewChlr-1.407kwpton-VarSpd | DEER2023 |  | 2022-03-14 20:35:49+00 | Any | Htl | New | CZ11 | cAVVG | Cap-Tons | 1 | 139998.9062 | None | 860984.875 | 162049.9062 | 293493.5 | 0 | 328333.8125 | 0 | 11183.96 | 65923.0625 | 28161.7109 | 19736.3906 | 13558.1594 | 0 | 13558.1594 | 0 | 276.746 | 284.93
AirCldScrewChlr-1.407kwpton-VarSpd | DEER2023 |  | 2022-03-14 20:35:49+00 | Any | Htl | New | CZ12 | cAVVG | Cap-Tons | 1 | 139998.9062 | None | 789965.8125 | 162049.9062 | 293493.5 | 0 | 261402.4062 | 0 | 9767.6641 | 63251.8398 | 24272.3105 | 21190.5098 | 13287.9603 | 0 | 13287.9603 | 0 | 255.848 | 258.334
AirCldScrewChlr-1.407kwpton-VarSpd | DEER2023 |  | 2022-03-14 20:35:49+00 | Any | Htl | New | CZ13 | cAVVG | Cap-Tons | 1 | 139998.9062 | None | 899496.1875 | 162049.9062 | 293493.5 | 0 | 363942.5 | 0 | 12212.8096 | 67796.7578 | 31766.9805 | 17224.9805 | 11541.8304 | 0 | 11541.8304 | 0 | 280.014 | 280.019
AirCldScrewChlr-1.407kwpton-VarSpd | DEER2023 |  | 2022-03-14 20:35:49+00 | Any | Htl | New | CZ14 | cAVVG | Cap-Tons | 1 | 139998.9062 | None | 870116.625 | 162049.9062 | 293493.5 | 0 | 335766 | 0 | 11788.5195 | 67018.3438 | 29506.1992 | 18841.4492 | 12983.5098 | 0 | 12983.5098 | 0 | 272.996 | 253.961
AirCldScrewChlr-1.407kwpton-VarSpd | DEER2023 |  | 2022-03-14 20:35:49+00 | Any | Htl | New | CZ15 | cAVVG | Cap-Tons | 1 | 139998.9062 | None | 1157784 | 162049.9062 | 293493.5 | 0 | 609852.875 | 0 | 17781.6699 | 74605.8203 | 44903.6797 | 7008.9058 | 5020.584 | 0 | 5020.584 | 0 | 360.243 | 338.692
AirCldScrewChlr-1.407kwpton-VarSpd | DEER2023 |  | 2022-03-14 20:35:49+00 | Any | Htl | New | CZ16 | cAVVG | Cap-Tons | 1 | 139998.9062 | None | 676931.3125 | 162049.9062 | 293493.5 | 0 | 146748.7031 | 0 | 7719.1738 | 66919.5234 | 18493.8906 | 33964.3789 | 25514.8493 | 0 | 25514.8493 | 0 | 173.635 | 164.312
AirCldScrewChlr-1.407kwpton-VarSpd | DEER2023 |  | 2022-03-14 20:35:49+00 | Any | MBT | New | CZ01 | cAVVG | Cap-Tons | 1 | 199999.2031 | None | 1267474 | 366189 | 737073.3125 | 0 | 47354.3906 | 0 | 4047.929 | 112803.3984 | 1740.551 | 51532.5898 | 14361.0803 | 0 | 14361.0803 | 0 | 456.378 | 200.813
AirCldScrewChlr-1.407kwpton-VarSpd | DEER2023 |  | 2022-03-14 20:35:49+00 | Any | MBT | New | CZ02 | cAVVG | Cap-Tons | 1 | 199999.2031 | None | 1451797 | 366189 | 737073.3125 | 0 | 216654.7031 | 0 | 10599.3604 | 121274.7031 | 7367.1719 | 31741.4609 | 11427.5802 | 0 | 11427.5802 | 0 | 608.913 | 299.002
AirCldScrewChlr-1.407kwpton-VarSpd | DEER2023 |  | 2022-03-14 20:35:49+00 | Any | MBT | New | CZ03 | cAVVG | Cap-Tons | 1 | 199999.2031 | None | 1389338 | 366189 | 737073.3125 | 0 | 155463.5 | 0 | 8662.1143 | 121943.6016 | 6175.3989 | 26176.8496 | 10405.0502 | 0 | 10405.0502 | 0 | 511.809 | 235.872
AirCldScrewChlr-1.407kwpton-VarSpd | DEER2023 |  | 2022-03-14 20:35:49+00 | Any | MBT | New | CZ04 | cAVVG | Cap-Tons | 1 | 199999.2031 | None | 1507365 | 366189 | 737073.3125 | 0 | 265536 | 0 | 12684.79 | 125876 | 9664.8291 | 21938.7207 | 9399.8528 | 0 | 9399.8528 | 0 | 609.833 | 308.158
AirCldScrewChlr-1.407kwpton-VarSpd | DEER2023 |  | 2022-03-14 20:35:49+00 | Any | MBT | New | CZ05 | cAVVG | Cap-Tons | 1 | 199999.2031 | None | 1418989 | 366189 | 737073.3125 | 0 | 182547.4062 | 0 | 9419.375 | 123753.8984 | 7119.2129 | 24565.7207 | 10170.2899 | 0 | 10170.2899 | 0 | 501.94 | 216.715
AirCldScrewChlr-1.407kwpton-VarSpd | DEER2023 |  | 2022-03-14 20:35:49+00 | Any | MBT | New | CZ06 | cAVVG | Cap-Tons | 1 | 199999.2031 | None | 1603496 | 366189 | 737073.3125 | 0 | 353928.3125 | 0 | 17064.8105 | 129235.1016 | 11795.8604 | 11331.8301 | 8087.1213 | 0 | 8087.1213 | 0 | 567.443 | 265.105
AirCldScrewChlr-1.407kwpton-VarSpd | DEER2023 |  | 2022-03-14 20:35:49+00 | Any | MBT | New | CZ07 | cAVVG | Cap-Tons | 1 | 199999.2031 | None | 1547122 | 366189 | 737073.3125 | 0 | 301405.9062 | 0 | 13507.0996 | 128941.2031 | 11332.71 | 8298.1191 | 7617.5987 | 0 | 7617.5987 | 0 | 555.349 | 247.995
AirCldScrewChlr-1.407kwpton-VarSpd | DEER2023 |  | 2022-03-14 20:35:49+00 | Any | MBT | New | CZ08 | cAVVG | Cap-Tons | 1 | 199999.2031 | None | 1656223 | 366189 | 737073.3125 | 0 | 402521.4062 | 0 | 17571.6504 | 132862.0938 | 14222.4297 | 10461.2803 | 7689.9802 | 0 | 7689.9802 | 0 | 620.517 | 282.621
AirCldScrewChlr-1.407kwpton-VarSpd | DEER2023 |  | 2022-03-14 20:35:49+00 | Any | MBT | New | CZ09 | cAVVG | Cap-Tons | 1 | 199999.2031 | None | 1618357 | 366189 | 737073.3125 | 0 | 369777.4062 | 0 | 14637.2402 | 130674 | 13221.9297 | 13411.5498 | 7819.751 | 0 | 7819.751 | 0 | 623.859 | 314.177
AirCldScrewChlr-1.407kwpton-VarSpd | DEER2023 |  | 2022-03-14 20:35:49+00 | Any | MBT | New | CZ10 | cAVVG | Cap-Tons | 1 | 199999.2031 | None | 1658751 | 366189 | 737073.3125 | 0 | 407585.1875 | 0 | 16822.7891 | 131075.4062 | 14029.8203 | 14999.6699 | 8258.3827 | 0 | 8258.3827 | 0 | 676.708 | 328.368
AirCldScrewChlr-1.407kwpton-VarSpd | DEER2023 |  | 2022-03-14 20:35:49+00 | Any | MBT | New | CZ11 | cAVVG | Cap-Tons | 1 | 199999.2031 | None | 1626863 | 366189 | 737073.3125 | 0 | 380185.5 | 0 | 15911.0801 | 127497.8984 | 13547.1904 | 24742.3809 | 10568.2701 | 0 | 10568.2701 | 0 | 717.407 | 403.768
AirCldScrewChlr-1.407kwpton-VarSpd | DEER2023 |  | 2022-03-14 20:35:49+00 | Any | MBT | New | CZ12 | cAVVG | Cap-Tons | 1 | 199999.2031 | None | 1546434 | 366189 | 737073.3125 | 0 | 303791.4062 | 0 | 13427.4805 | 125947.1016 | 10795.6504 | 27133.0996 | 10510.7597 | 0 | 10510.7597 | 0 | 687.973 | 369.612
AirCldScrewChlr-1.407kwpton-VarSpd | DEER2023 |  | 2022-03-14 20:35:49+00 | Any | MBT | New | CZ13 | cAVVG | Cap-Tons | 1 | 199999.2031 | None | 1664535 | 366189 | 737073.3125 | 0 | 412707.6875 | 0 | 16593.4199 | 131965.5 | 15160.4102 | 23629.4395 | 9780.192 | 0 | 9780.192 | 0 | 730.323 | 404.494
AirCldScrewChlr-1.407kwpton-VarSpd | DEER2023 |  | 2022-03-14 20:35:49+00 | Any | MBT | New | CZ14 | cAVVG | Cap-Tons | 1 | 199999.2031 | None | 1640210 | 366189 | 737073.3125 | 0 | 390654 | 0 | 16293.4297 | 129994.5 | 13630.1299 | 23185.1191 | 10736.3597 | 0 | 10736.3597 | 0 | 714.208 | 372.875
AirCldScrewChlr-1.407kwpton-VarSpd | DEER2023 |  | 2022-03-14 20:35:49+00 | Any | MBT | New | CZ15 | cAVVG | Cap-Tons | 1 | 199999.2031 | None | 2003405 | 366189 | 737073.3125 | 0 | 727951.6875 | 0 | 25510.4707 | 146675.0938 | 24438.4609 | 6849.1079 | 6645.0118 | 0 | 6645.0118 | 0 | 842.309 | 473.336
AirCldScrewChlr-1.407kwpton-VarSpd | DEER2023 |  | 2022-03-14 20:35:49+00 | Any | MBT | New | CZ16 | cAVVG | Cap-Tons | 1 | 199999.2031 | None | 1366027 | 366189 | 737073.3125 | 0 | 139552.2969 | 0 | 8178.0542 | 115028.2031 | 5979.6309 | 43807.7891 | 19321.3696 | 0 | 19321.3696 | 0 | 526.57 | 252.241
AirCldScrewChlr-1.407kwpton-VarSpd | DEER2023 |  | 2022-03-14 20:35:49+00 | Any | Nrs | New | CZ01 | cAVVG | Cap-Tons | 1 | 60654.5781 | None | 643872.625 | 124089.5 | 419568.5938 | 0 | 5887.4258 | 0 | 1612.868 | 92713.5938 | 995.0484 | 74955.3125 | 23791.4598 | 117.2249 | 23674.24 | 0 | 115.644 | 108.143
AirCldScrewChlr-1.407kwpton-VarSpd | DEER2023 |  | 2022-03-14 20:35:49+00 | Any | Nrs | New | CZ02 | cAVVG | Cap-Tons | 1 | 60654.5781 | None | 717230.3125 | 124089.5 | 419568.5938 | 0 | 77163.1094 | 0 | 3235.8879 | 93172.6797 | 14471.7803 | 49962.6602 | 16360.2995 | 117.2249 | 16243.0694 | 0 | 179.523 | 160.665
AirCldScrewChlr-1.407kwpton-VarSpd | DEER2023 |  | 2022-03-14 20:35:49+00 | Any | Nrs | New | CZ03 | cAVVG | Cap-Tons | 1 | 60654.5781 | None | 680627.375 | 124089.5 | 419568.5938 | 0 | 41509.8516 | 0 | 2357.6299 | 93100.8984 | 9188.6377 | 50144 | 13932.5094 | 117.2249 | 13815.2806 | 0 | 139.362 | 131.272
AirCldScrewChlr-1.407kwpton-VarSpd | DEER2023 |  | 2022-03-14 20:35:49+00 | Any | Nrs | New | CZ04 | cAVVG | Cap-Tons | 1 | 60654.5781 | None | 744294.875 | 124089.5 | 419568.5938 | 0 | 103468.7969 | 0 | 3832.6819 | 93334.5 | 19801.4102 | 37403.25 | 11388.4006 | 117.2249 | 11271.1706 | 0 | 180.953 | 169.658
AirCldScrewChlr-1.407kwpton-VarSpd | DEER2023 |  | 2022-03-14 20:35:49+00 | Any | Nrs | New | CZ05 | cAVVG | Cap-Tons | 1 | 60654.5781 | None | 687521.375 | 124089.5 | 419568.5938 | 0 | 48221.2383 | 0 | 2493.2129 | 93148.2969 | 11479.0098 | 48236.8203 | 14483.8502 | 117.2249 | 14366.6304 | 0 | 138.044 | 118.396
AirCldScrewChlr-1.407kwpton-VarSpd | DEER2023 |  | 2022-03-14 20:35:49+00 | Any | Nrs | New | CZ06 | cAVVG | Cap-Tons | 1 | 60654.5781 | None | 762633.125 | 124089.5 | 419568.5938 | 0 | 121642.2969 | 0 | 3951.9839 | 93380.2266 | 23860.0801 | 26495.2207 | 7998.6522 | 117.2249 | 7881.4278 | 0 | 151.421 | 145.217
AirCldScrewChlr-1.407kwpton-VarSpd | DEER2023 |  | 2022-03-14 20:35:49+00 | Any | Nrs | New | CZ07 | cAVVG | Cap-Tons | 1 | 60654.5781 | None | 748111.625 | 124089.5 | 419568.5938 | 0 | 107551 | 0 | 3535.429 | 93366.4531 | 22998.7891 | 23755.7695 | 6831.7133 | 117.2249 | 6714.4883 | 0 | 143.884 | 131.559
AirCldScrewChlr-1.407kwpton-VarSpd | DEER2023 |  | 2022-03-14 20:35:49+00 | Any | Nrs | New | CZ08 | cAVVG | Cap-Tons | 1 | 60654.5781 | None | 801234.375 | 124089.5 | 419568.5938 | 0 | 158954.0938 | 0 | 5130.1611 | 93491.2266 | 28146.5391 | 23892.9609 | 7642.2061 | 117.2249 | 7524.9818 | 0 | 182.204 | 156.416
AirCldScrewChlr-1.407kwpton-VarSpd | DEER2023 |  | 2022-03-14 20:35:49+00 | Any | Nrs | New | CZ09 | cAVVG | Cap-Tons | 1 | 60654.5781 | None | 798075.3125 | 124089.5 | 419568.5938 | 0 | 156359.5 | 0 | 4559.5381 | 93497.6094 | 27114.6895 | 26556.8906 | 8027.0643 | 117.2249 | 7909.84 | 0 | 188.153 | 172.76
AirCldScrewChlr-1.407kwpton-VarSpd | DEER2023 |  | 2022-03-14 20:35:49+00 | Any | Nrs | New | CZ10 | cAVVG | Cap-Tons | 1 | 60654.5781 | None | 816740.625 | 124089.5 | 419568.5938 | 0 | 174115.4062 | 0 | 5441.9209 | 93524.4766 | 28141.0898 | 27918.5391 | 9362.9363 | 117.2249 | 9245.7088 | 0 | 198.456 | 176.172
AirCldScrewChlr-1.407kwpton-VarSpd | DEER2023 |  | 2022-03-14 20:35:49+00 | Any | Nrs | New | CZ11 | cAVVG | Cap-Tons | 1 | 60654.5781 | None | 826499.125 | 124089.5 | 419568.5938 | 0 | 183531 | 0 | 5864.374 | 93446.0234 | 25659.8105 | 36486.9414 | 13472.9101 | 117.2249 | 13355.6902 | 0 | 221.591 | 216.218
AirCldScrewChlr-1.407kwpton-VarSpd | DEER2023 |  | 2022-03-14 20:35:49+00 | Any | Nrs | New | CZ12 | cAVVG | Cap-Tons | 1 | 60654.5781 | None | 772051.375 | 124089.5 | 419568.5938 | 0 | 130420.5 | 0 | 4611.0132 | 93361.1406 | 21066.5098 | 39437.5312 | 13590.3002 | 117.2249 | 13473.0701 | 0 | 205.826 | 197.766
AirCldScrewChlr-1.407kwpton-VarSpd | DEER2023 |  | 2022-03-14 20:35:49+00 | Any | Nrs | New | CZ13 | cAVVG | Cap-Tons | 1 | 60654.5781 | None | 848948.8125 | 124089.5 | 419568.5938 | 0 | 205447.7031 | 0 | 6296.1089 | 93546.8125 | 29161.5801 | 32067.1504 | 11800.9306 | 117.2249 | 11683.7005 | 0 | 221.814 | 212.591
AirCldScrewChlr-1.407kwpton-VarSpd | DEER2023 |  | 2022-03-14 20:35:49+00 | Any | Nrs | New | CZ14 | cAVVG | Cap-Tons | 1 | 60654.5781 | None | 829057.8125 | 124089.5 | 419568.5938 | 0 | 186202 | 0 | 5669.292 | 93528.1875 | 26826.3398 | 35014.6992 | 14467.2102 | 117.2249 | 14349.9802 | 0 | 220.479 | 201.691
AirCldScrewChlr-1.407kwpton-VarSpd | DEER2023 |  | 2022-03-14 20:35:49+00 | Any | Nrs | New | CZ15 | cAVVG | Cap-Tons | 1 | 60654.5781 | None | 1021372 | 124089.5 | 419568.5938 | 0 | 374391.5938 | 0 | 9291.5391 | 94030.3672 | 43631.8008 | 13733.6699 | 4999.1642 | 117.2249 | 4881.9389 | 0 | 271.14 | 253.018
AirCldScrewChlr-1.407kwpton-VarSpd | DEER2023 |  | 2022-03-14 20:35:49+00 | Any | Nrs | New | CZ16 | cAVVG | Cap-Tons | 1 | 60654.5781 | None | 700261.6875 | 124089.5 | 419568.5938 | 0 | 60323.3711 | 0 | 3243.3911 | 93035.8906 | 13913.9902 | 54850.1797 | 26251.1002 | 117.2249 | 26133.8701 | 0 | 150.076 | 141.282
AirCldScrewChlr-1.407kwpton-VarSpd | DEER2023 |  | 2022-03-14 20:35:49+00 | Any | OfL | New | CZ01 | cAVVG | Cap-Tons | 1 | 174998.9062 | None | 1326677 | 289618.8125 | 892052.375 | 0 | 51499.75 | 0 | 3939.189 | 89567.2266 | 165.0932 | 50263.3789 | 6667.1072 | 0 | 6667.1072 | 0 | 472.285 | 254.234
AirCldScrewChlr-1.407kwpton-VarSpd | DEER2023 |  | 2022-03-14 20:35:49+00 | Any | OfL | New | CZ02 | cAVVG | Cap-Tons | 1 | 174998.9062 | None | 1582571 | 289618.8125 | 892052.375 | 0 | 275258.5 | 0 | 12277.2197 | 113364.7969 | 4558.1768 | 27432.7695 | 5273.5901 | 0 | 5273.5901 | 0 | 651.163 | 357.774
AirCldScrewChlr-1.407kwpton-VarSpd | DEER2023 |  | 2022-03-14 20:35:49+00 | Any | OfL | New | CZ03 | cAVVG | Cap-Tons | 1 | 174998.9062 | None | 1485988 | 289618.8125 | 892052.375 | 0 | 188037.4062 | 0 | 9274.123 | 107005 | 3230.9509 | 23888.7793 | 3831.6998 | 0 | 3831.6998 | 0 | 551.38 | 297.01
AirCldScrewChlr-1.407kwpton-VarSpd | DEER2023 |  | 2022-03-14 20:35:49+00 | Any | OfL | New | CZ04 | cAVVG | Cap-Tons | 1 | 174998.9062 | None | 1648166 | 289618.8125 | 892052.375 | 0 | 331003.0938 | 0 | 14652.2803 | 120839.8984 | 11495.8301 | 18000.7305 | 3651.489 | 0 | 3651.489 | 0 | 657.568 | 363.203
AirCldScrewChlr-1.407kwpton-VarSpd | DEER2023 |  | 2022-03-14 20:35:49+00 | Any | OfL | New | CZ05 | cAVVG | Cap-Tons | 1 | 174998.9062 | None | 1533575 | 289618.8125 | 892052.375 | 0 | 229935.4062 | 0 | 10525.9697 | 111442.5 | 2898.3821 | 18109.9707 | 2842.521 | 0 | 2842.521 | 0 | 540.626 | 271.13
AirCldScrewChlr-1.407kwpton-VarSpd | DEER2023 |  | 2022-03-14 20:35:49+00 | Any | OfL | New | CZ06 | cAVVG | Cap-Tons | 1 | 174998.9062 | None | 1746959 | 289618.8125 | 892052.375 | 0 | 422394.5938 | 0 | 17757.1602 | 125136.7031 | 31565.6699 | 7660.2881 | 1545.824 | 0 | 1545.824 | 0 | 601.372 | 304.068
AirCldScrewChlr-1.407kwpton-VarSpd | DEER2023 |  | 2022-03-14 20:35:49+00 | Any | OfL | New | CZ07 | cAVVG | Cap-Tons | 1 | 174998.9062 | None | 1676784 | 289618.8125 | 892052.375 | 0 | 354789.1875 | 0 | 14588.9502 | 125735.3984 | 30871.6699 | 6598.7681 | 931.3148 | 0 | 931.3148 | 0 | 583.907 | 285.039
AirCldScrewChlr-1.407kwpton-VarSpd | DEER2023 |  | 2022-03-14 20:35:49+00 | Any | OfL | New | CZ08 | cAVVG | Cap-Tons | 1 | 174998.9062 | None | 1820284 | 289618.8125 | 892052.375 | 0 | 484194.0938 | 0 | 18439.5605 | 135980.7969 | 53658.2812 | 6632.6411 | 1481.805 | 0 | 1481.805 | 0 | 672.936 | 319.169
AirCldScrewChlr-1.407kwpton-VarSpd | DEER2023 |  | 2022-03-14 20:35:49+00 | Any | OfL | New | CZ09 | cAVVG | Cap-Tons | 1 | 174998.9062 | None | 1785499 | 289618.8125 | 892052.375 | 0 | 454469.0938 | 0 | 15568.4805 | 133791.2031 | 28569.8809 | 11496.0703 | 1779.884 | 0 | 1779.884 | 0 | 671.38 | 354.293
AirCldScrewChlr-1.407kwpton-VarSpd | DEER2023 |  | 2022-03-14 20:35:49+00 | Any | OfL | New | CZ10 | cAVVG | Cap-Tons | 1 | 174998.9062 | None | 1835943 | 289618.8125 | 892052.375 | 0 | 497864.5 | 0 | 18267.5996 | 138140.2969 | 38847.1797 | 12326.3896 | 2223.6461 | 0 | 2223.6461 | 0 | 716.577 | 362.342
AirCldScrewChlr-1.407kwpton-VarSpd | DEER2023 |  | 2022-03-14 20:35:49+00 | Any | OfL | New | CZ11 | cAVVG | Cap-Tons | 1 | 174998.9062 | None | 1800517 | 289618.8125 | 892052.375 | 0 | 463569.9062 | 0 | 18142.3496 | 137134 | 27656.8008 | 23951.7207 | 6072.2752 | 0 | 6072.2752 | 0 | 759.064 | 463.104
AirCldScrewChlr-1.407kwpton-VarSpd | DEER2023 |  | 2022-03-14 20:35:49+00 | Any | OfL | New | CZ12 | cAVVG | Cap-Tons | 1 | 174998.9062 | None | 1704834 | 289618.8125 | 892052.375 | 0 | 378710.0938 | 0 | 15616.2695 | 128837.1016 | 14532.6504 | 24504.4492 | 5293.7901 | 0 | 5293.7901 | 0 | 726.289 | 428.629
AirCldScrewChlr-1.407kwpton-VarSpd | DEER2023 |  | 2022-03-14 20:35:49+00 | Any | OfL | New | CZ13 | cAVVG | Cap-Tons | 1 | 174998.9062 | None | 1841999 | 289618.8125 | 892052.375 | 0 | 496684.3125 | 0 | 19478.0605 | 144166.2031 | 51953.8008 | 22293.0508 | 4801.048 | 0 | 4801.048 | 0 | 775.677 | 444.02
AirCldScrewChlr-1.407kwpton-VarSpd | DEER2023 |  | 2022-03-14 20:35:49+00 | Any | OfL | New | CZ14 | cAVVG | Cap-Tons | 1 | 174998.9062 | None | 1823834 | 289618.8125 | 892052.375 | 0 | 482745.0938 | 0 | 18719.0898 | 140699 | 42220.3086 | 21413.7305 | 5058.6118 | 0 | 5058.6118 | 0 | 761.774 | 408.519
AirCldScrewChlr-1.407kwpton-VarSpd | DEER2023 |  | 2022-03-14 20:35:49+00 | Any | OfL | New | CZ15 | cAVVG | Cap-Tons | 1 | 174998.9062 | None | 2224732 | 289618.8125 | 892052.375 | 0 | 845540.8125 | 0 | 27367.1992 | 170153.5938 | 96935.1016 | 5014.4868 | 1351.231 | 0 | 1351.231 | 0 | 911.303 | 478.158
AirCldScrewChlr-1.407kwpton-VarSpd | DEER2023 |  | 2022-03-14 20:35:49+00 | Any | OfL | New | CZ16 | cAVVG | Cap-Tons | 1 | 174998.9062 | None | 1509536 | 289618.8125 | 892052.375 | 0 | 193173.0938 | 0 | 10833.3604 | 123858.8984 | 8690.1416 | 45788.9609 | 14307.1795 | 0 | 14307.1795 | 0 | 577.79 | 322.363
AirCldScrewChlr-1.407kwpton-VarSpd | DEER2023 |  | 2022-03-14 20:35:49+00 | Any | OfS | New | CZ01 | cAVVG | Cap-Tons | 1 | 10000.0801 | None | 66383.9766 | 13865.4297 | 42917.1289 | 0 | 3167.342 | 0 | 699.2557 | 5734.7251 | 90.2619 | 3749.2571 | 1204.738 | 0 | 1204.738 | 0 | 27.208 | 12.766
AirCldScrewChlr-1.407kwpton-VarSpd | DEER2023 |  | 2022-03-14 20:35:49+00 | Any | OfS | New | CZ02 | cAVVG | Cap-Tons | 1 | 10000.0801 | None | 83523.4219 | 13865.4297 | 42917.1289 | 0 | 18099.25 | 0 | 1636.61 | 7004.8931 | 1132.551 | 2011.772 | 841.4677 | 0 | 841.4677 | 0 | 39.289 | 19.345
AirCldScrewChlr-1.407kwpton-VarSpd | DEER2023 |  | 2022-03-14 20:35:49+00 | Any | OfS | New | CZ03 | cAVVG | Cap-Tons | 1 | 10000.0801 | None | 76879.9297 | 13865.4297 | 42917.1289 | 0 | 12290.8896 | 0 | 1333.7729 | 6472.6118 | 667.0688 | 1897.629 | 727.8162 | 0 | 727.8162 | 0 | 31.972 | 15.338
AirCldScrewChlr-1.407kwpton-VarSpd | DEER2023 |  | 2022-03-14 20:35:49+00 | Any | OfS | New | CZ04 | cAVVG | Cap-Tons | 1 | 10000.0801 | None | 88219.0469 | 13865.4297 | 42917.1289 | 0 | 22087.3398 | 0 | 1979.877 | 7369.1831 | 1655.108 | 1427.489 | 606.2732 | 0 | 606.2732 | 0 | 39.078 | 19.697
AirCldScrewChlr-1.407kwpton-VarSpd | DEER2023 |  | 2022-03-14 20:35:49+00 | Any | OfS | New | CZ05 | cAVVG | Cap-Tons | 1 | 10000.0801 | None | 79120.3984 | 13865.4297 | 42917.1289 | 0 | 14176.7598 | 0 | 1375.396 | 6785.585 | 689.3812 | 1586.423 | 671.4159 | 0 | 671.4159 | 0 | 31.334 | 13.516
AirCldScrewChlr-1.407kwpton-VarSpd | DEER2023 |  | 2022-03-14 20:35:49+00 | Any | OfS | New | CZ06 | cAVVG | Cap-Tons | 1 | 10000.0801 | None | 93388.6719 | 13865.4297 | 42917.1289 | 0 | 26969 | 0 | 2160.988 | 7475.9941 | 1607.724 | 688.9059 | 389.4757 | 0 | 389.4757 | 0 | 35.635 | 15.591
AirCldScrewChlr-1.407kwpton-VarSpd | DEER2023 |  | 2022-03-14 20:35:49+00 | Any | OfS | New | CZ07 | cAVVG | Cap-Tons | 1 | 10000.0801 | None | 88617.1094 | 13865.4297 | 42917.1289 | 0 | 22734.6309 | 0 | 1827.365 | 7272.4312 | 1485.422 | 619.4046 | 317.9776 | 0 | 317.9776 | 0 | 34.292 | 14.027
AirCldScrewChlr-1.407kwpton-VarSpd | DEER2023 |  | 2022-03-14 20:35:49+00 | Any | OfS | New | CZ08 | cAVVG | Cap-Tons | 1 | 10000.0801 | None | 98624.7734 | 13865.4297 | 42917.1289 | 0 | 31565.0801 | 0 | 2202.176 | 8074.8242 | 2598.0549 | 645.8249 | 378.4287 | 0 | 378.4287 | 0 | 40.559 | 17.839
AirCldScrewChlr-1.407kwpton-VarSpd | DEER2023 |  | 2022-03-14 20:35:49+00 | Any | OfS | New | CZ09 | cAVVG | Cap-Tons | 1 | 10000.0801 | None | 98516.9375 | 13865.4297 | 42917.1289 | 0 | 31224.3203 | 0 | 2601.4121 | 7908.5132 | 2529.3601 | 886.8649 | 362.8341 | 0 | 362.8341 | 0 | 40.003 | 19.043
AirCldScrewChlr-1.407kwpton-VarSpd | DEER2023 |  | 2022-03-14 20:35:49+00 | Any | OfS | New | CZ10 | cAVVG | Cap-Tons | 1 | 10000.0801 | None | 100717 | 13865.4297 | 42917.1289 | 0 | 33396.5703 | 0 | 2372.292 | 8165.4438 | 2984.396 | 967.2518 | 409.7421 | 0 | 409.7421 | 0 | 43.483 | 19.829
AirCldScrewChlr-1.407kwpton-VarSpd | DEER2023 |  | 2022-03-14 20:35:49+00 | Any | OfS | New | CZ11 | cAVVG | Cap-Tons | 1 | 10000.0801 | None | 98648.4531 | 13865.4297 | 42917.1289 | 0 | 31328.0996 | 0 | 2130.0891 | 8407.5518 | 3506.928 | 1736.788 | 739.537 | 0 | 739.537 | 0 | 46.084 | 26.435
AirCldScrewChlr-1.407kwpton-VarSpd | DEER2023 |  | 2022-03-14 20:35:49+00 | Any | OfS | New | CZ12 | cAVVG | Cap-Tons | 1 | 10000.0801 | None | 92416.2812 | 13865.4297 | 42917.1289 | 0 | 25661.0996 | 0 | 2022.863 | 7949.6191 | 2103.219 | 1808.528 | 757.3002 | 0 | 757.3002 | 0 | 44.459 | 24.198
AirCldScrewChlr-1.407kwpton-VarSpd | DEER2023 |  | 2022-03-14 20:35:49+00 | Any | OfS | New | CZ13 | cAVVG | Cap-Tons | 1 | 10000.0801 | None | 101578.6016 | 13865.4297 | 42917.1289 | 0 | 33624.9297 | 0 | 2402.229 | 8768.7314 | 4121.3862 | 1608.4139 | 639.4872 | 0 | 639.4872 | 0 | 46.594 | 25.223
AirCldScrewChlr-1.407kwpton-VarSpd | DEER2023 |  | 2022-03-14 20:35:49+00 | Any | OfS | New | CZ14 | cAVVG | Cap-Tons | 1 | 10000.0801 | None | 100876.3984 | 13865.4297 | 42917.1289 | 0 | 32982.2109 | 0 | 2453.292 | 8658.1943 | 3539.1001 | 1625.73 | 663.0521 | 0 | 663.0521 | 0 | 46.115 | 22.769
AirCldScrewChlr-1.407kwpton-VarSpd | DEER2023 |  | 2022-03-14 20:35:49+00 | Any | OfS | New | CZ15 | cAVVG | Cap-Tons | 1 | 10000.0801 | None | 128554.2031 | 13865.4297 | 42917.1289 | 0 | 58068.5586 | 0 | 3374.363 | 10328.5596 | 6710.8359 | 384.0719 | 173.4966 | 0 | 173.4966 | 0 | 56.25 | 27.739
AirCldScrewChlr-1.407kwpton-VarSpd | DEER2023 |  | 2022-03-14 20:35:49+00 | Any | OfS | New | CZ16 | cAVVG | Cap-Tons | 1 | 10000.0801 | None | 78888.8281 | 13865.4297 | 42917.1289 | 0 | 12485.2402 | 0 | 1424.08 | 8196.8652 | 1309.468 | 3554.7849 | 1541.7459 | 0 | 1541.7459 | 0 | 34.055 | 17.004
AirCldScrewChlr-1.407kwpton-VarSpd | DEER2023 |  | 2022-03-14 20:35:49+00 | Any | Rt3 | New | CZ01 | cAVVG | Cap-Tons | 1 | 120000.5 | None | 1019413 | 514297.1875 | 410310 | 0 | 27307.5 | 0 | 2608.085 | 64889.6602 | 13581.5801 | 33791.5 | 8281.4138 | 0 | 8281.4138 | 0 | 290.367 | 232.115
AirCldScrewChlr-1.407kwpton-VarSpd | DEER2023 |  | 2022-03-14 20:35:49+00 | Any | Rt3 | New | CZ02 | cAVVG | Cap-Tons | 1 | 120000.5 | None | 1211357 | 514297.1875 | 410310 | 0 | 199849.9062 | 0 | 9338.3457 | 77561.0234 | 43864.3398 | 15156.21 | 5888.032 | 0 | 5888.032 | 0 | 423.908 | 352.47
AirCldScrewChlr-1.407kwpton-VarSpd | DEER2023 |  | 2022-03-14 20:35:49+00 | Any | Rt3 | New | CZ03 | cAVVG | Cap-Tons | 1 | 120000.5 | None | 1127769 | 514297.1875 | 410310 | 0 | 124246.6016 | 0 | 6406.9941 | 72507.3984 | 39759.0195 | 14628.6201 | 4310.041 | 0 | 4310.041 | 0 | 339.716 | 291.149
AirCldScrewChlr-1.407kwpton-VarSpd | DEER2023 |  | 2022-03-14 20:35:49+00 | Any | Rt3 | New | CZ04 | cAVVG | Cap-Tons | 1 | 120000.5 | None | 1272930 | 514297.1875 | 410310 | 0 | 254082.7969 | 0 | 11146.6396 | 83092.3281 | 56911.2891 | 10058.3799 | 3534.3501 | 0 | 3534.3501 | 0 | 429.764 | 373.494
AirCldScrewChlr-1.407kwpton-VarSpd | DEER2023 |  | 2022-03-14 20:35:49+00 | Any | Rt3 | New | CZ05 | cAVVG | Cap-Tons | 1 | 120000.5 | None | 1150999 | 514297.1875 | 410310 | 0 | 142002.9062 | 0 | 6598.2168 | 77789.8906 | 43845.1016 | 11864.9199 | 3201.143 | 0 | 3201.143 | 0 | 328.416 | 259.507
AirCldScrewChlr-1.407kwpton-VarSpd | DEER2023 |  | 2022-03-14 20:35:49+00 | Any | Rt3 | New | CZ06 | cAVVG | Cap-Tons | 1 | 120000.5 | None | 1329607 | 514297.1875 | 410310 | 0 | 307431.8125 | 0 | 13373.5596 | 84193.6562 | 62633.1992 | 4507.6191 | 1317.317 | 0 | 1317.317 | 0 | 391.1 | 331.622
AirCldScrewChlr-1.407kwpton-VarSpd | DEER2023 |  | 2022-03-14 20:35:49+00 | Any | Rt3 | New | CZ07 | cAVVG | Cap-Tons | 1 | 120000.5 | None | 1287732 | 514297.1875 | 410310 | 0 | 265246.4062 | 0 | 11085.0703 | 86792.5781 | 65603.2109 | 3386.2009 | 815.4513 | 0 | 815.4513 | 0 | 379.561 | 320.711
AirCldScrewChlr-1.407kwpton-VarSpd | DEER2023 |  | 2022-03-14 20:35:49+00 | Any | Rt3 | New | CZ08 | cAVVG | Cap-Tons | 1 | 120000.5 | None | 1410841 | 514297.1875 | 410310 | 0 | 374707.5938 | 0 | 14913.5303 | 96612.0625 | 78662.5781 | 3077.6909 | 1078.94 | 0 | 1078.94 | 0 | 435.768 | 349.4
AirCldScrewChlr-1.407kwpton-VarSpd | DEER2023 |  | 2022-03-14 20:35:49+00 | Any | Rt3 | New | CZ09 | cAVVG | Cap-Tons | 1 | 120000.5 | None | 1378066 | 514297.1875 | 410310 | 0 | 352025.8125 | 0 | 11949.9697 | 89481.7734 | 72384.5391 | 4692.062 | 1401.9379 | 0 | 1401.9379 | 0 | 427.209 | 368.215
AirCldScrewChlr-1.407kwpton-VarSpd | DEER2023 |  | 2022-03-14 20:35:49+00 | Any | Rt3 | New | CZ10 | cAVVG | Cap-Tons | 1 | 120000.5 | None | 1427102 | 514297.1875 | 410310 | 0 | 393510.5 | 0 | 14699.3096 | 94284.5234 | 76256.9922 | 6022.8682 | 2112.532 | 0 | 2112.532 | 0 | 497.484 | 422.063
AirCldScrewChlr-1.407kwpton-VarSpd | DEER2023 |  | 2022-03-14 20:35:49+00 | Any | Rt3 | New | CZ11 | cAVVG | Cap-Tons | 1 | 120000.5 | None | 1391139 | 514297.1875 | 410310 | 0 | 363744.3125 | 0 | 13764.9805 | 89022.2031 | 65531.0391 | 11702.25 | 4183.016 | 0 | 4183.016 | 0 | 506.91 | 449.983
AirCldScrewChlr-1.407kwpton-VarSpd | DEER2023 |  | 2022-03-14 20:35:49+00 | Any | Rt3 | New | CZ12 | cAVVG | Cap-Tons | 1 | 120000.5 | None | 1318849 | 514297.1875 | 410310 | 0 | 297868.6875 | 0 | 12127.8096 | 84245.0234 | 59977.3906 | 12323.1602 | 4916.7642 | 0 | 4916.7642 | 0 | 496.218 | 435.626
AirCldScrewChlr-1.407kwpton-VarSpd | DEER2023 |  | 2022-03-14 20:35:49+00 | Any | Rt3 | New | CZ13 | cAVVG | Cap-Tons | 1 | 120000.5 | None | 1439789 | 514297.1875 | 410310 | 0 | 404662.8125 | 0 | 15334.6104 | 95183.8984 | 75796.7891 | 10476.7305 | 3852.8909 | 0 | 3852.8909 | 0 | 527.865 | 470.776
AirCldScrewChlr-1.407kwpton-VarSpd | DEER2023 |  | 2022-03-14 20:35:49+00 | Any | Rt3 | New | CZ14 | cAVVG | Cap-Tons | 1 | 120000.5 | None | 1390530 | 514297.1875 | 410310 | 0 | 363681.1875 | 0 | 13225.1201 | 89016.3906 | 64938.0195 | 10401.1396 | 3639.0259 | 0 | 3639.0259 | 0 | 499.495 | 422.323
AirCldScrewChlr-1.407kwpton-VarSpd | DEER2023 |  | 2022-03-14 20:35:49+00 | Any | Rt3 | New | CZ15 | cAVVG | Cap-Tons | 1 | 120000.5 | None | 1739924 | 514297.1875 | 410310 | 0 | 679656.375 | 0 | 21983.8301 | 113676 | 106031.8984 | 1605.073 | 342.8159 | 0 | 342.8159 | 0 | 610.48 | 537.232
AirCldScrewChlr-1.407kwpton-VarSpd | DEER2023 |  | 2022-03-14 20:35:49+00 | Any | Rt3 | New | CZ16 | cAVVG | Cap-Tons | 1 | 120000.5 | None | 1141519 | 514297.1875 | 410310 | 0 | 132257 | 0 | 7168.2139 | 77485.5469 | 38292.2383 | 24696.8809 | 13352.5005 | 0 | 13352.5005 | 0 | 360.974 | 303.25
WtrCldCentChlr-Conv-0.42kwpton | DEER2023 |  | 2022-03-14 21:09:02+00 | Any | ECC | New | CZ01 | cWVVG | Cap-Tons | 308.237 | 299999.5938 | None | 1684624 | 498675.5 | 838537.625 | 0 | 36021.9492 | 203.0051 | 21078.4004 | 290105.3125 | 4634.2559 | 208151 | 51322.3782 | 97.3874 | 51225.0112 | 0 | 573.881 | 446.42
WtrCldCentChlr-Conv-0.42kwpton | DEER2023 |  | 2022-03-14 21:09:02+00 | Any | ECC | New | CZ02 | cWVVG | Cap-Tons | 557.072 | 299999.5938 | None | 1878185 | 498675.5 | 838537.625 | 0 | 185893.7969 | 1319.942 | 69688.9062 | 284067.8125 | 35158.1914 | 110873.7031 | 35666.3296 | 97.3874 | 35568.9395 | 0 | 706.064 | 575.067
WtrCldCentChlr-Conv-0.42kwpton | DEER2023 |  | 2022-03-14 21:09:02+00 | Any | ECC | New | CZ03 | cWVVG | Cap-Tons | 427.4718 | 299999.5938 | None | 1811158 | 498675.5 | 838537.625 | 0 | 137510.2969 | 1203.7209 | 56064.4492 | 279163.8125 | 27421.5 | 99455.7812 | 30775.6006 | 97.3874 | 30678.2208 | 0 | 639.662 | 520.293
WtrCldCentChlr-Conv-0.42kwpton | DEER2023 |  | 2022-03-14 21:09:02+00 | Any | ECC | New | CZ04 | cWVVG | Cap-Tons | 555.1155 | 299999.5938 | None | 1952603 | 498675.5 | 838537.625 | 0 | 242709.7969 | 2727.8789 | 90192.3984 | 279757.3125 | 56983.7383 | 70296.7969 | 25826.1197 | 97.3874 | 25728.7398 | 0 | 714.569 | 593.177
WtrCldCentChlr-Conv-0.42kwpton | DEER2023 |  | 2022-03-14 21:09:02+00 | Any | ECC | New | CZ05 | cWVVG | Cap-Tons | 371.7423 | 299999.5938 | None | 1833309 | 498675.5 | 838537.625 | 0 | 148992.2969 | 1570.126 | 55231.5391 | 290301.1875 | 31653.9707 | 95044.2188 | 28311.3702 | 97.3874 | 28214.0006 | 0 | 625.617 | 477.668
WtrCldCentChlr-Conv-0.42kwpton | DEER2023 |  | 2022-03-14 21:09:02+00 | Any | ECC | New | CZ06 | cWVVG | Cap-Tons | 598.4948 | 299999.5938 | None | 2061586 | 498675.5 | 838537.625 | 0 | 325878.1875 | 4803.6699 | 113654.2031 | 280035.3125 | 69696.6172 | 33413.6797 | 16124.0102 | 97.3874 | 16026.6099 | 0 | 701.276 | 566.553
WtrCldCentChlr-Conv-0.42kwpton | DEER2023 |  | 2022-03-14 21:09:02+00 | Any | ECC | New | CZ07 | cWVVG | Cap-Tons | 564.226 | 299999.5938 | None | 2013341 | 498675.5 | 838537.625 | 0 | 286703 | 3269.885 | 103435.5 | 282718.0938 | 71801.8516 | 25091.5703 | 13974.56 | 97.3874 | 13877.1597 | 0 | 686.797 | 569.283
WtrCldCentChlr-Conv-0.42kwpton | DEER2023 |  | 2022-03-14 21:09:02+00 | Any | ECC | New | CZ08 | cWVVG | Cap-Tons | 651.0405 | 299999.5938 | None | 2133932 | 498675.5 | 838537.625 | 0 | 368371 | 4639.8799 | 127093.7969 | 296612 | 90541.0469 | 28194.0293 | 14345.2595 | 97.3874 | 14247.8605 | 0 | 734.472 | 566.723
WtrCldCentChlr-Conv-0.42kwpton | DEER2023 |  | 2022-03-14 21:09:02+00 | Any | ECC | New | CZ09 | cWVVG | Cap-Tons | 783.4161 | 299999.5938 | None | 2105994 | 498675.5 | 838537.625 | 0 | 355032.6875 | 1516.8669 | 130278.8984 | 281950.3125 | 82339.2891 | 38711.2695 | 16375.7594 | 97.3874 | 16278.3706 | 0 | 723.711 | 583.737
WtrCldCentChlr-Conv-0.42kwpton | DEER2023 |  | 2022-03-14 21:09:02+00 | Any | ECC | New | CZ10 | cWVVG | Cap-Tons | 696.4335 | 299999.5938 | None | 2121846 | 498675.5 | 838537.625 | 0 | 365334.6875 | 3746.292 | 124839 | 290711.8125 | 87017.7891 | 44994.9609 | 19309.0906 | 97.3874 | 19211.7005 | 0 | 572.256 | 359.693
WtrCldCentChlr-Conv-0.42kwpton | DEER2023 |  | 2022-03-14 21:09:02+00 | Any | ECC | New | CZ11 | cWVVG | Cap-Tons | 638.1592 | 299999.5938 | None | 2062984 | 498675.5 | 838537.625 | 0 | 316669.1875 | 2336.084 | 110377.5 | 296386.9062 | 76807.5469 | 79634.7812 | 29029.7907 | 97.3874 | 28932.4006 | 0 | 575.156 | 401.754
WtrCldCentChlr-Conv-0.42kwpton | DEER2023 |  | 2022-03-14 21:09:02+00 | Any | ECC | New | CZ12 | cWVVG | Cap-Tons | 584.1678 | 299999.5938 | None | 1995985 | 498675.5 | 838537.625 | 0 | 264588.8125 | 2675.5 | 94165.3438 | 297339.9062 | 64869.4688 | 88576.0703 | 30073.9994 | 97.3874 | 29976.6093 | 0 | 561.779 | 384.092
WtrCldCentChlr-Conv-0.42kwpton | DEER2023 |  | 2022-03-14 21:09:02+00 | Any | ECC | New | CZ13 | cWVVG | Cap-Tons | 689.718 | 299999.5938 | None | 2138827 | 498675.5 | 838537.625 | 0 | 362471.8125 | 3691.6389 | 123215.1016 | 312233.4062 | 92388.0703 | 71531.4062 | 25489.3389 | 97.3874 | 25391.9488 | 0 | 584.072 | 393.45
WtrCldCentChlr-Conv-0.42kwpton | DEER2023 |  | 2022-03-14 21:09:02+00 | Any | ECC | New | CZ14 | cWVVG | Cap-Tons | 742.6342 | 299999.5938 | None | 2085090 | 498675.5 | 838537.625 | 0 | 331071.9062 | 1030.9139 | 113158.5 | 302614.0938 | 79084.8438 | 75070.6172 | 27234.1888 | 97.3874 | 27136.7987 | 0 | 576.879 | 374.345
WtrCldCentChlr-Conv-0.42kwpton | DEER2023 |  | 2022-03-14 21:09:02+00 | Any | ECC | New | CZ15 | cWVVG | Cap-Tons | 966.2557 | 299999.5938 | None | 2477674 | 498675.5 | 838537.625 | 0 | 612709.1875 | 2869.936 | 198238.7969 | 326640.8125 | 148395.7969 | 15751.7197 | 9190.3968 | 97.3874 | 9093.0042 | 0 | 637.543 | 403.891
WtrCldCentChlr-Conv-0.42kwpton | DEER2023 |  | 2022-03-14 21:09:02+00 | Any | ECC | New | CZ16 | cWVVG | Cap-Tons | 382.9707 | 299999.5938 | None | 1820356 | 498675.5 | 838537.625 | 0 | 124964.7031 | 972.1265 | 46630.1914 | 310574.8125 | 39430.5 | 157721.5938 | 59083.392 | 97.3874 | 58985.9789 | 0 | 158.77 | 122.491
WtrCldCentChlr-Conv-0.42kwpton | DEER2023 |  | 2022-03-14 21:09:02+00 | Any | ESe | New | CZ01 | cWVVG | Cap-Tons | 147.603 | 149998.5938 | None | 609695.625 | 195048.5 | 287781.6875 | 0 | 12234.9697 | 68.7705 | 8858.1025 | 105704.2969 | 411.2486 | 81871.0781 | 28034.8006 | 26.4167 | 28008.3891 | 0 | 230.157 | 107.018
WtrCldCentChlr-Conv-0.42kwpton | DEER2023 |  | 2022-03-14 21:09:02+00 | Any | ESe | New | CZ02 | cWVVG | Cap-Tons | 285.2343 | 149998.5938 | None | 684942.875 | 195048.5 | 287781.6875 | 0 | 68941.4609 | 426.789 | 27952.9102 | 104792.2969 | 10188.7803 | 49574.0781 | 19469.9302 | 26.4167 | 19443.5302 | 0 | 300.844 | 153.116
WtrCldCentChlr-Conv-0.42kwpton | DEER2023 |  | 2022-03-14 21:09:02+00 | Any | ESe | New | CZ03 | cWVVG | Cap-Tons | 220.4453 | 149998.5938 | None | 646884.3125 | 195048.5 | 287781.6875 | 0 | 46285.75 | 377.521 | 20332.7207 | 97058.8906 | 4249.4541 | 46136.6484 | 16562.1005 | 26.4167 | 16535.7005 | 0 | 259.654 | 124.048
WtrCldCentChlr-Conv-0.42kwpton | DEER2023 |  | 2022-03-14 21:09:02+00 | Any | ESe | New | CZ04 | cWVVG | Cap-Tons | 285.7465 | 149998.5938 | None | 708005.1875 | 195048.5 | 287781.6875 | 0 | 87900.2734 | 934.8623 | 34043.6992 | 102297 | 13974.6797 | 34655.1992 | 13995.5994 | 26.4167 | 13969.1904 | 0 | 303.102 | 154.684
WtrCldCentChlr-Conv-0.42kwpton | DEER2023 |  | 2022-03-14 21:09:02+00 | Any | ESe | New | CZ05 | cWVVG | Cap-Tons | 186.52 | 149998.5938 | None | 657165.3125 | 195048.5 | 287781.6875 | 0 | 53927.2812 | 570.7758 | 20632.6797 | 99205.3203 | 5622.0112 | 40647.4219 | 14993.8803 | 26.4167 | 14967.4803 | 0 | 255.053 | 116.03
WtrCldCentChlr-Conv-0.42kwpton | DEER2023 |  | 2022-03-14 21:09:02+00 | Any | ESe | New | CZ06 | cWVVG | Cap-Tons | 322.4655 | 149998.5938 | None | 737020.125 | 195048.5 | 287781.6875 | 0 | 114500.2969 | 1606.141 | 42821.6094 | 95262.6875 | 12110.9902 | 17769.8105 | 8501.0387 | 26.4167 | 8474.6202 | 0 | 297.169 | 136.731
WtrCldCentChlr-Conv-0.42kwpton | DEER2023 |  | 2022-03-14 21:09:02+00 | Any | ESe | New | CZ07 | cWVVG | Cap-Tons | 308.797 | 149998.5938 | None | 714447 | 195048.5 | 287781.6875 | 0 | 98474.1719 | 971.4722 | 38505.7305 | 93666.2031 | 11572.8203 | 15766.04 | 7211.9898 | 26.4167 | 7185.5712 | 0 | 287.703 | 128.025
WtrCldCentChlr-Conv-0.42kwpton | DEER2023 |  | 2022-03-14 21:09:02+00 | Any | ESe | New | CZ08 | cWVVG | Cap-Tons | 346.614 | 149998.5938 | None | 784368.5 | 195048.5 | 287781.6875 | 0 | 141350.2969 | 1674.115 | 51198.6016 | 107315.8984 | 22006.4395 | 15382.5303 | 7441.4029 | 26.4167 | 7414.9862 | 0 | 312.573 | 137.875
WtrCldCentChlr-Conv-0.42kwpton | DEER2023 |  | 2022-03-14 21:09:02+00 | Any | ESe | New | CZ09 | cWVVG | Cap-Tons | 411.9728 | 149998.5938 | None | 780526.375 | 195048.5 | 287781.6875 | 0 | 137579 | 495.1621 | 53282.4688 | 106340.2969 | 21144.9492 | 20704.0703 | 8742.4192 | 26.4167 | 8715.9987 | 0 | 298.494 | 143.761
WtrCldCentChlr-Conv-0.42kwpton | DEER2023 |  | 2022-03-14 21:09:02+00 | Any | ESe | New | CZ10 | cWVVG | Cap-Tons | 362.4923 | 149998.5938 | None | 789459.1875 | 195048.5 | 287781.6875 | 0 | 142275.5938 | 1338.124 | 51588.3281 | 111427.3984 | 23355.25 | 23003.1699 | 10225.12 | 26.4167 | 10198.6899 | 0 | 97.987 | 79.891
WtrCldCentChlr-Conv-0.42kwpton | DEER2023 |  | 2022-03-14 21:09:02+00 | Any | ESe | New | CZ11 | cWVVG | Cap-Tons | 331.4205 | 149998.5938 | None | 753952.875 | 195048.5 | 287781.6875 | 0 | 118830 | 752.8003 | 43330.8711 | 108209.7969 | 21714.6992 | 35568.4219 | 15635.3306 | 26.4167 | 15608.9203 | 0 | 95.658 | 84.515
WtrCldCentChlr-Conv-0.42kwpton | DEER2023 |  | 2022-03-14 21:09:02+00 | Any | ESe | New | CZ12 | cWVVG | Cap-Tons | 302.8255 | 149998.5938 | None | 728215.875 | 195048.5 | 287781.6875 | 0 | 98638.5234 | 884.9186 | 36726.5391 | 109136.3984 | 17693.6895 | 40656.75 | 16194.1798 | 26.4167 | 16167.7696 | 0 | 90.827 | 80.628
WtrCldCentChlr-Conv-0.42kwpton | DEER2023 |  | 2022-03-14 21:09:02+00 | Any | ESe | New | CZ13 | cWVVG | Cap-Tons | 365.916 | 149998.5938 | None | 790118.625 | 195048.5 | 287781.6875 | 0 | 139001.9062 | 1206.6639 | 51285.25 | 115795.2969 | 25708.9707 | 33125.6289 | 13808.7501 | 26.4167 | 13782.3398 | 0 | 96.445 | 85.965
WtrCldCentChlr-Conv-0.42kwpton | DEER2023 |  | 2022-03-14 21:09:02+00 | Any | ESe | New | CZ14 | cWVVG | Cap-Tons | 398.6307 | 149998.5938 | None | 761884.875 | 195048.5 | 287781.6875 | 0 | 125087.1016 | 265.5865 | 46979.9219 | 106723 | 20119.1504 | 31887.1406 | 14321.4003 | 26.4167 | 14294.9798 | 0 | 101.527 | 82.146
WtrCldCentChlr-Conv-0.42kwpton | DEER2023 |  | 2022-03-14 21:09:02+00 | Any | ESe | New | CZ15 | cWVVG | Cap-Tons | 512.9195 | 149998.5938 | None | 946584.875 | 195048.5 | 287781.6875 | 0 | 249756.7969 | 885.6331 | 87237.2734 | 125875.3984 | 37588.4492 | 8876.3574 | 4784.8499 | 26.4167 | 4758.4282 | 0 | 114.292 | 100.273
WtrCldCentChlr-Conv-0.42kwpton | DEER2023 |  | 2022-03-14 21:09:02+00 | Any | ESe | New | CZ16 | cWVVG | Cap-Tons | 202.1828 | 149998.5938 | None | 657157.625 | 195048.5 | 287781.6875 | 0 | 45189.5391 | 298.0421 | 18594.3691 | 110246.1016 | 12175.1396 | 64864.2695 | 31927.8208 | 26.4167 | 31901.4195 | 0 | 72.217 | 56.394
WtrCldCentChlr-Conv-0.42kwpton | DEER2023 |  | 2022-03-14 21:09:02+00 | Any | EUn | New | CZ01 | cWVVG | Cap-Tons | 1169.1146 | 930201.375 | None | 4961204 | 1432632 | 2778924 | 0 | 102705.6016 | 280.8951 | 62537.8203 | 584118.6875 | 37450 | 432969.4062 | 178305.8022 | 181.5723 | 178124.2061 | 0 | 1759.717 | 1438.514
WtrCldCentChlr-Conv-0.42kwpton | DEER2023 |  | 2022-03-14 21:09:02+00 | Any | EUn | New | CZ02 | cWVVG | Cap-Tons | 1962.391 | 930201.375 | None | 5537501 | 1432632 | 2778924 | 0 | 521183.8125 | 3091.938 | 174827.5938 | 626836.6875 | 220611.2031 | 228678.4062 | 118107.0029 | 181.5723 | 117925.3965 | 0 | 2127.711 | 1804.17
WtrCldCentChlr-Conv-0.42kwpton | DEER2023 |  | 2022-03-14 21:09:02+00 | Any | EUn | New | CZ03 | cWVVG | Cap-Tons | 1524.3831 | 930201.375 | None | 5314417 | 1432632 | 2778924 | 0 | 360052.5 | 2337.9319 | 133811.7969 | 606653.8125 | 176911.7031 | 223684.2969 | 98390.6611 | 181.5723 | 98209.0752 | 0 | 1924.816 | 1639.253
WtrCldCentChlr-Conv-0.42kwpton | DEER2023 |  | 2022-03-14 21:09:02+00 | Any | EUn | New | CZ04 | cWVVG | Cap-Tons | 1919.6637 | 930201.375 | None | 5716862 | 1432632 | 2778924 | 0 | 658517.375 | 6555.0801 | 209636 | 630592.625 | 299315.5938 | 153466.7031 | 80855.9616 | 181.5723 | 80674.4013 | 0 | 2166.017 | 1854.365
WtrCldCentChlr-Conv-0.42kwpton | DEER2023 |  | 2022-03-14 21:09:02+00 | Any | EUn | New | CZ05 | cWVVG | Cap-Tons | 1337.6327 | 930201.375 | None | 5383638 | 1432632 | 2778924 | 0 | 407942.5938 | 3277.769 | 136913.2969 | 623943.8125 | 192197.7031 | 196751.7969 | 91515.4842 | 181.5723 | 91333.9187 | 0 | 1918.754 | 1535.364
WtrCldCentChlr-Conv-0.42kwpton | DEER2023 |  | 2022-03-14 21:09:02+00 | Any | EUn | New | CZ06 | cWVVG | Cap-Tons | 2007.9266 | 930201.375 | None | 5937907 | 1432632 | 2778924 | 0 | 828227.8125 | 10485.8398 | 256179.2969 | 631450.625 | 343373.6875 | 85247.2266 | 48372.3418 | 181.5723 | 48190.7814 | 0 | 2095.822 | 1736.042
WtrCldCentChlr-Conv-0.42kwpton | DEER2023 |  | 2022-03-14 21:09:02+00 | Any | EUn | New | CZ07 | cWVVG | Cap-Tons | 1946.5936 | 930201.375 | None | 5771573 | 1432632 | 2778924 | 0 | 698340.6875 | 6261.5508 | 229239.2969 | 626170.125 | 322715.5938 | 83912.6562 | 41923.4406 | 181.5723 | 41741.8803 | 0 | 2050.378 | 1686.214
WtrCldCentChlr-Conv-0.42kwpton | DEER2023 |  | 2022-03-14 21:09:02+00 | Any | EUn | New | CZ08 | cWVVG | Cap-Tons | 2222.9446 | 930201.375 | None | 6129233 | 1432632 | 2778924 | 0 | 957370.875 | 10601.2402 | 291317.5938 | 658380.625 | 411679.3125 | 68190.2031 | 42846.3002 | 181.5723 | 42664.7398 | 0 | 2204.623 | 1771.451
WtrCldCentChlr-Conv-0.42kwpton | DEER2023 |  | 2022-03-14 21:09:02+00 | Any | EUn | New | CZ09 | cWVVG | Cap-Tons | 2584.4678 | 930201.375 | None | 6043405 | 1432632 | 2778924 | 0 | 888225.3125 | 3572.6851 | 291456.3125 | 648589.8125 | 385726.9062 | 90629.1484 | 48537.9174 | 181.5723 | 48356.352 | 0 | 2144.769 | 1823.994
WtrCldCentChlr-Conv-0.42kwpton | DEER2023 |  | 2022-03-14 21:09:02+00 | Any | EUn | New | CZ10 | cWVVG | Cap-Tons | 2373.9026 | 930201.375 | None | 6154004 | 1432632 | 2778924 | 0 | 976377.3125 | 9025.6797 | 293545.1875 | 663494.875 | 403984.1875 | 99543.6797 | 57719.4394 | 181.5723 | 57537.8688 | 0 | 1668.178 | 1392.097
WtrCldCentChlr-Conv-0.42kwpton | DEER2023 |  | 2022-03-14 21:09:02+00 | Any | EUn | New | CZ11 | cWVVG | Cap-Tons | 2146.9141 | 930201.375 | None | 6046793 | 1432632 | 2778924 | 0 | 885594.875 | 6108.2568 | 260853.5 | 682675.625 | 388176.9062 | 167394.7969 | 90860.073 | 181.5723 | 90678.4973 | 0 | 1691.496 | 1518.63
WtrCldCentChlr-Conv-0.42kwpton | DEER2023 |  | 2022-03-14 21:09:02+00 | Any | EUn | New | CZ12 | cWVVG | Cap-Tons | 2018.746 | 930201.375 | None | 5859310 | 1432632 | 2778924 | 0 | 749333.625 | 6805.979 | 227727.2969 | 663882.5 | 336077.0938 | 176176.5938 | 94664.663 | 181.5723 | 94483.0874 | 0 | 1638.229 | 1461.148
WtrCldCentChlr-Conv-0.42kwpton | DEER2023 |  | 2022-03-14 21:09:02+00 | Any | EUn | New | CZ13 | cWVVG | Cap-Tons | 2296.1406 | 930201.375 | None | 6229280 | 1432632 | 2778924 | 0 | 1005244 | 9664.4521 | 295170.0938 | 707640.3125 | 446589.4062 | 143167.0938 | 76519.9411 | 181.5723 | 76338.391 | 0 | 1708.932 | 1532.72
WtrCldCentChlr-Conv-0.42kwpton | DEER2023 |  | 2022-03-14 21:09:02+00 | Any | EUn | New | CZ14 | cWVVG | Cap-Tons | 2442.6643 | 930201.375 | None | 6089738 | 1432632 | 2778924 | 0 | 906189.3125 | 2807.625 | 275172.5938 | 694008.1875 | 406836 | 146925.4062 | 84220.1293 | 181.5723 | 84038.5382 | 0 | 1674.729 | 1443.694
WtrCldCentChlr-Conv-0.42kwpton | DEER2023 |  | 2022-03-14 21:09:02+00 | Any | EUn | New | CZ15 | cWVVG | Cap-Tons | 3124.6462 | 930201.375 | None | 7048021 | 1432632 | 2778924 | 0 | 1599501 | 7653.6108 | 456655.9062 | 772648.625 | 629600.625 | 35340.2188 | 22494.3002 | 181.5723 | 22312.7296 | 0 | 1822.47 | 1590.873
WtrCldCentChlr-Conv-0.42kwpton | DEER2023 |  | 2022-03-14 21:09:02+00 | Any | EUn | New | CZ16 | cWVVG | Cap-Tons | 1356.2537 | 930201.375 | None | 5370240 | 1432632 | 2778924 | 0 | 372744.3125 | 2434.4861 | 125469.7031 | 658032.1875 | 217996.5938 | 314321.3125 | 196918.7021 | 181.5723 | 196737.1059 | 0 | 209.915 | 230.005
WtrCldCentChlr-Conv-0.42kwpton | DEER2023 |  | 2022-03-14 21:09:02+00 | Any | Hsp | New | CZ01 | cWVVG | Cap-Tons | 528.477 | 235501 | None | 2497859 | 848496.8125 | 1266427 | 0 | 19602.6309 | 11.7978 | 13165.5801 | 350158.5938 | 663.8986 | 288809.3125 | 52993.0906 | 81.3604 | 52911.7184 | 0 | 453.006 | 405.015
WtrCldCentChlr-Conv-0.42kwpton | DEER2023 |  | 2022-03-14 21:09:02+00 | Any | Hsp | New | CZ02 | cWVVG | Cap-Tons | 879.0118 | 235501 | None | 2686215 | 848496.8125 | 1266427 | 0 | 151625.5 | 208.8799 | 62129.7109 | 357330 | 10314.5303 | 194834.5 | 42794.6906 | 81.3604 | 42713.3389 | 0 | 520.893 | 474.824
WtrCldCentChlr-Conv-0.42kwpton | DEER2023 |  | 2022-03-14 21:09:02+00 | Any | Hsp | New | CZ03 | cWVVG | Cap-Tons | 577.419 | 235501 | None | 2618944 | 848496.8125 | 1266427 | 0 | 102597.7031 | 258.8536 | 46697.2109 | 354468.5938 | 9009.0723 | 183066.7031 | 35159.4112 | 81.3604 | 35078.0493 | 0 | 480.39 | 438.829
WtrCldCentChlr-Conv-0.42kwpton | DEER2023 |  | 2022-03-14 21:09:02+00 | Any | Hsp | New | CZ04 | cWVVG | Cap-Tons | 842.1282 | 235501 | None | 2777671 | 848496.8125 | 1266427 | 0 | 213930.7969 | 779.1316 | 86894.4375 | 361145.3125 | 21335.9609 | 136171.5 | 32938.1606 | 81.3604 | 32856.8013 | 0 | 522.013 | 480.698
WtrCldCentChlr-Conv-0.42kwpton | DEER2023 |  | 2022-03-14 21:09:02+00 | Any | Hsp | New | CZ05 | cWVVG | Cap-Tons | 668.362 | 235501 | None | 2640384 | 848496.8125 | 1266427 | 0 | 118332.6016 | 182.3714 | 51991.3984 | 354956.3125 | 8846.1553 | 182299.4062 | 36046.5894 | 81.3604 | 35965.2198 | 0 | 480.674 | 428.805
WtrCldCentChlr-Conv-0.42kwpton | DEER2023 |  | 2022-03-14 21:09:02+00 | Any | Hsp | New | CZ06 | cWVVG | Cap-Tons | 872.4437 | 235501 | None | 2887881 | 848496.8125 | 1266427 | 0 | 294490.8125 | 1556.335 | 116453.7031 | 360459.5938 | 28645.0508 | 84615.7422 | 24992.6502 | 81.3604 | 24911.2806 | 0 | 504.878 | 462.14
WtrCldCentChlr-Conv-0.42kwpton | DEER2023 |  | 2022-03-14 21:09:02+00 | Any | Hsp | New | CZ07 | cWVVG | Cap-Tons | 904.4548 | 235501 | None | 2891491 | 848496.8125 | 1266427 | 0 | 288178.0938 | 796.564 | 127062.7969 | 360532.3125 | 30099.9805 | 71395.1328 | 22708.8998 | 81.3604 | 22627.5405 | 0 | 501.259 | 459.462
WtrCldCentChlr-Conv-0.42kwpton | DEER2023 |  | 2022-03-14 21:09:02+00 | Any | Hsp | New | CZ08 | cWVVG | Cap-Tons | 939.9065 | 235501 | None | 2937782 | 848496.8125 | 1266427 | 0 | 326498.6875 | 1351.911 | 127284.7969 | 367725.0938 | 30603.6699 | 80337.1719 | 23385.129 | 81.3604 | 23303.7798 | 0 | 525.214 | 475.469
WtrCldCentChlr-Conv-0.42kwpton | DEER2023 |  | 2022-03-14 21:09:02+00 | Any | Hsp | New | CZ09 | cWVVG | Cap-Tons | 1074.3058 | 235501 | None | 2921681 | 848496.8125 | 1266427 | 0 | 309166.1875 | 130.4256 | 130375.8984 | 367086.8125 | 27960.4199 | 96819.5312 | 25619.1104 | 81.3604 | 25537.7613 | 0 | 533.189 | 490.49
WtrCldCentChlr-Conv-0.42kwpton | DEER2023 |  | 2022-03-14 21:09:02+00 | Any | Hsp | New | CZ10 | cWVVG | Cap-Tons | 986.6905 | 235501 | None | 2921183 | 848496.8125 | 1266427 | 0 | 317405.5938 | 1043.574 | 119112.6016 | 368699.9062 | 27890.1504 | 104430.8984 | 29039.4291 | 81.3604 | 28958.08 | 0 | 544.467 | 495.324
WtrCldCentChlr-Conv-0.42kwpton | DEER2023 |  | 2022-03-14 21:09:02+00 | Any | Hsp | New | CZ11 | cWVVG | Cap-Tons | 964.464 | 235501 | None | 2863680 | 848496.8125 | 1266427 | 0 | 283828.9062 | 443.8312 | 98476.9297 | 366010 | 25239.75 | 138573.7969 | 37579.6992 | 81.3604 | 37498.3296 | 0 | 545.699 | 504.377
WtrCldCentChlr-Conv-0.42kwpton | DEER2023 |  | 2022-03-14 21:09:02+00 | Any | Hsp | New | CZ12 | cWVVG | Cap-Tons | 908.9833 | 235501 | None | 2796812 | 848496.8125 | 1266427 | 0 | 230240.4062 | 690.9398 | 87526.4531 | 363432.9062 | 20401.5898 | 151518.2031 | 37588.759 | 81.3604 | 37507.3894 | 0 | 539.795 | 497.778
WtrCldCentChlr-Conv-0.42kwpton | DEER2023 |  | 2022-03-14 21:09:02+00 | Any | Hsp | New | CZ13 | cWVVG | Cap-Tons | 967.997 | 235501 | None | 2917776 | 848496.8125 | 1266427 | 0 | 322195.1875 | 1184.463 | 109700.7031 | 369773.9062 | 29498.1992 | 122074.2969 | 33919.1706 | 81.3604 | 33837.8112 | 0 | 546.947 | 507.146
WtrCldCentChlr-Conv-0.42kwpton | DEER2023 |  | 2022-03-14 21:09:02+00 | Any | Hsp | New | CZ14 | cWVVG | Cap-Tons | 1033.6512 | 235501 | None | 2862161 | 848496.8125 | 1266427 | 0 | 279947.8125 | 27.2534 | 101908.7031 | 365356.4062 | 25012.5195 | 136792.7969 | 40231.6006 | 81.3604 | 40150.249 | 0 | 544.428 | 498.593
WtrCldCentChlr-Conv-0.42kwpton | DEER2023 |  | 2022-03-14 21:09:02+00 | Any | Hsp | New | CZ15 | cWVVG | Cap-Tons | 1270.2445 | 235501 | None | 3200826 | 848496.8125 | 1266427 | 0 | 525191 | 488.3255 | 179492.9062 | 380732.5938 | 42098.0508 | 53023.5312 | 20233.12 | 81.3604 | 20151.7594 | 0 | 576.826 | 532.502
WtrCldCentChlr-Conv-0.42kwpton | DEER2023 |  | 2022-03-14 21:09:02+00 | Any | Hsp | New | CZ16 | cWVVG | Cap-Tons | 655.3027 | 235501 | None | 2633438 | 848496.8125 | 1266427 | 0 | 117160.7969 | 124.6366 | 43899.0117 | 357332.8125 | 15175.7305 | 211785 | 66251.8784 | 81.3604 | 66170.5216 | 0 | 491.785 | 448.889
WtrCldCentChlr-Conv-0.42kwpton | DEER2023 |  | 2022-03-14 21:09:02+00 | Any | Htl | New | CZ01 | cWVVG | Cap-Tons | 93.868 | 139998.9062 | None | 551213.3125 | 162049.9062 | 293493.5 | 0 | 24721.7402 | 57.0283 | 13394.1104 | 57496.2305 | 5644.8599 | 44996.5195 | 20344.7296 | 0 | 20344.7296 | 0 | 93.414 | 95.797
WtrCldCentChlr-Conv-0.42kwpton | DEER2023 |  | 2022-03-14 21:09:02+00 | Any | Htl | New | CZ02 | cWVVG | Cap-Tons | 161.267 | 139998.9062 | None | 620414.3125 | 162049.9062 | 293493.5 | 0 | 75486.3828 | 505.1235 | 29728.3809 | 59150.5898 | 17825.1602 | 26459.0605 | 15114.6803 | 0 | 15114.6803 | 0 | 131.536 | 128.493
WtrCldCentChlr-Conv-0.42kwpton | DEER2023 |  | 2022-03-14 21:09:02+00 | Any | Htl | New | CZ03 | cWVVG | Cap-Tons | 126.2084 | 139998.9062 | None | 597802.625 | 162049.9062 | 293493.5 | 0 | 58419.3789 | 411.4398 | 24971.2598 | 58456.4609 | 14942.8301 | 26556.5801 | 11541.0701 | 0 | 11541.0701 | 0 | 110.952 | 110.874
WtrCldCentChlr-Conv-0.42kwpton | DEER2023 |  | 2022-03-14 21:09:02+00 | Any | Htl | New | CZ04 | cWVVG | Cap-Tons | 168.1872 | 139998.9062 | None | 650276 | 162049.9062 | 293493.5 | 0 | 95762.1016 | 1004.627 | 37411.2812 | 60554 | 22440.8301 | 19336.4902 | 10769.7203 | 0 | 10769.7203 | 0 | 132.306 | 132.329
WtrCldCentChlr-Conv-0.42kwpton | DEER2023 |  | 2022-03-14 21:09:02+00 | Any | Htl | New | CZ05 | cWVVG | Cap-Tons | 107.4484 | 139998.9062 | None | 597647.625 | 162049.9062 | 293493.5 | 0 | 58580.3984 | 498.0252 | 22552.9297 | 60472.5391 | 16589.1602 | 25852.6895 | 11371.9603 | 0 | 11371.9603 | 0 | 110.999 | 102.168
WtrCldCentChlr-Conv-0.42kwpton | DEER2023 |  | 2022-03-14 21:09:02+00 | Any | Htl | New | CZ06 | cWVVG | Cap-Tons | 160.0206 | 139998.9062 | None | 672999.625 | 162049.9062 | 293493.5 | 0 | 111845 | 1429.623 | 41472.6992 | 62708.1992 | 25267.5293 | 12506.9902 | 6703.2602 | 0 | 6703.2602 | 0 | 124.25 | 118.172
WtrCldCentChlr-Conv-0.42kwpton | DEER2023 |  | 2022-03-14 21:09:02+00 | Any | Htl | New | CZ07 | cWVVG | Cap-Tons | 146.3167 | 139998.9062 | None | 658839.1875 | 162049.9062 | 293493.5 | 0 | 99996.9062 | 1029.579 | 39414.7617 | 62854.1992 | 24540.0996 | 11548.2305 | 5687.9098 | 0 | 5687.9098 | 0 | 119.594 | 109.884
WtrCldCentChlr-Conv-0.42kwpton | DEER2023 |  | 2022-03-14 21:09:02+00 | Any | Htl | New | CZ08 | cWVVG | Cap-Tons | 170.0543 | 139998.9062 | None | 696097.8125 | 162049.9062 | 293493.5 | 0 | 127923.5 | 1625.25 | 46426.9805 | 64578.0195 | 29182.2793 | 11115.4297 | 6430.6682 | 0 | 6430.6682 | 0 | 136.149 | 125.008
WtrCldCentChlr-Conv-0.42kwpton | DEER2023 |  | 2022-03-14 21:09:02+00 | Any | Htl | New | CZ09 | cWVVG | Cap-Tons | 220.813 | 139998.9062 | None | 699966.1875 | 162049.9062 | 293493.5 | 0 | 130610.8984 | 565.3036 | 51727.2812 | 61518.8008 | 27485.6309 | 13081.04 | 7307.6122 | 0 | 7307.6122 | 0 | 133.819 | 131.093
WtrCldCentChlr-Conv-0.42kwpton | DEER2023 |  | 2022-03-14 21:09:02+00 | Any | Htl | New | CZ10 | cWVVG | Cap-Tons | 199.322 | 139998.9062 | None | 702882.3125 | 162049.9062 | 293493.5 | 0 | 133725.2969 | 1329.337 | 48699.2305 | 63584.5 | 29199.3203 | 13883.04 | 8513.799 | 0 | 8513.799 | 0 | 142.559 | 138.593
WtrCldCentChlr-Conv-0.42kwpton | DEER2023 |  | 2022-03-14 21:09:02+00 | Any | Htl | New | CZ11 | cWVVG | Cap-Tons | 204.9697 | 139998.9062 | None | 693935.375 | 162049.9062 | 293493.5 | 0 | 126551.6016 | 941.1813 | 44979.3594 | 65919.2969 | 28156.4707 | 19736.3906 | 13558.2797 | 0 | 13558.2797 | 0 | 146.399 | 153.993
WtrCldCentChlr-Conv-0.42kwpton | DEER2023 |  | 2022-03-14 21:09:02+00 | Any | Htl | New | CZ12 | cWVVG | Cap-Tons | 186.151 | 139998.9062 | None | 666858 | 162049.9062 | 293493.5 | 0 | 106887.7031 | 1010.818 | 40166.1914 | 63249.5508 | 24269.0898 | 21190.5098 | 13288.0499 | 0 | 13288.0499 | 0 | 139.726 | 147.241
WtrCldCentChlr-Conv-0.42kwpton | DEER2023 |  | 2022-03-14 21:09:02+00 | Any | Htl | New | CZ13 | cWVVG | Cap-Tons | 204.4572 | 139998.9062 | None | 715457.5 | 162049.9062 | 293493.5 | 0 | 141127.7031 | 1509.073 | 49484.5195 | 67792.25 | 31761.7207 | 17224.9902 | 11541.9597 | 0 | 11541.9597 | 0 | 148.571 | 153.284
WtrCldCentChlr-Conv-0.42kwpton | DEER2023 |  | 2022-03-14 21:09:02+00 | Any | Htl | New | CZ14 | cWVVG | Cap-Tons | 212.2535 | 139998.9062 | None | 700394.125 | 162049.9062 | 293493.5 | 0 | 130719.1016 | 445.7794 | 46670.5508 | 67014.9609 | 29503.1895 | 18841.4492 | 12983.6006 | 0 | 12983.6006 | 0 | 147.222 | 146.698
WtrCldCentChlr-Conv-0.42kwpton | DEER2023 |  | 2022-03-14 21:09:02+00 | Any | Htl | New | CZ15 | cWVVG | Cap-Tons | 273.3933 | 139998.9062 | None | 825018.375 | 162049.9062 | 293493.5 | 0 | 220337.0938 | 1169.007 | 73371.5 | 74596.6797 | 44893.5 | 7008.9131 | 5020.736 | 0 | 5020.736 | 0 | 170.213 | 167.332
WtrCldCentChlr-Conv-0.42kwpton | DEER2023 |  | 2022-03-14 21:09:02+00 | Any | Htl | New | CZ16 | cWVVG | Cap-Tons | 118.4843 | 139998.9062 | None | 610975.625 | 162049.9062 | 293493.5 | 0 | 63895.8008 | 464.9095 | 24152.1504 | 66918.6562 | 18491.8301 | 33964.3711 | 25514.8211 | 0 | 25514.8211 | 0 | 117.637 | 117.749
WtrCldCentChlr-Conv-0.42kwpton | DEER2023 |  | 2022-03-14 21:09:02+00 | Any | MBT | New | CZ01 | cWVVG | Cap-Tons | 173.0733 | 199999.2031 | None | 1251452 | 366189 | 737073.3125 | 0 | 23313.2793 | 134.2739 | 11932.0098 | 112803.3984 | 1740.551 | 51532.5898 | 14361.0803 | 0 | 14361.0803 | 0 | 388.04 | 173.707
WtrCldCentChlr-Conv-0.42kwpton | DEER2023 |  | 2022-03-14 21:09:02+00 | Any | MBT | New | CZ02 | cWVVG | Cap-Tons | 285.5302 | 199999.2031 | None | 1349164 | 366189 | 737073.3125 | 0 | 90322.7109 | 730.4886 | 33571.3711 | 121270.7031 | 7367.168 | 31741.4395 | 11427.84 | 0 | 11427.84 | 0 | 444.677 | 209.079
WtrCldCentChlr-Conv-0.42kwpton | DEER2023 |  | 2022-03-14 21:09:02+00 | Any | MBT | New | CZ03 | cWVVG | Cap-Tons | 222.3173 | 199999.2031 | None | 1324137 | 366189 | 737073.3125 | 0 | 70653.5234 | 724.9746 | 27546.8594 | 121943.5 | 6175.3979 | 26176.8496 | 10405.0598 | 0 | 10405.0598 | 0 | 416.685 | 188.808
WtrCldCentChlr-Conv-0.42kwpton | DEER2023 |  | 2022-03-14 21:09:02+00 | Any | MBT | New | CZ04 | cWVVG | Cap-Tons | 278.5123 | 199999.2031 | None | 1382262 | 366189 | 737073.3125 | 0 | 111044.7031 | 1421.907 | 40651.5703 | 125876 | 9664.8271 | 21938.7207 | 9399.8662 | 0 | 9399.8662 | 0 | 445.119 | 212.028
WtrCldCentChlr-Conv-0.42kwpton | DEER2023 |  | 2022-03-14 21:09:02+00 | Any | MBT | New | CZ05 | cWVVG | Cap-Tons | 214.5538 | 199999.2031 | None | 1337040 | 366189 | 737073.3125 | 0 | 79955.9688 | 895.3946 | 29166.6191 | 123754.2031 | 7119.2129 | 24565.7305 | 10170.2502 | 0 | 10170.2502 | 0 | 412.657 | 182.64
WtrCldCentChlr-Conv-0.42kwpton | DEER2023 |  | 2022-03-14 21:09:02+00 | Any | MBT | New | CZ06 | cWVVG | Cap-Tons | 301.4818 | 199999.2031 | None | 1445540 | 366189 | 737073.3125 | 0 | 153873.4062 | 2564.7771 | 56599.0898 | 129234.6016 | 11795.8604 | 11331.8203 | 8087.2 | 0 | 8087.2 | 0 | 446.63 | 201.86
WtrCldCentChlr-Conv-0.42kwpton | DEER2023 |  | 2022-03-14 21:09:02+00 | Any | MBT | New | CZ07 | cWVVG | Cap-Tons | 301.131 | 199999.2031 | None | 1421259 | 366189 | 737073.3125 | 0 | 135873.9062 | 1701.424 | 51473.7383 | 128941.2031 | 11332.71 | 8298.1152 | 7617.5968 | 0 | 7617.5968 | 0 | 443.082 | 198.103
WtrCldCentChlr-Conv-0.42kwpton | DEER2023 |  | 2022-03-14 21:09:02+00 | Any | MBT | New | CZ08 | cWVVG | Cap-Tons | 334.8858 | 199999.2031 | None | 1468521 | 366189 | 737073.3125 | 0 | 168724.5938 | 2371.0581 | 61295.8516 | 132861.7969 | 14222.25 | 10461.2803 | 7690.0147 | 0 | 7690.0147 | 0 | 459.941 | 207.387
WtrCldCentChlr-Conv-0.42kwpton | DEER2023 |  | 2022-03-14 21:09:02+00 | Any | MBT | New | CZ09 | cWVVG | Cap-Tons | 378.4808 | 199999.2031 | None | 1447720 | 366189 | 737073.3125 | 0 | 155020.5 | 859.3324 | 57897.8711 | 130674 | 13221.9297 | 13411.5498 | 7819.7562 | 0 | 7819.7562 | 0 | 461.426 | 213.458
WtrCldCentChlr-Conv-0.42kwpton | DEER2023 |  | 2022-03-14 21:09:02+00 | Any | MBT | New | CZ10 | cWVVG | Cap-Tons | 339.4217 | 199999.2031 | None | 1456187 | 366189 | 737073.3125 | 0 | 162137.0938 | 1873.319 | 57832.8789 | 131075.2969 | 14029.8203 | 14999.6602 | 8258.3962 | 0 | 8258.3962 | 0 | 469.474 | 221.129
WtrCldCentChlr-Conv-0.42kwpton | DEER2023 |  | 2022-03-14 21:09:02+00 | Any | MBT | New | CZ11 | cWVVG | Cap-Tons | 345.7535 | 199999.2031 | None | 1429577 | 366189 | 737073.3125 | 0 | 144470.4062 | 1128.6121 | 53212.1289 | 127497.8984 | 13547.1904 | 24742.3809 | 10568.2701 | 0 | 10568.2701 | 0 | 473.188 | 244.758
WtrCldCentChlr-Conv-0.42kwpton | DEER2023 |  | 2022-03-14 21:09:02+00 | Any | MBT | New | CZ12 | cWVVG | Cap-Tons | 325.3683 | 199999.2031 | None | 1395482 | 366189 | 737073.3125 | 0 | 121086.7969 | 1285.835 | 43894.1992 | 125947 | 10795.6504 | 27133.0898 | 10510.7699 | 0 | 10510.7699 | 0 | 466.763 | 231.388
WtrCldCentChlr-Conv-0.42kwpton | DEER2023 |  | 2022-03-14 21:09:02+00 | Any | MBT | New | CZ13 | cWVVG | Cap-Tons | 353.6912 | 199999.2031 | None | 1452703 | 366189 | 737073.3125 | 0 | 157793.0938 | 1760.921 | 57915.7812 | 131965.5 | 15160.4102 | 23629.4492 | 9780.1952 | 0 | 9780.1952 | 0 | 479.951 | 244.041
WtrCldCentChlr-Conv-0.42kwpton | DEER2023 |  | 2022-03-14 21:09:02+00 | Any | MBT | New | CZ14 | cWVVG | Cap-Tons | 365.1983 | 199999.2031 | None | 1436158 | 366189 | 737073.3125 | 0 | 148113 | 626.5825 | 54156.25 | 129994.5 | 13630.1299 | 23185.1191 | 10736.3597 | 0 | 10736.3597 | 0 | 476.903 | 229.876
WtrCldCentChlr-Conv-0.42kwpton | DEER2023 |  | 2022-03-14 21:09:02+00 | Any | MBT | New | CZ15 | cWVVG | Cap-Tons | 453.7343 | 199999.2031 | None | 1609275 | 366189 | 737073.3125 | 0 | 262673.0938 | 1475.17 | 95183.6406 | 146675.4062 | 24438.4609 | 6849.1152 | 6644.9728 | 0 | 6644.9728 | 0 | 508.669 | 250.044
WtrCldCentChlr-Conv-0.42kwpton | DEER2023 |  | 2022-03-14 21:09:02+00 | Any | MBT | New | CZ16 | cWVVG | Cap-Tons | 224.0473 | 199999.2031 | None | 1300087 | 366189 | 737073.3125 | 0 | 59097.8008 | 529.1851 | 22163.4004 | 115028.1016 | 5979.6318 | 43807.7891 | 19321.3696 | 0 | 19321.3696 | 0 | 420.904 | 195.248
WtrCldCentChlr-Conv-0.42kwpton | DEER2023 |  | 2022-03-14 21:09:02+00 | Any | Nrs | New | CZ01 | cWVVG | Cap-Tons | 62.0887 | 60654.5781 | None | 642812.625 | 124089.5 | 419568.5938 | 0 | 3247.5959 | 7.6419 | 3184.978 | 92713.5938 | 995.0484 | 74955.3125 | 23791.4598 | 117.2249 | 23674.24 | 0 | 103.213 | 99.575
WtrCldCentChlr-Conv-0.42kwpton | DEER2023 |  | 2022-03-14 21:09:02+00 | Any | Nrs | New | CZ02 | cWVVG | Cap-Tons | 100.1987 | 60654.5781 | None | 681848.625 | 124089.5 | 419568.5938 | 0 | 32181.25 | 235.772 | 12600.3301 | 93172.6875 | 14471.7803 | 49962.6602 | 16360.2906 | 117.2249 | 16243.0694 | 0 | 126.256 | 119.953
WtrCldCentChlr-Conv-0.42kwpton | DEER2023 |  | 2022-03-14 21:09:02+00 | Any | Nrs | New | CZ03 | cWVVG | Cap-Tons | 79.9955 | 60654.5781 | None | 667576.375 | 124089.5 | 419568.5938 | 0 | 20454.3594 | 135.5241 | 10226.6504 | 93100.8984 | 9188.6377 | 50144 | 13932.5094 | 117.2249 | 13815.2806 | 0 | 113.642 | 109.557
WtrCldCentChlr-Conv-0.42kwpton | DEER2023 |  | 2022-03-14 21:09:02+00 | Any | Nrs | New | CZ04 | cWVVG | Cap-Tons | 96.34 | 60654.5781 | None | 698671.1875 | 124089.5 | 419568.5938 | 0 | 44068.4688 | 515.3192 | 17094.1406 | 93334.5 | 19801.4102 | 37403.25 | 11388.3904 | 117.2249 | 11271.1706 | 0 | 126.775 | 122.894
WtrCldCentChlr-Conv-0.42kwpton | DEER2023 |  | 2022-03-14 21:09:02+00 | Any | Nrs | New | CZ05 | cWVVG | Cap-Tons | 77.4554 | 60654.5781 | None | 670078.875 | 124089.5 | 419568.5938 | 0 | 22723.4707 | 161.1286 | 10387.3398 | 93148.2969 | 11479.0098 | 48236.8203 | 14483.8502 | 117.2249 | 14366.6304 | 0 | 113.188 | 103.892
WtrCldCentChlr-Conv-0.42kwpton | DEER2023 |  | 2022-03-14 21:09:02+00 | Any | Nrs | New | CZ06 | cWVVG | Cap-Tons | 102.7728 | 60654.5781 | None | 715661.125 | 124089.5 | 419568.5938 | 0 | 56309.7383 | 682.7637 | 21629.5898 | 93380.2266 | 23860.0801 | 26495.2207 | 7998.6522 | 117.2249 | 7881.4272 | 0 | 118.751 | 116.121
WtrCldCentChlr-Conv-0.42kwpton | DEER2023 |  | 2022-03-14 21:09:02+00 | Any | Nrs | New | CZ07 | cWVVG | Cap-Tons | 103.4675 | 60654.5781 | None | 713129.125 | 124089.5 | 419568.5938 | 0 | 52931.5703 | 465.679 | 22706.6602 | 93366.4375 | 22998.7891 | 23755.7695 | 6831.7178 | 117.2249 | 6714.4922 | 0 | 114.438 | 109.611
WtrCldCentChlr-Conv-0.42kwpton | DEER2023 |  | 2022-03-14 21:09:02+00 | Any | Nrs | New | CZ08 | cWVVG | Cap-Tons | 112.107 | 60654.5781 | None | 732335.125 | 124089.5 | 419568.5938 | 0 | 68957.9375 | 831.1485 | 25395.9609 | 93491.25 | 28146.5391 | 23892.9609 | 7642.2003 | 117.2249 | 7524.976 | 0 | 130.61 | 119.987
WtrCldCentChlr-Conv-0.42kwpton | DEER2023 |  | 2022-03-14 21:09:02+00 | Any | Nrs | New | CZ09 | cWVVG | Cap-Tons | 128.8347 | 60654.5781 | None | 730049.8125 | 124089.5 | 419568.5938 | 0 | 66996.1328 | 321.9165 | 25575.2793 | 93497.6328 | 27114.6895 | 26556.8906 | 8027.0502 | 117.2249 | 7909.8272 | 0 | 130.272 | 124.517
WtrCldCentChlr-Conv-0.42kwpton | DEER2023 |  | 2022-03-14 21:09:02+00 | Any | Nrs | New | CZ10 | cWVVG | Cap-Tons | 116.0286 | 60654.5781 | None | 732984.625 | 124089.5 | 419568.5938 | 0 | 70170.2578 | 771.6397 | 24859.5293 | 93524.5 | 28140.4395 | 27918.5391 | 9362.9242 | 117.2249 | 9245.6973 | 0 | 133.609 | 125.684
WtrCldCentChlr-Conv-0.42kwpton | DEER2023 |  | 2022-03-14 21:09:02+00 | Any | Nrs | New | CZ11 | cWVVG | Cap-Tons | 118.8625 | 60654.5781 | None | 730253.875 | 124089.5 | 419568.5938 | 0 | 68911.7031 | 589.3201 | 23648.9395 | 93446.0234 | 25659.8105 | 36486.9414 | 13472.9101 | 117.2249 | 13355.68 | 0 | 137.213 | 135.106
WtrCldCentChlr-Conv-0.42kwpton | DEER2023 |  | 2022-03-14 21:09:02+00 | Any | Nrs | New | CZ12 | cWVVG | Cap-Tons | 110.2839 | 60654.5781 | None | 708984.875 | 124089.5 | 419568.5938 | 0 | 52105.1289 | 553.3021 | 19306.6406 | 93361.1406 | 21066.5098 | 39437.5312 | 13590.2899 | 117.2249 | 13473.0598 | 0 | 132.749 | 130.487
WtrCldCentChlr-Conv-0.42kwpton | DEER2023 |  | 2022-03-14 21:09:02+00 | Any | Nrs | New | CZ13 | cWVVG | Cap-Tons | 118.2186 | 60654.5781 | None | 741792.125 | 124089.5 | 419568.5938 | 0 | 77516.9062 | 937.4749 | 26132.9707 | 93546.8203 | 29161.5801 | 32067.1504 | 11800.9203 | 117.2249 | 11683.7005 | 0 | 138.269 | 134.62
WtrCldCentChlr-Conv-0.42kwpton | DEER2023 |  | 2022-03-14 21:09:02+00 | Any | Nrs | New | CZ14 | cWVVG | Cap-Tons | 121.6014 | 60654.5781 | None | 731107.625 | 124089.5 | 419568.5938 | 0 | 70161.7031 | 330.6954 | 23428.6191 | 93528.2109 | 26826.3398 | 35014.6992 | 14467.1898 | 117.2249 | 14349.9699 | 0 | 137.237 | 132.048
WtrCldCentChlr-Conv-0.42kwpton | DEER2023 |  | 2022-03-14 21:09:02+00 | Any | Nrs | New | CZ15 | cWVVG | Cap-Tons | 156.3556 | 60654.5781 | None | 812536 | 124089.5 | 419568.5938 | 0 | 132905.0938 | 846.9947 | 41095.3281 | 94030.4531 | 43631.8008 | 13733.6699 | 4999.1139 | 117.2249 | 4881.8899 | 0 | 150.183 | 142.692
WtrCldCentChlr-Conv-0.42kwpton | DEER2023 |  | 2022-03-14 21:09:02+00 | Any | Nrs | New | CZ16 | cWVVG | Cap-Tons | 78.6823 | 60654.5781 | None | 673055 | 124089.5 | 419568.5938 | 0 | 25888.9609 | 184.3823 | 10286.7402 | 93035.8906 | 13913.9902 | 54850.1797 | 26251.0899 | 117.2249 | 26133.8598 | 0 | 118.27 | 113.93
WtrCldCentChlr-Conv-0.42kwpton | DEER2023 |  | 2022-03-14 21:09:02+00 | Any | OfL | New | CZ01 | cWVVG | Cap-Tons | 247.2998 | 174998.9062 | None | 1311337 | 289618.8125 | 892052.375 | 0 | 26313.1992 | 111.1766 | 13672.3604 | 89568.8594 | 165.0932 | 50284.5391 | 6667.0797 | 0 | 6667.0797 | 0 | 388.305 | 224.747
WtrCldCentChlr-Conv-0.42kwpton | DEER2023 |  | 2022-03-14 21:09:02+00 | Any | OfL | New | CZ02 | cWVVG | Cap-Tons | 369.5237 | 174998.9062 | None | 1451283 | 289618.8125 | 892052.375 | 0 | 114625.2969 | 874.5737 | 40751.9297 | 113360.2031 | 4558.1362 | 27432.6504 | 5273.633 | 0 | 5273.633 | 0 | 463.026 | 274.761
WtrCldCentChlr-Conv-0.42kwpton | DEER2023 |  | 2022-03-14 21:09:02+00 | Any | OfL | New | CZ03 | cWVVG | Cap-Tons | 301.2273 | 174998.9062 | None | 1408573 | 289618.8125 | 892052.375 | 0 | 86066.0234 | 801.2401 | 33017.5391 | 107016.7031 | 3185.335 | 23888.8203 | 3831.712 | 0 | 3831.712 | 0 | 429.363 | 249.51
WtrCldCentChlr-Conv-0.42kwpton | DEER2023 |  | 2022-03-14 21:09:02+00 | Any | OfL | New | CZ04 | cWVVG | Cap-Tons | 357.9573 | 174998.9062 | None | 1490263 | 289618.8125 | 892052.375 | 0 | 137915.7969 | 1730.907 | 48111.2109 | 120834.7031 | 11489.9697 | 18000.6895 | 3651.505 | 0 | 3651.505 | 0 | 465.111 | 274.916
WtrCldCentChlr-Conv-0.42kwpton | DEER2023 |  | 2022-03-14 21:09:02+00 | Any | OfL | New | CZ05 | cWVVG | Cap-Tons | 297.8602 | 174998.9062 | None | 1432157 | 289618.8125 | 892052.375 | 0 | 101560.1016 | 1003.561 | 36459.7188 | 111462.6016 | 2898.5481 | 18110.2598 | 2842.4019 | 0 | 2842.4019 | 0 | 428.232 | 233.623
WtrCldCentChlr-Conv-0.42kwpton | DEER2023 |  | 2022-03-14 21:09:02+00 | Any | OfL | New | CZ06 | cWVVG | Cap-Tons | 374.8485 | 174998.9062 | None | 1548671 | 289618.8125 | 892052.375 | 0 | 179855.7969 | 2953.1809 | 58997.1289 | 125193.7031 | 31626.4297 | 7660.29 | 1545.776 | 0 | 1545.776 | 0 | 455.766 | 251.4
WtrCldCentChlr-Conv-0.42kwpton | DEER2023 |  | 2022-03-14 21:09:02+00 | Any | OfL | New | CZ07 | cWVVG | Cap-Tons | 361.6923 | 174998.9062 | None | 1518293 | 289618.8125 | 892052.375 | 0 | 156230.7969 | 1998.547 | 52631.6406 | 125760.7969 | 30928.3203 | 6598.7539 | 931.4982 | 0 | 931.4982 | 0 | 449.011 | 239.272
WtrCldCentChlr-Conv-0.42kwpton | DEER2023 |  | 2022-03-14 21:09:02+00 | Any | OfL | New | CZ08 | cWVVG | Cap-Tons | 413.4458 | 174998.9062 | None | 1582038 | 289618.8125 | 892052.375 | 0 | 198684.5938 | 2773.647 | 62893.8281 | 136015.5938 | 53601.4492 | 6632.6348 | 1481.811 | 0 | 1481.811 | 0 | 477.539 | 254.289
WtrCldCentChlr-Conv-0.42kwpton | DEER2023 |  | 2022-03-14 21:09:02+00 | Any | OfL | New | CZ09 | cWVVG | Cap-Tons | 457.3868 | 174998.9062 | None | 1563313 | 289618.8125 | 892052.375 | 0 | 186885.0938 | 1075.72 | 59895.6602 | 133786.2969 | 28568.25 | 11496.0596 | 1779.893 | 0 | 1779.893 | 0 | 469.884 | 264.389
WtrCldCentChlr-Conv-0.42kwpton | DEER2023 |  | 2022-03-14 21:09:02+00 | Any | OfL | New | CZ10 | cWVVG | Cap-Tons | 429.5983 | 174998.9062 | None | 1579783 | 289618.8125 | 892052.375 | 0 | 195799.7031 | 2256.728 | 61923.5 | 138132.5938 | 38833.0898 | 12326.3799 | 2223.66 | 0 | 2223.66 | 0 | 486.574 | 276.342
WtrCldCentChlr-Conv-0.42kwpton | DEER2023 |  | 2022-03-14 21:09:02+00 | Any | OfL | New | CZ11 | cWVVG | Cap-Tons | 428.1677 | 174998.9062 | None | 1552794 | 289618.8125 | 892052.375 | 0 | 174849.5 | 1384.8459 | 57761.7383 | 137127.4062 | 27655.3906 | 23951.7305 | 6072.2822 | 0 | 6072.2822 | 0 | 492.216 | 310.728
WtrCldCentChlr-Conv-0.42kwpton | DEER2023 |  | 2022-03-14 21:09:02+00 | Any | OfL | New | CZ12 | cWVVG | Cap-Tons | 405.647 | 174998.9062 | None | 1513203 | 289618.8125 | 892052.375 | 0 | 150533.5938 | 1586.005 | 50581.3789 | 128831.2031 | 14532.2402 | 24504.4199 | 5293.807 | 0 | 5293.807 | 0 | 482.852 | 299.055
WtrCldCentChlr-Conv-0.42kwpton | DEER2023 |  | 2022-03-14 21:09:02+00 | Any | OfL | New | CZ13 | cWVVG | Cap-Tons | 419.7743 | 174998.9062 | None | 1577326 | 289618.8125 | 892052.375 | 0 | 187834.7969 | 2236.4861 | 61421.6602 | 144161.9062 | 51909.8516 | 22293.0508 | 4801.0531 | 0 | 4801.0531 | 0 | 497.153 | 302.462
WtrCldCentChlr-Conv-0.42kwpton | DEER2023 |  | 2022-03-14 21:09:02+00 | Any | OfL | New | CZ14 | cWVVG | Cap-Tons | 443.5203 | 174998.9062 | None | 1562639 | 289618.8125 | 892052.375 | 0 | 180903.0938 | 775.7856 | 58599.4414 | 140689.5938 | 42169.2109 | 21413.7207 | 5058.6259 | 0 | 5058.6259 | 0 | 496.954 | 291.319
WtrCldCentChlr-Conv-0.42kwpton | DEER2023 |  | 2022-03-14 21:09:02+00 | Any | OfL | New | CZ15 | cWVVG | Cap-Tons | 543.5912 | 174998.9062 | None | 1741691 | 289618.8125 | 892052.375 | 0 | 298625.8125 | 1749.974 | 89502.5938 | 170141.7969 | 96910.9062 | 5014.498 | 1351.223 | 0 | 1351.223 | 0 | 537.353 | 311.569
WtrCldCentChlr-Conv-0.42kwpton | DEER2023 |  | 2022-03-14 21:09:02+00 | Any | OfL | New | CZ16 | cWVVG | Cap-Tons | 294.829 | 174998.9062 | None | 1416562 | 289618.8125 | 892052.375 | 0 | 80758.3438 | 693.4971 | 29549.5508 | 123890 | 8703.1377 | 45789.0391 | 14307.0797 | 0 | 14307.0797 | 0 | 439.622 | 262.175
WtrCldCentChlr-Conv-0.42kwpton | DEER2023 |  | 2022-03-14 21:09:02+00 | Any | OfS | New | CZ01 | cWVVG | Cap-Tons | 13.9541 | 10000.0801 | None | 66138.1094 | 13865.4297 | 42917.1289 | 0 | 1943.755 | 16.5785 | 1660.4 | 5734.7251 | 90.2619 | 3749.2571 | 1204.738 | 0 | 1204.738 | 0 | 22.633 | 11.113
WtrCldCentChlr-Conv-0.42kwpton | DEER2023 |  | 2022-03-14 21:09:02+00 | Any | OfS | New | CZ02 | cWVVG | Cap-Tons | 20.6019 | 10000.0801 | None | 77600.3516 | 13865.4297 | 42917.1289 | 0 | 8965.7715 | 90.9813 | 4756.0391 | 7004.8931 | 1132.551 | 2011.772 | 841.4677 | 0 | 841.4677 | 0 | 27.057 | 14.308
WtrCldCentChlr-Conv-0.42kwpton | DEER2023 |  | 2022-03-14 21:09:02+00 | Any | OfS | New | CZ03 | cWVVG | Cap-Tons | 17.9189 | 10000.0801 | None | 74011 | 13865.4297 | 42917.1289 | 0 | 6627.145 | 84.7569 | 4041.8259 | 6474.6138 | 670.6275 | 1897.647 | 727.7132 | 0 | 727.7132 | 0 | 24.855 | 12.471
WtrCldCentChlr-Conv-0.42kwpton | DEER2023 |  | 2022-03-14 21:09:02+00 | Any | OfS | New | CZ04 | cWVVG | Cap-Tons | 21.4147 | 10000.0801 | None | 80714.5625 | 13865.4297 | 42917.1289 | 0 | 10627.6797 | 164.1645 | 5770.8789 | 7369.1792 | 1655.108 | 1427.489 | 606.2735 | 0 | 606.2735 | 0 | 27.287 | 14.46
WtrCldCentChlr-Conv-0.42kwpton | DEER2023 |  | 2022-03-14 21:09:02+00 | Any | OfS | New | CZ05 | cWVVG | Cap-Tons | 15.8386 | 10000.0801 | None | 74825.3516 | 13865.4297 | 42917.1289 | 0 | 7227.2412 | 96.5479 | 3933.3169 | 6785.584 | 689.3813 | 1586.423 | 671.416 | 0 | 671.416 | 0 | 24.575 | 11.513
WtrCldCentChlr-Conv-0.42kwpton | DEER2023 |  | 2022-03-14 21:09:02+00 | Any | OfS | New | CZ06 | cWVVG | Cap-Tons | 22.3435 | 10000.0801 | None | 84538.4375 | 13865.4297 | 42917.1289 | 0 | 13299.3896 | 256.0142 | 6724.3271 | 7476.0391 | 1607.744 | 688.9059 | 389.475 | 0 | 389.475 | 0 | 26.861 | 12.593
WtrCldCentChlr-Conv-0.42kwpton | DEER2023 |  | 2022-03-14 21:09:02+00 | Any | OfS | New | CZ07 | cWVVG | Cap-Tons | 21.3755 | 10000.0801 | None | 82147.6719 | 13865.4297 | 42917.1289 | 0 | 11793.5498 | 190.3767 | 6108.646 | 7272.4312 | 1485.422 | 619.4046 | 317.9776 | 0 | 317.9776 | 0 | 26.181 | 11.602
WtrCldCentChlr-Conv-0.42kwpton | DEER2023 |  | 2022-03-14 21:09:02+00 | Any | OfS | New | CZ08 | cWVVG | Cap-Tons | 23.315 | 10000.0801 | None | 87144.1406 | 13865.4297 | 42917.1289 | 0 | 14869.6396 | 260.0191 | 7156.9912 | 8074.8232 | 2598.0549 | 645.825 | 378.4287 | 0 | 378.4287 | 0 | 28.085 | 13.6
WtrCldCentChlr-Conv-0.42kwpton | DEER2023 |  | 2022-03-14 21:09:02+00 | Any | OfS | New | CZ09 | cWVVG | Cap-Tons | 27.6906 | 10000.0801 | None | 89028.5469 | 13865.4297 | 42917.1289 | 0 | 15953.4102 | 131.8196 | 8252.1055 | 7908.5122 | 2529.3601 | 886.865 | 362.8342 | 0 | 362.8342 | 0 | 28.41 | 14.248
WtrCldCentChlr-Conv-0.42kwpton | DEER2023 |  | 2022-03-14 21:09:02+00 | Any | OfS | New | CZ10 | cWVVG | Cap-Tons | 25.2521 | 10000.0801 | None | 87898.3438 | 13865.4297 | 42917.1289 | 0 | 15262.4502 | 217.8356 | 7469.9399 | 8165.4448 | 2984.397 | 967.2519 | 409.742 | 0 | 409.742 | 0 | 28.579 | 14.307
WtrCldCentChlr-Conv-0.42kwpton | DEER2023 |  | 2022-03-14 21:09:02+00 | Any | OfS | New | CZ11 | cWVVG | Cap-Tons | 25.2603 | 10000.0801 | None | 86017.4219 | 13865.4297 | 42917.1289 | 0 | 14002.0498 | 135.7846 | 6689.3789 | 8407.5518 | 3506.928 | 1736.788 | 739.537 | 0 | 739.537 | 0 | 28.885 | 17.213
WtrCldCentChlr-Conv-0.42kwpton | DEER2023 |  | 2022-03-14 21:09:02+00 | Any | OfS | New | CZ12 | cWVVG | Cap-Tons | 23.6061 | 10000.0801 | None | 82838.8828 | 13865.4297 | 42917.1289 | 0 | 11891.5303 | 157.8886 | 6057.1699 | 7949.6172 | 2103.219 | 1808.528 | 757.3002 | 0 | 757.3002 | 0 | 28.479 | 16.26
WtrCldCentChlr-Conv-0.42kwpton | DEER2023 |  | 2022-03-14 21:09:02+00 | Any | OfS | New | CZ13 | cWVVG | Cap-Tons | 25.8755 | 10000.0801 | None | 87767.7734 | 13865.4297 | 42917.1289 | 0 | 14750.6797 | 206.8552 | 7258.834 | 8768.7305 | 4121.3848 | 1608.4139 | 639.4871 | 0 | 639.4871 | 0 | 29.353 | 16.493
WtrCldCentChlr-Conv-0.42kwpton | DEER2023 |  | 2022-03-14 21:09:02+00 | Any | OfS | New | CZ14 | cWVVG | Cap-Tons | 27.2422 | 10000.0801 | None | 88693.6562 | 13865.4297 | 42917.1289 | 0 | 15609.1699 | 83.8382 | 7559.7769 | 8658.1953 | 3539.1001 | 1625.73 | 663.0521 | 0 | 663.0521 | 0 | 29.373 | 15.624
WtrCldCentChlr-Conv-0.42kwpton | DEER2023 |  | 2022-03-14 21:09:02+00 | Any | OfS | New | CZ15 | cWVVG | Cap-Tons | 32.0846 | 10000.0801 | None | 103479.8984 | 13865.4297 | 42917.1289 | 0 | 25105.8398 | 198.9634 | 11063.8896 | 10328.5596 | 6710.8359 | 384.0719 | 173.4966 | 0 | 173.4966 | 0 | 31.824 | 16.816
WtrCldCentChlr-Conv-0.42kwpton | DEER2023 |  | 2022-03-14 21:09:02+00 | Any | OfS | New | CZ16 | cWVVG | Cap-Tons | 17.013 | 10000.0801 | None | 74600.1875 | 13865.4297 | 42917.1289 | 0 | 6072.563 | 62.1995 | 3485.9199 | 8196.8662 | 1309.468 | 3554.7849 | 1541.7459 | 0 | 1541.7459 | 0 | 25.836 | 13.546
WtrCldCentChlr-Conv-0.42kwpton | DEER2023 |  | 2022-03-14 21:09:02+00 | Any | Rt3 | New | CZ01 | cWVVG | Cap-Tons | 129.1521 | 120000.5 | None | 1011955 | 514297.1875 | 410310 | 0 | 14111.0195 | 56.9986 | 8289.3535 | 64889.9805 | 13581.8301 | 33791.5 | 8281.4112 | 0 | 8281.4112 | 0 | 252.321 | 205.667
WtrCldCentChlr-Conv-0.42kwpton | DEER2023 |  | 2022-03-14 21:09:02+00 | Any | Rt3 | New | CZ02 | cWVVG | Cap-Tons | 229.7263 | 120000.5 | None | 1114684 | 514297.1875 | 410310 | 0 | 82121.7969 | 654.0262 | 29739.7793 | 77560.5469 | 43863.9102 | 15156.21 | 5888.0333 | 0 | 5888.0333 | 0 | 304.766 | 259.77
WtrCldCentChlr-Conv-0.42kwpton | DEER2023 |  | 2022-03-14 21:09:02+00 | Any | Rt3 | New | CZ03 | cWVVG | Cap-Tons | 180.3553 | 120000.5 | None | 1078218 | 514297.1875 | 410310 | 0 | 57407.2109 | 509.4367 | 23181.1504 | 72511.6406 | 39762.6719 | 14628.6104 | 4310.031 | 0 | 4310.031 | 0 | 276.348 | 234.902
WtrCldCentChlr-Conv-0.42kwpton | DEER2023 |  | 2022-03-14 21:09:02+00 | Any | Rt3 | New | CZ04 | cWVVG | Cap-Tons | 230.6758 | 120000.5 | None | 1150168 | 514297.1875 | 410310 | 0 | 104553 | 1373.556 | 36541.3086 | 83092.4922 | 56911.3984 | 10058.3799 | 3534.3501 | 0 | 3534.3501 | 0 | 307.3 | 266.086
WtrCldCentChlr-Conv-0.42kwpton | DEER2023 |  | 2022-03-14 21:09:02+00 | Any | Rt3 | New | CZ05 | cWVVG | Cap-Tons | 169.7127 | 120000.5 | None | 1090195 | 514297.1875 | 410310 | 0 | 63501.7305 | 597.4487 | 23702.2402 | 77785.3906 | 43839.0781 | 11864.9297 | 3201.135 | 0 | 3201.135 | 0 | 274.545 | 221.719
WtrCldCentChlr-Conv-0.42kwpton | DEER2023 |  | 2022-03-14 21:09:02+00 | Any | Rt3 | New | CZ06 | cWVVG | Cap-Tons | 237.0563 | 120000.5 | None | 1188696 | 514297.1875 | 410310 | 0 | 132566.0938 | 2167.9341 | 45149.7695 | 84203.8906 | 62643.2891 | 4507.6191 | 1317.308 | 0 | 1317.308 | 0 | 307.413 | 254.669
WtrCldCentChlr-Conv-0.42kwpton | DEER2023 |  | 2022-03-14 21:09:02+00 | Any | Rt3 | New | CZ07 | cWVVG | Cap-Tons | 237.0988 | 120000.5 | None | 1173771 | 514297.1875 | 410310 | 0 | 119224.2031 | 1446.673 | 41699.0312 | 86792.5391 | 65595.9531 | 3386.2 | 815.7773 | 0 | 815.7773 | 0 | 303.92 | 254.415
WtrCldCentChlr-Conv-0.42kwpton | DEER2023 |  | 2022-03-14 21:09:02+00 | Any | Rt3 | New | CZ08 | cWVVG | Cap-Tons | 269.379 | 120000.5 | None | 1228586 | 514297.1875 | 410310 | 0 | 154675.0938 | 2164.5439 | 50525.3594 | 96612.3516 | 78662.7266 | 3077.6899 | 1078.939 | 0 | 1078.939 | 0 | 314.005 | 255.561
WtrCldCentChlr-Conv-0.42kwpton | DEER2023 |  | 2022-03-14 21:09:02+00 | Any | Rt3 | New | CZ09 | cWVVG | Cap-Tons | 325.8737 | 120000.5 | None | 1212061 | 514297.1875 | 410310 | 0 | 146669.7031 | 766.7815 | 50534.0391 | 89482.2891 | 72385.0312 | 4692.062 | 1401.9379 | 0 | 1401.9379 | 0 | 295.121 | 255.028
WtrCldCentChlr-Conv-0.42kwpton | DEER2023 |  | 2022-03-14 21:09:02+00 | Any | Rt3 | New | CZ10 | cWVVG | Cap-Tons | 284.464 | 120000.5 | None | 1223800 | 514297.1875 | 410310 | 0 | 153392.2969 | 1817.058 | 49697.8594 | 94284.9766 | 76257.4219 | 6022.8672 | 2112.532 | 0 | 2112.532 | 0 | 339.38 | 292.154
WtrCldCentChlr-Conv-0.42kwpton | DEER2023 |  | 2022-03-14 21:09:02+00 | Any | Rt3 | New | CZ11 | cWVVG | Cap-Tons | 280.521 | 120000.5 | None | 1190723 | 514297.1875 | 410310 | 0 | 133188.2031 | 1095.599 | 42811.6914 | 89019.6719 | 65528.6914 | 11702.25 | 4183.0179 | 0 | 4183.0179 | 0 | 333.659 | 287.721
WtrCldCentChlr-Conv-0.42kwpton | DEER2023 |  | 2022-03-14 21:09:02+00 | Any | Rt3 | New | CZ12 | cWVVG | Cap-Tons | 268.974 | 120000.5 | None | 1166123 | 514297.1875 | 410310 | 0 | 116470.7031 | 1258.134 | 39542.7617 | 84243.0703 | 59975.5117 | 12323.1602 | 4916.768 | 0 | 4916.768 | 0 | 330.013 | 285.618
WtrCldCentChlr-Conv-0.42kwpton | DEER2023 |  | 2022-03-14 21:09:02+00 | Any | Rt3 | New | CZ13 | cWVVG | Cap-Tons | 288.3937 | 120000.5 | None | 1218182 | 514297.1875 | 410310 | 0 | 148878.9062 | 1777.347 | 47735.9609 | 95182.2109 | 75803.5234 | 10476.7402 | 3853.0509 | 0 | 3853.0509 | 0 | 342.26 | 296.526
WtrCldCentChlr-Conv-0.42kwpton | DEER2023 |  | 2022-03-14 21:09:02+00 | Any | Rt3 | New | CZ14 | cWVVG | Cap-Tons | 291.3407 | 120000.5 | None | 1188942 | 514297.1875 | 410310 | 0 | 133107.5 | 536.325 | 41670.8203 | 89018.75 | 64940.1797 | 10401.1396 | 3639.024 | 0 | 3639.024 | 0 | 330.933 | 282.191
WtrCldCentChlr-Conv-0.42kwpton | DEER2023 |  | 2022-03-14 21:09:02+00 | Any | Rt3 | New | CZ15 | cWVVG | Cap-Tons | 365.2832 | 120000.5 | None | 1344003 | 514297.1875 | 410310 | 0 | 233459.7031 | 1456.212 | 70799.25 | 113679.7031 | 106042.2969 | 1605.073 | 342.6938 | 0 | 342.6938 | 0 | 365.174 | 310.656
WtrCldCentChlr-Conv-0.42kwpton | DEER2023 |  | 2022-03-14 21:09:02+00 | Any | Rt3 | New | CZ16 | cWVVG | Cap-Tons | 180.1765 | 120000.5 | None | 1076540 | 514297.1875 | 410310 | 0 | 54880.2695 | 461.7313 | 19098.5703 | 77491.8828 | 38297.7695 | 24696.8809 | 13352.4902 | 0 | 13352.4902 | 0 | 289.452 | 242.234
WtrCldCentChlr-Conv-0.748kwpton | DEER2023 |  | 2022-03-14 21:09:02+00 | Any | ECC | New | CZ01 | cWVVG | Cap-Tons | 1 | 299999.5938 | None | 1712671 | 498675.5 | 838537.625 | 0 | 64113.0703 | 212.2284 | 21025.7207 | 290105.3125 | 4634.2559 | 208151 | 51322.3782 | 97.3874 | 51225.0112 | 0 | 643.931 | 497.661
WtrCldCentChlr-Conv-0.748kwpton | DEER2023 |  | 2022-03-14 21:09:02+00 | Any | ECC | New | CZ02 | cWVVG | Cap-Tons | 1 | 299999.5938 | None | 2023187 | 498675.5 | 838537.625 | 0 | 330924.6875 | 1374.401 | 69605.25 | 284067.8125 | 35158.1914 | 110873.7031 | 35666.3296 | 97.3874 | 35568.9395 | 0 | 843.602 | 692.87
WtrCldCentChlr-Conv-0.748kwpton | DEER2023 |  | 2022-03-14 21:09:02+00 | Any | ECC | New | CZ03 | cWVVG | Cap-Tons | 1 | 299999.5938 | None | 1918510 | 498675.5 | 838537.625 | 0 | 244840.7031 | 1258.468 | 56031.3398 | 279163.8125 | 27421.5 | 99455.7812 | 30775.6006 | 97.3874 | 30678.2208 | 0 | 740.515 | 610.701
WtrCldCentChlr-Conv-0.748kwpton | DEER2023 |  | 2022-03-14 21:09:02+00 | Any | ECC | New | CZ04 | cWVVG | Cap-Tons | 1 | 299999.5938 | None | 2141980 | 498675.5 | 838537.625 | 0 | 432068.4062 | 2846.8501 | 90091.9922 | 279757.3125 | 56983.7383 | 70296.7969 | 25826.1197 | 97.3874 | 25728.7296 | 0 | 855.286 | 720.784
WtrCldCentChlr-Conv-0.748kwpton | DEER2023 |  | 2022-03-14 21:09:02+00 | Any | ECC | New | CZ05 | cWVVG | Cap-Tons | 1 | 299999.5938 | None | 1949682 | 498675.5 | 838537.625 | 0 | 265296.8125 | 1643.16 | 55226.4609 | 290301.1875 | 31653.9707 | 95044.2188 | 28311.3702 | 97.3874 | 28213.9904 | 0 | 718.749 | 543.403
WtrCldCentChlr-Conv-0.748kwpton | DEER2023 |  | 2022-03-14 21:09:02+00 | Any | ECC | New | CZ06 | cWVVG | Cap-Tons | 1 | 299999.5938 | None | 2316128 | 498675.5 | 838537.625 | 0 | 580286.625 | 5022.1309 | 113568.3984 | 280035.3125 | 69696.6172 | 33413.6797 | 16124 | 97.3874 | 16026.6099 | 0 | 836.637 | 684.087
WtrCldCentChlr-Conv-0.748kwpton | DEER2023 |  | 2022-03-14 21:09:02+00 | Any | ECC | New | CZ07 | cWVVG | Cap-Tons | 1 | 299999.5938 | None | 2237244 | 498675.5 | 838537.625 | 0 | 510486.3125 | 3418.7319 | 103406.7031 | 282718.0938 | 71801.8516 | 25091.5703 | 13974.56 | 97.3874 | 13877.1597 | 0 | 816.372 | 687.62
WtrCldCentChlr-Conv-0.748kwpton | DEER2023 |  | 2022-03-14 21:09:02+00 | Any | ECC | New | CZ08 | cWVVG | Cap-Tons | 1 | 299999.5938 | None | 2421716 | 498675.5 | 838537.625 | 0 | 655937.375 | 4849.2031 | 127102.5 | 296612 | 90541.0469 | 28194.0293 | 14345.2506 | 97.3874 | 14247.8605 | 0 | 882.469 | 681.621
WtrCldCentChlr-Conv-0.748kwpton | DEER2023 |  | 2022-03-14 21:09:02+00 | Any | ECC | New | CZ09 | cWVVG | Cap-Tons | 1 | 299999.5938 | None | 2383116 | 498675.5 | 838537.625 | 0 | 632013.8125 | 1574.799 | 130361.6016 | 281950.3125 | 82339.2891 | 38711.2695 | 16375.7594 | 97.3874 | 16278.3706 | 0 | 874.088 | 713.473
WtrCldCentChlr-Conv-0.748kwpton | DEER2023 |  | 2022-03-14 21:09:02+00 | Any | ECC | New | CZ10 | cWVVG | Cap-Tons | 1 | 299999.5938 | None | 2407182 | 498675.5 | 838537.625 | 0 | 650483.375 | 3909.9089 | 124862.5 | 290711.8125 | 87017.7891 | 44994.9609 | 19309.0906 | 97.3874 | 19211.7005 | 0 | 716.496 | 455.189
WtrCldCentChlr-Conv-0.748kwpton | DEER2023 |  | 2022-03-14 21:09:02+00 | Any | ECC | New | CZ11 | cWVVG | Cap-Tons | 1 | 299999.5938 | None | 2309922 | 498675.5 | 838537.625 | 0 | 563757.875 | 2434.05 | 110128.7969 | 296386.9062 | 76807.5469 | 79634.7812 | 29029.7907 | 97.3874 | 28932.4006 | 0 | 721.194 | 517.774
WtrCldCentChlr-Conv-0.748kwpton | DEER2023 |  | 2022-03-14 21:09:02+00 | Any | ECC | New | CZ12 | cWVVG | Cap-Tons | 1 | 299999.5938 | None | 2202444 | 498675.5 | 838537.625 | 0 | 471061.1875 | 2790.231 | 94036.7031 | 297339.9062 | 64869.4688 | 88576.0703 | 30073.9994 | 97.3874 | 29976.6093 | 0 | 700.641 | 490.044
WtrCldCentChlr-Conv-0.748kwpton | DEER2023 |  | 2022-03-14 21:09:02+00 | Any | ECC | New | CZ13 | cWVVG | Cap-Tons | 1 | 299999.5938 | None | 2421886 | 498675.5 | 838537.625 | 0 | 645409.8125 | 3847.384 | 123180.6016 | 312233.4062 | 92388.0625 | 71531.4062 | 25489.3389 | 97.3874 | 25391.9488 | 0 | 733.91 | 504.847
WtrCldCentChlr-Conv-0.748kwpton | DEER2023 |  | 2022-03-14 21:09:02+00 | Any | ECC | New | CZ14 | cWVVG | Cap-Tons | 1 | 299999.5938 | None | 2343227 | 498675.5 | 838537.625 | 0 | 589114.375 | 1062.708 | 113220.6016 | 302614.0938 | 79084.8438 | 75070.6172 | 27234.1888 | 97.3874 | 27136.7987 | 0 | 725.941 | 479.413
WtrCldCentChlr-Conv-0.748kwpton | DEER2023 |  | 2022-03-14 21:09:02+00 | Any | ECC | New | CZ15 | cWVVG | Cap-Tons | 1 | 299999.5938 | None | 2955452 | 498675.5 | 838537.625 | 0 | 1090338 | 2963.7549 | 198293.5 | 326640.9062 | 148395.7969 | 15751.7197 | 9190.3968 | 97.3874 | 9093.0042 | 0 | 821.231 | 530.756
WtrCldCentChlr-Conv-0.748kwpton | DEER2023 |  | 2022-03-14 21:09:02+00 | Any | ECC | New | CZ16 | cWVVG | Cap-Tons | 1 | 299999.5938 | None | 1918016 | 498675.5 | 838537.625 | 0 | 222517.0938 | 1015.61 | 46694 | 310574.8125 | 39430.5 | 157721.5938 | 59083.392 | 97.3874 | 58985.9789 | 0 | 194.114 | 153.522
WtrCldCentChlr-Conv-0.748kwpton | DEER2023 |  | 2022-03-14 21:09:02+00 | Any | ESe | New | CZ01 | cWVVG | Cap-Tons | 1 | 149998.5938 | None | 619214.1875 | 195048.5 | 287781.6875 | 0 | 21779.0293 | 71.9425 | 8829.5459 | 105704.2969 | 411.2486 | 81871.0781 | 28034.8006 | 26.4167 | 28008.3891 | 0 | 261.434 | 121.296
WtrCldCentChlr-Conv-0.748kwpton | DEER2023 |  | 2022-03-14 21:09:02+00 | Any | ESe | New | CZ02 | cWVVG | Cap-Tons | 1 | 149998.5938 | None | 738696.125 | 195048.5 | 287781.6875 | 0 | 122723.7969 | 443.9176 | 27906.6309 | 104792.2969 | 10188.7803 | 49574.0781 | 19469.9302 | 26.4167 | 19443.5302 | 0 | 368.606 | 191.923
WtrCldCentChlr-Conv-0.748kwpton | DEER2023 |  | 2022-03-14 21:09:02+00 | Any | ESe | New | CZ03 | cWVVG | Cap-Tons | 1 | 149998.5938 | None | 683034.625 | 195048.5 | 287781.6875 | 0 | 82412.6875 | 394.7286 | 20338.9004 | 97058.8906 | 4249.4541 | 46136.6484 | 16562.1005 | 26.4167 | 16535.7005 | 0 | 306.182 | 148.24
WtrCldCentChlr-Conv-0.748kwpton | DEER2023 |  | 2022-03-14 21:09:02+00 | Any | ESe | New | CZ04 | cWVVG | Cap-Tons | 1 | 149998.5938 | None | 776642.375 | 195048.5 | 287781.6875 | 0 | 156508.7969 | 974.9098 | 34032.2305 | 102297 | 13974.6797 | 34655.1992 | 13995.5994 | 26.4167 | 13969.1904 | 0 | 372.073 | 194.603
WtrCldCentChlr-Conv-0.748kwpton | DEER2023 |  | 2022-03-14 21:09:02+00 | Any | ESe | New | CZ05 | cWVVG | Cap-Tons | 1 | 149998.5938 | None | 699275.3125 | 195048.5 | 287781.6875 | 0 | 96031.1719 | 597.1422 | 20612.2793 | 99205.3203 | 5622.0112 | 40647.4219 | 14993.8803 | 26.4167 | 14967.4803 | 0 | 298.661 | 135.35
WtrCldCentChlr-Conv-0.748kwpton | DEER2023 |  | 2022-03-14 21:09:02+00 | Any | ESe | New | CZ06 | cWVVG | Cap-Tons | 1 | 149998.5938 | None | 826452.8125 | 195048.5 | 287781.6875 | 0 | 203887.5938 | 1678.583 | 42794.3906 | 95262.6875 | 12110.9902 | 17769.8105 | 8501.0387 | 26.4167 | 8474.6208 | 0 | 362.98 | 167.978
WtrCldCentChlr-Conv-0.748kwpton | DEER2023 |  | 2022-03-14 21:09:02+00 | Any | ESe | New | CZ07 | cWVVG | Cap-Tons | 1 | 149998.5938 | None | 791300.625 | 195048.5 | 287781.6875 | 0 | 175320.5938 | 1015.313 | 38468.9805 | 93666.2031 | 11572.8203 | 15766.04 | 7211.9898 | 26.4167 | 7185.5712 | 0 | 350.196 | 155.369
WtrCldCentChlr-Conv-0.748kwpton | DEER2023 |  | 2022-03-14 21:09:02+00 | Any | ESe | New | CZ08 | cWVVG | Cap-Tons | 1 | 149998.5938 | None | 894813.5 | 195048.5 | 287781.6875 | 0 | 251715.7969 | 1748.464 | 51203.7617 | 107315.8984 | 22006.4395 | 15382.5303 | 7441.4029 | 26.4167 | 7414.9862 | 0 | 385.387 | 170.388
WtrCldCentChlr-Conv-0.748kwpton | DEER2023 |  | 2022-03-14 21:09:02+00 | Any | ESe | New | CZ09 | cWVVG | Cap-Tons | 1 | 149998.5938 | None | 887927.625 | 195048.5 | 287781.6875 | 0 | 244916 | 514.0681 | 53327.6719 | 106340.2969 | 21144.9492 | 20704.0703 | 8742.4192 | 26.4167 | 8715.9987 | 0 | 367.913 | 180.767
WtrCldCentChlr-Conv-0.748kwpton | DEER2023 |  | 2022-03-14 21:09:02+00 | Any | ESe | New | CZ10 | cWVVG | Cap-Tons | 1 | 149998.5938 | None | 900595.125 | 195048.5 | 287781.6875 | 0 | 253338.4062 | 1395.316 | 51604.4805 | 111427.3984 | 23355.25 | 23003.1699 | 10225.12 | 26.4167 | 10198.6899 | 0 | 128.33 | 106.358
WtrCldCentChlr-Conv-0.748kwpton | DEER2023 |  | 2022-03-14 21:09:02+00 | Any | ESe | New | CZ11 | cWVVG | Cap-Tons | 1 | 149998.5938 | None | 846700.8125 | 195048.5 | 287781.6875 | 0 | 211552.9062 | 783.0316 | 43325.3594 | 108209.7969 | 21714.6992 | 35568.4219 | 15635.3306 | 26.4167 | 15608.9203 | 0 | 125.537 | 113.241
WtrCldCentChlr-Conv-0.748kwpton | DEER2023 |  | 2022-03-14 21:09:02+00 | Any | ESe | New | CZ12 | cWVVG | Cap-Tons | 1 | 149998.5938 | None | 805194.625 | 195048.5 | 287781.6875 | 0 | 175623.7031 | 921.1324 | 36683.7695 | 109136.3984 | 17693.6895 | 40656.75 | 16194.1798 | 26.4167 | 16167.7696 | 0 | 117.929 | 106.974
WtrCldCentChlr-Conv-0.748kwpton | DEER2023 |  | 2022-03-14 21:09:02+00 | Any | ESe | New | CZ13 | cWVVG | Cap-Tons | 1 | 149998.5938 | None | 898573.5 | 195048.5 | 287781.6875 | 0 | 247466.4062 | 1255.682 | 51226.7109 | 115795.2969 | 25708.9707 | 33125.6289 | 13808.7501 | 26.4167 | 13782.3398 | 0 | 126.728 | 115.324
WtrCldCentChlr-Conv-0.748kwpton | DEER2023 |  | 2022-03-14 21:09:02+00 | Any | ESe | New | CZ14 | cWVVG | Cap-Tons | 1 | 149998.5938 | None | 859280.5 | 195048.5 | 287781.6875 | 0 | 222483.7969 | 272.9992 | 46971.1016 | 106723 | 20119.1504 | 31887.1406 | 14321.4003 | 26.4167 | 14294.9798 | 0 | 134.889 | 110.482
WtrCldCentChlr-Conv-0.748kwpton | DEER2023 |  | 2022-03-14 21:09:02+00 | Any | ESe | New | CZ15 | cWVVG | Cap-Tons | 1 | 149998.5938 | None | 1141247 | 195048.5 | 287781.6875 | 0 | 444313.0938 | 913.3228 | 87315.25 | 125875.3984 | 37588.4492 | 8876.3574 | 4784.8499 | 26.4167 | 4758.4282 | 0 | 154.99 | 138.559
WtrCldCentChlr-Conv-0.748kwpton | DEER2023 |  | 2022-03-14 21:09:02+00 | Any | ESe | New | CZ16 | cWVVG | Cap-Tons | 1 | 149998.5938 | None | 692476.8125 | 195048.5 | 287781.6875 | 0 | 80473.2578 | 311.2743 | 18616.5391 | 110246.1016 | 12175.1396 | 64864.2695 | 31927.8208 | 26.4167 | 31901.4195 | 0 | 89.985 | 71.073
WtrCldCentChlr-Conv-0.748kwpton | DEER2023 |  | 2022-03-14 21:09:02+00 | Any | EUn | New | CZ01 | cWVVG | Cap-Tons | 1 | 930201.375 | None | 5042220 | 1432632 | 2778924 | 0 | 182885.2969 | 292.0485 | 63362.4492 | 584118.6875 | 37450 | 432969.4062 | 178305.8022 | 181.5723 | 178124.2061 | 0 | 1976.517 | 1587.651
WtrCldCentChlr-Conv-0.748kwpton | DEER2023 |  | 2022-03-14 21:09:02+00 | Any | EUn | New | CZ02 | cWVVG | Cap-Tons | 1 | 930201.375 | None | 5944359 | 1432632 | 2778924 | 0 | 927334.3125 | 3211.2571 | 175416.4062 | 626836.6875 | 220611.2031 | 228678.4062 | 118107.0029 | 181.5723 | 117925.3965 | 0 | 2545.137 | 2154.139
WtrCldCentChlr-Conv-0.748kwpton | DEER2023 |  | 2022-03-14 21:09:02+00 | Any | EUn | New | CZ03 | cWVVG | Cap-Tons | 1 | 930201.375 | None | 5595627 | 1432632 | 2778924 | 0 | 640723.3125 | 2434.6831 | 134253.5 | 606653.8125 | 176911.7031 | 223684.2969 | 98390.6714 | 181.5723 | 98209.0854 | 0 | 2236.756 | 1906.111
WtrCldCentChlr-Conv-0.748kwpton | DEER2023 |  | 2022-03-14 21:09:02+00 | Any | EUn | New | CZ04 | cWVVG | Cap-Tons | 1 | 930201.375 | None | 6231199 | 1432632 | 2778924 | 0 | 1172229 | 6825.5269 | 209990.7031 | 630592.625 | 299315.5938 | 153466.7031 | 80855.9616 | 181.5723 | 80674.4013 | 0 | 2592.836 | 2232.032
WtrCldCentChlr-Conv-0.748kwpton | DEER2023 |  | 2022-03-14 21:09:02+00 | Any | EUn | New | CZ05 | cWVVG | Cap-Tons | 1 | 930201.375 | None | 5702663 | 1432632 | 2778924 | 0 | 726292.375 | 3417.946 | 137447.4062 | 623943.8125 | 192197.7031 | 196751.7969 | 91515.4842 | 181.5723 | 91333.9085 | 0 | 2215.985 | 1734.455
WtrCldCentChlr-Conv-0.748kwpton | DEER2023 |  | 2022-03-14 21:09:02+00 | Any | EUn | New | CZ06 | cWVVG | Cap-Tons | 1 | 930201.375 | None | 6584995 | 1432632 | 2778924 | 0 | 1474435 | 10933.1602 | 256615.5938 | 631450.625 | 343373.6875 | 85247.2266 | 48372.3418 | 181.5723 | 48190.7814 | 0 | 2503.944 | 2065.844
WtrCldCentChlr-Conv-0.748kwpton | DEER2023 |  | 2022-03-14 21:09:02+00 | Any | EUn | New | CZ07 | cWVVG | Cap-Tons | 1 | 930201.375 | None | 6317064 | 1432632 | 2778924 | 0 | 1243142 | 6518.208 | 229673.7969 | 626170.125 | 322715.5938 | 83912.6562 | 41923.4406 | 181.5723 | 41741.8803 | 0 | 2432.671 | 1996.183
WtrCldCentChlr-Conv-0.748kwpton | DEER2023 |  | 2022-03-14 21:09:02+00 | Any | EUn | New | CZ08 | cWVVG | Cap-Tons | 1 | 930201.375 | None | 6877333 | 1432632 | 2778924 | 0 | 1704498 | 11042.6904 | 291851.4062 | 658380.8125 | 411679.4062 | 68190.2031 | 42846.3002 | 181.5723 | 42664.7296 | 0 | 2656.584 | 2108.808
WtrCldCentChlr-Conv-0.748kwpton | DEER2023 |  | 2022-03-14 21:09:02+00 | Any | EUn | New | CZ09 | cWVVG | Cap-Tons | 1 | 930201.375 | None | 6735829 | 1432632 | 2778924 | 0 | 1579940 | 3701.136 | 292037.5938 | 648589.625 | 385726.8125 | 90629.1562 | 48537.9277 | 181.5723 | 48356.3622 | 0 | 2578.664 | 2200.748
WtrCldCentChlr-Conv-0.748kwpton | DEER2023 |  | 2022-03-14 21:09:02+00 | Any | EUn | New | CZ10 | cWVVG | Cap-Tons | 1 | 930201.375 | None | 6916537 | 1432632 | 2778924 | 0 | 1737999 | 9395.4688 | 294087.8125 | 663494.6875 | 403984 | 99543.6797 | 57719.4496 | 181.5723 | 57537.8688 | 0 | 2091.535 | 1739.351
WtrCldCentChlr-Conv-0.748kwpton | DEER2023 |  | 2022-03-14 21:09:02+00 | Any | EUn | New | CZ11 | cWVVG | Cap-Tons | 1 | 930201.375 | None | 6738261 | 1432632 | 2778924 | 0 | 1576138 | 6348.7759 | 261537.0938 | 682675.6875 | 388176.9062 | 167394.7969 | 90860.073 | 181.5723 | 90678.4973 | 0 | 2126.561 | 1933.373
WtrCldCentChlr-Conv-0.748kwpton | DEER2023 |  | 2022-03-14 21:09:02+00 | Any | EUn | New | CZ12 | cWVVG | Cap-Tons | 1 | 930201.375 | None | 6444702 | 1432632 | 2778924 | 0 | 1333818 | 7083.1221 | 228357.5 | 663882.5 | 336077.0938 | 176176.5938 | 94664.663 | 181.5723 | 94483.0874 | 0 | 2047.931 | 1841.653
WtrCldCentChlr-Conv-0.748kwpton | DEER2023 |  | 2022-03-14 21:09:02+00 | Any | EUn | New | CZ13 | cWVVG | Cap-Tons | 1 | 930201.375 | None | 7014403 | 1432632 | 2778924 | 0 | 1789453 | 10061.5703 | 295687.5 | 707640.3125 | 446589.4062 | 143167.0938 | 76519.9514 | 181.5723 | 76338.3808 | 0 | 2154.678 | 1953.845
WtrCldCentChlr-Conv-0.748kwpton | DEER2023 |  | 2022-03-14 21:09:02+00 | Any | EUn | New | CZ14 | cWVVG | Cap-Tons | 1 | 930201.375 | None | 6795726 | 1432632 | 2778924 | 0 | 1611467 | 2881.2151 | 275808.3125 | 694008.1875 | 406835.9062 | 146925.4062 | 84220.16 | 181.5723 | 84038.5587 | 0 | 2104.384 | 1822.891
WtrCldCentChlr-Conv-0.748kwpton | DEER2023 |  | 2022-03-14 21:09:02+00 | Any | EUn | New | CZ15 | cWVVG | Cap-Tons | 1 | 930201.375 | None | 8294368 | 1432632 | 2778924 | 0 | 2844779 | 7889.6748 | 457488.6875 | 772648.8125 | 629600.6875 | 35340.2188 | 22494.3002 | 181.5723 | 22312.7296 | 0 | 2346.331 | 2058.775
WtrCldCentChlr-Conv-0.748kwpton | DEER2023 |  | 2022-03-14 21:09:02+00 | Any | EUn | New | CZ16 | cWVVG | Cap-Tons | 1 | 930201.375 | None | 5661792 | 1432632 | 2778924 | 0 | 663548.875 | 2540.4761 | 126109.8984 | 658032.1875 | 217996.5938 | 314321.3125 | 196918.7021 | 181.5723 | 196737.1059 | 0 | 264.058 | 303.12
WtrCldCentChlr-Conv-0.748kwpton | DEER2023 |  | 2022-03-14 21:09:02+00 | Any | Hsp | New | CZ01 | cWVVG | Cap-Tons | 1 | 235501 | None | 2513118 | 848496.8125 | 1266427 | 0 | 34884.6992 | 12.0014 | 13141.3203 | 350158.5938 | 663.8986 | 288809.3125 | 52993.0906 | 81.3604 | 52911.7184 | 0 | 488.25 | 431.488
WtrCldCentChlr-Conv-0.748kwpton | DEER2023 |  | 2022-03-14 21:09:02+00 | Any | Hsp | New | CZ02 | cWVVG | Cap-Tons | 1 | 235501 | None | 2804103 | 848496.8125 | 1266427 | 0 | 269627.5938 | 209.3006 | 62014.4883 | 357330 | 10314.5303 | 194834.5 | 42794.6906 | 81.3604 | 42713.3389 | 0 | 597.052 | 542.578
WtrCldCentChlr-Conv-0.748kwpton | DEER2023 |  | 2022-03-14 21:09:02+00 | Any | Hsp | New | CZ03 | cWVVG | Cap-Tons | 1 | 235501 | None | 2698752 | 848496.8125 | 1266427 | 0 | 182514.0938 | 264.8516 | 46582.4102 | 354468.5938 | 9009.0723 | 183066.7031 | 35159.4112 | 81.3604 | 35078.0493 | 0 | 531.817 | 485.618
WtrCldCentChlr-Conv-0.748kwpton | DEER2023 |  | 2022-03-14 21:09:02+00 | Any | Hsp | New | CZ04 | cWVVG | Cap-Tons | 1 | 235501 | None | 2944417 | 848496.8125 | 1266427 | 0 | 380666.6875 | 794.5545 | 86890.0938 | 361145.3125 | 21335.9609 | 136171.5 | 32938.1606 | 81.3604 | 32856.8013 | 0 | 599.02 | 552.679
WtrCldCentChlr-Conv-0.748kwpton | DEER2023 |  | 2022-03-14 21:09:02+00 | Any | Hsp | New | CZ05 | cWVVG | Cap-Tons | 1 | 235501 | None | 2732517 | 848496.8125 | 1266427 | 0 | 210507.5 | 184.658 | 51947.6406 | 354956.3125 | 8846.1553 | 182299.4062 | 36046.5894 | 81.3604 | 35965.2198 | 0 | 532.22 | 467.998
WtrCldCentChlr-Conv-0.748kwpton | DEER2023 |  | 2022-03-14 21:09:02+00 | Any | Hsp | New | CZ06 | cWVVG | Cap-Tons | 1 | 235501 | None | 3117412 | 848496.8125 | 1266427 | 0 | 524165.1875 | 1598.828 | 116267.2031 | 360459.5938 | 28645.0508 | 84615.7422 | 24992.6502 | 81.3604 | 24911.2806 | 0 | 569.19 | 521.736
WtrCldCentChlr-Conv-0.748kwpton | DEER2023 |  | 2022-03-14 21:09:02+00 | Any | Hsp | New | CZ07 | cWVVG | Cap-Tons | 1 | 235501 | None | 3115772 | 848496.8125 | 1266427 | 0 | 512766.5 | 811.4963 | 126740.2031 | 360532.3125 | 30099.9805 | 71395.1328 | 22708.8998 | 81.3604 | 22627.5405 | 0 | 563.536 | 517.715
WtrCldCentChlr-Conv-0.748kwpton | DEER2023 |  | 2022-03-14 21:09:02+00 | Any | Hsp | New | CZ08 | cWVVG | Cap-Tons | 1 | 235501 | None | 3192412 | 848496.8125 | 1266427 | 0 | 581166.625 | 1385.202 | 127214.8984 | 367725.0938 | 30603.6699 | 80337.1719 | 23385.129 | 81.3604 | 23303.7798 | 0 | 602.449 | 541.974
WtrCldCentChlr-Conv-0.748kwpton | DEER2023 |  | 2022-03-14 21:09:02+00 | Any | Hsp | New | CZ09 | cWVVG | Cap-Tons | 1 | 235501 | None | 3162410 | 848496.8125 | 1266427 | 0 | 549766.3125 | 129.1066 | 130506.6016 | 367086.8125 | 27960.4199 | 96819.5312 | 25619.1104 | 81.3604 | 25537.7613 | 0 | 615.96 | 567.354
WtrCldCentChlr-Conv-0.748kwpton | DEER2023 |  | 2022-03-14 21:09:02+00 | Any | Hsp | New | CZ10 | cWVVG | Cap-Tons | 1 | 235501 | None | 3168735 | 848496.8125 | 1266427 | 0 | 564782.625 | 1065.2371 | 119266.7969 | 368699.9062 | 27890.1504 | 104430.8984 | 29039.4291 | 81.3604 | 28958.08 | 0 | 636.413 | 576.062
WtrCldCentChlr-Conv-0.748kwpton | DEER2023 |  | 2022-03-14 21:09:02+00 | Any | Hsp | New | CZ11 | cWVVG | Cap-Tons | 1 | 235501 | None | 3084696 | 848496.8125 | 1266427 | 0 | 504708.3125 | 443.9094 | 98612.9531 | 366010 | 25239.75 | 138573.7969 | 37579.6992 | 81.3604 | 37498.3296 | 0 | 637.685 | 593.807
WtrCldCentChlr-Conv-0.748kwpton | DEER2023 |  | 2022-03-14 21:09:02+00 | Any | Hsp | New | CZ12 | cWVVG | Cap-Tons | 1 | 235501 | None | 2976187 | 848496.8125 | 1266427 | 0 | 409624.8125 | 700.5914 | 87507.7812 | 363432.9062 | 20401.5898 | 151518.2031 | 37588.759 | 81.3604 | 37507.3894 | 0 | 628.959 | 581.922
WtrCldCentChlr-Conv-0.748kwpton | DEER2023 |  | 2022-03-14 21:09:02+00 | Any | Hsp | New | CZ13 | cWVVG | Cap-Tons | 1 | 235501 | None | 3168830 | 848496.8125 | 1266427 | 0 | 573250.875 | 1204.413 | 109679.1016 | 369773.9062 | 29498.1992 | 122074.2969 | 33919.1706 | 81.3604 | 33837.8112 | 0 | 639.374 | 596.755
WtrCldCentChlr-Conv-0.748kwpton | DEER2023 |  | 2022-03-14 21:09:02+00 | Any | Hsp | New | CZ14 | cWVVG | Cap-Tons | 1 | 235501 | None | 3079849 | 848496.8125 | 1266427 | 0 | 497111.9062 | 24.3755 | 102434.3984 | 365356.4062 | 25012.5195 | 136792.7969 | 40231.6006 | 81.3604 | 40150.249 | 0 | 635.102 | 581.729
WtrCldCentChlr-Conv-0.748kwpton | DEER2023 |  | 2022-03-14 21:09:02+00 | Any | Hsp | New | CZ15 | cWVVG | Cap-Tons | 1 | 235501 | None | 3609718 | 848496.8125 | 1266427 | 0 | 933281.375 | 479.7531 | 180301.7031 | 380732.5938 | 42098.0508 | 53023.5312 | 20233.12 | 81.3604 | 20151.7594 | 0 | 688.322 | 637.485
WtrCldCentChlr-Conv-0.748kwpton | DEER2023 |  | 2022-03-14 21:09:02+00 | Any | Hsp | New | CZ16 | cWVVG | Cap-Tons | 1 | 235501 | None | 2724873 | 848496.8125 | 1266427 | 0 | 208410.2969 | 123.7133 | 44085.4805 | 357332.8125 | 15175.7305 | 211785 | 66251.8784 | 81.3604 | 66170.5216 | 0 | 549.131 | 501.613
WtrCldCentChlr-Conv-0.748kwpton | DEER2023 |  | 2022-03-14 21:09:02+00 | Any | Htl | New | CZ01 | cWVVG | Cap-Tons | 1 | 139998.9062 | None | 570447.625 | 162049.9062 | 293493.5 | 0 | 43997.9102 | 59.2549 | 13350.1104 | 57496.2305 | 5644.8599 | 44996.5195 | 20344.7296 | 0 | 20344.7296 | 0 | 108.697 | 108.682
WtrCldCentChlr-Conv-0.748kwpton | DEER2023 |  | 2022-03-14 21:09:02+00 | Any | Htl | New | CZ02 | cWVVG | Cap-Tons | 1 | 139998.9062 | None | 679258.125 | 162049.9062 | 293493.5 | 0 | 134348.0938 | 525.1372 | 29690.3496 | 59150.5898 | 17825.1602 | 26459.0605 | 15114.6803 | 0 | 15114.6803 | 0 | 167.488 | 159.312
WtrCldCentChlr-Conv-0.748kwpton | DEER2023 |  | 2022-03-14 21:09:02+00 | Any | Htl | New | CZ03 | cWVVG | Cap-Tons | 1 | 139998.9062 | None | 643294.375 | 162049.9062 | 293493.5 | 0 | 103970.7031 | 428.8675 | 24894.3203 | 58456.4609 | 14942.8301 | 26556.5801 | 11541.0701 | 0 | 11541.0701 | 0 | 135.583 | 132.158
WtrCldCentChlr-Conv-0.748kwpton | DEER2023 |  | 2022-03-14 21:09:02+00 | Any | Htl | New | CZ04 | cWVVG | Cap-Tons | 1 | 139998.9062 | None | 724910.3125 | 162049.9062 | 293493.5 | 0 | 170436.2031 | 1046.713 | 37329.4609 | 60554 | 22440.8301 | 19336.4902 | 10769.7203 | 0 | 10769.7203 | 0 | 168.773 | 165.326
WtrCldCentChlr-Conv-0.748kwpton | DEER2023 |  | 2022-03-14 21:09:02+00 | Any | Htl | New | CZ05 | cWVVG | Cap-Tons | 1 | 139998.9062 | None | 643263.5 | 162049.9062 | 293493.5 | 0 | 104277 | 519.2643 | 22450.7305 | 60472.5391 | 16589.1602 | 25852.6895 | 11371.9603 | 0 | 11371.9603 | 0 | 135.115 | 118.507
WtrCldCentChlr-Conv-0.748kwpton | DEER2023 |  | 2022-03-14 21:09:02+00 | Any | Htl | New | CZ06 | cWVVG | Cap-Tons | 1 | 139998.9062 | None | 760128.125 | 162049.9062 | 293493.5 | 0 | 199050.2031 | 1491.993 | 41333.7617 | 62708.1992 | 25267.5293 | 12506.9902 | 6703.2602 | 0 | 6703.2602 | 0 | 156.135 | 143.864
WtrCldCentChlr-Conv-0.748kwpton | DEER2023 |  | 2022-03-14 21:09:02+00 | Any | Htl | New | CZ07 | cWVVG | Cap-Tons | 1 | 139998.9062 | None | 736807.625 | 162049.9062 | 293493.5 | 0 | 177955.5 | 1074.494 | 39379.4609 | 62854.1992 | 24540.0996 | 11548.2305 | 5687.9098 | 0 | 5687.9098 | 0 | 148.834 | 131.189
WtrCldCentChlr-Conv-0.748kwpton | DEER2023 |  | 2022-03-14 21:09:02+00 | Any | Htl | New | CZ08 | cWVVG | Cap-Tons | 1 | 139998.9062 | None | 795811.375 | 162049.9062 | 293493.5 | 0 | 227676.0938 | 1697.597 | 46315.6094 | 64578.0195 | 29182.2793 | 11115.4297 | 6430.6682 | 0 | 6430.6682 | 0 | 174.159 | 153.836
WtrCldCentChlr-Conv-0.748kwpton | DEER2023 |  | 2022-03-14 21:09:02+00 | Any | Htl | New | CZ09 | cWVVG | Cap-Tons | 1 | 139998.9062 | None | 801580.3125 | 162049.9062 | 293493.5 | 0 | 232424.2969 | 586.5425 | 51506.8203 | 61518.8008 | 27485.6309 | 13081.04 | 7307.6122 | 0 | 7307.6122 | 0 | 172.48 | 164.431
WtrCldCentChlr-Conv-0.748kwpton | DEER2023 |  | 2022-03-14 21:09:02+00 | Any | Htl | New | CZ10 | cWVVG | Cap-Tons | 1 | 139998.9062 | None | 807177.6875 | 162049.9062 | 293493.5 | 0 | 238030.7969 | 1386.324 | 48632.1602 | 63584.5 | 29199.3203 | 13883.04 | 8513.7997 | 0 | 8513.7997 | 0 | 184.723 | 175.533
WtrCldCentChlr-Conv-0.748kwpton | DEER2023 |  | 2022-03-14 21:09:02+00 | Any | Htl | New | CZ11 | cWVVG | Cap-Tons | 1 | 139998.9062 | None | 792635.375 | 162049.9062 | 293493.5 | 0 | 225253.5938 | 979.2369 | 44939.2812 | 65919.2969 | 28156.4707 | 19736.3906 | 13558.2797 | 0 | 13558.2797 | 0 | 190.988 | 199.117
WtrCldCentChlr-Conv-0.748kwpton | DEER2023 |  | 2022-03-14 21:09:02+00 | Any | Htl | New | CZ12 | cWVVG | Cap-Tons | 1 | 139998.9062 | None | 750192.375 | 162049.9062 | 293493.5 | 0 | 190250.7969 | 1052.469 | 40095.6016 | 63249.5508 | 24269.0898 | 21190.5098 | 13288.0499 | 0 | 13288.0499 | 0 | 180.759 | 188.341
WtrCldCentChlr-Conv-0.748kwpton | DEER2023 |  | 2022-03-14 21:09:02+00 | Any | Htl | New | CZ13 | cWVVG | Cap-Tons | 1 | 139998.9062 | None | 825542.875 | 162049.9062 | 293493.5 | 0 | 251224 | 1572.8311 | 49409.6602 | 67792.25 | 31761.7305 | 17224.9902 | 11541.9597 | 0 | 11541.9597 | 0 | 194.178 | 198.074
WtrCldCentChlr-Conv-0.748kwpton | DEER2023 |  | 2022-03-14 21:09:02+00 | Any | Htl | New | CZ14 | cWVVG | Cap-Tons | 1 | 139998.9062 | None | 802216.875 | 162049.9062 | 293493.5 | 0 | 232569.2969 | 461.0045 | 46627.9219 | 67014.9609 | 29503.1895 | 18841.4492 | 12983.6006 | 0 | 12983.6006 | 0 | 192.54 | 188.28
WtrCldCentChlr-Conv-0.748kwpton | DEER2023 |  | 2022-03-14 21:09:02+00 | Any | Htl | New | CZ15 | cWVVG | Cap-Tons | 1 | 139998.9062 | None | 996689.3125 | 162049.9062 | 293493.5 | 0 | 392084.5938 | 1209.073 | 73254.7578 | 74596.6875 | 44893.5 | 7008.9131 | 5020.736 | 0 | 5020.736 | 0 | 227.579 | 220.403
WtrCldCentChlr-Conv-0.748kwpton | DEER2023 |  | 2022-03-14 21:09:02+00 | Any | Htl | New | CZ16 | cWVVG | Cap-Tons | 1 | 139998.9062 | None | 660886.125 | 162049.9062 | 293493.5 | 0 | 113749.7031 | 485.9428 | 24187.8496 | 66918.6562 | 18491.8301 | 33964.3711 | 25514.8211 | 0 | 25514.8211 | 0 | 145.334 | 142.17
WtrCldCentChlr-Conv-0.748kwpton | DEER2023 |  | 2022-03-14 21:09:02+00 | Any | MBT | New | CZ01 | cWVVG | Cap-Tons | 1 | 199999.2031 | None | 1269626 | 366189 | 737073.3125 | 0 | 41498.6289 | 140.4858 | 11914.4404 | 112803.3984 | 1740.551 | 51532.5898 | 14361.0803 | 0 | 14361.0803 | 0 | 425.159 | 190.575
WtrCldCentChlr-Conv-0.748kwpton | DEER2023 |  | 2022-03-14 21:09:02+00 | Any | MBT | New | CZ02 | cWVVG | Cap-Tons | 1 | 199999.2031 | None | 1419664 | 366189 | 737073.3125 | 0 | 160761.7969 | 761.4167 | 33601.6484 | 121270.7031 | 7367.168 | 31741.4395 | 11427.84 | 0 | 11427.84 | 0 | 510.148 | 246.697
WtrCldCentChlr-Conv-0.748kwpton | DEER2023 |  | 2022-03-14 21:09:02+00 | Any | MBT | New | CZ03 | cWVVG | Cap-Tons | 1 | 199999.2031 | None | 1379344 | 366189 | 737073.3125 | 0 | 125790.7031 | 758.6732 | 27582.7207 | 121943.5 | 6175.3979 | 26176.8496 | 10405.0598 | 0 | 10405.0598 | 0 | 467.286 | 214.532
WtrCldCentChlr-Conv-0.748kwpton | DEER2023 |  | 2022-03-14 21:09:02+00 | Any | MBT | New | CZ04 | cWVVG | Cap-Tons | 1 | 199999.2031 | None | 1468928 | 366189 | 737073.3125 | 0 | 197681.7031 | 1482.5 | 40619.6914 | 125876 | 9664.8281 | 21938.7207 | 9399.8662 | 0 | 9399.8662 | 0 | 510.874 | 251.229
WtrCldCentChlr-Conv-0.748kwpton | DEER2023 |  | 2022-03-14 21:09:02+00 | Any | MBT | New | CZ05 | cWVVG | Cap-Tons | 1 | 199999.2031 | None | 1399479 | 366189 | 737073.3125 | 0 | 142358.7969 | 937.1705 | 29160.4102 | 123754.1016 | 7119.2129 | 24565.7305 | 10170.2502 | 0 | 10170.2502 | 0 | 460.307 | 204.19
WtrCldCentChlr-Conv-0.748kwpton | DEER2023 |  | 2022-03-14 21:09:02+00 | Any | MBT | New | CZ06 | cWVVG | Cap-Tons | 1 | 199999.2031 | None | 1565673 | 366189 | 737073.3125 | 0 | 273929.5938 | 2668.3301 | 56573.0703 | 129234.6016 | 11795.8604 | 11331.8203 | 8087.2013 | 0 | 8087.2013 | 0 | 513.372 | 235.3
WtrCldCentChlr-Conv-0.748kwpton | DEER2023 |  | 2022-03-14 21:09:02+00 | Any | MBT | New | CZ07 | cWVVG | Cap-Tons | 1 | 199999.2031 | None | 1527337 | 366189 | 737073.3125 | 0 | 241884.5 | 1769.396 | 51473.6797 | 128941.2031 | 11332.71 | 8298.1162 | 7617.5981 | 0 | 7617.5981 | 0 | 507.665 | 229.052
WtrCldCentChlr-Conv-0.748kwpton | DEER2023 |  | 2022-03-14 21:09:02+00 | Any | MBT | New | CZ08 | cWVVG | Cap-Tons | 1 | 199999.2031 | None | 1600261 | 366189 | 737073.3125 | 0 | 300358.6875 | 2470.323 | 61302.0508 | 132861.7969 | 14222.25 | 10461.2803 | 7690.0147 | 0 | 7690.0147 | 0 | 531.605 | 243.782
WtrCldCentChlr-Conv-0.748kwpton | DEER2023 |  | 2022-03-14 21:09:02+00 | Any | MBT | New | CZ09 | cWVVG | Cap-Tons | 1 | 199999.2031 | None | 1568544 | 366189 | 737073.3125 | 0 | 275858.8125 | 894.6716 | 57848.2695 | 130674 | 13221.9297 | 13411.5498 | 7819.7562 | 0 | 7819.7562 | 0 | 534.302 | 254.496
WtrCldCentChlr-Conv-0.748kwpton | DEER2023 |  | 2022-03-14 21:09:02+00 | Any | MBT | New | CZ10 | cWVVG | Cap-Tons | 1 | 199999.2031 | None | 1582755 | 366189 | 737073.3125 | 0 | 288581.1875 | 1954.9139 | 57874.8594 | 131075.2969 | 14029.8203 | 14999.6602 | 8258.3949 | 0 | 8258.3949 | 0 | 548.441 | 265.517
WtrCldCentChlr-Conv-0.748kwpton | DEER2023 |  | 2022-03-14 21:09:02+00 | Any | MBT | New | CZ11 | cWVVG | Cap-Tons | 1 | 199999.2031 | None | 1542205 | 366189 | 737073.3125 | 0 | 257082 | 1176.632 | 53180.3789 | 127497.8984 | 13547.1904 | 24742.3809 | 10568.2701 | 0 | 10568.2701 | 0 | 554.106 | 300.784
WtrCldCentChlr-Conv-0.748kwpton | DEER2023 |  | 2022-03-14 21:09:02+00 | Any | MBT | New | CZ12 | cWVVG | Cap-Tons | 1 | 199999.2031 | None | 1489951 | 366189 | 737073.3125 | 0 | 215531.7031 | 1339.6689 | 43864.7188 | 125947 | 10795.6504 | 27133.0898 | 10510.7699 | 0 | 10510.7699 | 0 | 544.033 | 280.93
WtrCldCentChlr-Conv-0.748kwpton | DEER2023 |  | 2022-03-14 21:09:02+00 | Any | MBT | New | CZ13 | cWVVG | Cap-Tons | 1 | 199999.2031 | None | 1575726 | 366189 | 737073.3125 | 0 | 280810.4062 | 1835.155 | 57847.7383 | 131965.5 | 15160.4102 | 23629.4492 | 9780.1952 | 0 | 9780.1952 | 0 | 564.398 | 300.503
WtrCldCentChlr-Conv-0.748kwpton | DEER2023 |  | 2022-03-14 21:09:02+00 | Any | MBT | New | CZ14 | cWVVG | Cap-Tons | 1 | 199999.2031 | None | 1551589 | 366189 | 737073.3125 | 0 | 263472.6875 | 650.0714 | 54203.7812 | 129994.5 | 13630.1299 | 23185.1191 | 10736.3597 | 0 | 10736.3597 | 0 | 559.629 | 279.996
WtrCldCentChlr-Conv-0.748kwpton | DEER2023 |  | 2022-03-14 21:09:02+00 | Any | MBT | New | CZ15 | cWVVG | Cap-Tons | 1 | 199999.2031 | None | 1813798 | 366189 | 737073.3125 | 0 | 467203.3125 | 1528.9871 | 95122.0938 | 146675.4062 | 24438.4609 | 6849.1152 | 6644.9728 | 0 | 6644.9728 | 0 | 607.603 | 312.038
WtrCldCentChlr-Conv-0.748kwpton | DEER2023 |  | 2022-03-14 21:09:02+00 | Any | MBT | New | CZ16 | cWVVG | Cap-Tons | 1 | 199999.2031 | None | 1346231 | 366189 | 737073.3125 | 0 | 105215.7969 | 553.8168 | 22164.6406 | 115028.1016 | 5979.6318 | 43807.7891 | 19321.3696 | 0 | 19321.3696 | 0 | 473.357 | 224.484
WtrCldCentChlr-Conv-0.748kwpton | DEER2023 |  | 2022-03-14 21:09:02+00 | Any | Nrs | New | CZ01 | cWVVG | Cap-Tons | 1 | 60654.5781 | None | 645337.625 | 124089.5 | 419568.5938 | 0 | 5773.0669 | 7.9492 | 3184.2839 | 92713.5938 | 995.0484 | 74955.3125 | 23791.4598 | 117.2249 | 23674.24 | 0 | 110.879 | 105.516
WtrCldCentChlr-Conv-0.748kwpton | DEER2023 |  | 2022-03-14 21:09:02+00 | Any | Nrs | New | CZ02 | cWVVG | Cap-Tons | 1 | 60654.5781 | None | 706942.125 | 124089.5 | 419568.5938 | 0 | 57272.4102 | 244.7945 | 12593.6797 | 93172.6875 | 14471.7803 | 49962.6602 | 16360.2906 | 117.2249 | 16243.0694 | 0 | 147.605 | 137.965
WtrCldCentChlr-Conv-0.748kwpton | DEER2023 |  | 2022-03-14 21:09:02+00 | Any | Nrs | New | CZ03 | cWVVG | Cap-Tons | 1 | 60654.5781 | None | 683505.3125 | 124089.5 | 419568.5938 | 0 | 36383.6797 | 141.2329 | 10220.4004 | 93100.8984 | 9188.6377 | 50144 | 13932.5094 | 117.2249 | 13815.2806 | 0 | 127.44 | 121.624
WtrCldCentChlr-Conv-0.748kwpton | DEER2023 |  | 2022-03-14 21:09:02+00 | Any | Nrs | New | CZ04 | cWVVG | Cap-Tons | 1 | 60654.5781 | None | 733062.3125 | 124089.5 | 419568.5938 | 0 | 78423.2188 | 536.6799 | 17109.2109 | 93334.5 | 19801.4102 | 37403.25 | 11388.3904 | 117.2249 | 11271.1706 | 0 | 148.347 | 142.702
WtrCldCentChlr-Conv-0.748kwpton | DEER2023 |  | 2022-03-14 21:09:02+00 | Any | Nrs | New | CZ05 | cWVVG | Cap-Tons | 1 | 60654.5781 | None | 687793.875 | 124089.5 | 419568.5938 | 0 | 40437.3594 | 167.7337 | 10381.9297 | 93148.2969 | 11479.0098 | 48236.8203 | 14483.8502 | 117.2249 | 14366.6304 | 0 | 126.932 | 112.801
WtrCldCentChlr-Conv-0.748kwpton | DEER2023 |  | 2022-03-14 21:09:02+00 | Any | Nrs | New | CZ06 | cWVVG | Cap-Tons | 1 | 60654.5781 | None | 759554.375 | 124089.5 | 419568.5938 | 0 | 100214.5 | 711.7578 | 21589.0898 | 93380.2266 | 23860.0801 | 26495.2207 | 7998.6522 | 117.2249 | 7881.4272 | 0 | 135.682 | 132.077
WtrCldCentChlr-Conv-0.748kwpton | DEER2023 |  | 2022-03-14 21:09:02+00 | Any | Nrs | New | CZ07 | cWVVG | Cap-Tons | 1 | 60654.5781 | None | 754347.1875 | 124089.5 | 419568.5938 | 0 | 94151.9297 | 485.2014 | 22684.8105 | 93366.4375 | 22998.7891 | 23755.7695 | 6831.7178 | 117.2249 | 6714.4922 | 0 | 129.461 | 122.349
WtrCldCentChlr-Conv-0.748kwpton | DEER2023 |  | 2022-03-14 21:09:02+00 | Any | Nrs | New | CZ08 | cWVVG | Cap-Tons | 1 | 60654.5781 | None | 786141.8125 | 124089.5 | 419568.5938 | 0 | 122733.5 | 867.2083 | 25391.1504 | 93491.25 | 28146.5391 | 23892.9609 | 7642.2003 | 117.2249 | 7524.976 | 0 | 154.026 | 137.984
WtrCldCentChlr-Conv-0.748kwpton | DEER2023 |  | 2022-03-14 21:09:02+00 | Any | Nrs | New | CZ09 | cWVVG | Cap-Tons | 1 | 60654.5781 | None | 782278.8125 | 124089.5 | 419568.5938 | 0 | 119208.8984 | 333.7514 | 25579.9004 | 93497.6328 | 27114.6895 | 26556.8906 | 8027.0502 | 117.2249 | 7909.8272 | 0 | 154.209 | 145.539
WtrCldCentChlr-Conv-0.748kwpton | DEER2023 |  | 2022-03-14 21:09:02+00 | Any | Nrs | New | CZ10 | cWVVG | Cap-Tons | 1 | 60654.5781 | None | 787764.3125 | 124089.5 | 419568.5938 | 0 | 124902.7969 | 804.3187 | 24873.8496 | 93524.5 | 28140.4395 | 27918.5391 | 9362.9242 | 117.2249 | 9245.6973 | 0 | 159.026 | 147.162
WtrCldCentChlr-Conv-0.748kwpton | DEER2023 |  | 2022-03-14 21:09:02+00 | Any | Nrs | New | CZ11 | cWVVG | Cap-Tons | 1 | 60654.5781 | None | 784003.125 | 124089.5 | 419568.5938 | 0 | 122670.7969 | 613.4281 | 23615.0098 | 93446.0234 | 25659.8105 | 36486.9414 | 13472.9101 | 117.2249 | 13355.68 | 0 | 164.936 | 162.183
WtrCldCentChlr-Conv-0.748kwpton | DEER2023 |  | 2022-03-14 21:09:02+00 | Any | Nrs | New | CZ12 | cWVVG | Cap-Tons | 1 | 60654.5781 | None | 749634.5 | 124089.5 | 419568.5938 | 0 | 92734.3672 | 575.8716 | 19304.3594 | 93361.1406 | 21066.5098 | 39437.5312 | 13590.2899 | 117.2249 | 13473.0598 | 0 | 158.006 | 154.807
WtrCldCentChlr-Conv-0.748kwpton | DEER2023 |  | 2022-03-14 21:09:02+00 | Any | Nrs | New | CZ13 | cWVVG | Cap-Tons | 1 | 60654.5781 | None | 802265.875 | 124089.5 | 419568.5938 | 0 | 137998.7969 | 976.9423 | 26085.5391 | 93546.8203 | 29161.5801 | 32067.1504 | 11800.9203 | 117.2249 | 11683.7005 | 0 | 166.334 | 161.508
WtrCldCentChlr-Conv-0.748kwpton | DEER2023 |  | 2022-03-14 21:09:02+00 | Any | Nrs | New | CZ14 | cWVVG | Cap-Tons | 1 | 60654.5781 | None | 785823.6875 | 124089.5 | 419568.5938 | 0 | 124861.7031 | 342.8122 | 23432.7402 | 93528.2109 | 26826.3398 | 35014.6992 | 14467.1898 | 117.2249 | 14349.9699 | 0 | 165.362 | 157.556
WtrCldCentChlr-Conv-0.748kwpton | DEER2023 |  | 2022-03-14 21:09:02+00 | Any | Nrs | New | CZ15 | cWVVG | Cap-Tons | 1 | 60654.5781 | None | 916181.5 | 124089.5 | 419568.5938 | 0 | 236558.2969 | 876.5474 | 41058.2812 | 94030.4531 | 43631.8008 | 13733.6699 | 4999.1139 | 117.2249 | 4881.8899 | 0 | 185.04 | 174.621
WtrCldCentChlr-Conv-0.748kwpton | DEER2023 |  | 2022-03-14 21:09:02+00 | Any | Nrs | New | CZ16 | cWVVG | Cap-Tons | 1 | 60654.5781 | None | 693271.3125 | 124089.5 | 419568.5938 | 0 | 46095.5703 | 192.1301 | 10288.5996 | 93035.8906 | 13913.9902 | 54850.1797 | 26251.0899 | 117.2249 | 26133.8598 | 0 | 134.704 | 128.396
WtrCldCentChlr-Conv-0.748kwpton | DEER2023 |  | 2022-03-14 21:09:02+00 | Any | OfL | New | CZ01 | cWVVG | Cap-Tons | 1 | 174998.9062 | None | 1331821 | 289618.8125 | 892052.375 | 0 | 46830.0312 | 116.097 | 13635.1699 | 89568.8594 | 165.0932 | 50284.5391 | 6667.0797 | 0 | 6667.0797 | 0 | 434.685 | 242.63
WtrCldCentChlr-Conv-0.748kwpton | DEER2023 |  | 2022-03-14 21:09:02+00 | Any | OfL | New | CZ02 | cWVVG | Cap-Tons | 1 | 174998.9062 | None | 1540722 | 289618.8125 | 892052.375 | 0 | 204064.2969 | 909.7534 | 40716.8008 | 113360.1016 | 4558.1362 | 27432.6504 | 5273.632 | 0 | 5273.632 | 0 | 541.69 | 315.382
WtrCldCentChlr-Conv-0.748kwpton | DEER2023 |  | 2022-03-14 21:09:02+00 | Any | OfL | New | CZ03 | cWVVG | Cap-Tons | 1 | 174998.9062 | None | 1475796 | 289618.8125 | 892052.375 | 0 | 153242.7031 | 837.0037 | 33028.2305 | 107016.6016 | 3185.335 | 23888.7207 | 3831.7251 | 0 | 3831.7251 | 0 | 492.915 | 278.887
WtrCldCentChlr-Conv-0.748kwpton | DEER2023 |  | 2022-03-14 21:09:02+00 | Any | OfL | New | CZ04 | cWVVG | Cap-Tons | 1 | 174998.9062 | None | 1597960 | 289618.8125 | 892052.375 | 0 | 245568.2969 | 1805.897 | 48080.8906 | 120834.7031 | 11489.9697 | 18000.6895 | 3651.5059 | 0 | 3651.5059 | 0 | 544.636 | 315.681
WtrCldCentChlr-Conv-0.748kwpton | DEER2023 |  | 2022-03-14 21:09:02+00 | Any | OfL | New | CZ05 | cWVVG | Cap-Tons | 1 | 174998.9062 | None | 1511464 | 289618.8125 | 892052.375 | 0 | 180846 | 1048.396 | 36436.3516 | 111462.6016 | 2898.5481 | 18110.2598 | 2842.401 | 0 | 2842.401 | 0 | 489.543 | 255.693
WtrCldCentChlr-Conv-0.748kwpton | DEER2023 |  | 2022-03-14 21:09:02+00 | Any | OfL | New | CZ06 | cWVVG | Cap-Tons | 1 | 174998.9062 | None | 1689266 | 289618.8125 | 892052.375 | 0 | 320308.4062 | 3086.532 | 59006.8594 | 125193.7031 | 31626.4297 | 7660.29 | 1545.776 | 0 | 1545.776 | 0 | 534.636 | 282.861
WtrCldCentChlr-Conv-0.748kwpton | DEER2023 |  | 2022-03-14 21:09:02+00 | Any | OfL | New | CZ07 | cWVVG | Cap-Tons | 1 | 174998.9062 | None | 1640342 | 289618.8125 | 892052.375 | 0 | 278203.5938 | 2089.3911 | 52617.5195 | 125760.7969 | 30928.3301 | 6598.7539 | 931.4982 | 0 | 931.4982 | 0 | 524.696 | 265.795
WtrCldCentChlr-Conv-0.748kwpton | DEER2023 |  | 2022-03-14 21:09:02+00 | Any | OfL | New | CZ08 | cWVVG | Cap-Tons | 1 | 174998.9062 | None | 1737290 | 289618.8125 | 892052.375 | 0 | 353825.0938 | 2897.5691 | 62881.1016 | 136015.5938 | 53601.4414 | 6632.6348 | 1481.811 | 0 | 1481.811 | 0 | 562.651 | 287.04
WtrCldCentChlr-Conv-0.748kwpton | DEER2023 |  | 2022-03-14 21:09:02+00 | Any | OfL | New | CZ09 | cWVVG | Cap-Tons | 1 | 174998.9062 | None | 1709259 | 289618.8125 | 892052.375 | 0 | 332762.5938 | 1118.9969 | 59920.8008 | 133786.2969 | 28568.25 | 11496.0596 | 1779.893 | 0 | 1779.893 | 0 | 554.824 | 302.395
WtrCldCentChlr-Conv-0.748kwpton | DEER2023 |  | 2022-03-14 21:09:02+00 | Any | OfL | New | CZ10 | cWVVG | Cap-Tons | 1 | 174998.9062 | None | 1732805 | 289618.8125 | 892052.375 | 0 | 348684 | 2355.0481 | 61962.8281 | 138132.5938 | 38833.1016 | 12326.3799 | 2223.66 | 0 | 2223.66 | 0 | 578.273 | 318.96
WtrCldCentChlr-Conv-0.748kwpton | DEER2023 |  | 2022-03-14 21:09:02+00 | Any | OfL | New | CZ11 | cWVVG | Cap-Tons | 1 | 174998.9062 | None | 1689325 | 289618.8125 | 892052.375 | 0 | 311323.6875 | 1441.754 | 57761.1406 | 137127.4062 | 27655.4004 | 23951.7305 | 6072.2822 | 0 | 6072.2822 | 0 | 584.598 | 368.218
WtrCldCentChlr-Conv-0.748kwpton | DEER2023 |  | 2022-03-14 21:09:02+00 | Any | OfL | New | CZ12 | cWVVG | Cap-Tons | 1 | 174998.9062 | None | 1630668 | 289618.8125 | 892052.375 | 0 | 268021.5 | 1651.806 | 50493.0781 | 128831.2031 | 14532.2402 | 24504.4199 | 5293.807 | 0 | 5293.807 | 0 | 571.731 | 350.959
WtrCldCentChlr-Conv-0.748kwpton | DEER2023 |  | 2022-03-14 21:09:02+00 | Any | OfL | New | CZ13 | cWVVG | Cap-Tons | 1 | 174998.9062 | None | 1724060 | 289618.8125 | 892052.375 | 0 | 334491.8125 | 2331.958 | 61403.7305 | 144161.9062 | 51909.8594 | 22293.0508 | 4801.0541 | 0 | 4801.0541 | 0 | 593.126 | 356.679
WtrCldCentChlr-Conv-0.748kwpton | DEER2023 |  | 2022-03-14 21:09:02+00 | Any | OfL | New | CZ14 | cWVVG | Cap-Tons | 1 | 174998.9062 | None | 1703715 | 289618.8125 | 892052.375 | 0 | 321943.9062 | 803.2371 | 58607.3008 | 140689.5938 | 42169.2109 | 21413.7207 | 5058.6259 | 0 | 5058.6259 | 0 | 592.218 | 340.353
WtrCldCentChlr-Conv-0.748kwpton | DEER2023 |  | 2022-03-14 21:09:02+00 | Any | OfL | New | CZ15 | cWVVG | Cap-Tons | 1 | 174998.9062 | None | 1974670 | 289618.8125 | 892052.375 | 0 | 531531.1875 | 1809.6021 | 89517.3828 | 170141.7969 | 96910.9219 | 5014.498 | 1351.223 | 0 | 1351.223 | 0 | 650.98 | 370.444
WtrCldCentChlr-Conv-0.748kwpton | DEER2023 |  | 2022-03-14 21:09:02+00 | Any | OfL | New | CZ16 | cWVVG | Cap-Tons | 1 | 174998.9062 | None | 1479677 | 289618.8125 | 892052.375 | 0 | 143823.5938 | 724.8521 | 29567.2695 | 123890 | 8703.1367 | 45789.0391 | 14307.0797 | 0 | 14307.0797 | 0 | 505.267 | 296.053
WtrCldCentChlr-Conv-0.748kwpton | DEER2023 |  | 2022-03-14 21:09:02+00 | Any | OfS | New | CZ01 | cWVVG | Cap-Tons | 1 | 10000.0801 | None | 67655.1562 | 13865.4297 | 42917.1289 | 0 | 3460.7 | 16.6951 | 1660.394 | 5734.7251 | 90.2619 | 3749.2571 | 1204.738 | 0 | 1204.738 | 0 | 25.547 | 12.4
WtrCldCentChlr-Conv-0.748kwpton | DEER2023 |  | 2022-03-14 21:09:02+00 | Any | OfS | New | CZ02 | cWVVG | Cap-Tons | 1 | 10000.0801 | None | 84590.2422 | 13865.4297 | 42917.1289 | 0 | 15951.1797 | 95.4584 | 4756.0459 | 7004.8931 | 1132.551 | 2011.772 | 841.4677 | 0 | 841.4677 | 0 | 31.919 | 17.117
WtrCldCentChlr-Conv-0.748kwpton | DEER2023 |  | 2022-03-14 21:09:02+00 | Any | OfS | New | CZ03 | cWVVG | Cap-Tons | 1 | 10000.0801 | None | 79187.6719 | 13865.4297 | 42917.1289 | 0 | 11800.25 | 88.3002 | 4041.8259 | 6474.6138 | 670.6275 | 1897.647 | 727.7132 | 0 | 727.7132 | 0 | 28.626 | 14.378
WtrCldCentChlr-Conv-0.748kwpton | DEER2023 |  | 2022-03-14 21:09:02+00 | Any | OfS | New | CZ04 | cWVVG | Cap-Tons | 1 | 10000.0801 | None | 89016.0703 | 13865.4297 | 42917.1289 | 0 | 18921.7109 | 171.6302 | 5770.8789 | 7369.1792 | 1655.108 | 1427.489 | 606.2735 | 0 | 606.2735 | 0 | 32.136 | 17.29
WtrCldCentChlr-Conv-0.748kwpton | DEER2023 |  | 2022-03-14 21:09:02+00 | Any | OfS | New | CZ05 | cWVVG | Cap-Tons | 1 | 10000.0801 | None | 80471.6719 | 13865.4297 | 42917.1289 | 0 | 12869.0303 | 101.0926 | 3933.313 | 6785.583 | 689.3813 | 1586.423 | 671.416 | 0 | 671.416 | 0 | 28.222 | 12.983
WtrCldCentChlr-Conv-0.748kwpton | DEER2023 |  | 2022-03-14 21:09:02+00 | Any | OfS | New | CZ06 | cWVVG | Cap-Tons | 1 | 10000.0801 | None | 94934.8438 | 13865.4297 | 42917.1289 | 0 | 23683.7891 | 267.9807 | 6724.333 | 7476.0391 | 1607.744 | 688.9059 | 389.475 | 0 | 389.475 | 0 | 31.848 | 14.63
WtrCldCentChlr-Conv-0.748kwpton | DEER2023 |  | 2022-03-14 21:09:02+00 | Any | OfS | New | CZ07 | cWVVG | Cap-Tons | 1 | 10000.0801 | None | 91365.6328 | 13865.4297 | 42917.1289 | 0 | 21002.6602 | 199.2178 | 6108.6431 | 7272.4312 | 1485.422 | 619.4046 | 317.9776 | 0 | 317.9776 | 0 | 30.902 | 13.226
WtrCldCentChlr-Conv-0.748kwpton | DEER2023 |  | 2022-03-14 21:09:02+00 | Any | OfS | New | CZ08 | cWVVG | Cap-Tons | 1 | 10000.0801 | None | 98765.5625 | 13865.4297 | 42917.1289 | 0 | 26478.4395 | 272.6157 | 7157.002 | 8074.8208 | 2598.0549 | 645.825 | 378.4288 | 0 | 378.4288 | 0 | 33.471 | 16.067
WtrCldCentChlr-Conv-0.748kwpton | DEER2023 |  | 2022-03-14 21:09:02+00 | Any | OfS | New | CZ09 | cWVVG | Cap-Tons | 1 | 10000.0801 | None | 101465.2969 | 13865.4297 | 42917.1289 | 0 | 28383.0508 | 138.8755 | 8252.1055 | 7908.5122 | 2529.3601 | 886.865 | 362.8342 | 0 | 362.8342 | 0 | 33.792 | 17.022
WtrCldCentChlr-Conv-0.748kwpton | DEER2023 |  | 2022-03-14 21:09:02+00 | Any | OfS | New | CZ10 | cWVVG | Cap-Tons | 1 | 10000.0801 | None | 99821.4062 | 13865.4297 | 42917.1289 | 0 | 27174.6992 | 228.6329 | 7469.939 | 8165.4448 | 2984.397 | 967.2519 | 409.742 | 0 | 409.742 | 0 | 34.366 | 17.181
WtrCldCentChlr-Conv-0.748kwpton | DEER2023 |  | 2022-03-14 21:09:02+00 | Any | OfS | New | CZ11 | cWVVG | Cap-Tons | 1 | 10000.0801 | None | 96936.6719 | 13865.4297 | 42917.1289 | 0 | 24914.0801 | 142.9401 | 6689.3862 | 8407.5527 | 3506.9299 | 1736.788 | 739.537 | 0 | 739.537 | 0 | 34.695 | 21.424
WtrCldCentChlr-Conv-0.748kwpton | DEER2023 |  | 2022-03-14 21:09:02+00 | Any | OfS | New | CZ12 | cWVVG | Cap-Tons | 1 | 10000.0801 | None | 92123.1719 | 13865.4297 | 42917.1289 | 0 | 21168.1797 | 165.5228 | 6057.1631 | 7949.6182 | 2103.219 | 1808.528 | 757.3002 | 0 | 757.3002 | 0 | 34.097 | 19.968
WtrCldCentChlr-Conv-0.748kwpton | DEER2023 |  | 2022-03-14 21:09:02+00 | Any | OfS | New | CZ13 | cWVVG | Cap-Tons | 1 | 10000.0801 | None | 99288.6484 | 13865.4297 | 42917.1289 | 0 | 26261.4297 | 216.9671 | 7258.834 | 8768.7305 | 4121.3848 | 1608.4139 | 639.4871 | 0 | 639.4871 | 0 | 35.312 | 20.33
WtrCldCentChlr-Conv-0.748kwpton | DEER2023 |  | 2022-03-14 21:09:02+00 | Any | OfS | New | CZ14 | cWVVG | Cap-Tons | 1 | 10000.0801 | None | 100880.2969 | 13865.4297 | 42917.1289 | 0 | 27790.8594 | 88.7181 | 7559.7749 | 8658.1943 | 3539.1001 | 1625.73 | 663.0521 | 0 | 663.0521 | 0 | 35.392 | 19.124
WtrCldCentChlr-Conv-0.748kwpton | DEER2023 |  | 2022-03-14 21:09:02+00 | Any | OfS | New | CZ15 | cWVVG | Cap-Tons | 1 | 10000.0801 | None | 123072.8984 | 13865.4297 | 42917.1289 | 0 | 44688.0508 | 209.6524 | 11063.9004 | 10328.5596 | 6710.8359 | 384.0719 | 173.4967 | 0 | 173.4967 | 0 | 39.002 | 20.916
WtrCldCentChlr-Conv-0.748kwpton | DEER2023 |  | 2022-03-14 21:09:02+00 | Any | OfS | New | CZ16 | cWVVG | Cap-Tons | 1 | 10000.0801 | None | 79336.0391 | 13865.4297 | 42917.1289 | 0 | 10805.0596 | 65.5688 | 3485.897 | 8196.8662 | 1309.468 | 3554.7849 | 1541.7459 | 0 | 1541.7459 | 0 | 29.929 | 15.899
WtrCldCentChlr-Conv-0.748kwpton | DEER2023 |  | 2022-03-14 21:09:02+00 | Any | Rt3 | New | CZ01 | cWVVG | Cap-Tons | 1 | 120000.5 | None | 1022941 | 514297.1875 | 410310 | 0 | 25101.2305 | 59.4166 | 8282.1816 | 64889.9883 | 13581.8398 | 33791.5 | 8281.4112 | 0 | 8281.4112 | 0 | 274.49 | 222.355
WtrCldCentChlr-Conv-0.748kwpton | DEER2023 |  | 2022-03-14 21:09:02+00 | Any | Rt3 | New | CZ02 | cWVVG | Cap-Tons | 1 | 120000.5 | None | 1178727 | 514297.1875 | 410310 | 0 | 146198.0938 | 680.6138 | 29679.4707 | 77560.5391 | 43863.9102 | 15156.21 | 5888.0333 | 0 | 5888.0333 | 0 | 352.441 | 302.379
WtrCldCentChlr-Conv-0.748kwpton | DEER2023 |  | 2022-03-14 21:09:02+00 | Any | Rt3 | New | CZ03 | cWVVG | Cap-Tons | 1 | 120000.5 | None | 1122991 | 514297.1875 | 410310 | 0 | 102206.8984 | 531.9816 | 23132.6504 | 72511.6562 | 39762.6797 | 14628.6104 | 4310.0301 | 0 | 4310.0301 | 0 | 309.957 | 266.252
WtrCldCentChlr-Conv-0.748kwpton | DEER2023 |  | 2022-03-14 21:09:02+00 | Any | Rt3 | New | CZ04 | cWVVG | Cap-Tons | 1 | 120000.5 | None | 1231777 | 514297.1875 | 410310 | 0 | 186159 | 1434.141 | 36482.9414 | 83092.4922 | 56911.3984 | 10058.3799 | 3534.3501 | 0 | 3534.3501 | 0 | 355.785 | 312.007
WtrCldCentChlr-Conv-0.748kwpton | DEER2023 |  | 2022-03-14 21:09:02+00 | Any | Rt3 | New | CZ05 | cWVVG | Cap-Tons | 1 | 120000.5 | None | 1139742 | 514297.1875 | 410310 | 0 | 113065.5 | 623.5271 | 23659.9492 | 77785.3828 | 43839.0781 | 11864.9297 | 3201.136 | 0 | 3201.136 | 0 | 306.301 | 245.337
WtrCldCentChlr-Conv-0.748kwpton | DEER2023 |  | 2022-03-14 21:09:02+00 | Any | Rt3 | New | CZ06 | cWVVG | Cap-Tons | 1 | 120000.5 | None | 1292269 | 514297.1875 | 410310 | 0 | 236067.5938 | 2266.6399 | 45122.7695 | 84203.8828 | 62643.2891 | 4507.6182 | 1317.308 | 0 | 1317.308 | 0 | 356.625 | 296.552
WtrCldCentChlr-Conv-0.748kwpton | DEER2023 |  | 2022-03-14 21:09:02+00 | Any | Rt3 | New | CZ07 | cWVVG | Cap-Tons | 1 | 120000.5 | None | 1266967 | 514297.1875 | 410310 | 0 | 212300.2031 | 1511.9611 | 41754.4219 | 86792.5391 | 65595.9375 | 3386.2 | 815.7774 | 0 | 815.7774 | 0 | 351.23 | 296.171
WtrCldCentChlr-Conv-0.748kwpton | DEER2023 |  | 2022-03-14 21:09:02+00 | Any | Rt3 | New | CZ08 | cWVVG | Cap-Tons | 1 | 120000.5 | None | 1349447 | 514297.1875 | 410310 | 0 | 275439.0938 | 2262.6479 | 50524.25 | 96612.3516 | 78662.7266 | 3077.6899 | 1078.939 | 0 | 1078.939 | 0 | 365.929 | 297.376
WtrCldCentChlr-Conv-0.748kwpton | DEER2023 |  | 2022-03-14 21:09:02+00 | Any | Rt3 | New | CZ09 | cWVVG | Cap-Tons | 1 | 120000.5 | None | 1326555 | 514297.1875 | 410310 | 0 | 261154.2031 | 796.1336 | 50514.1602 | 89482.2812 | 72385.0312 | 4692.062 | 1401.9379 | 0 | 1401.9379 | 0 | 341.615 | 299.108
WtrCldCentChlr-Conv-0.748kwpton | DEER2023 |  | 2022-03-14 21:09:02+00 | Any | Rt3 | New | CZ10 | cWVVG | Cap-Tons | 1 | 120000.5 | None | 1343658 | 514297.1875 | 410310 | 0 | 273157.8125 | 1896.834 | 49710.3594 | 94284.9766 | 76257.4062 | 6022.8672 | 2112.532 | 0 | 2112.532 | 0 | 401.964 | 350.385
WtrCldCentChlr-Conv-0.748kwpton | DEER2023 |  | 2022-03-14 21:09:02+00 | Any | Rt3 | New | CZ11 | cWVVG | Cap-Tons | 1 | 120000.5 | None | 1294667 | 514297.1875 | 410310 | 0 | 237136.9062 | 1140.517 | 42762.4414 | 89019.6797 | 65528.6914 | 11702.25 | 4183.0179 | 0 | 4183.0179 | 0 | 394.338 | 344.867
WtrCldCentChlr-Conv-0.748kwpton | DEER2023 |  | 2022-03-14 21:09:02+00 | Any | Rt3 | New | CZ12 | cWVVG | Cap-Tons | 1 | 120000.5 | None | 1257036 | 514297.1875 | 410310 | 0 | 207379.7031 | 1310.9821 | 39493.7695 | 84243.0703 | 59975.5117 | 12323.1602 | 4916.768 | 0 | 4916.768 | 0 | 388.956 | 341.275
WtrCldCentChlr-Conv-0.748kwpton | DEER2023 |  | 2022-03-14 21:09:02+00 | Any | Rt3 | New | CZ13 | cWVVG | Cap-Tons | 1 | 120000.5 | None | 1334449 | 514297.1875 | 410310 | 0 | 265117.4062 | 1853.278 | 47688.0312 | 95182.2109 | 75803.5234 | 10476.7305 | 3853.0509 | 0 | 3853.0509 | 0 | 407.041 | 358.239
WtrCldCentChlr-Conv-0.748kwpton | DEER2023 |  | 2022-03-14 21:09:02+00 | Any | Rt3 | New | CZ14 | cWVVG | Cap-Tons | 1 | 120000.5 | None | 1292811 | 514297.1875 | 410310 | 0 | 236913.7969 | 553.7745 | 41716.4492 | 89018.75 | 64940.1797 | 10401.1396 | 3639.024 | 0 | 3639.024 | 0 | 391.504 | 337.184
WtrCldCentChlr-Conv-0.748kwpton | DEER2023 |  | 2022-03-14 21:09:02+00 | Any | Rt3 | New | CZ15 | cWVVG | Cap-Tons | 1 | 120000.5 | None | 1526210 | 514297.1875 | 410310 | 0 | 415570 | 1507.918 | 70844.3828 | 113679.7031 | 106042.2969 | 1605.073 | 342.6938 | 0 | 342.6938 | 0 | 441.185 | 379.842
WtrCldCentChlr-Conv-0.748kwpton | DEER2023 |  | 2022-03-14 21:09:02+00 | Any | Rt3 | New | CZ16 | cWVVG | Cap-Tons | 1 | 120000.5 | None | 1119426 | 514297.1875 | 410310 | 0 | 97733.1484 | 482.2755 | 19110.8691 | 77491.8828 | 38297.7617 | 24696.8809 | 13352.4902 | 0 | 13352.4902 | 0 | 327.166 | 275.641
WtrCldCentChlr-Conv-1Cmp-0.439kwpton-VarSpd-CndRlf | DEER2023 |  | 2022-03-14 22:16:35+00 | Any | ECC | New | CZ01 | cWVVG | Cap-Tons | 308.237 | 299999.5938 | None | 1666910 | 498675.5 | 838537.625 | 0 | 17994.8906 | 603.7327 | 20991.2695 | 290105.3125 | 4634.2559 | 208151 | 51322.3782 | 97.3874 | 51225.0112 | 0 | 552.524 | 426.945
WtrCldCentChlr-Conv-1Cmp-0.439kwpton-VarSpd-CndRlf | DEER2023 |  | 2022-03-14 22:16:35+00 | Any | ECC | New | CZ02 | cWVVG | Cap-Tons | 557.072 | 299999.5938 | None | 1795488 | 498675.5 | 838537.625 | 0 | 102305.7031 | 3587.8799 | 68311.9219 | 284068 | 35158.1914 | 110873.7031 | 35666.3194 | 97.3874 | 35568.9293 | 0 | 648.121 | 520.915
WtrCldCentChlr-Conv-1Cmp-0.439kwpton-VarSpd-CndRlf | DEER2023 |  | 2022-03-14 22:16:35+00 | Any | ECC | New | CZ03 | cWVVG | Cap-Tons | 427.4718 | 299999.5938 | None | 1745190 | 498675.5 | 838537.625 | 0 | 69447.5703 | 3623.156 | 55741.0312 | 279163.5 | 27421.5 | 99455.7812 | 30775.639 | 97.3874 | 30678.249 | 0 | 596.971 | 485.213
WtrCldCentChlr-Conv-1Cmp-0.439kwpton-VarSpd-CndRlf | DEER2023 |  | 2022-03-14 22:16:35+00 | Any | ECC | New | CZ04 | cWVVG | Cap-Tons | 555.1155 | 299999.5938 | None | 1843508 | 498675.5 | 838537.625 | 0 | 128132.7031 | 8809.8027 | 89593.3828 | 279757.3125 | 56983.7383 | 70296.7969 | 25826.1197 | 97.3874 | 25728.7398 | 0 | 668.092 | 546.259
WtrCldCentChlr-Conv-1Cmp-0.439kwpton-VarSpd-CndRlf | DEER2023 |  | 2022-03-14 22:16:35+00 | Any | ECC | New | CZ05 | cWVVG | Cap-Tons | 371.7423 | 299999.5938 | None | 1768425 | 498675.5 | 838537.625 | 0 | 81780.7578 | 4117.4658 | 55012.3203 | 290300.5938 | 31653.8398 | 95044.2188 | 28311.3907 | 97.3874 | 28214.0109 | 0 | 588.574 | 444.955
WtrCldCentChlr-Conv-1Cmp-0.439kwpton-VarSpd-CndRlf | DEER2023 |  | 2022-03-14 22:16:35+00 | Any | ECC | New | CZ06 | cWVVG | Cap-Tons | 598.4948 | 299999.5938 | None | 1918113 | 498675.5 | 838537.625 | 0 | 172344.7969 | 15535.2197 | 112983.2969 | 280034.5 | 69696.6094 | 33413.6797 | 16124.0704 | 97.3874 | 16026.6701 | 0 | 640.55 | 515.314
WtrCldCentChlr-Conv-1Cmp-0.439kwpton-VarSpd-CndRlf | DEER2023 |  | 2022-03-14 22:16:35+00 | Any | ECC | New | CZ07 | cWVVG | Cap-Tons | 564.226 | 299999.5938 | None | 1878255 | 498675.5 | 838537.625 | 0 | 144463.7031 | 10624.3203 | 103234.2969 | 282718.0938 | 71801.8516 | 25091.5703 | 13974.56 | 97.3874 | 13877.1597 | 0 | 631.97 | 510.185
WtrCldCentChlr-Conv-1Cmp-0.439kwpton-VarSpd-CndRlf | DEER2023 |  | 2022-03-14 22:16:35+00 | Any | ECC | New | CZ08 | cWVVG | Cap-Tons | 651.0405 | 299999.5938 | None | 1968886 | 498675.5 | 838537.625 | 0 | 194116.2969 | 14698.8799 | 126243.2031 | 296612 | 90541.0469 | 28194.0293 | 14345.2595 | 97.3874 | 14247.8605 | 0 | 669.768 | 519.72
WtrCldCentChlr-Conv-1Cmp-0.439kwpton-VarSpd-CndRlf | DEER2023 |  | 2022-03-14 22:16:35+00 | Any | ECC | New | CZ09 | cWVVG | Cap-Tons | 783.4161 | 299999.5938 | None | 1945120 | 498675.5 | 838537.625 | 0 | 193499.7031 | 4372.373 | 128081.6016 | 281951.0938 | 82339.2891 | 38711.2695 | 16375.7402 | 97.3874 | 16278.3501 | 0 | 652.212 | 528.82
WtrCldCentChlr-Conv-1Cmp-0.439kwpton-VarSpd-CndRlf | DEER2023 |  | 2022-03-14 22:16:35+00 | Any | ECC | New | CZ10 | cWVVG | Cap-Tons | 696.4333 | 299999.5938 | None | 1960598 | 498675.5 | 838537.625 | 0 | 198975.7031 | 11016.7998 | 122678.5 | 290712.4062 | 87017.7891 | 44994.9609 | 19309.0803 | 97.3874 | 19211.6902 | 0 | 503.602 | 316.659
WtrCldCentChlr-Conv-1Cmp-0.439kwpton-VarSpd-CndRlf | DEER2023 |  | 2022-03-14 22:16:35+00 | Any | ECC | New | CZ11 | cWVVG | Cap-Tons | 638.1592 | 299999.5938 | None | 1924788 | 498675.5 | 838537.625 | 0 | 180255.9062 | 5610.6699 | 105326.2031 | 296380.8125 | 76807.5312 | 79634.7812 | 29030.0109 | 97.3874 | 28932.6208 | 0 | 501.321 | 339.872
WtrCldCentChlr-Conv-1Cmp-0.439kwpton-VarSpd-CndRlf | DEER2023 |  | 2022-03-14 22:16:35+00 | Any | ECC | New | CZ12 | cWVVG | Cap-Tons | 584.1678 | 299999.5938 | None | 1881115 | 498675.5 | 838537.625 | 0 | 147013.7969 | 7560.9858 | 91985.5078 | 297339.5938 | 64869.4688 | 88576.0703 | 30073.9994 | 97.3874 | 29976.6093 | 0 | 505.454 | 335.864
WtrCldCentChlr-Conv-1Cmp-0.439kwpton-VarSpd-CndRlf | DEER2023 |  | 2022-03-14 22:16:35+00 | Any | ECC | New | CZ13 | cWVVG | Cap-Tons | 689.718 | 299999.5938 | None | 1979245 | 498675.5 | 838537.625 | 0 | 199214.7969 | 10736.71 | 119844.6016 | 312233.8125 | 92388.0625 | 71531.4062 | 25489.321 | 97.3874 | 25391.9309 | 0 | 519.307 | 340.273
WtrCldCentChlr-Conv-1Cmp-0.439kwpton-VarSpd-CndRlf | DEER2023 |  | 2022-03-14 22:16:35+00 | Any | ECC | New | CZ14 | cWVVG | Cap-Tons | 742.6342 | 299999.5938 | None | 1942855 | 498675.5 | 838537.625 | 0 | 193457.2031 | 2492.199 | 107075 | 302616.3125 | 79084.8516 | 75070.6172 | 27234.1504 | 97.3874 | 27136.7501 | 0 | 499.175 | 319.622
WtrCldCentChlr-Conv-1Cmp-0.439kwpton-VarSpd-CndRlf | DEER2023 |  | 2022-03-14 22:16:35+00 | Any | ECC | New | CZ15 | cWVVG | Cap-Tons | 966.2557 | 299999.5938 | None | 2219793 | 498675.5 | 838537.625 | 0 | 356609.1875 | 8326.8535 | 191002.4062 | 326640.0938 | 148395.7031 | 15751.7305 | 9190.4147 | 97.3874 | 9093.0208 | 0 | 545.46 | 354.055
WtrCldCentChlr-Conv-1Cmp-0.439kwpton-VarSpd-CndRlf | DEER2023 |  | 2022-03-14 22:16:35+00 | Any | ECC | New | CZ16 | cWVVG | Cap-Tons | 382.9707 | 299999.5938 | None | 1764452 | 498675.5 | 838537.625 | 0 | 68439.3438 | 2214.582 | 46009.2305 | 310574.5 | 39430.5 | 157721.5938 | 59083.4176 | 97.3874 | 58986.0198 | 0 | 138.627 | 104.253
WtrCldCentChlr-Conv-1Cmp-0.439kwpton-VarSpd-CndRlf | DEER2023 |  | 2022-03-14 22:16:35+00 | Any | ESe | New | CZ01 | cWVVG | Cap-Tons | 147.603 | 149998.5938 | None | 603651.875 | 195048.5 | 287781.6875 | 0 | 6094.3271 | 202.2799 | 8821.5664 | 105704.2969 | 411.2486 | 81871.0781 | 28034.8006 | 26.4167 | 28008.3789 | 0 | 218.395 | 100.598
WtrCldCentChlr-Conv-1Cmp-0.439kwpton-VarSpd-CndRlf | DEER2023 |  | 2022-03-14 22:16:35+00 | Any | ESe | New | CZ02 | cWVVG | Cap-Tons | 285.2343 | 149998.5938 | None | 652860.875 | 195048.5 | 287781.6875 | 0 | 36629.0195 | 1262.516 | 27347.4707 | 104792.3984 | 10188.7803 | 49574.0781 | 19469.92 | 26.4167 | 19443.52 | 0 | 269.767 | 133.677
WtrCldCentChlr-Conv-1Cmp-0.439kwpton-VarSpd-CndRlf | DEER2023 |  | 2022-03-14 22:16:35+00 | Any | ESe | New | CZ03 | cWVVG | Cap-Tons | 220.4453 | 149998.5938 | None | 624264.8125 | 195048.5 | 287781.6875 | 0 | 22972.0605 | 1172.037 | 20232.5801 | 97058.7734 | 4249.4541 | 46136.6484 | 16562.1094 | 26.4167 | 16535.7094 | 0 | 239.839 | 113.44
WtrCldCentChlr-Conv-1Cmp-0.439kwpton-VarSpd-CndRlf | DEER2023 |  | 2022-03-14 22:16:35+00 | Any | ESe | New | CZ04 | cWVVG | Cap-Tons | 285.7465 | 149998.5938 | None | 667027.1875 | 195048.5 | 287781.6875 | 0 | 44705.5391 | 3290.2781 | 33905.0586 | 102297 | 13974.6797 | 34655.2109 | 13995.5994 | 26.4167 | 13969.1904 | 0 | 276.894 | 136.939
WtrCldCentChlr-Conv-1Cmp-0.439kwpton-VarSpd-CndRlf | DEER2023 |  | 2022-03-14 22:16:35+00 | Any | ESe | New | CZ05 | cWVVG | Cap-Tons | 186.52 | 149998.5938 | None | 633774.375 | 195048.5 | 287781.6875 | 0 | 29743.0195 | 1508.181 | 20488.5391 | 99205.2891 | 5622.0112 | 40647.4219 | 14993.8803 | 26.4167 | 14967.4803 | 0 | 235.045 | 106.321
WtrCldCentChlr-Conv-1Cmp-0.439kwpton-VarSpd-CndRlf | DEER2023 |  | 2022-03-14 22:16:35+00 | Any | ESe | New | CZ06 | cWVVG | Cap-Tons | 322.4655 | 149998.5938 | None | 684244.625 | 195048.5 | 287781.6875 | 0 | 57923.2109 | 5536.6899 | 42692.9102 | 95262.4609 | 12110.9902 | 17769.8105 | 8501.0522 | 26.4167 | 8474.6342 | 0 | 261.641 | 120.415
WtrCldCentChlr-Conv-1Cmp-0.439kwpton-VarSpd-CndRlf | DEER2023 |  | 2022-03-14 22:16:35+00 | Any | ESe | New | CZ07 | cWVVG | Cap-Tons | 308.797 | 149998.5938 | None | 666146.5 | 195048.5 | 287781.6875 | 0 | 47927.4609 | 3383.0181 | 38340.3594 | 93666.2031 | 11572.8203 | 15766.04 | 7211.9898 | 26.4167 | 7185.5718 | 0 | 258.408 | 115.535
WtrCldCentChlr-Conv-1Cmp-0.439kwpton-VarSpd-CndRlf | DEER2023 |  | 2022-03-14 22:16:35+00 | Any | ESe | New | CZ08 | cWVVG | Cap-Tons | 346.614 | 149998.5938 | None | 718410.3125 | 195048.5 | 287781.6875 | 0 | 71633.0469 | 5753.7441 | 50878.0117 | 107316 | 22006.4395 | 15382.5303 | 7441.4003 | 26.4167 | 7414.9818 | 0 | 280.907 | 126.765
WtrCldCentChlr-Conv-1Cmp-0.439kwpton-VarSpd-CndRlf | DEER2023 |  | 2022-03-14 22:16:35+00 | Any | ESe | New | CZ09 | cWVVG | Cap-Tons | 411.9728 | 149998.5938 | None | 717135.8125 | 195048.5 | 287781.6875 | 0 | 73824.0938 | 1593.2531 | 52548.4609 | 106340.6016 | 21144.9492 | 20704.0703 | 8742.4141 | 26.4167 | 8715.9942 | 0 | 270.022 | 130.691
WtrCldCentChlr-Conv-1Cmp-0.439kwpton-VarSpd-CndRlf | DEER2023 |  | 2022-03-14 22:16:35+00 | Any | ESe | New | CZ10 | cWVVG | Cap-Tons | 362.4923 | 149998.5938 | None | 723784.3125 | 195048.5 | 287781.6875 | 0 | 74417.8672 | 4265.9072 | 50843.5312 | 111427.5 | 23355.25 | 23003.1797 | 10225.12 | 26.4167 | 10198.6899 | 0 | 78.085 | 61.607
WtrCldCentChlr-Conv-1Cmp-0.439kwpton-VarSpd-CndRlf | DEER2023 |  | 2022-03-14 22:16:35+00 | Any | ESe | New | CZ11 | cWVVG | Cap-Tons | 331.4205 | 149998.5938 | None | 699906.625 | 195048.5 | 287781.6875 | 0 | 64843.4609 | 2005.8051 | 42021.3516 | 108206.7031 | 21714.6992 | 35568.4102 | 15635.3997 | 26.4167 | 15608.9805 | 0 | 75.907 | 65.422
WtrCldCentChlr-Conv-1Cmp-0.439kwpton-VarSpd-CndRlf | DEER2023 |  | 2022-03-14 22:16:35+00 | Any | ESe | New | CZ12 | cWVVG | Cap-Tons | 302.8255 | 149998.5938 | None | 682852.125 | 195048.5 | 287781.6875 | 0 | 51962.5195 | 2791.7671 | 36132.2891 | 109136.2031 | 17693.6895 | 40656.7383 | 16194.1901 | 26.4167 | 16167.7798 | 0 | 74.219 | 63.903
WtrCldCentChlr-Conv-1Cmp-0.439kwpton-VarSpd-CndRlf | DEER2023 |  | 2022-03-14 22:16:35+00 | Any | ESe | New | CZ13 | cWVVG | Cap-Tons | 365.916 | 149998.5938 | None | 724559.375 | 195048.5 | 287781.6875 | 0 | 71300.9609 | 4049.1101 | 50584.9414 | 115795 | 25708.9707 | 33125.6289 | 13808.7501 | 26.4167 | 13782.3398 | 0 | 77.365 | 68.259
WtrCldCentChlr-Conv-1Cmp-0.439kwpton-VarSpd-CndRlf | DEER2023 |  | 2022-03-14 22:16:35+00 | Any | ESe | New | CZ14 | cWVVG | Cap-Tons | 398.6307 | 149998.5938 | None | 706827.375 | 195048.5 | 287781.6875 | 0 | 71111.6719 | 773.1639 | 45389.4805 | 106723.7969 | 20119.1504 | 31887.1406 | 14321.4003 | 26.4167 | 14294.9798 | 0 | 80.274 | 65.831
WtrCldCentChlr-Conv-1Cmp-0.439kwpton-VarSpd-CndRlf | DEER2023 |  | 2022-03-14 22:16:35+00 | Any | ESe | New | CZ15 | cWVVG | Cap-Tons | 512.9195 | 149998.5938 | None | 839034.875 | 195048.5 | 287781.6875 | 0 | 141628.7969 | 3094.9771 | 85605.3438 | 125876 | 37588.4492 | 8876.3574 | 4784.847 | 26.4167 | 4758.425 | 0 | 87.979 | 76.25
WtrCldCentChlr-Conv-1Cmp-0.439kwpton-VarSpd-CndRlf | DEER2023 |  | 2022-03-14 22:16:35+00 | Any | ESe | New | CZ16 | cWVVG | Cap-Tons | 202.1828 | 149998.5938 | None | 635888.5 | 195048.5 | 287781.6875 | 0 | 23588.5703 | 748.3314 | 18475.8906 | 110246.1016 | 12175.1396 | 64864.2695 | 31927.8208 | 26.4167 | 31901.4195 | 0 | 60.541 | 46.879
WtrCldCentChlr-Conv-1Cmp-0.439kwpton-VarSpd-CndRlf | DEER2023 |  | 2022-03-14 22:16:35+00 | Any | EUn | New | CZ01 | cWVVG | Cap-Tons | 1169.1146 | 930201.375 | None | 4908192 | 1432632 | 2778924 | 0 | 50466.9297 | 930.5743 | 61115.3086 | 584118.8125 | 37450.0898 | 432969.3125 | 178305.8022 | 181.5723 | 178124.2061 | 0 | 1676.962 | 1384.636
WtrCldCentChlr-Conv-1Cmp-0.439kwpton-VarSpd-CndRlf | DEER2023 |  | 2022-03-14 22:16:35+00 | Any | EUn | New | CZ02 | cWVVG | Cap-Tons | 1962.391 | 930201.375 | None | 5329190 | 1432632 | 2778924 | 0 | 312220.9062 | 8831.9756 | 169741.2031 | 626833.875 | 220582 | 228678.5 | 118107.4022 | 181.5723 | 117925.7958 | 0 | 1996.186 | 1680.124
WtrCldCentChlr-Conv-1Cmp-0.439kwpton-VarSpd-CndRlf | DEER2023 |  | 2022-03-14 22:16:35+00 | Any | EUn | New | CZ03 | cWVVG | Cap-Tons | 1524.3831 | 930201.375 | None | 5163705 | 1432632 | 2778924 | 0 | 205796.2969 | 7807.96 | 131885.7031 | 606653.3125 | 176909.5938 | 223680.4062 | 98390.7021 | 181.5723 | 98209.1366 | 0 | 1862.974 | 1571.845
WtrCldCentChlr-Conv-1Cmp-0.439kwpton-VarSpd-CndRlf | DEER2023 |  | 2022-03-14 22:16:35+00 | Any | EUn | New | CZ04 | cWVVG | Cap-Tons | 1919.6637 | 930201.375 | None | 5465149 | 1432632 | 2778924 | 0 | 392251.1875 | 23408.1992 | 207338.2031 | 630590.3125 | 299318.0938 | 153466.7969 | 80855.9923 | 181.5723 | 80674.4218 | 0 | 2046.319 | 1744.459
WtrCldCentChlr-Conv-1Cmp-0.439kwpton-VarSpd-CndRlf | DEER2023 |  | 2022-03-14 22:16:35+00 | Any | EUn | New | CZ05 | cWVVG | Cap-Tons | 1337.6327 | 930201.375 | None | 5227509 | 1432632 | 2778924 | 0 | 247231.9062 | 9568.6074 | 135205.7031 | 623942.1875 | 192196.2969 | 196757.4062 | 91515.5558 | 181.5723 | 91334.0006 | 0 | 1844.345 | 1454.479
WtrCldCentChlr-Conv-1Cmp-0.439kwpton-VarSpd-CndRlf | DEER2023 |  | 2022-03-14 22:16:35+00 | Any | EUn | New | CZ06 | cWVVG | Cap-Tons | 2007.9266 | 930201.375 | None | 5638010 | 1432632 | 2778924 | 0 | 501618 | 39650.3203 | 253732.7969 | 631447.375 | 343363.4062 | 85247.25 | 48372.4698 | 181.5723 | 48190.9094 | 0 | 1985.447 | 1645.052
WtrCldCentChlr-Conv-1Cmp-0.439kwpton-VarSpd-CndRlf | DEER2023 |  | 2022-03-14 22:16:35+00 | Any | EUn | New | CZ07 | cWVVG | Cap-Tons | 1946.5936 | 930201.375 | None | 5489876 | 1432632 | 2778924 | 0 | 401078.5938 | 23503.3691 | 227561 | 626171.375 | 322754.8125 | 83913.1094 | 41923.4688 | 181.5723 | 41741.911 | 0 | 1929.724 | 1606.459
WtrCldCentChlr-Conv-1Cmp-0.439kwpton-VarSpd-CndRlf | DEER2023 |  | 2022-03-14 22:16:35+00 | Any | EUn | New | CZ08 | cWVVG | Cap-Tons | 2222.9446 | 930201.375 | None | 5769131 | 1432632 | 2778924 | 0 | 573271.6875 | 37293.6484 | 288624.5938 | 658380.6875 | 411679.4062 | 68190.2031 | 42846.3002 | 181.5723 | 42664.7296 | 0 | 2072.207 | 1661.827
WtrCldCentChlr-Conv-1Cmp-0.439kwpton-VarSpd-CndRlf | DEER2023 |  | 2022-03-14 22:16:35+00 | Any | EUn | New | CZ09 | cWVVG | Cap-Tons | 2584.4678 | 930201.375 | None | 5676754 | 1432632 | 2778924 | 0 | 526831.375 | 9942.416 | 279829.3125 | 648591.3125 | 385726.9062 | 90631.2969 | 48545.4387 | 181.5723 | 48363.8682 | 0 | 2007.405 | 1686.477
WtrCldCentChlr-Conv-1Cmp-0.439kwpton-VarSpd-CndRlf | DEER2023 |  | 2022-03-14 22:16:35+00 | Any | EUn | New | CZ10 | cWVVG | Cap-Tons | 2373.9026 | 930201.375 | None | 5782311 | 1432632 | 2778924 | 0 | 590889.8125 | 28609.5996 | 287756.4062 | 663494.1875 | 403980.3125 | 99543.0625 | 57719.5981 | 181.5723 | 57538.0275 | 0 | 1524.984 | 1274.419
WtrCldCentChlr-Conv-1Cmp-0.439kwpton-VarSpd-CndRlf | DEER2023 |  | 2022-03-14 22:16:35+00 | Any | EUn | New | CZ11 | cWVVG | Cap-Tons | 2146.9141 | 930201.375 | None | 5725934 | 1432632 | 2778924 | 0 | 568208.3125 | 14617.3896 | 248871.7031 | 682675.125 | 388170.8125 | 167397 | 90860.5235 | 181.5723 | 90678.9478 | 0 | 1541.597 | 1374.499
WtrCldCentChlr-Conv-1Cmp-0.439kwpton-VarSpd-CndRlf | DEER2023 |  | 2022-03-14 22:16:35+00 | Any | EUn | New | CZ12 | cWVVG | Cap-Tons | 2018.746 | 930201.375 | None | 5582878 | 1432632 | 2778924 | 0 | 464592.5938 | 20428.8809 | 222415.2969 | 663881.125 | 336094.4062 | 176176.5938 | 94664.8986 | 181.5723 | 94483.3126 | 0 | 1549.77 | 1356.459
WtrCldCentChlr-Conv-1Cmp-0.439kwpton-VarSpd-CndRlf | DEER2023 |  | 2022-03-14 22:16:35+00 | Any | EUn | New | CZ13 | cWVVG | Cap-Tons | 2296.1406 | 930201.375 | None | 5861948 | 1432632 | 2778924 | 0 | 627173.625 | 28941.7891 | 286632.6875 | 707638.8125 | 446586.5938 | 143167.0938 | 76520.1203 | 181.5723 | 76338.5702 | 0 | 1597.7 | 1411.81
WtrCldCentChlr-Conv-1Cmp-0.439kwpton-VarSpd-CndRlf | DEER2023 |  | 2022-03-14 22:16:35+00 | Any | EUn | New | CZ14 | cWVVG | Cap-Tons | 2442.6643 | 930201.375 | None | 5731436 | 1432632 | 2778924 | 0 | 554415.1875 | 6802.5269 | 264648 | 694009.625 | 406837.5 | 146925.5 | 84220.2624 | 181.5723 | 84038.6611 | 0 | 1527.806 | 1289.796
WtrCldCentChlr-Conv-1Cmp-0.439kwpton-VarSpd-CndRlf | DEER2023 |  | 2022-03-14 22:16:35+00 | Any | EUn | New | CZ15 | cWVVG | Cap-Tons | 3124.6462 | 930201.375 | None | 6448746 | 1432632 | 2778924 | 0 | 1005113 | 21154.2207 | 438267.5 | 772649.3125 | 629599.875 | 35340.2305 | 22494.3206 | 181.5723 | 22312.7398 | 0 | 1657.061 | 1413.918
WtrCldCentChlr-Conv-1Cmp-0.439kwpton-VarSpd-CndRlf | DEER2023 |  | 2022-03-14 22:16:35+00 | Any | EUn | New | CZ16 | cWVVG | Cap-Tons | 1356.2537 | 930201.375 | None | 5225889 | 1432632 | 2778924 | 0 | 226464.2031 | 5722.6802 | 124109.8984 | 658031.875 | 217996.4062 | 314321.3125 | 196918.7021 | 181.5723 | 196737.1059 | 0 | 179.01 | 196.387
WtrCldCentChlr-Conv-1Cmp-0.439kwpton-VarSpd-CndRlf | DEER2023 |  | 2022-03-14 22:16:35+00 | Any | Hsp | New | CZ01 | cWVVG | Cap-Tons | 528.477 | 235501 | None | 2486195 | 848496.8125 | 1266427 | 0 | 7952.1738 | 115.756 | 13047.0195 | 350158.5938 | 663.8986 | 288809.3125 | 52993.0906 | 81.3604 | 52911.7184 | 0 | 435.075 | 390.429
WtrCldCentChlr-Conv-1Cmp-0.439kwpton-VarSpd-CndRlf | DEER2023 |  | 2022-03-14 22:16:35+00 | Any | Hsp | New | CZ02 | cWVVG | Cap-Tons | 879.0118 | 235501 | None | 2604799 | 848496.8125 | 1266427 | 0 | 69407.4766 | 1657.983 | 61482.1016 | 357330 | 10314.5303 | 194834.5 | 42794.6906 | 81.3604 | 42713.3389 | 0 | 488.634 | 441.385
WtrCldCentChlr-Conv-1Cmp-0.439kwpton-VarSpd-CndRlf | DEER2023 |  | 2022-03-14 22:16:35+00 | Any | Hsp | New | CZ03 | cWVVG | Cap-Tons | 577.419 | 235501 | None | 2562206 | 848496.8125 | 1266427 | 0 | 44931.6992 | 1640.66 | 46243.2891 | 354468.5938 | 9009.0723 | 183066.7031 | 35159.4112 | 81.3604 | 35078.0493 | 0 | 461.196 | 418.397
WtrCldCentChlr-Conv-1Cmp-0.439kwpton-VarSpd-CndRlf | DEER2023 |  | 2022-03-14 22:16:35+00 | Any | Hsp | New | CZ04 | cWVVG | Cap-Tons | 842.1282 | 235501 | None | 2662295 | 848496.8125 | 1266427 | 0 | 94426.2266 | 5803.646 | 85999.2812 | 361145.3125 | 21335.9609 | 136171.5 | 32938.1606 | 81.3604 | 32856.8013 | 0 | 498.562 | 453.8
WtrCldCentChlr-Conv-1Cmp-0.439kwpton-VarSpd-CndRlf | DEER2023 |  | 2022-03-14 22:16:35+00 | Any | Hsp | New | CZ05 | cWVVG | Cap-Tons | 668.362 | 235501 | None | 2572987 | 848496.8125 | 1266427 | 0 | 49938.9609 | 1613.079 | 51558.3398 | 354956.3125 | 8846.1553 | 182299.4062 | 36046.5894 | 81.3604 | 35965.2198 | 0 | 454.365 | 404.466
WtrCldCentChlr-Conv-1Cmp-0.439kwpton-VarSpd-CndRlf | DEER2023 |  | 2022-03-14 22:16:35+00 | Any | Hsp | New | CZ06 | cWVVG | Cap-Tons | 872.4437 | 235501 | None | 2728944 | 848496.8125 | 1266427 | 0 | 125653.3984 | 12088.0098 | 115821.7969 | 360459.5938 | 28645.0508 | 84615.7422 | 24992.6502 | 81.3604 | 24911.2806 | 0 | 475.546 | 429.335
WtrCldCentChlr-Conv-1Cmp-0.439kwpton-VarSpd-CndRlf | DEER2023 |  | 2022-03-14 22:16:35+00 | Any | Hsp | New | CZ07 | cWVVG | Cap-Tons | 904.4548 | 235501 | None | 2726541 | 848496.8125 | 1266427 | 0 | 117626.5 | 7083.9409 | 126376.5 | 360532.3125 | 30099.9805 | 71395.1328 | 22708.8998 | 81.3604 | 22627.5405 | 0 | 468.138 | 425.083
WtrCldCentChlr-Conv-1Cmp-0.439kwpton-VarSpd-CndRlf | DEER2023 |  | 2022-03-14 22:16:35+00 | Any | Hsp | New | CZ08 | cWVVG | Cap-Tons | 939.9065 | 235501 | None | 2760253 | 848496.8125 | 1266427 | 0 | 141038.2969 | 10015.1104 | 126553.3984 | 367725.0938 | 30603.6699 | 80337.1719 | 23385.129 | 81.3604 | 23303.7798 | 0 | 494.853 | 438.886
WtrCldCentChlr-Conv-1Cmp-0.439kwpton-VarSpd-CndRlf | DEER2023 |  | 2022-03-14 22:16:35+00 | Any | Hsp | New | CZ09 | cWVVG | Cap-Tons | 1074.3058 | 235501 | None | 2757776 | 848496.8125 | 1266427 | 0 | 144853.0938 | 1687.559 | 129227.2031 | 367086.8125 | 27960.4199 | 96819.5312 | 25619.1104 | 81.3604 | 25537.7613 | 0 | 489.472 | 447.197
WtrCldCentChlr-Conv-1Cmp-0.439kwpton-VarSpd-CndRlf | DEER2023 |  | 2022-03-14 22:16:35+00 | Any | Hsp | New | CZ10 | cWVVG | Cap-Tons | 986.6905 | 235501 | None | 2754536 | 848496.8125 | 1266427 | 0 | 145592.9062 | 6926.311 | 118395.6016 | 368699.9062 | 27890.1504 | 104430.8984 | 29039.4291 | 81.3604 | 28958.08 | 0 | 516.482 | 461.531
WtrCldCentChlr-Conv-1Cmp-0.439kwpton-VarSpd-CndRlf | DEER2023 |  | 2022-03-14 22:16:35+00 | Any | Hsp | New | CZ11 | cWVVG | Cap-Tons | 964.464 | 235501 | None | 2722024 | 848496.8125 | 1266427 | 0 | 140683.4062 | 2974.144 | 97435.2109 | 366010 | 25239.75 | 138573.7969 | 37579.6992 | 81.3604 | 37498.3296 | 0 | 513.374 | 471.331
WtrCldCentChlr-Conv-1Cmp-0.439kwpton-VarSpd-CndRlf | DEER2023 |  | 2022-03-14 22:16:35+00 | Any | Hsp | New | CZ12 | cWVVG | Cap-Tons | 908.9833 | 235501 | None | 2677052 | 848496.8125 | 1266427 | 0 | 107648 | 4448.999 | 86601.0781 | 363433 | 20401.5898 | 151518.2031 | 37588.759 | 81.3604 | 37507.3894 | 0 | 517.079 | 471.674
WtrCldCentChlr-Conv-1Cmp-0.439kwpton-VarSpd-CndRlf | DEER2023 |  | 2022-03-14 22:16:35+00 | Any | Hsp | New | CZ13 | cWVVG | Cap-Tons | 967.997 | 235501 | None | 2755968 | 848496.8125 | 1266427 | 0 | 155381.9062 | 7186.2178 | 108704.2969 | 369773.9062 | 29498.1992 | 122074.2969 | 33919.1706 | 81.3604 | 33837.8112 | 0 | 522.312 | 483.451
WtrCldCentChlr-Conv-1Cmp-0.439kwpton-VarSpd-CndRlf | DEER2023 |  | 2022-03-14 22:16:35+00 | Any | Hsp | New | CZ14 | cWVVG | Cap-Tons | 1033.6512 | 235501 | None | 2718798 | 848496.8125 | 1266427 | 0 | 137396.9062 | 709.1476 | 100414.2969 | 365356.4062 | 25012.5195 | 136792.7969 | 40231.6006 | 81.3604 | 40150.249 | 0 | 504.577 | 458.505
WtrCldCentChlr-Conv-1Cmp-0.439kwpton-VarSpd-CndRlf | DEER2023 |  | 2022-03-14 22:16:35+00 | Any | Hsp | New | CZ15 | cWVVG | Cap-Tons | 1270.2445 | 235501 | None | 2939244 | 848496.8125 | 1266427 | 0 | 261292.7031 | 4213.2729 | 178083.5938 | 380732.5938 | 42098.0508 | 53023.5312 | 20233.12 | 81.3604 | 20151.7594 | 0 | 527.956 | 482.594
WtrCldCentChlr-Conv-1Cmp-0.439kwpton-VarSpd-CndRlf | DEER2023 |  | 2022-03-14 22:16:35+00 | Any | Hsp | New | CZ16 | cWVVG | Cap-Tons | 655.3027 | 235501 | None | 2569546 | 848496.8125 | 1266427 | 0 | 53109.9297 | 976.5063 | 43206 | 357332.8125 | 15175.7305 | 211785 | 66251.8784 | 81.3604 | 66170.5216 | 0 | 467.933 | 423.749
WtrCldCentChlr-Conv-1Cmp-0.439kwpton-VarSpd-CndRlf | DEER2023 |  | 2022-03-14 22:16:35+00 | Any | Htl | New | CZ01 | cWVVG | Cap-Tons | 93.868 | 139998.9062 | None | 536745.375 | 162049.9062 | 293493.5 | 0 | 10265.9004 | 236.9296 | 13202.1904 | 57496.2305 | 5644.8608 | 44996.5195 | 20344.7296 | 0 | 20344.7296 | 0 | 86.522 | 89.209
WtrCldCentChlr-Conv-1Cmp-0.439kwpton-VarSpd-CndRlf | DEER2023 |  | 2022-03-14 22:16:35+00 | Any | Htl | New | CZ02 | cWVVG | Cap-Tons | 161.267 | 139998.9062 | None | 584495.3125 | 162049.9062 | 293493.5 | 0 | 39466.1602 | 1319.255 | 29016.5898 | 59149.4414 | 17822.9102 | 26459.0605 | 15114.7494 | 0 | 15114.7494 | 0 | 112.145 | 111.977
WtrCldCentChlr-Conv-1Cmp-0.439kwpton-VarSpd-CndRlf | DEER2023 |  | 2022-03-14 22:16:35+00 | Any | Htl | New | CZ03 | cWVVG | Cap-Tons | 126.2084 | 139998.9062 | None | 567315.125 | 162049.9062 | 293493.5 | 0 | 27210.3594 | 1310.209 | 24794.1797 | 58456.4414 | 14942.8096 | 26556.5801 | 11541.0803 | 0 | 11541.0803 | 0 | 99.667 | 100.774
WtrCldCentChlr-Conv-1Cmp-0.439kwpton-VarSpd-CndRlf | DEER2023 |  | 2022-03-14 22:16:35+00 | Any | Htl | New | CZ04 | cWVVG | Cap-Tons | 168.1872 | 139998.9062 | None | 604224 | 162049.9062 | 293493.5 | 0 | 47892.0117 | 3225.333 | 37008.9805 | 60553.7383 | 22440.6191 | 19336.4902 | 10769.7395 | 0 | 10769.7395 | 0 | 115.645 | 115.584
WtrCldCentChlr-Conv-1Cmp-0.439kwpton-VarSpd-CndRlf | DEER2023 |  | 2022-03-14 22:16:35+00 | Any | Htl | New | CZ05 | cWVVG | Cap-Tons | 107.4484 | 139998.9062 | None | 568781.6875 | 162049.9062 | 293493.5 | 0 | 28926.75 | 1375.694 | 22462.7598 | 60472.5312 | 16589.1504 | 25852.6895 | 11371.9706 | 0 | 11371.9706 | 0 | 98.117 | 92.163
WtrCldCentChlr-Conv-1Cmp-0.439kwpton-VarSpd-CndRlf | DEER2023 |  | 2022-03-14 22:16:35+00 | Any | Htl | New | CZ06 | cWVVG | Cap-Tons | 160.0206 | 139998.9062 | None | 622281.125 | 162049.9062 | 293493.5 | 0 | 57865.7617 | 4938.356 | 41225.3281 | 62707.5312 | 25266.8906 | 12506.9902 | 6703.2762 | 0 | 6703.2762 | 0 | 106.536 | 104.58
WtrCldCentChlr-Conv-1Cmp-0.439kwpton-VarSpd-CndRlf | DEER2023 |  | 2022-03-14 22:16:35+00 | Any | Htl | New | CZ07 | cWVVG | Cap-Tons | 146.3167 | 139998.9062 | None | 610517.6875 | 162049.9062 | 293493.5 | 0 | 49290.0586 | 3521.866 | 39307.9883 | 62853.9805 | 24539.9004 | 11548.2305 | 5687.9149 | 0 | 5687.9149 | 0 | 103.247 | 99.553
WtrCldCentChlr-Conv-1Cmp-0.439kwpton-VarSpd-CndRlf | DEER2023 |  | 2022-03-14 22:16:35+00 | Any | Htl | New | CZ08 | cWVVG | Cap-Tons | 170.0543 | 139998.9062 | None | 638613.125 | 162049.9062 | 293493.5 | 0 | 67418.9922 | 5017.8848 | 46055.0195 | 64577.2891 | 29181.6309 | 11115.4297 | 6430.6938 | 0 | 6430.6938 | 0 | 117.524 | 109.897
WtrCldCentChlr-Conv-1Cmp-0.439kwpton-VarSpd-CndRlf | DEER2023 |  | 2022-03-14 22:16:35+00 | Any | Htl | New | CZ09 | cWVVG | Cap-Tons | 220.813 | 139998.9062 | None | 639539.875 | 162049.9062 | 293493.5 | 0 | 69904.4531 | 1582.84 | 50990.6484 | 61518.1406 | 27485 | 13081.04 | 7307.6198 | 0 | 7307.6198 | 0 | 120.468 | 116.041
WtrCldCentChlr-Conv-1Cmp-0.439kwpton-VarSpd-CndRlf | DEER2023 |  | 2022-03-14 22:16:35+00 | Any | Htl | New | CZ10 | cWVVG | Cap-Tons | 199.322 | 139998.9062 | None | 642406.3125 | 162049.9062 | 293493.5 | 0 | 71424.8594 | 3904.73 | 47949.6992 | 63583.0898 | 29198.1504 | 13883.04 | 8513.8438 | 0 | 8513.8438 | 0 | 120.305 | 120.273
WtrCldCentChlr-Conv-1Cmp-0.439kwpton-VarSpd-CndRlf | DEER2023 |  | 2022-03-14 22:16:35+00 | Any | Htl | New | CZ11 | cWVVG | Cap-Tons | 204.9697 | 139998.9062 | None | 638481.3125 | 162049.9062 | 293493.5 | 0 | 71473.2734 | 2233.675 | 43315.8398 | 65914.7031 | 28152.6602 | 19736.3906 | 13558.4205 | 0 | 13558.4205 | 0 | 123.941 | 130.123
WtrCldCentChlr-Conv-1Cmp-0.439kwpton-VarSpd-CndRlf | DEER2023 |  | 2022-03-14 22:16:35+00 | Any | Htl | New | CZ12 | cWVVG | Cap-Tons | 186.151 | 139998.9062 | None | 617782.1875 | 162049.9062 | 293493.5 | 0 | 56513.7305 | 2904.6499 | 39571.3789 | 63248.5195 | 24268.1895 | 21190.5098 | 13288.0896 | 0 | 13288.0896 | 0 | 121.329 | 127.738
WtrCldCentChlr-Conv-1Cmp-0.439kwpton-VarSpd-CndRlf | DEER2023 |  | 2022-03-14 22:16:35+00 | Any | Htl | New | CZ13 | cWVVG | Cap-Tons | 204.4572 | 139998.9062 | None | 653119.875 | 162049.9062 | 293493.5 | 0 | 77070 | 4229.478 | 48486.8203 | 67789.7891 | 31759.6504 | 17224.9902 | 11542.0198 | 0 | 11542.0198 | 0 | 128.091 | 132.257
WtrCldCentChlr-Conv-1Cmp-0.439kwpton-VarSpd-CndRlf | DEER2023 |  | 2022-03-14 22:16:35+00 | Any | Htl | New | CZ14 | cWVVG | Cap-Tons | 212.2535 | 139998.9062 | None | 644110.875 | 162049.9062 | 293493.5 | 0 | 76424.0469 | 976.3118 | 44158.1484 | 67008.7188 | 29497.9805 | 18841.4492 | 12983.7504 | 0 | 12983.7504 | 0 | 124.075 | 125.752
WtrCldCentChlr-Conv-1Cmp-0.439kwpton-VarSpd-CndRlf | DEER2023 |  | 2022-03-14 22:16:35+00 | Any | Htl | New | CZ15 | cWVVG | Cap-Tons | 273.3933 | 139998.9062 | None | 734441.625 | 162049.9062 | 293493.5 | 0 | 131166.5 | 3053.1221 | 70090.7812 | 74587.0312 | 44885.25 | 7008.9131 | 5020.8531 | 0 | 5020.8531 | 0 | 139.158 | 140.539
WtrCldCentChlr-Conv-1Cmp-0.439kwpton-VarSpd-CndRlf | DEER2023 |  | 2022-03-14 22:16:35+00 | Any | Htl | New | CZ16 | cWVVG | Cap-Tons | 118.4843 | 139998.9062 | None | 579991.5 | 162049.9062 | 293493.5 | 0 | 32656.0703 | 1021.933 | 23851.0098 | 66918.4062 | 18492.9395 | 33964.3711 | 25514.8288 | 0 | 25514.8288 | 0 | 103.516 | 105.013
WtrCldCentChlr-Conv-1Cmp-0.439kwpton-VarSpd-CndRlf | DEER2023 |  | 2022-03-14 22:16:35+00 | Any | MBT | New | CZ01 | cWVVG | Cap-Tons | 173.0733 | 199999.2031 | None | 1240076 | 366189 | 737073.3125 | 0 | 11753.25 | 383.4789 | 11867.4404 | 112803.3984 | 1740.551 | 51532.5898 | 14361.0906 | 0 | 14361.0906 | 0 | 373.685 | 165.175
WtrCldCentChlr-Conv-1Cmp-0.439kwpton-VarSpd-CndRlf | DEER2023 |  | 2022-03-14 22:16:35+00 | Any | MBT | New | CZ02 | cWVVG | Cap-Tons | 285.5302 | 199999.2031 | None | 1311917 | 366189 | 737073.3125 | 0 | 52902.3906 | 1864.506 | 32610.6992 | 121270.6016 | 7367.168 | 31741.4297 | 11427.8605 | 0 | 11427.8605 | 0 | 412.054 | 190.315
WtrCldCentChlr-Conv-1Cmp-0.439kwpton-VarSpd-CndRlf | DEER2023 |  | 2022-03-14 22:16:35+00 | Any | MBT | New | CZ03 | cWVVG | Cap-Tons | 222.3173 | 199999.2031 | None | 1293093 | 366189 | 737073.3125 | 0 | 38572.9102 | 1984.012 | 27323.9902 | 121943.5 | 6175.3979 | 26176.8398 | 10405.0701 | 0 | 10405.0701 | 0 | 393.129 | 176.389
WtrCldCentChlr-Conv-1Cmp-0.439kwpton-VarSpd-CndRlf | DEER2023 |  | 2022-03-14 22:16:35+00 | Any | MBT | New | CZ04 | cWVVG | Cap-Tons | 278.5123 | 199999.2031 | None | 1336628 | 366189 | 737073.3125 | 0 | 62729.1211 | 4400.5889 | 40353.5195 | 125875.8984 | 9664.8271 | 21938.7207 | 9399.8688 | 0 | 9399.8688 | 0 | 417.888 | 194.897
WtrCldCentChlr-Conv-1Cmp-0.439kwpton-VarSpd-CndRlf | DEER2023 |  | 2022-03-14 22:16:35+00 | Any | MBT | New | CZ05 | cWVVG | Cap-Tons | 214.5538 | 199999.2031 | None | 1303340 | 366189 | 737073.3125 | 0 | 45085.6016 | 2268.3391 | 28963.4004 | 123754.1016 | 7119.2129 | 24565.7305 | 10170.2502 | 0 | 10170.2502 | 0 | 388.078 | 170.03
WtrCldCentChlr-Conv-1Cmp-0.439kwpton-VarSpd-CndRlf | DEER2023 |  | 2022-03-14 22:16:35+00 | Any | MBT | New | CZ06 | cWVVG | Cap-Tons | 301.4818 | 199999.2031 | None | 1383000 | 366189 | 737073.3125 | 0 | 86198.0938 | 8168.8472 | 56130.8086 | 129234.5 | 11795.8604 | 11331.8203 | 8087.2211 | 0 | 8087.2211 | 0 | 414.999 | 185.932
WtrCldCentChlr-Conv-1Cmp-0.439kwpton-VarSpd-CndRlf | DEER2023 |  | 2022-03-14 22:16:35+00 | Any | MBT | New | CZ07 | cWVVG | Cap-Tons | 301.131 | 199999.2031 | None | 1361968 | 366189 | 737073.3125 | 0 | 72985.3906 | 5465.6211 | 51307.8789 | 128941.2031 | 11332.71 | 8298.1152 | 7617.6019 | 0 | 7617.6019 | 0 | 410.395 | 181.179
WtrCldCentChlr-Conv-1Cmp-0.439kwpton-VarSpd-CndRlf | DEER2023 |  | 2022-03-14 22:16:35+00 | Any | MBT | New | CZ08 | cWVVG | Cap-Tons | 334.8858 | 199999.2031 | None | 1399639 | 366189 | 737073.3125 | 0 | 95356.7734 | 7371.5889 | 60781.1289 | 132861.7031 | 14222.4297 | 10461.2803 | 7690.0352 | 0 | 7690.0352 | 0 | 424.44 | 188.722
WtrCldCentChlr-Conv-1Cmp-0.439kwpton-VarSpd-CndRlf | DEER2023 |  | 2022-03-14 22:16:35+00 | Any | MBT | New | CZ09 | cWVVG | Cap-Tons | 378.4808 | 199999.2031 | None | 1383206 | 366189 | 737073.3125 | 0 | 90898.1016 | 2196.522 | 56169.4297 | 130674.1016 | 13221.7695 | 13411.5498 | 7819.7402 | 0 | 7819.7402 | 0 | 418.684 | 193.057
WtrCldCentChlr-Conv-1Cmp-0.439kwpton-VarSpd-CndRlf | DEER2023 |  | 2022-03-14 22:16:35+00 | Any | MBT | New | CZ10 | cWVVG | Cap-Tons | 339.4217 | 199999.2031 | None | 1390781 | 366189 | 737073.3125 | 0 | 94361.8828 | 5406.6572 | 56669.5195 | 131075.2969 | 14029.8203 | 14999.6602 | 8258.4058 | 0 | 8258.4058 | 0 | 436.193 | 201.678
WtrCldCentChlr-Conv-1Cmp-0.439kwpton-VarSpd-CndRlf | DEER2023 |  | 2022-03-14 22:16:35+00 | Any | MBT | New | CZ11 | cWVVG | Cap-Tons | 345.7535 | 199999.2031 | None | 1370877 | 366189 | 737073.3125 | 0 | 86682.3438 | 2710.2339 | 50718.6719 | 127497.5 | 13547.1904 | 24742.3809 | 10568.3098 | 0 | 10568.3098 | 0 | 435.212 | 214.826
WtrCldCentChlr-Conv-1Cmp-0.439kwpton-VarSpd-CndRlf | DEER2023 |  | 2022-03-14 22:16:35+00 | Any | MBT | New | CZ12 | cWVVG | Cap-Tons | 325.3683 | 199999.2031 | None | 1345507 | 366189 | 737073.3125 | 0 | 69790.5312 | 3691.4961 | 42809.5195 | 125946.8984 | 10795.6504 | 27133.0898 | 10510.7898 | 0 | 10510.7898 | 0 | 435.395 | 208.945
WtrCldCentChlr-Conv-1Cmp-0.439kwpton-VarSpd-CndRlf | DEER2023 |  | 2022-03-14 22:16:35+00 | Any | MBT | New | CZ13 | cWVVG | Cap-Tons | 353.6912 | 199999.2031 | None | 1387943 | 366189 | 737073.3125 | 0 | 91069.0312 | 5139.7959 | 56500.9688 | 131965.2031 | 15160.4102 | 23629.4492 | 9780.2208 | 0 | 9780.2208 | 0 | 446.377 | 219.25
WtrCldCentChlr-Conv-1Cmp-0.439kwpton-VarSpd-CndRlf | DEER2023 |  | 2022-03-14 22:16:35+00 | Any | MBT | New | CZ14 | cWVVG | Cap-Tons | 365.1983 | 199999.2031 | None | 1375988 | 366189 | 737073.3125 | 0 | 91894.5625 | 1307.199 | 49523.9297 | 129994.2031 | 13630.1299 | 23185.1191 | 10736.3898 | 0 | 10736.3898 | 0 | 435.65 | 205.823
WtrCldCentChlr-Conv-1Cmp-0.439kwpton-VarSpd-CndRlf | DEER2023 |  | 2022-03-14 22:16:35+00 | Any | MBT | New | CZ15 | cWVVG | Cap-Tons | 453.7342 | 199999.2031 | None | 1503493 | 366189 | 737073.3125 | 0 | 160307.9062 | 3919.5791 | 89322.5234 | 146675 | 24438.4492 | 6849.1152 | 6645.0067 | 0 | 6645.0067 | 0 | 458.675 | 223.07
WtrCldCentChlr-Conv-1Cmp-0.439kwpton-VarSpd-CndRlf | DEER2023 |  | 2022-03-14 22:16:35+00 | Any | MBT | New | CZ16 | cWVVG | Cap-Tons | 224.0473 | 199999.2031 | None | 1274506 | 366189 | 737073.3125 | 0 | 33135.7891 | 1152.155 | 21921.4805 | 115028.1016 | 5979.6328 | 43807.7891 | 19321.3798 | 0 | 19321.3798 | 0 | 395.707 | 180.555
WtrCldCentChlr-Conv-1Cmp-0.439kwpton-VarSpd-CndRlf | DEER2023 |  | 2022-03-14 22:16:35+00 | Any | Nrs | New | CZ01 | cWVVG | Cap-Tons | 62.0887 | 60654.5781 | None | 640993.8125 | 124089.5 | 419568.5938 | 0 | 1398.6 | 42.3339 | 3180.5029 | 92713.5938 | 995.0484 | 74955.3125 | 23791.4598 | 117.2249 | 23674.24 | 0 | 98.863 | 96.119
WtrCldCentChlr-Conv-1Cmp-0.439kwpton-VarSpd-CndRlf | DEER2023 |  | 2022-03-14 22:16:35+00 | Any | Nrs | New | CZ02 | cWVVG | Cap-Tons | 100.1987 | 60654.5781 | None | 666969.375 | 124089.5 | 419568.5938 | 0 | 17124.3594 | 643.8282 | 12369.8398 | 93172.6875 | 14471.7803 | 49962.6602 | 16360.2803 | 117.2249 | 16243.0605 | 0 | 115.28 | 110.39
WtrCldCentChlr-Conv-1Cmp-0.439kwpton-VarSpd-CndRlf | DEER2023 |  | 2022-03-14 22:16:35+00 | Any | Nrs | New | CZ03 | cWVVG | Cap-Tons | 79.9955 | 60654.5781 | None | 656830.5 | 124089.5 | 419568.5938 | 0 | 9360.0615 | 507.5076 | 10203.1904 | 93100.8984 | 9188.6377 | 50144 | 13932.5005 | 117.2249 | 13815.2806 | 0 | 106.572 | 103.655
WtrCldCentChlr-Conv-1Cmp-0.439kwpton-VarSpd-CndRlf | DEER2023 |  | 2022-03-14 22:16:35+00 | Any | Nrs | New | CZ04 | cWVVG | Cap-Tons | 96.34 | 60654.5781 | None | 678083.5 | 124089.5 | 419568.5938 | 0 | 22378.75 | 1677.511 | 17033.8691 | 93334.5 | 19801.4102 | 37403.25 | 11388.4006 | 117.2249 | 11271.1706 | 0 | 117.365 | 113.627
WtrCldCentChlr-Conv-1Cmp-0.439kwpton-VarSpd-CndRlf | DEER2023 |  | 2022-03-14 22:16:35+00 | Any | Nrs | New | CZ05 | cWVVG | Cap-Tons | 77.4554 | 60654.5781 | None | 658325.5 | 124089.5 | 419568.5938 | 0 | 10642.0703 | 540.4227 | 10336 | 93148.2969 | 11479.0098 | 48236.8203 | 14483.8502 | 117.2249 | 14366.6304 | 0 | 106.249 | 99.738
WtrCldCentChlr-Conv-1Cmp-0.439kwpton-VarSpd-CndRlf | DEER2023 |  | 2022-03-14 22:16:35+00 | Any | Nrs | New | CZ06 | cWVVG | Cap-Tons | 102.7728 | 60654.5781 | None | 688403.625 | 124089.5 | 419568.5938 | 0 | 27123.6406 | 2681.75 | 21559.3906 | 93380.2266 | 23860.0801 | 26495.2207 | 7998.6522 | 117.2249 | 7881.4272 | 0 | 112.419 | 108.789
WtrCldCentChlr-Conv-1Cmp-0.439kwpton-VarSpd-CndRlf | DEER2023 |  | 2022-03-14 22:16:35+00 | Any | Nrs | New | CZ07 | cWVVG | Cap-Tons | 103.4675 | 60654.5781 | None | 685538.5 | 124089.5 | 419568.5938 | 0 | 23945.7207 | 1882.855 | 22684.7598 | 93366.4375 | 22998.7891 | 23755.7695 | 6831.7178 | 117.2249 | 6714.4922 | 0 | 109.34 | 103.877
WtrCldCentChlr-Conv-1Cmp-0.439kwpton-VarSpd-CndRlf | DEER2023 |  | 2022-03-14 22:16:35+00 | Any | Nrs | New | CZ08 | cWVVG | Cap-Tons | 112.107 | 60654.5781 | None | 700223.375 | 124089.5 | 419568.5938 | 0 | 35027.8398 | 2791.855 | 25253.6309 | 93491.25 | 28146.5391 | 23892.9609 | 7642.1978 | 117.2249 | 7524.9741 | 0 | 118.052 | 110.618
WtrCldCentChlr-Conv-1Cmp-0.439kwpton-VarSpd-CndRlf | DEER2023 |  | 2022-03-14 22:16:35+00 | Any | Nrs | New | CZ09 | cWVVG | Cap-Tons | 128.8347 | 60654.5781 | None | 699317.125 | 124089.5 | 419568.5938 | 0 | 36098.5391 | 876.4535 | 25185.8496 | 93497.6406 | 27114.6895 | 26556.8906 | 8027.04 | 117.2249 | 7909.8163 | 0 | 117.837 | 113.153
WtrCldCentChlr-Conv-1Cmp-0.439kwpton-VarSpd-CndRlf | DEER2023 |  | 2022-03-14 22:16:35+00 | Any | Nrs | New | CZ10 | cWVVG | Cap-Tons | 116.0286 | 60654.5781 | None | 701166.375 | 124089.5 | 419568.5938 | 0 | 37247.9688 | 2239.188 | 24495.8398 | 93524.5078 | 28141.0898 | 27918.5391 | 9362.9178 | 117.2249 | 9245.6902 | 0 | 120.856 | 115.795
WtrCldCentChlr-Conv-1Cmp-0.439kwpton-VarSpd-CndRlf | DEER2023 |  | 2022-03-14 22:16:35+00 | Any | Nrs | New | CZ11 | cWVVG | Cap-Tons | 118.8625 | 60654.5781 | None | 699507.375 | 124089.5 | 419568.5938 | 0 | 38372.5 | 1366.647 | 22664.4102 | 93446.0391 | 25659.8105 | 36486.9414 | 13472.8998 | 117.2249 | 13355.6698 | 0 | 123.139 | 121.621
WtrCldCentChlr-Conv-1Cmp-0.439kwpton-VarSpd-CndRlf | DEER2023 |  | 2022-03-14 22:16:35+00 | Any | Nrs | New | CZ12 | cWVVG | Cap-Tons | 110.2839 | 60654.5781 | None | 685484.5 | 124089.5 | 419568.5938 | 0 | 27833.8809 | 1586.208 | 19044.5898 | 93361.1406 | 21066.5098 | 39437.5312 | 13590.2797 | 117.2249 | 13473.0598 | 0 | 122.079 | 119.703
WtrCldCentChlr-Conv-1Cmp-0.439kwpton-VarSpd-CndRlf | DEER2023 |  | 2022-03-14 22:16:35+00 | Any | Nrs | New | CZ13 | cWVVG | Cap-Tons | 118.2186 | 60654.5781 | None | 707563.8125 | 124089.5 | 419568.5938 | 0 | 42078.2617 | 2564.3879 | 25716.2793 | 93546.8281 | 29161.5801 | 32067.1504 | 11800.9203 | 117.2249 | 11683.6902 | 0 | 126.561 | 123.151
WtrCldCentChlr-Conv-1Cmp-0.439kwpton-VarSpd-CndRlf | DEER2023 |  | 2022-03-14 22:16:35+00 | Any | Nrs | New | CZ14 | cWVVG | Cap-Tons | 121.6014 | 60654.5781 | None | 699796.3125 | 124089.5 | 419568.5938 | 0 | 40119.6406 | 666.3309 | 21823.6797 | 93528.25 | 26826.3398 | 35014.6992 | 14467.1706 | 117.2249 | 14349.9405 | 0 | 122.317 | 119.083
WtrCldCentChlr-Conv-1Cmp-0.439kwpton-VarSpd-CndRlf | DEER2023 |  | 2022-03-14 22:16:35+00 | Any | Nrs | New | CZ15 | cWVVG | Cap-Tons | 156.3556 | 60654.5781 | None | 754195.125 | 124089.5 | 419568.5938 | 0 | 76592.9062 | 2028.766 | 37884.5703 | 94030.6719 | 43635.3008 | 13733.6699 | 4999.033 | 117.2249 | 4881.809 | 0 | 131.152 | 127.236
WtrCldCentChlr-Conv-1Cmp-0.439kwpton-VarSpd-CndRlf | DEER2023 |  | 2022-03-14 22:16:35+00 | Any | Nrs | New | CZ16 | cWVVG | Cap-Tons | 78.6823 | 60654.5781 | None | 660549.8125 | 124089.5 | 419568.5938 | 0 | 13250.2803 | 446.2082 | 10158.4404 | 93035.8906 | 13913.9902 | 54850.1797 | 26251.0899 | 117.2249 | 26133.8701 | 0 | 109.362 | 106.553
WtrCldCentChlr-Conv-1Cmp-0.439kwpton-VarSpd-CndRlf | DEER2023 |  | 2022-03-14 22:16:35+00 | Any | OfL | New | CZ01 | cWVVG | Cap-Tons | 247.2998 | 174998.9062 | None | 1297493 | 289618.8125 | 892052.375 | 0 | 12245.5801 | 382.0791 | 13625.3398 | 89568.8516 | 165.0932 | 50284.5391 | 6667.079 | 0 | 6667.079 | 0 | 364.445 | 215.321
WtrCldCentChlr-Conv-1Cmp-0.439kwpton-VarSpd-CndRlf | DEER2023 |  | 2022-03-14 22:16:35+00 | Any | OfL | New | CZ02 | cWVVG | Cap-Tons | 369.5237 | 174998.9062 | None | 1401950 | 289618.8125 | 892052.375 | 0 | 65181.4883 | 2291.8311 | 39450.4219 | 113355.7969 | 4563.6152 | 27432.5508 | 5273.6602 | 0 | 5273.6602 | 0 | 417.851 | 250.148
WtrCldCentChlr-Conv-1Cmp-0.439kwpton-VarSpd-CndRlf | DEER2023 |  | 2022-03-14 22:16:35+00 | Any | OfL | New | CZ03 | cWVVG | Cap-Tons | 301.2273 | 174998.9062 | None | 1368127 | 289618.8125 | 892052.375 | 0 | 44259 | 2350.4929 | 32829.9688 | 107016.1016 | 3185.324 | 23888.8105 | 3831.7171 | 0 | 3831.7171 | 0 | 393.804 | 233.225
WtrCldCentChlr-Conv-1Cmp-0.439kwpton-VarSpd-CndRlf | DEER2023 |  | 2022-03-14 22:16:35+00 | Any | OfL | New | CZ04 | cWVVG | Cap-Tons | 357.9573 | 174998.9062 | None | 1430953 | 289618.8125 | 892052.375 | 0 | 75249.6719 | 5385.748 | 47811.9688 | 120834.2969 | 11489.96 | 18000.6992 | 3651.505 | 0 | 3651.505 | 0 | 425.75 | 252.246
WtrCldCentChlr-Conv-1Cmp-0.439kwpton-VarSpd-CndRlf | DEER2023 |  | 2022-03-14 22:16:35+00 | Any | OfL | New | CZ05 | cWVVG | Cap-Tons | 297.8602 | 174998.9062 | None | 1386021 | 289618.8125 | 892052.375 | 0 | 53962.3789 | 2760.689 | 36165.0898 | 111462 | 2898.5459 | 18110.25 | 2842.4061 | 0 | 2842.4061 | 0 | 391.65 | 223.307
WtrCldCentChlr-Conv-1Cmp-0.439kwpton-VarSpd-CndRlf | DEER2023 |  | 2022-03-14 22:16:35+00 | Any | OfL | New | CZ06 | cWVVG | Cap-Tons | 374.8485 | 174998.9062 | None | 1476149 | 289618.8125 | 892052.375 | 0 | 101461.3984 | 9227.3428 | 58597.2305 | 125192.3984 | 31625.6602 | 7660.29 | 1545.776 | 0 | 1545.776 | 0 | 414.592 | 235.217
WtrCldCentChlr-Conv-1Cmp-0.439kwpton-VarSpd-CndRlf | DEER2023 |  | 2022-03-14 22:16:35+00 | Any | OfL | New | CZ07 | cWVVG | Cap-Tons | 361.6923 | 174998.9062 | None | 1450660 | 289618.8125 | 892052.375 | 0 | 84710.3828 | 6082.583 | 52435.6016 | 125760.1016 | 30927.75 | 6598.7539 | 931.4992 | 0 | 931.4992 | 0 | 408.864 | 226.815
WtrCldCentChlr-Conv-1Cmp-0.439kwpton-VarSpd-CndRlf | DEER2023 |  | 2022-03-14 22:16:35+00 | Any | OfL | New | CZ08 | cWVVG | Cap-Tons | 413.4458 | 174998.9062 | None | 1500673 | 289618.8125 | 892052.375 | 0 | 112278.5 | 8459.6074 | 62250.7188 | 136013.4062 | 53599.8398 | 6632.6338 | 1481.812 | 0 | 1481.812 | 0 | 431.022 | 239.432
WtrCldCentChlr-Conv-1Cmp-0.439kwpton-VarSpd-CndRlf | DEER2023 |  | 2022-03-14 22:16:35+00 | Any | OfL | New | CZ09 | cWVVG | Cap-Tons | 457.3868 | 174998.9062 | None | 1486417 | 289618.8125 | 892052.375 | 0 | 110163.5 | 2687.6641 | 58114.4609 | 133780.5938 | 28559.3301 | 11496.0596 | 1779.897 | 0 | 1779.897 | 0 | 430.338 | 247.799
WtrCldCentChlr-Conv-1Cmp-0.439kwpton-VarSpd-CndRlf | DEER2023 |  | 2022-03-14 22:16:35+00 | Any | OfL | New | CZ10 | cWVVG | Cap-Tons | 429.5983 | 174998.9062 | None | 1499240 | 289618.8125 | 892052.375 | 0 | 112798.7969 | 6383.396 | 60259.8984 | 138126.7031 | 38830.2617 | 12326.3701 | 2223.6659 | 0 | 2223.6659 | 0 | 438.649 | 252.851
WtrCldCentChlr-Conv-1Cmp-0.439kwpton-VarSpd-CndRlf | DEER2023 |  | 2022-03-14 22:16:35+00 | Any | OfL | New | CZ11 | cWVVG | Cap-Tons | 428.1677 | 174998.9062 | None | 1479535 | 289618.8125 | 892052.375 | 0 | 103462.5 | 3222.4551 | 54059.6992 | 137119 | 27654.9004 | 23951.7207 | 6071.8042 | 0 | 6071.8042 | 0 | 441.75 | 276.204
WtrCldCentChlr-Conv-1Cmp-0.439kwpton-VarSpd-CndRlf | DEER2023 |  | 2022-03-14 22:16:35+00 | Any | OfL | New | CZ12 | cWVVG | Cap-Tons | 405.647 | 174998.9062 | None | 1449575 | 289618.8125 | 892052.375 | 0 | 85207.2891 | 4559.4692 | 49311.1211 | 128826 | 14531.54 | 24504.3105 | 5293.8259 | 0 | 5293.8259 | 0 | 439.788 | 269.753
WtrCldCentChlr-Conv-1Cmp-0.439kwpton-VarSpd-CndRlf | DEER2023 |  | 2022-03-14 22:16:35+00 | Any | OfL | New | CZ13 | cWVVG | Cap-Tons | 419.7743 | 174998.9062 | None | 1498489 | 289618.8125 | 892052.375 | 0 | 106982.5 | 6128.6538 | 59551.7188 | 144155.0938 | 51905.1016 | 22293.0391 | 4801.064 | 0 | 4801.064 | 0 | 452.206 | 275.223
WtrCldCentChlr-Conv-1Cmp-0.439kwpton-VarSpd-CndRlf | DEER2023 |  | 2022-03-14 22:16:35+00 | Any | OfL | New | CZ14 | cWVVG | Cap-Tons | 443.5203 | 174998.9062 | None | 1489029 | 289618.8125 | 892052.375 | 0 | 112426.8984 | 1613.802 | 52651.0703 | 140667 | 42144.0508 | 21413.7207 | 5058.6531 | 0 | 5058.6531 | 0 | 444.999 | 264.118
WtrCldCentChlr-Conv-1Cmp-0.439kwpton-VarSpd-CndRlf | DEER2023 |  | 2022-03-14 22:16:35+00 | Any | OfL | New | CZ15 | cWVVG | Cap-Tons | 543.5912 | 174998.9062 | None | 1622515 | 289618.8125 | 892052.375 | 0 | 183518.4062 | 4463.4492 | 82743.4531 | 170118.9062 | 96870.3828 | 5014.498 | 1351.4 | 0 | 1351.4 | 0 | 473.562 | 277.771
WtrCldCentChlr-Conv-1Cmp-0.439kwpton-VarSpd-CndRlf | DEER2023 |  | 2022-03-14 22:16:35+00 | Any | OfL | New | CZ16 | cWVVG | Cap-Tons | 294.829 | 174998.9062 | None | 1380276 | 289618.8125 | 892052.375 | 0 | 43884.0508 | 1551.168 | 29280.0508 | 123889.7969 | 8703.126 | 45789.0391 | 14307.0797 | 0 | 14307.0797 | 0 | 403.629 | 241.713
WtrCldCentChlr-Conv-1Cmp-0.439kwpton-VarSpd-CndRlf | DEER2023 |  | 2022-03-14 22:16:35+00 | Any | OfS | New | CZ01 | cWVVG | Cap-Tons | 13.9541 | 10000.0801 | None | 65017.1797 | 13865.4297 | 42917.1289 | 0 | 794.6812 | 44.6756 | 1660.444 | 5734.7251 | 90.2619 | 3749.2571 | 1204.738 | 0 | 1204.738 | 0 | 21.21 | 10.392
WtrCldCentChlr-Conv-1Cmp-0.439kwpton-VarSpd-CndRlf | DEER2023 |  | 2022-03-14 22:16:35+00 | Any | OfS | New | CZ02 | cWVVG | Cap-Tons | 20.6019 | 10000.0801 | None | 72968.9531 | 13865.4297 | 42917.1289 | 0 | 4214.8599 | 210.4215 | 4756.1201 | 7004.894 | 1132.551 | 2011.772 | 841.4678 | 0 | 841.4678 | 0 | 24.832 | 12.732
WtrCldCentChlr-Conv-1Cmp-0.439kwpton-VarSpd-CndRlf | DEER2023 |  | 2022-03-14 22:16:35+00 | Any | OfS | New | CZ03 | cWVVG | Cap-Tons | 17.9189 | 10000.0801 | None | 70143.5 | 13865.4297 | 42917.1289 | 0 | 2634.0229 | 210.3687 | 4041.8259 | 6474.6138 | 670.6275 | 1897.647 | 727.7132 | 0 | 727.7132 | 0 | 22.743 | 11.273
WtrCldCentChlr-Conv-1Cmp-0.439kwpton-VarSpd-CndRlf | DEER2023 |  | 2022-03-14 22:16:35+00 | Any | OfS | New | CZ04 | cWVVG | Cap-Tons | 21.4147 | 10000.0801 | None | 74726.7266 | 13865.4297 | 42917.1289 | 0 | 4362.5581 | 441.459 | 5770.8789 | 7369.1792 | 1655.108 | 1427.489 | 606.2735 | 0 | 606.2735 | 0 | 24.958 | 12.799
WtrCldCentChlr-Conv-1Cmp-0.439kwpton-VarSpd-CndRlf | DEER2023 |  | 2022-03-14 22:16:35+00 | Any | OfS | New | CZ05 | cWVVG | Cap-Tons | 15.8386 | 10000.0801 | None | 70839.1484 | 13865.4297 | 42917.1289 | 0 | 3111.5471 | 225.8196 | 3933.5471 | 6785.584 | 689.3814 | 1586.423 | 671.416 | 0 | 671.416 | 0 | 22.858 | 10.636
WtrCldCentChlr-Conv-1Cmp-0.439kwpton-VarSpd-CndRlf | DEER2023 |  | 2022-03-14 22:16:35+00 | Any | OfS | New | CZ06 | cWVVG | Cap-Tons | 22.3435 | 10000.0801 | None | 77500.9766 | 13865.4297 | 42917.1289 | 0 | 5811.1221 | 707.0392 | 6724.1182 | 7476.0381 | 1607.744 | 688.9059 | 389.4751 | 0 | 389.4751 | 0 | 24.703 | 11.521
WtrCldCentChlr-Conv-1Cmp-0.439kwpton-VarSpd-CndRlf | DEER2023 |  | 2022-03-14 22:16:35+00 | Any | OfS | New | CZ07 | cWVVG | Cap-Tons | 21.3755 | 10000.0801 | None | 75598.5391 | 13865.4297 | 42917.1289 | 0 | 4937.9229 | 497.0026 | 6108.5049 | 7272.4312 | 1485.422 | 619.4046 | 317.9776 | 0 | 317.9776 | 0 | 24.061 | 10.698
WtrCldCentChlr-Conv-1Cmp-0.439kwpton-VarSpd-CndRlf | DEER2023 |  | 2022-03-14 22:16:35+00 | Any | OfS | New | CZ08 | cWVVG | Cap-Tons | 23.315 | 10000.0801 | None | 79226.4766 | 13865.4297 | 42917.1289 | 0 | 6532.4292 | 679.4246 | 7157.145 | 8074.8242 | 2598.0549 | 645.8249 | 378.4287 | 0 | 378.4287 | 0 | 25.817 | 12.132
WtrCldCentChlr-Conv-1Cmp-0.439kwpton-VarSpd-CndRlf | DEER2023 |  | 2022-03-14 22:16:35+00 | Any | OfS | New | CZ09 | cWVVG | Cap-Tons | 27.6906 | 10000.0801 | None | 80926.7734 | 13865.4297 | 42917.1289 | 0 | 7699.5498 | 283.9074 | 8252.1055 | 7908.5122 | 2529.3601 | 886.865 | 362.8342 | 0 | 362.8342 | 0 | 25.033 | 12.456
WtrCldCentChlr-Conv-1Cmp-0.439kwpton-VarSpd-CndRlf | DEER2023 |  | 2022-03-14 22:16:35+00 | Any | OfS | New | CZ10 | cWVVG | Cap-Tons | 25.2521 | 10000.0801 | None | 79789.8203 | 13865.4297 | 42917.1289 | 0 | 6835.5 | 536.8474 | 7469.3809 | 8165.4448 | 2984.397 | 967.2519 | 409.742 | 0 | 409.742 | 0 | 26.098 | 12.777
WtrCldCentChlr-Conv-1Cmp-0.439kwpton-VarSpd-CndRlf | DEER2023 |  | 2022-03-14 22:16:35+00 | Any | OfS | New | CZ11 | cWVVG | Cap-Tons | 25.2603 | 10000.0801 | None | 79115.1719 | 13865.4297 | 42917.1289 | 0 | 6940.9209 | 294.4147 | 6689.6289 | 8407.5508 | 3506.928 | 1736.788 | 739.537 | 0 | 739.537 | 0 | 26.111 | 14.785
WtrCldCentChlr-Conv-1Cmp-0.439kwpton-VarSpd-CndRlf | DEER2023 |  | 2022-03-14 22:16:35+00 | Any | OfS | New | CZ12 | cWVVG | Cap-Tons | 23.6061 | 10000.0801 | None | 76543.0469 | 13865.4297 | 42917.1289 | 0 | 5357.4888 | 396.0176 | 6057.2598 | 7949.6191 | 2103.219 | 1808.528 | 757.3002 | 0 | 757.3002 | 0 | 26.254 | 14.233
WtrCldCentChlr-Conv-1Cmp-0.439kwpton-VarSpd-CndRlf | DEER2023 |  | 2022-03-14 22:16:35+00 | Any | OfS | New | CZ13 | cWVVG | Cap-Tons | 25.8755 | 10000.0801 | None | 79787.3672 | 13865.4297 | 42917.1289 | 0 | 6464.2358 | 512.9141 | 7258.834 | 8768.7305 | 4121.3848 | 1608.4139 | 639.4871 | 0 | 639.4871 | 0 | 26.592 | 14.383
WtrCldCentChlr-Conv-1Cmp-0.439kwpton-VarSpd-CndRlf | DEER2023 |  | 2022-03-14 22:16:35+00 | Any | OfS | New | CZ14 | cWVVG | Cap-Tons | 27.2422 | 10000.0801 | None | 81888.6484 | 13865.4297 | 42917.1289 | 0 | 8717.5518 | 170.2331 | 7560.002 | 8658.1924 | 3539.0979 | 1625.73 | 663.0521 | 0 | 663.0521 | 0 | 26.305 | 13.724
WtrCldCentChlr-Conv-1Cmp-0.439kwpton-VarSpd-CndRlf | DEER2023 |  | 2022-03-14 22:16:35+00 | Any | OfS | New | CZ15 | cWVVG | Cap-Tons | 32.0846 | 10000.0801 | None | 92108.6797 | 13865.4297 | 42917.1289 | 0 | 13490.9902 | 441.9034 | 11064.5801 | 10328.5596 | 6710.835 | 384.0719 | 173.4966 | 0 | 173.4966 | 0 | 28.287 | 14.605
WtrCldCentChlr-Conv-1Cmp-0.439kwpton-VarSpd-CndRlf | DEER2023 |  | 2022-03-14 22:16:35+00 | Any | OfS | New | CZ16 | cWVVG | Cap-Tons | 17.013 | 10000.0801 | None | 71271.4922 | 13865.4297 | 42917.1289 | 0 | 2677.8 | 128.2828 | 3485.905 | 8196.8662 | 1309.468 | 3554.7849 | 1541.7459 | 0 | 1541.7459 | 0 | 24.041 | 12.159
WtrCldCentChlr-Conv-1Cmp-0.439kwpton-VarSpd-CndRlf | DEER2023 |  | 2022-03-14 22:16:35+00 | Any | Rt3 | New | CZ01 | cWVVG | Cap-Tons | 129.1521 | 120000.5 | None | 1004418 | 514297.1875 | 410310 | 0 | 6443.4502 | 205.0536 | 8271.916 | 64889.9883 | 13581.8398 | 33791.5 | 8281.4112 | 0 | 8281.4112 | 0 | 241.201 | 197.295
WtrCldCentChlr-Conv-1Cmp-0.439kwpton-VarSpd-CndRlf | DEER2023 |  | 2022-03-14 22:16:35+00 | Any | Rt3 | New | CZ02 | cWVVG | Cap-Tons | 229.7263 | 120000.5 | None | 1079592 | 514297.1875 | 410310 | 0 | 46980.9805 | 1706.694 | 28736.1309 | 77559.8438 | 43863.3008 | 15156.21 | 5888.0352 | 0 | 5888.0352 | 0 | 282.579 | 238.282
WtrCldCentChlr-Conv-1Cmp-0.439kwpton-VarSpd-CndRlf | DEER2023 |  | 2022-03-14 22:16:35+00 | Any | Rt3 | New | CZ03 | cWVVG | Cap-Tons | 180.3553 | 120000.5 | None | 1050649 | 514297.1875 | 410310 | 0 | 28919.4805 | 1568.656 | 23041.2695 | 72511.5625 | 39762.6016 | 14628.6201 | 4310.0301 | 0 | 4310.0301 | 0 | 259.97 | 220.254
WtrCldCentChlr-Conv-1Cmp-0.439kwpton-VarSpd-CndRlf | DEER2023 |  | 2022-03-14 22:16:35+00 | Any | Rt3 | New | CZ04 | cWVVG | Cap-Tons | 230.6758 | 120000.5 | None | 1106109 | 514297.1875 | 410310 | 0 | 57957.3203 | 4159.5698 | 36291.3594 | 83092.4766 | 56911.3906 | 10058.3799 | 3534.3491 | 0 | 3534.3491 | 0 | 288.05 | 246.14
WtrCldCentChlr-Conv-1Cmp-0.439kwpton-VarSpd-CndRlf | DEER2023 |  | 2022-03-14 22:16:35+00 | Any | Rt3 | New | CZ05 | cWVVG | Cap-Tons | 169.7127 | 120000.5 | None | 1060646 | 514297.1875 | 410310 | 0 | 32942.1094 | 1710.179 | 23600.1602 | 77785.3125 | 43839.0195 | 11864.9297 | 3201.136 | 0 | 3201.136 | 0 | 255.239 | 209.911
WtrCldCentChlr-Conv-1Cmp-0.439kwpton-VarSpd-CndRlf | DEER2023 |  | 2022-03-14 22:16:35+00 | Any | Rt3 | New | CZ06 | cWVVG | Cap-Tons | 237.0563 | 120000.5 | None | 1134011 | 514297.1875 | 410310 | 0 | 73919.8672 | 6690.521 | 44589.2305 | 84202.9062 | 62642.4219 | 4507.6191 | 1317.309 | 0 | 1317.309 | 0 | 283.117 | 235.477
WtrCldCentChlr-Conv-1Cmp-0.439kwpton-VarSpd-CndRlf | DEER2023 |  | 2022-03-14 22:16:35+00 | Any | Rt3 | New | CZ07 | cWVVG | Cap-Tons | 237.0988 | 120000.5 | None | 1121195 | 514297.1875 | 410310 | 0 | 63600.75 | 4620.123 | 41573.6484 | 86792.5625 | 65595.9531 | 3386.2009 | 815.7774 | 0 | 815.7774 | 0 | 278.88 | 234.103
WtrCldCentChlr-Conv-1Cmp-0.439kwpton-VarSpd-CndRlf | DEER2023 |  | 2022-03-14 22:16:35+00 | Any | Rt3 | New | CZ08 | cWVVG | Cap-Tons | 269.379 | 120000.5 | None | 1165217 | 514297.1875 | 410310 | 0 | 87484.5391 | 6557.5371 | 49954.3594 | 96612.4688 | 78662.8438 | 3077.6909 | 1078.939 | 0 | 1078.939 | 0 | 292.791 | 241.026
WtrCldCentChlr-Conv-1Cmp-0.439kwpton-VarSpd-CndRlf | DEER2023 |  | 2022-03-14 22:16:35+00 | Any | Rt3 | New | CZ09 | cWVVG | Cap-Tons | 325.8737 | 120000.5 | None | 1146484 | 514297.1875 | 410310 | 0 | 80579.7031 | 2075.8879 | 49737.7891 | 89482.5078 | 72385.25 | 4692.062 | 1401.9379 | 0 | 1401.9379 | 0 | 278.949 | 237.876
WtrCldCentChlr-Conv-1Cmp-0.439kwpton-VarSpd-CndRlf | DEER2023 |  | 2022-03-14 22:16:35+00 | Any | Rt3 | New | CZ10 | cWVVG | Cap-Tons | 284.464 | 120000.5 | None | 1160286 | 514297.1875 | 410310 | 0 | 87795.2734 | 5104.6582 | 48492.1992 | 94285.2266 | 76257.6562 | 6022.8672 | 2112.531 | 0 | 2112.531 | 0 | 310.494 | 265.666
WtrCldCentChlr-Conv-1Cmp-0.439kwpton-VarSpd-CndRlf | DEER2023 |  | 2022-03-14 22:16:35+00 | Any | Rt3 | New | CZ11 | cWVVG | Cap-Tons | 280.521 | 120000.5 | None | 1136972 | 514297.1875 | 410310 | 0 | 80848.4531 | 2552.292 | 39946.1289 | 89016.7031 | 65525.8203 | 11702.25 | 4183.0211 | 0 | 4183.0211 | 0 | 301.474 | 258.087
WtrCldCentChlr-Conv-1Cmp-0.439kwpton-VarSpd-CndRlf | DEER2023 |  | 2022-03-14 22:16:35+00 | Any | Rt3 | New | CZ12 | cWVVG | Cap-Tons | 268.974 | 120000.5 | None | 1117035 | 514297.1875 | 410310 | 0 | 66164.0469 | 3604.8811 | 38417.4219 | 84241.0078 | 59973.5898 | 12323.1602 | 4916.7709 | 0 | 4916.7709 | 0 | 305.602 | 261.284
WtrCldCentChlr-Conv-1Cmp-0.439kwpton-VarSpd-CndRlf | DEER2023 |  | 2022-03-14 22:16:35+00 | Any | Rt3 | New | CZ13 | cWVVG | Cap-Tons | 288.3937 | 120000.5 | None | 1157941 | 514297.1875 | 410310 | 0 | 87720.4062 | 4865.7959 | 45566.5391 | 95180.2891 | 75793.3281 | 10476.7305 | 3852.895 | 0 | 3852.895 | 0 | 313.796 | 269.895
WtrCldCentChlr-Conv-1Cmp-0.439kwpton-VarSpd-CndRlf | DEER2023 |  | 2022-03-14 22:16:35+00 | Any | Rt3 | New | CZ14 | cWVVG | Cap-Tons | 291.3407 | 120000.5 | None | 1134994 | 514297.1875 | 410310 | 0 | 81399.6719 | 1213.391 | 38753.1484 | 89019.9375 | 64941.2812 | 10401.1396 | 3639.023 | 0 | 3639.023 | 0 | 298.565 | 251.356
WtrCldCentChlr-Conv-1Cmp-0.439kwpton-VarSpd-CndRlf | DEER2023 |  | 2022-03-14 22:16:35+00 | Any | Rt3 | New | CZ15 | cWVVG | Cap-Tons | 365.2832 | 120000.5 | None | 1249609 | 514297.1875 | 410310 | 0 | 141487.2969 | 3709.3069 | 66124.7969 | 113679.1016 | 106041.7031 | 1605.073 | 342.6938 | 0 | 342.6938 | 0 | 321.064 | 272.837
WtrCldCentChlr-Conv-1Cmp-0.439kwpton-VarSpd-CndRlf | DEER2023 |  | 2022-03-14 22:16:35+00 | Any | Rt3 | New | CZ16 | cWVVG | Cap-Tons | 180.1765 | 120000.5 | None | 1053458 | 514297.1875 | 410310 | 0 | 31484.7109 | 1056.807 | 18817.6699 | 77490.9688 | 38305.4219 | 24696.8809 | 13352.0704 | 0 | 13352.0704 | 0 | 267.872 | 223.885
WtrCldCentChlr-Conv-1Cmp-0.748kwpton-VarSpd-CndRlf | DEER2023 |  | 2022-03-14 22:16:35+00 | Any | ECC | New | CZ01 | cWVVG | Cap-Tons | 1 | 299999.5938 | None | 1679320 | 498675.5 | 838537.625 | 0 | 30504.4805 | 601.485 | 20893.8906 | 290105.3125 | 4634.2559 | 208151 | 51322.3885 | 97.3874 | 51225.0112 | 0 | 598.976 | 458.324
WtrCldCentChlr-Conv-1Cmp-0.748kwpton-VarSpd-CndRlf | DEER2023 |  | 2022-03-14 22:16:35+00 | Any | ECC | New | CZ02 | cWVVG | Cap-Tons | 1 | 299999.5938 | None | 1866620 | 498675.5 | 838537.625 | 0 | 173641.7969 | 3624.833 | 68070.9219 | 284068 | 35158.1914 | 110873.7031 | 35666.3194 | 97.3874 | 35568.9395 | 0 | 728.956 | 588.812
WtrCldCentChlr-Conv-1Cmp-0.748kwpton-VarSpd-CndRlf | DEER2023 |  | 2022-03-14 22:16:35+00 | Any | ECC | New | CZ03 | cWVVG | Cap-Tons | 1 | 299999.5938 | None | 1793720 | 498675.5 | 838537.625 | 0 | 118112.2969 | 3653.9189 | 55574.7109 | 279163.5 | 27421.5 | 99455.7812 | 30775.639 | 97.3874 | 30678.249 | 0 | 654.924 | 539.47
WtrCldCentChlr-Conv-1Cmp-0.748kwpton-VarSpd-CndRlf | DEER2023 |  | 2022-03-14 22:16:35+00 | Any | ECC | New | CZ04 | cWVVG | Cap-Tons | 1 | 299999.5938 | None | 1933067 | 498675.5 | 838537.625 | 0 | 217900.5 | 8970.1768 | 89224.0469 | 279757.3125 | 56983.7383 | 70296.7969 | 25826.1197 | 97.3874 | 25728.7398 | 0 | 757.08 | 623.709
WtrCldCentChlr-Conv-1Cmp-0.748kwpton-VarSpd-CndRlf | DEER2023 |  | 2022-03-14 22:16:35+00 | Any | ECC | New | CZ05 | cWVVG | Cap-Tons | 1 | 299999.5938 | None | 1825704 | 498675.5 | 838537.625 | 0 | 139163.5938 | 4176.8101 | 54849.5586 | 290300.5938 | 31653.8398 | 95044.2188 | 28311.3907 | 97.3874 | 28214.0109 | 0 | 644.721 | 480.175
WtrCldCentChlr-Conv-1Cmp-0.748kwpton-VarSpd-CndRlf | DEER2023 |  | 2022-03-14 22:16:35+00 | Any | ECC | New | CZ06 | cWVVG | Cap-Tons | 1 | 299999.5938 | None | 2039038 | 498675.5 | 838537.625 | 0 | 292991.5 | 15919.7002 | 112877.7031 | 280034.5938 | 69696.6094 | 33413.6797 | 16124.0602 | 97.3874 | 16026.6598 | 0 | 713.693 | 580.153
WtrCldCentChlr-Conv-1Cmp-0.748kwpton-VarSpd-CndRlf | DEER2023 |  | 2022-03-14 22:16:35+00 | Any | ECC | New | CZ07 | cWVVG | Cap-Tons | 1 | 299999.5938 | None | 1979562 | 498675.5 | 838537.625 | 0 | 245836 | 10781.9805 | 103011.2031 | 282718.0938 | 71801.8516 | 25091.5703 | 13974.56 | 97.3874 | 13877.1699 | 0 | 704.381 | 569.603
WtrCldCentChlr-Conv-1Cmp-0.748kwpton-VarSpd-CndRlf | DEER2023 |  | 2022-03-14 22:16:35+00 | Any | ECC | New | CZ08 | cWVVG | Cap-Tons | 1 | 299999.5938 | None | 2105199 | 498675.5 | 838537.625 | 0 | 330320.4062 | 14988.1797 | 126063.2031 | 296611.9062 | 90541.0469 | 28194.0293 | 14345.2595 | 97.3874 | 14247.8605 | 0 | 751.74 | 586.662
WtrCldCentChlr-Conv-1Cmp-0.748kwpton-VarSpd-CndRlf | DEER2023 |  | 2022-03-14 22:16:35+00 | Any | ECC | New | CZ09 | cWVVG | Cap-Tons | 1 | 299999.5938 | None | 2078925 | 498675.5 | 838537.625 | 0 | 327732.0938 | 4375.8291 | 127651.5 | 281951.0938 | 82339.2891 | 38711.2695 | 16375.7402 | 97.3874 | 16278.3501 | 0 | 746.983 | 614.69
WtrCldCentChlr-Conv-1Cmp-0.748kwpton-VarSpd-CndRlf | DEER2023 |  | 2022-03-14 22:16:35+00 | Any | ECC | New | CZ10 | cWVVG | Cap-Tons | 1 | 299999.5938 | None | 2100067 | 498675.5 | 838537.625 | 0 | 338383.0938 | 11204.4697 | 122553.1016 | 290712.4062 | 87017.7891 | 44994.9609 | 19309.0803 | 97.3874 | 19211.6902 | 0 | 577.81 | 367.708
WtrCldCentChlr-Conv-1Cmp-0.748kwpton-VarSpd-CndRlf | DEER2023 |  | 2022-03-14 22:16:35+00 | Any | ECC | New | CZ11 | cWVVG | Cap-Tons | 1 | 299999.5938 | None | 2050346 | 498675.5 | 838537.625 | 0 | 306166.0938 | 5667.7388 | 104917.1016 | 296380.8125 | 76807.5234 | 79634.7812 | 29030.0109 | 97.3874 | 28932.6208 | 0 | 578.628 | 400.817
WtrCldCentChlr-Conv-1Cmp-0.748kwpton-VarSpd-CndRlf | DEER2023 |  | 2022-03-14 22:16:35+00 | Any | ECC | New | CZ12 | cWVVG | Cap-Tons | 1 | 299999.5938 | None | 1983807 | 498675.5 | 838537.625 | 0 | 249832.5938 | 7686.0859 | 91733.9688 | 297339.5938 | 64869.4688 | 88576.0703 | 30073.9994 | 97.3874 | 29976.6093 | 0 | 585.631 | 392.966
WtrCldCentChlr-Conv-1Cmp-0.748kwpton-VarSpd-CndRlf | DEER2023 |  | 2022-03-14 22:16:35+00 | Any | ECC | New | CZ13 | cWVVG | Cap-Tons | 1 | 299999.5938 | None | 2118519 | 498675.5 | 838537.625 | 0 | 338690.8125 | 10914.4102 | 119465.6016 | 312233.8125 | 92388.0703 | 71531.4062 | 25489.321 | 97.3874 | 25391.9309 | 0 | 602.032 | 397.799
WtrCldCentChlr-Conv-1Cmp-0.748kwpton-VarSpd-CndRlf | DEER2023 |  | 2022-03-14 22:16:35+00 | Any | ECC | New | CZ14 | cWVVG | Cap-Tons | 1 | 299999.5938 | None | 2076073 | 498675.5 | 838537.625 | 0 | 327235.4062 | 2485.8621 | 106521.1016 | 302616.3125 | 79084.8516 | 75070.6172 | 27234.1504 | 97.3874 | 27136.7501 | 0 | 586.017 | 385.827
WtrCldCentChlr-Conv-1Cmp-0.748kwpton-VarSpd-CndRlf | DEER2023 |  | 2022-03-14 22:16:35+00 | Any | ECC | New | CZ15 | cWVVG | Cap-Tons | 1 | 299999.5938 | None | 2467641 | 498675.5 | 838537.625 | 0 | 604714.875 | 8373.9707 | 190697.0938 | 326640.1875 | 148395.7031 | 15751.7305 | 9190.4147 | 97.3874 | 9093.0208 | 0 | 656.301 | 435.558
WtrCldCentChlr-Conv-1Cmp-0.748kwpton-VarSpd-CndRlf | DEER2023 |  | 2022-03-14 22:16:35+00 | Any | ECC | New | CZ16 | cWVVG | Cap-Tons | 1 | 299999.5938 | None | 1812226 | 498675.5 | 838537.625 | 0 | 116404.6016 | 2237.229 | 45795.0703 | 310574.5 | 39430.5 | 157721.5938 | 59083.4176 | 97.3874 | 58986.0198 | 0 | 155.805 | 118.958
WtrCldCentChlr-Conv-1Cmp-0.748kwpton-VarSpd-CndRlf | DEER2023 |  | 2022-03-14 22:16:35+00 | Any | ESe | New | CZ01 | cWVVG | Cap-Tons | 1 | 149998.5938 | None | 607828.6875 | 195048.5 | 287781.6875 | 0 | 10320.8398 | 201.9951 | 8772.2773 | 105704.2969 | 411.2486 | 81871.0781 | 28034.8006 | 26.4167 | 28008.3789 | 0 | 237.541 | 108.581
WtrCldCentChlr-Conv-1Cmp-0.748kwpton-VarSpd-CndRlf | DEER2023 |  | 2022-03-14 22:16:35+00 | Any | ESe | New | CZ02 | cWVVG | Cap-Tons | 1 | 149998.5938 | None | 678349.625 | 195048.5 | 287781.6875 | 0 | 62187.8594 | 1268.947 | 27270.9199 | 104792.3984 | 10188.7803 | 49574.0781 | 19469.92 | 26.4167 | 19443.52 | 0 | 307.789 | 155.239
WtrCldCentChlr-Conv-1Cmp-0.748kwpton-VarSpd-CndRlf | DEER2023 |  | 2022-03-14 22:16:35+00 | Any | ESe | New | CZ03 | cWVVG | Cap-Tons | 1 | 149998.5938 | None | 640322.3125 | 195048.5 | 287781.6875 | 0 | 39075.8789 | 1178.071 | 20180.1602 | 97058.7812 | 4249.4541 | 46136.6484 | 16562.1005 | 26.4167 | 16535.7005 | 0 | 266.443 | 126.99
WtrCldCentChlr-Conv-1Cmp-0.748kwpton-VarSpd-CndRlf | DEER2023 |  | 2022-03-14 22:16:35+00 | Any | ESe | New | CZ04 | cWVVG | Cap-Tons | 1 | 149998.5938 | None | 698310.1875 | 195048.5 | 287781.6875 | 0 | 76042.8672 | 3344.303 | 33796.5195 | 102297 | 13974.6797 | 34655.2109 | 13995.5994 | 26.4167 | 13969.1904 | 0 | 317.994 | 158.85
WtrCldCentChlr-Conv-1Cmp-0.748kwpton-VarSpd-CndRlf | DEER2023 |  | 2022-03-14 22:16:35+00 | Any | ESe | New | CZ05 | cWVVG | Cap-Tons | 1 | 149998.5938 | None | 654617.125 | 195048.5 | 287781.6875 | 0 | 50623.4883 | 1530.885 | 20428.1699 | 99205.2891 | 5622.0112 | 40647.4219 | 14993.8803 | 26.4167 | 14967.4803 | 0 | 259.45 | 116.584
WtrCldCentChlr-Conv-1Cmp-0.748kwpton-VarSpd-CndRlf | DEER2023 |  | 2022-03-14 22:16:35+00 | Any | ESe | New | CZ06 | cWVVG | Cap-Tons | 1 | 149998.5938 | None | 724956.3125 | 195048.5 | 287781.6875 | 0 | 98558.1719 | 5674.1479 | 42632 | 95262.4609 | 12110.9902 | 17769.8105 | 8501.0522 | 26.4167 | 8474.6342 | 0 | 292.541 | 135.469
WtrCldCentChlr-Conv-1Cmp-0.748kwpton-VarSpd-CndRlf | DEER2023 |  | 2022-03-14 22:16:35+00 | Any | ESe | New | CZ07 | cWVVG | Cap-Tons | 1 | 149998.5938 | None | 699750.125 | 195048.5 | 287781.6875 | 0 | 81556.5703 | 3419.5349 | 38278.3516 | 93666.2031 | 11572.8203 | 15766.04 | 7211.9898 | 26.4167 | 7185.5712 | 0 | 290.944 | 129.992
WtrCldCentChlr-Conv-1Cmp-0.748kwpton-VarSpd-CndRlf | DEER2023 |  | 2022-03-14 22:16:35+00 | Any | ESe | New | CZ08 | cWVVG | Cap-Tons | 1 | 149998.5938 | None | 768740 | 195048.5 | 287781.6875 | 0 | 121901 | 5856.9258 | 50836.5898 | 107316 | 22006.4395 | 15382.5303 | 7441.4003 | 26.4167 | 7414.9818 | 0 | 322.929 | 148.274
WtrCldCentChlr-Conv-1Cmp-0.748kwpton-VarSpd-CndRlf | DEER2023 |  | 2022-03-14 22:16:35+00 | Any | ESe | New | CZ09 | cWVVG | Cap-Tons | 1 | 149998.5938 | None | 768329.8125 | 195048.5 | 287781.6875 | 0 | 125087.3984 | 1587.698 | 52484.7305 | 106340.6016 | 21144.9492 | 20704.0703 | 8742.4141 | 26.4167 | 8715.9942 | 0 | 315.049 | 154.437
WtrCldCentChlr-Conv-1Cmp-0.748kwpton-VarSpd-CndRlf | DEER2023 |  | 2022-03-14 22:16:35+00 | Any | ESe | New | CZ10 | cWVVG | Cap-Tons | 1 | 149998.5938 | None | 775959.375 | 195048.5 | 287781.6875 | 0 | 126567.3984 | 4324.4702 | 50810.4102 | 111427.5 | 23355.25 | 23003.1797 | 10225.12 | 26.4167 | 10198.6899 | 0 | 89.738 | 71.384
WtrCldCentChlr-Conv-1Cmp-0.748kwpton-VarSpd-CndRlf | DEER2023 |  | 2022-03-14 22:16:35+00 | Any | ESe | New | CZ11 | cWVVG | Cap-Tons | 1 | 149998.5938 | None | 745098 | 195048.5 | 287781.6875 | 0 | 110122 | 2015.2419 | 41924.6211 | 108206.7031 | 21714.6992 | 35568.4102 | 15635.3894 | 26.4167 | 15608.9805 | 0 | 88.447 | 77.424
WtrCldCentChlr-Conv-1Cmp-0.748kwpton-VarSpd-CndRlf | DEER2023 |  | 2022-03-14 22:16:35+00 | Any | ESe | New | CZ12 | cWVVG | Cap-Tons | 1 | 149998.5938 | None | 719213.875 | 195048.5 | 287781.6875 | 0 | 88365.3281 | 2822.5149 | 36060.5391 | 109136.2031 | 17693.6895 | 40656.7383 | 16194.1901 | 26.4167 | 16167.7798 | 0 | 85.423 | 74.664
WtrCldCentChlr-Conv-1Cmp-0.748kwpton-VarSpd-CndRlf | DEER2023 |  | 2022-03-14 22:16:35+00 | Any | ESe | New | CZ13 | cWVVG | Cap-Tons | 1 | 149998.5938 | None | 774415.375 | 195048.5 | 287781.6875 | 0 | 121253.7969 | 4086.272 | 50450.8203 | 115795 | 25708.9707 | 33125.6289 | 13808.7501 | 26.4167 | 13782.3398 | 0 | 89.154 | 79.705
WtrCldCentChlr-Conv-1Cmp-0.748kwpton-VarSpd-CndRlf | DEER2023 |  | 2022-03-14 22:16:35+00 | Any | ESe | New | CZ14 | cWVVG | Cap-Tons | 1 | 149998.5938 | None | 755519.875 | 195048.5 | 287781.6875 | 0 | 120117 | 761.7233 | 45087.9492 | 106723.7969 | 20119.1504 | 31887.1406 | 14321.4003 | 26.4167 | 14294.9798 | 0 | 95.166 | 79.788
WtrCldCentChlr-Conv-1Cmp-0.748kwpton-VarSpd-CndRlf | DEER2023 |  | 2022-03-14 22:16:35+00 | Any | ESe | New | CZ15 | cWVVG | Cap-Tons | 1 | 149998.5938 | None | 937260.875 | 195048.5 | 287781.6875 | 0 | 240037.0938 | 3086.364 | 85431.6484 | 125876 | 37588.4492 | 8876.3574 | 4784.847 | 26.4167 | 4758.424 | 0 | 105.516 | 93.294
WtrCldCentChlr-Conv-1Cmp-0.748kwpton-VarSpd-CndRlf | DEER2023 |  | 2022-03-14 22:16:35+00 | Any | ESe | New | CZ16 | cWVVG | Cap-Tons | 1 | 149998.5938 | None | 652365.6875 | 195048.5 | 287781.6875 | 0 | 40118.1016 | 752.0093 | 18420.0098 | 110246.1016 | 12175.1396 | 64864.2695 | 31927.8208 | 26.4167 | 31901.4195 | 0 | 68.088 | 53.213
WtrCldCentChlr-Conv-1Cmp-0.748kwpton-VarSpd-CndRlf | DEER2023 |  | 2022-03-14 22:16:35+00 | Any | EUn | New | CZ01 | cWVVG | Cap-Tons | 1 | 930201.375 | None | 4943440 | 1432632 | 2778924 | 0 | 85822.2891 | 936.3492 | 61001.9219 | 584118.8125 | 37450.0898 | 432969.3125 | 178305.8022 | 181.5723 | 178124.2061 | 0 | 1809.014 | 1477.76
WtrCldCentChlr-Conv-1Cmp-0.748kwpton-VarSpd-CndRlf | DEER2023 |  | 2022-03-14 22:16:35+00 | Any | EUn | New | CZ02 | cWVVG | Cap-Tons | 1 | 930201.375 | None | 5547762 | 1432632 | 2778924 | 0 | 531026.625 | 8962.7354 | 169378 | 626833.875 | 220582 | 228678.5 | 118107.4022 | 181.5723 | 117925.7958 | 0 | 2272.984 | 1908.494
WtrCldCentChlr-Conv-1Cmp-0.748kwpton-VarSpd-CndRlf | DEER2023 |  | 2022-03-14 22:16:35+00 | Any | EUn | New | CZ03 | cWVVG | Cap-Tons | 1 | 930201.375 | None | 5307891 | 1432632 | 2778924 | 0 | 350072.1875 | 7916.4839 | 131687.7969 | 606653.3125 | 176909.7031 | 223680.4062 | 98390.7021 | 181.5723 | 98209.1366 | 0 | 2092.042 | 1757.351
WtrCldCentChlr-Conv-1Cmp-0.748kwpton-VarSpd-CndRlf | DEER2023 |  | 2022-03-14 22:16:35+00 | Any | EUn | New | CZ04 | cWVVG | Cap-Tons | 1 | 930201.375 | None | 5740713 | 1432632 | 2778924 | 0 | 667675.3125 | 23961.3398 | 206924.2031 | 630590.3125 | 299318.0938 | 153466.7969 | 80855.9923 | 181.5723 | 80674.4218 | 0 | 2336.648 | 1993.308
WtrCldCentChlr-Conv-1Cmp-0.748kwpton-VarSpd-CndRlf | DEER2023 |  | 2022-03-14 22:16:35+00 | Any | EUn | New | CZ05 | cWVVG | Cap-Tons | 1 | 930201.375 | None | 5401209 | 1432632 | 2778924 | 0 | 420895 | 9747.4922 | 135063.0938 | 623942.1875 | 192196.2969 | 196757.4062 | 91515.5558 | 181.5723 | 91334.0006 | 0 | 2054.665 | 1574.081
WtrCldCentChlr-Conv-1Cmp-0.748kwpton-VarSpd-CndRlf | DEER2023 |  | 2022-03-14 22:16:35+00 | Any | EUn | New | CZ06 | cWVVG | Cap-Tons | 1 | 930201.375 | None | 5990787 | 1432632 | 2778924 | 0 | 853743.8125 | 40697.6289 | 253334.7031 | 631447.375 | 343363.4062 | 85247.25 | 48372.4698 | 181.5723 | 48190.9094 | 0 | 2254.036 | 1863.908
WtrCldCentChlr-Conv-1Cmp-0.748kwpton-VarSpd-CndRlf | DEER2023 |  | 2022-03-14 22:16:35+00 | Any | EUn | New | CZ07 | cWVVG | Cap-Tons | 1 | 930201.375 | None | 5771145 | 1432632 | 2778924 | 0 | 682379.625 | 23876.0508 | 227157 | 626171.5 | 322754.8125 | 83913.1094 | 41923.4688 | 181.5723 | 41741.911 | 0 | 2169.129 | 1815.401
WtrCldCentChlr-Conv-1Cmp-0.748kwpton-VarSpd-CndRlf | DEER2023 |  | 2022-03-14 22:16:35+00 | Any | EUn | New | CZ08 | cWVVG | Cap-Tons | 1 | 930201.375 | None | 6172058 | 1432632 | 2778924 | 0 | 975654.375 | 38136.6094 | 288325.9062 | 658380.6875 | 411679.4062 | 68190.2031 | 42846.3002 | 181.5723 | 42664.7296 | 0 | 2366.395 | 1879.546
WtrCldCentChlr-Conv-1Cmp-0.748kwpton-VarSpd-CndRlf | DEER2023 |  | 2022-03-14 22:16:35+00 | Any | EUn | New | CZ09 | cWVVG | Cap-Tons | 1 | 930201.375 | None | 6044384 | 1432632 | 2778924 | 0 | 894853.375 | 10005.1504 | 279373.8125 | 648591.3125 | 385726.9062 | 90631.2969 | 48545.4387 | 181.5723 | 48363.8682 | 0 | 2317.906 | 1931.735
WtrCldCentChlr-Conv-1Cmp-0.748kwpton-VarSpd-CndRlf | DEER2023 |  | 2022-03-14 22:16:35+00 | Any | EUn | New | CZ10 | cWVVG | Cap-Tons | 1 | 930201.375 | None | 6197068 | 1432632 | 2778924 | 0 | 1005503 | 29228.0508 | 287282.3125 | 663494.3125 | 403980.3125 | 99543.0625 | 57719.5981 | 181.5723 | 57538.0224 | 0 | 1793.587 | 1495.618
WtrCldCentChlr-Conv-1Cmp-0.748kwpton-VarSpd-CndRlf | DEER2023 |  | 2022-03-14 22:16:35+00 | Any | EUn | New | CZ11 | cWVVG | Cap-Tons | 1 | 930201.375 | None | 6124527 | 1432632 | 2778924 | 0 | 966829.125 | 14869.9199 | 248590.9062 | 682675.1875 | 388170.8125 | 167397 | 90860.5235 | 181.5723 | 90678.9478 | 0 | 1835.068 | 1651.486
WtrCldCentChlr-Conv-1Cmp-0.748kwpton-VarSpd-CndRlf | DEER2023 |  | 2022-03-14 22:16:35+00 | Any | EUn | New | CZ12 | cWVVG | Cap-Tons | 1 | 930201.375 | None | 5909172 | 1432632 | 2778924 | 0 | 790769.3125 | 20848.9805 | 222113.2969 | 663881.125 | 336094.4062 | 176176.5938 | 94664.8986 | 181.5723 | 94483.3126 | 0 | 1843.471 | 1614.86
WtrCldCentChlr-Conv-1Cmp-0.748kwpton-VarSpd-CndRlf | DEER2023 |  | 2022-03-14 22:16:35+00 | Any | EUn | New | CZ13 | cWVVG | Cap-Tons | 1 | 930201.375 | None | 6302649 | 1432632 | 2778924 | 0 | 1067452 | 29569.0195 | 286427.4062 | 707638.8125 | 446586.5938 | 143167.0938 | 76520.1203 | 181.5723 | 76338.5702 | 0 | 1904.493 | 1697.537
WtrCldCentChlr-Conv-1Cmp-0.748kwpton-VarSpd-CndRlf | DEER2023 |  | 2022-03-14 22:16:35+00 | Any | EUn | New | CZ14 | cWVVG | Cap-Tons | 1 | 930201.375 | None | 6118133 | 1432632 | 2778924 | 0 | 941544.125 | 6826.1431 | 264192.4062 | 694009.625 | 406837.5 | 146925.5 | 84220.2624 | 181.5723 | 84038.6714 | 0 | 1839.16 | 1534.67
WtrCldCentChlr-Conv-1Cmp-0.748kwpton-VarSpd-CndRlf | DEER2023 |  | 2022-03-14 22:16:35+00 | Any | EUn | New | CZ15 | cWVVG | Cap-Tons | 1 | 930201.375 | None | 7151098 | 1432632 | 2778924 | 0 | 1707765 | 21368.9199 | 437752.5938 | 772649.3125 | 629599.875 | 35340.2305 | 22494.3206 | 181.5723 | 22312.7501 | 0 | 2023.634 | 1716.152
WtrCldCentChlr-Conv-1Cmp-0.748kwpton-VarSpd-CndRlf | DEER2023 |  | 2022-03-14 22:16:35+00 | Any | EUn | New | CZ16 | cWVVG | Cap-Tons | 1 | 930201.375 | None | 5385139 | 1432632 | 2778924 | 0 | 385649.8125 | 5824.333 | 124074.7031 | 658031.875 | 217996.4062 | 314321.3125 | 196918.8045 | 181.5723 | 196737.1059 | 0 | 208.153 | 238.256
WtrCldCentChlr-Conv-1Cmp-0.748kwpton-VarSpd-CndRlf | DEER2023 |  | 2022-03-14 22:16:35+00 | Any | Hsp | New | CZ01 | cWVVG | Cap-Tons | 1 | 235501 | None | 2491432 | 848496.8125 | 1266427 | 0 | 13406.0098 | 110.6822 | 12836.2998 | 350158.5938 | 663.8986 | 288809.3125 | 52993.0906 | 81.3604 | 52911.7184 | 0 | 453.448 | 403.612
WtrCldCentChlr-Conv-1Cmp-0.748kwpton-VarSpd-CndRlf | DEER2023 |  | 2022-03-14 22:16:35+00 | Any | Hsp | New | CZ02 | cWVVG | Cap-Tons | 1 | 235501 | None | 2652066 | 848496.8125 | 1266427 | 0 | 117357.1016 | 1627.1591 | 60831.3203 | 357330 | 10314.5303 | 194834.5 | 42794.6906 | 81.3604 | 42713.3389 | 0 | 533.272 | 478.065
WtrCldCentChlr-Conv-1Cmp-0.748kwpton-VarSpd-CndRlf | DEER2023 |  | 2022-03-14 22:16:35+00 | Any | Hsp | New | CZ03 | cWVVG | Cap-Tons | 1 | 235501 | None | 2592910 | 848496.8125 | 1266427 | 0 | 76096.3594 | 1619.434 | 45803.8281 | 354468.5938 | 9009.0723 | 183066.7031 | 35159.4112 | 81.3604 | 35078.0493 | 0 | 492.626 | 444.91
WtrCldCentChlr-Conv-1Cmp-0.748kwpton-VarSpd-CndRlf | DEER2023 |  | 2022-03-14 22:16:35+00 | Any | Hsp | New | CZ04 | cWVVG | Cap-Tons | 1 | 235501 | None | 2727221 | 848496.8125 | 1266427 | 0 | 160132.2031 | 5826.7261 | 85195.4531 | 361145.3125 | 21335.9609 | 136171.5 | 32938.1606 | 81.3604 | 32856.8013 | 0 | 547.176 | 496.565
WtrCldCentChlr-Conv-1Cmp-0.748kwpton-VarSpd-CndRlf | DEER2023 |  | 2022-03-14 22:16:35+00 | Any | Hsp | New | CZ05 | cWVVG | Cap-Tons | 1 | 235501 | None | 2607010 | 848496.8125 | 1266427 | 0 | 84556.1328 | 1574.9041 | 51002.4102 | 354956.3125 | 8846.1553 | 182299.4062 | 36046.5894 | 81.3604 | 35965.2198 | 0 | 481.33 | 421.962
WtrCldCentChlr-Conv-1Cmp-0.748kwpton-VarSpd-CndRlf | DEER2023 |  | 2022-03-14 22:16:35+00 | Any | Hsp | New | CZ06 | cWVVG | Cap-Tons | 1 | 235501 | None | 2816072 | 848496.8125 | 1266427 | 0 | 213338.9062 | 12213 | 115138.5 | 360459.5938 | 28645.0508 | 84615.7422 | 24992.6502 | 81.3604 | 24911.2806 | 0 | 507.803 | 456.976
WtrCldCentChlr-Conv-1Cmp-0.748kwpton-VarSpd-CndRlf | DEER2023 |  | 2022-03-14 22:16:35+00 | Any | Hsp | New | CZ07 | cWVVG | Cap-Tons | 1 | 235501 | None | 2807046 | 848496.8125 | 1266427 | 0 | 199274.7969 | 7009.9038 | 125307.7031 | 360532.3125 | 30099.9805 | 71395.1328 | 22708.8998 | 81.3604 | 22627.5405 | 0 | 497.105 | 450.456
WtrCldCentChlr-Conv-1Cmp-0.748kwpton-VarSpd-CndRlf | DEER2023 |  | 2022-03-14 22:16:35+00 | Any | Hsp | New | CZ08 | cWVVG | Cap-Tons | 1 | 235501 | None | 2857835 | 848496.8125 | 1266427 | 0 | 239407.0938 | 10031.1396 | 125750 | 367725.0938 | 30603.6699 | 80337.1719 | 23385.129 | 81.3604 | 23303.7798 | 0 | 538.127 | 471.06
WtrCldCentChlr-Conv-1Cmp-0.748kwpton-VarSpd-CndRlf | DEER2023 |  | 2022-03-14 22:16:35+00 | Any | Hsp | New | CZ09 | cWVVG | Cap-Tons | 1 | 235501 | None | 2856127 | 848496.8125 | 1266427 | 0 | 244116.9062 | 1611.037 | 128390.5 | 367086.8125 | 27960.4199 | 96819.5312 | 25619.1104 | 81.3604 | 25537.7613 | 0 | 532.179 | 485.233
WtrCldCentChlr-Conv-1Cmp-0.748kwpton-VarSpd-CndRlf | DEER2023 |  | 2022-03-14 22:16:35+00 | Any | Hsp | New | CZ10 | cWVVG | Cap-Tons | 1 | 235501 | None | 2855111 | 848496.8125 | 1266427 | 0 | 246752.5 | 6927.8599 | 117809.7969 | 368699.9062 | 27890.1504 | 104430.8984 | 29039.4291 | 81.3604 | 28958.08 | 0 | 575.059 | 507.055
WtrCldCentChlr-Conv-1Cmp-0.748kwpton-VarSpd-CndRlf | DEER2023 |  | 2022-03-14 22:16:35+00 | Any | Hsp | New | CZ11 | cWVVG | Cap-Tons | 1 | 235501 | None | 2819183 | 848496.8125 | 1266427 | 0 | 238223.5938 | 2921.6899 | 97107 | 366010 | 25239.75 | 138573.7969 | 37579.6992 | 81.3604 | 37498.3296 | 0 | 572.127 | 527.354
WtrCldCentChlr-Conv-1Cmp-0.748kwpton-VarSpd-CndRlf | DEER2023 |  | 2022-03-14 22:16:35+00 | Any | Hsp | New | CZ12 | cWVVG | Cap-Tons | 1 | 235501 | None | 2751320 | 848496.8125 | 1266427 | 0 | 182514.9062 | 4437.584 | 86014.0625 | 363433 | 20401.5898 | 151518.2031 | 37588.759 | 81.3604 | 37507.3894 | 0 | 576.977 | 525.605
WtrCldCentChlr-Conv-1Cmp-0.748kwpton-VarSpd-CndRlf | DEER2023 |  | 2022-03-14 22:16:35+00 | Any | Hsp | New | CZ13 | cWVVG | Cap-Tons | 1 | 235501 | None | 2864104 | 848496.8125 | 1266427 | 0 | 263818.4062 | 7190.812 | 108399.7969 | 369773.9062 | 29498.1992 | 122074.2969 | 33919.1706 | 81.3604 | 33837.8112 | 0 | 582.631 | 540.765
WtrCldCentChlr-Conv-1Cmp-0.748kwpton-VarSpd-CndRlf | DEER2023 |  | 2022-03-14 22:16:35+00 | Any | Hsp | New | CZ14 | cWVVG | Cap-Tons | 1 | 235501 | None | 2812054 | 848496.8125 | 1266427 | 0 | 231201.9062 | 659.4913 | 99915.1094 | 365356.4062 | 25012.5195 | 136792.7969 | 40231.6006 | 81.3604 | 40150.249 | 0 | 557.764 | 505.004
WtrCldCentChlr-Conv-1Cmp-0.748kwpton-VarSpd-CndRlf | DEER2023 |  | 2022-03-14 22:16:35+00 | Any | Hsp | New | CZ15 | cWVVG | Cap-Tons | 1 | 235501 | None | 3118406 | 848496.8125 | 1266427 | 0 | 441304.6875 | 4122.0972 | 177324.2969 | 380732.5938 | 42098.0508 | 53023.5312 | 20233.12 | 81.3604 | 20151.7594 | 0 | 592.389 | 540.577
WtrCldCentChlr-Conv-1Cmp-0.748kwpton-VarSpd-CndRlf | DEER2023 |  | 2022-03-14 22:16:35+00 | Any | Hsp | New | CZ16 | cWVVG | Cap-Tons | 1 | 235501 | None | 2606349 | 848496.8125 | 1266427 | 0 | 90201.7109 | 945.589 | 42948.6797 | 357332.8125 | 15175.7305 | 211785 | 66251.8784 | 81.3604 | 66170.5216 | 0 | 502.046 | 452.888
WtrCldCentChlr-Conv-1Cmp-0.748kwpton-VarSpd-CndRlf | DEER2023 |  | 2022-03-14 22:16:35+00 | Any | Htl | New | CZ01 | cWVVG | Cap-Tons | 1 | 139998.9062 | None | 543572.5 | 162049.9062 | 293493.5 | 0 | 17337.9902 | 228.81 | 12965.3896 | 57496.2305 | 5644.8608 | 44996.5195 | 20344.7296 | 0 | 20344.7296 | 0 | 95.066 | 95.896
WtrCldCentChlr-Conv-1Cmp-0.748kwpton-VarSpd-CndRlf | DEER2023 |  | 2022-03-14 22:16:35+00 | Any | Htl | New | CZ02 | cWVVG | Cap-Tons | 1 | 139998.9062 | None | 611685.6875 | 162049.9062 | 293493.5 | 0 | 66867.9922 | 1332.173 | 28792.2695 | 59149.4414 | 17822.9102 | 26459.0605 | 15114.7494 | 0 | 15114.7494 | 0 | 130.256 | 127.961
WtrCldCentChlr-Conv-1Cmp-0.748kwpton-VarSpd-CndRlf | DEER2023 |  | 2022-03-14 22:16:35+00 | Any | Htl | New | CZ03 | cWVVG | Cap-Tons | 1 | 139998.9062 | None | 586140.3125 | 162049.9062 | 293493.5 | 0 | 46194.5781 | 1309.1591 | 24636 | 58456.4414 | 14942.8203 | 26556.5801 | 11541.0803 | 0 | 11541.0803 | 0 | 113.179 | 112.21
WtrCldCentChlr-Conv-1Cmp-0.748kwpton-VarSpd-CndRlf | DEER2023 |  | 2022-03-14 22:16:35+00 | Any | Htl | New | CZ04 | cWVVG | Cap-Tons | 1 | 139998.9062 | None | 637487.625 | 162049.9062 | 293493.5 | 0 | 81378.1562 | 3275.637 | 36736.0391 | 60553.7383 | 22440.6191 | 19336.4902 | 10769.7395 | 0 | 10769.7395 | 0 | 135.297 | 132.237
WtrCldCentChlr-Conv-1Cmp-0.748kwpton-VarSpd-CndRlf | DEER2023 |  | 2022-03-14 22:16:35+00 | Any | Htl | New | CZ05 | cWVVG | Cap-Tons | 1 | 139998.9062 | None | 588794.125 | 162049.9062 | 293493.5 | 0 | 49138.5 | 1383.9041 | 22255.1797 | 60472.5312 | 16589.1504 | 25852.6895 | 11371.9706 | 0 | 11371.9706 | 0 | 110.316 | 99.586
WtrCldCentChlr-Conv-1Cmp-0.748kwpton-VarSpd-CndRlf | DEER2023 |  | 2022-03-14 22:16:35+00 | Any | Htl | New | CZ06 | cWVVG | Cap-Tons | 1 | 139998.9062 | None | 662739.125 | 162049.9062 | 293493.5 | 0 | 98442.7266 | 5036.2861 | 41008.5703 | 62707.5312 | 25266.9004 | 12506.9902 | 6703.2762 | 0 | 6703.2762 | 0 | 121.096 | 116.971
WtrCldCentChlr-Conv-1Cmp-0.748kwpton-VarSpd-CndRlf | DEER2023 |  | 2022-03-14 22:16:35+00 | Any | Htl | New | CZ07 | cWVVG | Cap-Tons | 1 | 139998.9062 | None | 644989.1875 | 162049.9062 | 293493.5 | 0 | 83854.7734 | 3555.8279 | 39180.7305 | 62853.9805 | 24539.8906 | 11548.2305 | 5687.9149 | 0 | 5687.9149 | 0 | 116.566 | 110.436
WtrCldCentChlr-Conv-1Cmp-0.748kwpton-VarSpd-CndRlf | DEER2023 |  | 2022-03-14 22:16:35+00 | Any | Htl | New | CZ08 | cWVVG | Cap-Tons | 1 | 139998.9062 | None | 685811.5 | 162049.9062 | 293493.5 | 0 | 114681.3984 | 5115.603 | 45893.1406 | 64577.3086 | 29181.6504 | 11115.4297 | 6430.6938 | 0 | 6430.6938 | 0 | 137.125 | 124.738
WtrCldCentChlr-Conv-1Cmp-0.748kwpton-VarSpd-CndRlf | DEER2023 |  | 2022-03-14 22:16:35+00 | Any | Htl | New | CZ09 | cWVVG | Cap-Tons | 1 | 139998.9062 | None | 687403.8125 | 162049.9062 | 293493.5 | 0 | 118243.2969 | 1582.623 | 50515.8086 | 61518.1406 | 27485 | 13081.04 | 7307.6198 | 0 | 7307.6198 | 0 | 148.44 | 137.359
WtrCldCentChlr-Conv-1Cmp-0.748kwpton-VarSpd-CndRlf | DEER2023 |  | 2022-03-14 22:16:35+00 | Any | Htl | New | CZ10 | cWVVG | Cap-Tons | 1 | 139998.9062 | None | 692169.8125 | 162049.9062 | 293493.5 | 0 | 121365 | 3969.1399 | 47708.4805 | 63583.0898 | 29198.1504 | 13883.04 | 8513.8438 | 0 | 8513.8438 | 0 | 140.555 | 139.366
WtrCldCentChlr-Conv-1Cmp-0.748kwpton-VarSpd-CndRlf | DEER2023 |  | 2022-03-14 22:16:35+00 | Any | Htl | New | CZ11 | cWVVG | Cap-Tons | 1 | 139998.9062 | None | 688017.875 | 162049.9062 | 293493.5 | 0 | 121281 | 2258.8479 | 43019.3984 | 65914.7031 | 28152.6602 | 19736.3906 | 13558.4205 | 0 | 13558.4205 | 0 | 148.827 | 153.263
WtrCldCentChlr-Conv-1Cmp-0.748kwpton-VarSpd-CndRlf | DEER2023 |  | 2022-03-14 22:16:35+00 | Any | Htl | New | CZ12 | cWVVG | Cap-Tons | 1 | 139998.9062 | None | 656774.875 | 162049.9062 | 293493.5 | 0 | 95875.4531 | 2949.1011 | 39158.0586 | 63248.5195 | 24268.1992 | 21190.5098 | 13288.0896 | 0 | 13288.0896 | 0 | 143.702 | 149.364
WtrCldCentChlr-Conv-1Cmp-0.748kwpton-VarSpd-CndRlf | DEER2023 |  | 2022-03-14 22:16:35+00 | Any | Htl | New | CZ13 | cWVVG | Cap-Tons | 1 | 139998.9062 | None | 706820 | 162049.9062 | 293493.5 | 0 | 130981.7031 | 4304.5278 | 48200.0195 | 67789.7969 | 31759.6504 | 17224.9902 | 11542.0198 | 0 | 11542.0198 | 0 | 153.361 | 155.787
WtrCldCentChlr-Conv-1Cmp-0.748kwpton-VarSpd-CndRlf | DEER2023 |  | 2022-03-14 22:16:35+00 | Any | Htl | New | CZ14 | cWVVG | Cap-Tons | 1 | 139998.9062 | None | 696636 | 162049.9062 | 293493.5 | 0 | 129320.7969 | 979.5257 | 43783.0391 | 67008.7266 | 29497.9805 | 18841.4492 | 12983.7504 | 0 | 12983.7504 | 0 | 150.215 | 149.727
WtrCldCentChlr-Conv-1Cmp-0.748kwpton-VarSpd-CndRlf | DEER2023 |  | 2022-03-14 22:16:35+00 | Any | Htl | New | CZ15 | cWVVG | Cap-Tons | 1 | 139998.9062 | None | 825375 | 162049.9062 | 293493.5 | 0 | 222449.5938 | 3081.877 | 69712.5234 | 74587.0312 | 44885.25 | 7008.9131 | 5020.8531 | 0 | 5020.8531 | 0 | 169.873 | 170.819
WtrCldCentChlr-Conv-1Cmp-0.748kwpton-VarSpd-CndRlf | DEER2023 |  | 2022-03-14 22:16:35+00 | Any | Htl | New | CZ16 | cWVVG | Cap-Tons | 1 | 139998.9062 | None | 602740.375 | 162049.9062 | 293493.5 | 0 | 55532.4102 | 1031.292 | 23714.2891 | 66918.4062 | 18492.9395 | 33964.3711 | 25514.8288 | 0 | 25514.8288 | 0 | 118.149 | 117.729
WtrCldCentChlr-Conv-1Cmp-0.748kwpton-VarSpd-CndRlf | DEER2023 |  | 2022-03-14 22:16:35+00 | Any | MBT | New | CZ01 | cWVVG | Cap-Tons | 1 | 199999.2031 | None | 1248173 | 366189 | 737073.3125 | 0 | 19910.5098 | 383.5585 | 11806.3496 | 112803.3984 | 1740.551 | 51532.5898 | 14361.0906 | 0 | 14361.0906 | 0 | 396.142 | 173.96
WtrCldCentChlr-Conv-1Cmp-0.748kwpton-VarSpd-CndRlf | DEER2023 |  | 2022-03-14 22:16:35+00 | Any | MBT | New | CZ02 | cWVVG | Cap-Tons | 1 | 199999.2031 | None | 1348804 | 366189 | 737073.3125 | 0 | 89862.9062 | 1886.609 | 32515.2207 | 121270.6016 | 7367.168 | 31741.4297 | 11427.8605 | 0 | 11427.8605 | 0 | 446.929 | 210.466
WtrCldCentChlr-Conv-1Cmp-0.748kwpton-VarSpd-CndRlf | DEER2023 |  | 2022-03-14 22:16:35+00 | Any | MBT | New | CZ03 | cWVVG | Cap-Tons | 1 | 199999.2031 | None | 1320123 | 366189 | 737073.3125 | 0 | 65617.7031 | 2010.572 | 27283.2109 | 121943.5 | 6175.3979 | 26176.8398 | 10405.0701 | 0 | 10405.0701 | 0 | 420.659 | 190.006
WtrCldCentChlr-Conv-1Cmp-0.748kwpton-VarSpd-CndRlf | DEER2023 |  | 2022-03-14 22:16:35+00 | Any | MBT | New | CZ04 | cWVVG | Cap-Tons | 1 | 199999.2031 | None | 1380562 | 366189 | 737073.3125 | 0 | 106729.3984 | 4492.5381 | 40195.8594 | 125875.8984 | 9664.8291 | 21938.7207 | 9399.8688 | 0 | 9399.8688 | 0 | 455.366 | 216.54
WtrCldCentChlr-Conv-1Cmp-0.748kwpton-VarSpd-CndRlf | DEER2023 |  | 2022-03-14 22:16:35+00 | Any | MBT | New | CZ05 | cWVVG | Cap-Tons | 1 | 199999.2031 | None | 1334982 | 366189 | 737073.3125 | 0 | 76739.5078 | 2301.6211 | 28918.2891 | 123754.1016 | 7119.2129 | 24565.7305 | 10170.2502 | 0 | 10170.2502 | 0 | 412.822 | 180.225
WtrCldCentChlr-Conv-1Cmp-0.748kwpton-VarSpd-CndRlf | DEER2023 |  | 2022-03-14 22:16:35+00 | Any | MBT | New | CZ06 | cWVVG | Cap-Tons | 1 | 199999.2031 | None | 1443670 | 366189 | 737073.3125 | 0 | 146693 | 8387.9355 | 56086.8398 | 129234.5 | 11795.8604 | 11331.8203 | 8087.2211 | 0 | 8087.2211 | 0 | 449.797 | 203.239
WtrCldCentChlr-Conv-1Cmp-0.748kwpton-VarSpd-CndRlf | DEER2023 |  | 2022-03-14 22:16:35+00 | Any | MBT | New | CZ07 | cWVVG | Cap-Tons | 1 | 199999.2031 | None | 1413180 | 366189 | 737073.3125 | 0 | 124219.2031 | 5544.0371 | 51207.3906 | 128941.2031 | 11332.71 | 8298.1152 | 7617.6032 | 0 | 7617.6032 | 0 | 442.477 | 195.603
WtrCldCentChlr-Conv-1Cmp-0.748kwpton-VarSpd-CndRlf | DEER2023 |  | 2022-03-14 22:16:35+00 | Any | MBT | New | CZ08 | cWVVG | Cap-Tons | 1 | 199999.2031 | None | 1466675 | 366189 | 737073.3125 | 0 | 162297.4062 | 7524.2148 | 60723.7891 | 132861.7031 | 14222.4297 | 10461.2803 | 7690.0352 | 0 | 7690.0352 | 0 | 461.022 | 207.237
WtrCldCentChlr-Conv-1Cmp-0.748kwpton-VarSpd-CndRlf | DEER2023 |  | 2022-03-14 22:16:35+00 | Any | MBT | New | CZ09 | cWVVG | Cap-Tons | 1 | 199999.2031 | None | 1446357 | 366189 | 737073.3125 | 0 | 154200.7031 | 2200.9719 | 56013.1094 | 130674.1016 | 13221.7695 | 13411.5498 | 7819.7402 | 0 | 7819.7402 | 0 | 465.452 | 217.306
WtrCldCentChlr-Conv-1Cmp-0.748kwpton-VarSpd-CndRlf | DEER2023 |  | 2022-03-14 22:16:35+00 | Any | MBT | New | CZ10 | cWVVG | Cap-Tons | 1 | 199999.2031 | None | 1456933 | 366189 | 737073.3125 | 0 | 160514.4062 | 5506.1802 | 56568.8203 | 131075.2969 | 14029.8203 | 14999.6602 | 8258.4051 | 0 | 8258.4051 | 0 | 480.384 | 226.857
WtrCldCentChlr-Conv-1Cmp-0.748kwpton-VarSpd-CndRlf | DEER2023 |  | 2022-03-14 22:16:35+00 | Any | MBT | New | CZ11 | cWVVG | Cap-Tons | 1 | 199999.2031 | None | 1431390 | 366189 | 737073.3125 | 0 | 147271 | 2733.2061 | 50620.5703 | 127497.5 | 13547.1904 | 24742.3809 | 10568.3098 | 0 | 10568.3098 | 0 | 480.125 | 245.069
WtrCldCentChlr-Conv-1Cmp-0.748kwpton-VarSpd-CndRlf | DEER2023 |  | 2022-03-14 22:16:35+00 | Any | MBT | New | CZ12 | cWVVG | Cap-Tons | 1 | 199999.2031 | None | 1394263 | 366189 | 737073.3125 | 0 | 118656.7031 | 3747.4089 | 42644.1992 | 125946.8984 | 10795.6504 | 27133.0898 | 10510.7898 | 0 | 10510.7898 | 0 | 479.951 | 235.566
WtrCldCentChlr-Conv-1Cmp-0.748kwpton-VarSpd-CndRlf | DEER2023 |  | 2022-03-14 22:16:35+00 | Any | MBT | New | CZ13 | cWVVG | Cap-Tons | 1 | 199999.2031 | None | 1451608 | 366189 | 737073.3125 | 0 | 154884.7969 | 5212.6118 | 56277.4492 | 131965.2031 | 15160.4102 | 23629.4395 | 9780.2202 | 0 | 9780.2202 | 0 | 495.215 | 249.546
WtrCldCentChlr-Conv-1Cmp-0.748kwpton-VarSpd-CndRlf | DEER2023 |  | 2022-03-14 22:16:35+00 | Any | MBT | New | CZ14 | cWVVG | Cap-Tons | 1 | 199999.2031 | None | 1439545 | 366189 | 737073.3125 | 0 | 155673.7969 | 1314.223 | 49295.0781 | 129994.2031 | 13630.1299 | 23185.1191 | 10736.3898 | 0 | 10736.3898 | 0 | 480.445 | 235.363
WtrCldCentChlr-Conv-1Cmp-0.748kwpton-VarSpd-CndRlf | DEER2023 |  | 2022-03-14 22:16:35+00 | Any | MBT | New | CZ15 | cWVVG | Cap-Tons | 1 | 199999.2031 | None | 1614685 | 366189 | 737073.3125 | 0 | 271776.1875 | 3940.845 | 89024.7812 | 146675 | 24438.4492 | 6849.1152 | 6645.0067 | 0 | 6645.0067 | 0 | 513.387 | 260.133
WtrCldCentChlr-Conv-1Cmp-0.748kwpton-VarSpd-CndRlf | DEER2023 |  | 2022-03-14 22:16:35+00 | Any | MBT | New | CZ16 | cWVVG | Cap-Tons | 1 | 199999.2031 | None | 1297667 | 366189 | 737073.3125 | 0 | 56368.1797 | 1166.0699 | 21835.8398 | 115028.1016 | 5979.6318 | 43807.7891 | 19321.3798 | 0 | 19321.3798 | 0 | 424.519 | 196.171
WtrCldCentChlr-Conv-1Cmp-0.748kwpton-VarSpd-CndRlf | DEER2023 |  | 2022-03-14 22:16:35+00 | Any | Nrs | New | CZ01 | cWVVG | Cap-Tons | 1 | 60654.5781 | None | 641957.625 | 124089.5 | 419568.5938 | 0 | 2366.78 | 40.0101 | 3178.4951 | 92713.5938 | 995.0484 | 74955.3125 | 23791.4598 | 117.2249 | 23674.24 | 0 | 102.36 | 98.895
WtrCldCentChlr-Conv-1Cmp-0.748kwpton-VarSpd-CndRlf | DEER2023 |  | 2022-03-14 22:16:35+00 | Any | Nrs | New | CZ02 | cWVVG | Cap-Tons | 1 | 60654.5781 | None | 678823.125 | 124089.5 | 419568.5938 | 0 | 29001.3809 | 650.1543 | 12340.3604 | 93172.6875 | 14471.7803 | 49962.6602 | 16360.2803 | 117.2249 | 16243.0605 | 0 | 126.645 | 119.932
WtrCldCentChlr-Conv-1Cmp-0.748kwpton-VarSpd-CndRlf | DEER2023 |  | 2022-03-14 22:16:35+00 | Any | Nrs | New | CZ03 | cWVVG | Cap-Tons | 1 | 60654.5781 | None | 663346.125 | 124089.5 | 419568.5938 | 0 | 15902.0703 | 502.4761 | 10181.6504 | 93100.8984 | 9188.6377 | 50144 | 13932.5005 | 117.2249 | 13815.2806 | 0 | 113.607 | 110.009
WtrCldCentChlr-Conv-1Cmp-0.748kwpton-VarSpd-CndRlf | DEER2023 |  | 2022-03-14 22:16:35+00 | Any | Nrs | New | CZ04 | cWVVG | Cap-Tons | 1 | 60654.5781 | None | 693730.625 | 124089.5 | 419568.5938 | 0 | 38036.6289 | 1704.5959 | 16996.0801 | 93334.5 | 19801.4102 | 37403.25 | 11388.4006 | 117.2249 | 11271.1706 | 0 | 129.325 | 124.198
WtrCldCentChlr-Conv-1Cmp-0.748kwpton-VarSpd-CndRlf | DEER2023 |  | 2022-03-14 22:16:35+00 | Any | Nrs | New | CZ05 | cWVVG | Cap-Tons | 1 | 60654.5781 | None | 665746.5 | 124089.5 | 419568.5938 | 0 | 18084.2598 | 538.2181 | 10317 | 93148.2969 | 11479.0098 | 48236.8203 | 14483.8502 | 117.2249 | 14366.6304 | 0 | 113.742 | 104.859
WtrCldCentChlr-Conv-1Cmp-0.748kwpton-VarSpd-CndRlf | DEER2023 |  | 2022-03-14 22:16:35+00 | Any | Nrs | New | CZ06 | cWVVG | Cap-Tons | 1 | 60654.5781 | None | 707416.875 | 124089.5 | 419568.5938 | 0 | 46156.2305 | 2719.2361 | 21502.4102 | 93380.2266 | 23860.0801 | 26495.2207 | 7998.6522 | 117.2249 | 7881.4272 | 0 | 122.22 | 117.501
WtrCldCentChlr-Conv-1Cmp-0.748kwpton-VarSpd-CndRlf | DEER2023 |  | 2022-03-14 22:16:35+00 | Any | Nrs | New | CZ07 | cWVVG | Cap-Tons | 1 | 60654.5781 | None | 702273.5 | 124089.5 | 419568.5938 | 0 | 40745.0195 | 1881.078 | 22622.1094 | 93366.4375 | 22998.7891 | 23755.7695 | 6831.7178 | 117.2249 | 6714.4922 | 0 | 118.418 | 110.676
WtrCldCentChlr-Conv-1Cmp-0.748kwpton-VarSpd-CndRlf | DEER2023 |  | 2022-03-14 22:16:35+00 | Any | Nrs | New | CZ08 | cWVVG | Cap-Tons | 1 | 60654.5781 | None | 724818.375 | 124089.5 | 419568.5938 | 0 | 59605.8281 | 2833.895 | 25228.6797 | 93491.25 | 28146.5391 | 23892.9609 | 7642.1978 | 117.2249 | 7524.9741 | 0 | 129.285 | 119.692
WtrCldCentChlr-Conv-1Cmp-0.748kwpton-VarSpd-CndRlf | DEER2023 |  | 2022-03-14 22:16:35+00 | Any | Nrs | New | CZ09 | cWVVG | Cap-Tons | 1 | 60654.5781 | None | 724104.625 | 124089.5 | 419568.5938 | 0 | 61019.8516 | 877.9864 | 25050.4492 | 93497.6406 | 27114.6895 | 26556.8906 | 8027.04 | 117.2249 | 7909.8163 | 0 | 131.185 | 124.795
WtrCldCentChlr-Conv-1Cmp-0.748kwpton-VarSpd-CndRlf | DEER2023 |  | 2022-03-14 22:16:35+00 | Any | Nrs | New | CZ10 | cWVVG | Cap-Tons | 1 | 60654.5781 | None | 727212.3125 | 124089.5 | 419568.5938 | 0 | 63301.5 | 2275.939 | 24451.6797 | 93524.5078 | 28141.0898 | 27918.5391 | 9362.9178 | 117.2249 | 9245.6902 | 0 | 133.563 | 127.262
WtrCldCentChlr-Conv-1Cmp-0.748kwpton-VarSpd-CndRlf | DEER2023 |  | 2022-03-14 22:16:35+00 | Any | Nrs | New | CZ11 | cWVVG | Cap-Tons | 1 | 60654.5781 | None | 726121.3125 | 124089.5 | 419568.5938 | 0 | 65134.2812 | 1382.681 | 22500.4902 | 93446.0391 | 25659.8105 | 36486.9414 | 13472.8998 | 117.2249 | 13355.6698 | 0 | 137.769 | 136.109
WtrCldCentChlr-Conv-1Cmp-0.748kwpton-VarSpd-CndRlf | DEER2023 |  | 2022-03-14 22:16:35+00 | Any | Nrs | New | CZ12 | cWVVG | Cap-Tons | 1 | 60654.5781 | None | 704869.375 | 124089.5 | 419568.5938 | 0 | 47230.7695 | 1611.2679 | 19007.4609 | 93361.1406 | 21066.5098 | 39437.5312 | 13590.2797 | 117.2249 | 13473.0598 | 0 | 136.35 | 133.056
WtrCldCentChlr-Conv-1Cmp-0.748kwpton-VarSpd-CndRlf | DEER2023 |  | 2022-03-14 22:16:35+00 | Any | Nrs | New | CZ13 | cWVVG | Cap-Tons | 1 | 60654.5781 | None | 736925.875 | 124089.5 | 419568.5938 | 0 | 71476.9219 | 2612.0581 | 25632.1504 | 93546.8281 | 29161.5801 | 32067.1504 | 11800.9203 | 117.2249 | 11683.6902 | 0 | 142.724 | 138.322
WtrCldCentChlr-Conv-1Cmp-0.748kwpton-VarSpd-CndRlf | DEER2023 |  | 2022-03-14 22:16:35+00 | Any | Nrs | New | CZ14 | cWVVG | Cap-Tons | 1 | 60654.5781 | None | 727472.3125 | 124089.5 | 419568.5938 | 0 | 67959.3125 | 668.5776 | 21657.9492 | 93528.25 | 26826.3398 | 35014.6992 | 14467.1706 | 117.2249 | 14349.9405 | 0 | 136.926 | 133.243
WtrCldCentChlr-Conv-1Cmp-0.748kwpton-VarSpd-CndRlf | DEER2023 |  | 2022-03-14 22:16:35+00 | Any | Nrs | New | CZ15 | cWVVG | Cap-Tons | 1 | 60654.5781 | None | 807443.375 | 124089.5 | 419568.5938 | 0 | 130020 | 2046.245 | 37688.1914 | 94030.6719 | 43635.3008 | 13733.6699 | 4999.033 | 117.2249 | 4881.809 | 0 | 148.662 | 145.099
WtrCldCentChlr-Conv-1Cmp-0.748kwpton-VarSpd-CndRlf | DEER2023 |  | 2022-03-14 22:16:35+00 | Any | Nrs | New | CZ16 | cWVVG | Cap-Tons | 1 | 60654.5781 | None | 669727.1875 | 124089.5 | 419568.5938 | 0 | 22516.1191 | 448.7134 | 10067.5303 | 93035.8906 | 13913.9902 | 54850.1797 | 26251.0899 | 117.2249 | 26133.8701 | 0 | 117.672 | 114.201
WtrCldCentChlr-Conv-1Cmp-0.748kwpton-VarSpd-CndRlf | DEER2023 |  | 2022-03-14 22:16:35+00 | Any | OfL | New | CZ01 | cWVVG | Cap-Tons | 1 | 174998.9062 | None | 1305926 | 289618.8125 | 892052.375 | 0 | 20748.7598 | 376.3612 | 13560.54 | 89568.8516 | 165.0932 | 50284.5391 | 6667.081 | 0 | 6667.081 | 0 | 388.276 | 224.339
WtrCldCentChlr-Conv-1Cmp-0.748kwpton-VarSpd-CndRlf | DEER2023 |  | 2022-03-14 22:16:35+00 | Any | OfL | New | CZ02 | cWVVG | Cap-Tons | 1 | 174998.9062 | None | 1447454 | 289618.8125 | 892052.375 | 0 | 110743.2969 | 2316.7529 | 39366.8789 | 113355.7969 | 4563.6152 | 27432.5605 | 5273.6602 | 0 | 5273.6602 | 0 | 455.536 | 269.872
WtrCldCentChlr-Conv-1Cmp-0.748kwpton-VarSpd-CndRlf | DEER2023 |  | 2022-03-14 22:16:35+00 | Any | OfL | New | CZ03 | cWVVG | Cap-Tons | 1 | 174998.9062 | None | 1399112 | 289618.8125 | 892052.375 | 0 | 75294.9531 | 2372.5439 | 32757.5 | 107016.1016 | 3185.324 | 23888.8203 | 3831.7181 | 0 | 3831.7181 | 0 | 424.11 | 247.305
WtrCldCentChlr-Conv-1Cmp-0.748kwpton-VarSpd-CndRlf | DEER2023 |  | 2022-03-14 22:16:35+00 | Any | OfL | New | CZ04 | cWVVG | Cap-Tons | 1 | 174998.9062 | None | 1483683 | 289618.8125 | 892052.375 | 0 | 128040 | 5501.958 | 47635.3789 | 120834.2969 | 11489.96 | 18000.6992 | 3651.504 | 0 | 3651.504 | 0 | 466.425 | 271.299
WtrCldCentChlr-Conv-1Cmp-0.748kwpton-VarSpd-CndRlf | DEER2023 |  | 2022-03-14 22:16:35+00 | Any | OfL | New | CZ05 | cWVVG | Cap-Tons | 1 | 174998.9062 | None | 1423882 | 289618.8125 | 892052.375 | 0 | 91856.6484 | 2789.656 | 36102.4414 | 111462 | 2898.5459 | 18110.25 | 2842.407 | 0 | 2842.407 | 0 | 419.96 | 235.592
WtrCldCentChlr-Conv-1Cmp-0.748kwpton-VarSpd-CndRlf | DEER2023 |  | 2022-03-14 22:16:35+00 | Any | OfL | New | CZ06 | cWVVG | Cap-Tons | 1 | 174998.9062 | None | 1547663 | 289618.8125 | 892052.375 | 0 | 172701.5 | 9504.7959 | 58593.3711 | 125192.3984 | 31625.6602 | 7660.29 | 1545.776 | 0 | 1545.776 | 0 | 452.778 | 250.571
WtrCldCentChlr-Conv-1Cmp-0.748kwpton-VarSpd-CndRlf | DEER2023 |  | 2022-03-14 22:16:35+00 | Any | OfL | New | CZ07 | cWVVG | Cap-Tons | 1 | 174998.9062 | None | 1510205 | 289618.8125 | 892052.375 | 0 | 144216.7031 | 6201.0439 | 52355.9414 | 125760.1016 | 30927.75 | 6598.7539 | 931.499 | 0 | 931.499 | 0 | 445.028 | 240.618
WtrCldCentChlr-Conv-1Cmp-0.748kwpton-VarSpd-CndRlf | DEER2023 |  | 2022-03-14 22:16:35+00 | Any | OfL | New | CZ08 | cWVVG | Cap-Tons | 1 | 174998.9062 | None | 1579754 | 289618.8125 | 892052.375 | 0 | 191142 | 8670.627 | 62256.8984 | 136013.4062 | 53599.8398 | 6632.6338 | 1481.812 | 0 | 1481.812 | 0 | 471.228 | 257.301
WtrCldCentChlr-Conv-1Cmp-0.748kwpton-VarSpd-CndRlf | DEER2023 |  | 2022-03-14 22:16:35+00 | Any | OfL | New | CZ09 | cWVVG | Cap-Tons | 1 | 174998.9062 | None | 1563198 | 289618.8125 | 892052.375 | 0 | 187070.9062 | 2710.251 | 57966.0195 | 133780.5 | 28559.3203 | 11496.0596 | 1779.897 | 0 | 1779.897 | 0 | 490.425 | 272.449
WtrCldCentChlr-Conv-1Cmp-0.748kwpton-VarSpd-CndRlf | DEER2023 |  | 2022-03-14 22:16:35+00 | Any | OfL | New | CZ10 | cWVVG | Cap-Tons | 1 | 174998.9062 | None | 1578511 | 289618.8125 | 892052.375 | 0 | 191967.2969 | 6520.0562 | 60226.3789 | 138126.7031 | 38830.2617 | 12326.3701 | 2223.667 | 0 | 2223.667 | 0 | 483.062 | 274.006
WtrCldCentChlr-Conv-1Cmp-0.748kwpton-VarSpd-CndRlf | DEER2023 |  | 2022-03-14 22:16:35+00 | Any | OfL | New | CZ11 | cWVVG | Cap-Tons | 1 | 174998.9062 | None | 1551699 | 289618.8125 | 892052.375 | 0 | 175749.5938 | 3263.6931 | 53896.0586 | 137119 | 27654.9004 | 23951.7207 | 6071.8042 | 0 | 6071.8042 | 0 | 490.104 | 302.823
WtrCldCentChlr-Conv-1Cmp-0.748kwpton-VarSpd-CndRlf | DEER2023 |  | 2022-03-14 22:16:35+00 | Any | OfL | New | CZ12 | cWVVG | Cap-Tons | 1 | 174998.9062 | None | 1509331 | 289618.8125 | 892052.375 | 0 | 144942.2031 | 4633.355 | 49258.9102 | 128826 | 14531.54 | 24504.3105 | 5293.8259 | 0 | 5293.8259 | 0 | 487.929 | 293.613
WtrCldCentChlr-Conv-1Cmp-0.748kwpton-VarSpd-CndRlf | DEER2023 |  | 2022-03-14 22:16:35+00 | Any | OfL | New | CZ13 | cWVVG | Cap-Tons | 1 | 174998.9062 | None | 1573523 | 289618.8125 | 892052.375 | 0 | 181991.5 | 6245.4082 | 59460.3086 | 144155.0938 | 51905.1016 | 22293.0391 | 4801.064 | 0 | 4801.064 | 0 | 502.775 | 301.401
WtrCldCentChlr-Conv-1Cmp-0.748kwpton-VarSpd-CndRlf | DEER2023 |  | 2022-03-14 22:16:35+00 | Any | OfL | New | CZ14 | cWVVG | Cap-Tons | 1 | 174998.9062 | None | 1566876 | 289618.8125 | 892052.375 | 0 | 190573.2969 | 1623.802 | 52340.7109 | 140667 | 42144.0391 | 21413.7207 | 5058.6531 | 0 | 5058.6531 | 0 | 499.693 | 291.222
WtrCldCentChlr-Conv-1Cmp-0.748kwpton-VarSpd-CndRlf | DEER2023 |  | 2022-03-14 22:16:35+00 | Any | OfL | New | CZ15 | cWVVG | Cap-Tons | 1 | 174998.9062 | None | 1750554 | 289618.8125 | 892052.375 | 0 | 311787.6875 | 4509.9248 | 82466.7891 | 170118.9062 | 96870.3828 | 5014.498 | 1351.4 | 0 | 1351.4 | 0 | 536.776 | 310.758
WtrCldCentChlr-Conv-1Cmp-0.748kwpton-VarSpd-CndRlf | DEER2023 |  | 2022-03-14 22:16:35+00 | Any | OfL | New | CZ16 | cWVVG | Cap-Tons | 1 | 174998.9062 | None | 1411035 | 289618.8125 | 892052.375 | 0 | 74696.9609 | 1567.016 | 29209.7695 | 123890 | 8703.126 | 45789.0391 | 14307.0797 | 0 | 14307.0797 | 0 | 436.531 | 257.395
WtrCldCentChlr-Conv-1Cmp-0.748kwpton-VarSpd-CndRlf | DEER2023 |  | 2022-03-14 22:16:35+00 | Any | OfS | New | CZ01 | cWVVG | Cap-Tons | 1 | 10000.0801 | None | 65575.9219 | 13865.4297 | 42917.1289 | 0 | 1354.0909 | 44.0137 | 1660.444 | 5734.7251 | 90.2619 | 3749.2571 | 1204.738 | 0 | 1204.738 | 0 | 22.765 | 11.011
WtrCldCentChlr-Conv-1Cmp-0.748kwpton-VarSpd-CndRlf | DEER2023 |  | 2022-03-14 22:16:35+00 | Any | OfS | New | CZ02 | cWVVG | Cap-Tons | 1 | 10000.0801 | None | 75937.1875 | 13865.4297 | 42917.1289 | 0 | 7181.604 | 211.9211 | 4756.1191 | 7004.894 | 1132.551 | 2011.772 | 841.4678 | 0 | 841.4678 | 0 | 27.569 | 14.113
WtrCldCentChlr-Conv-1Cmp-0.748kwpton-VarSpd-CndRlf | DEER2023 |  | 2022-03-14 22:16:35+00 | Any | OfS | New | CZ03 | cWVVG | Cap-Tons | 1 | 10000.0801 | None | 71998.2812 | 13865.4297 | 42917.1289 | 0 | 4488.0791 | 211.0966 | 4041.8259 | 6474.6138 | 670.6275 | 1897.647 | 727.7132 | 0 | 727.7132 | 0 | 24.54 | 12.087
WtrCldCentChlr-Conv-1Cmp-0.748kwpton-VarSpd-CndRlf | DEER2023 |  | 2022-03-14 22:16:35+00 | Any | OfS | New | CZ04 | cWVVG | Cap-Tons | 1 | 10000.0801 | None | 77801.8906 | 13865.4297 | 42917.1289 | 0 | 7431.4492 | 447.7271 | 5770.8789 | 7369.1792 | 1655.108 | 1427.489 | 606.2735 | 0 | 606.2735 | 0 | 27.492 | 14.059
WtrCldCentChlr-Conv-1Cmp-0.748kwpton-VarSpd-CndRlf | DEER2023 |  | 2022-03-14 22:16:35+00 | Any | OfS | New | CZ05 | cWVVG | Cap-Tons | 1 | 10000.0801 | None | 73031.3125 | 13865.4297 | 42917.1289 | 0 | 5301.7559 | 227.7682 | 3933.5471 | 6785.583 | 689.3813 | 1586.423 | 671.4161 | 0 | 671.4161 | 0 | 24.866 | 11.319
WtrCldCentChlr-Conv-1Cmp-0.748kwpton-VarSpd-CndRlf | DEER2023 |  | 2022-03-14 22:16:35+00 | Any | OfS | New | CZ06 | cWVVG | Cap-Tons | 1 | 10000.0801 | None | 81600.0469 | 13865.4297 | 42917.1289 | 0 | 9894.2207 | 723.0165 | 6724.1089 | 7476.0391 | 1607.743 | 688.9059 | 389.4751 | 0 | 389.4751 | 0 | 27.444 | 12.497
WtrCldCentChlr-Conv-1Cmp-0.748kwpton-VarSpd-CndRlf | DEER2023 |  | 2022-03-14 22:16:35+00 | Any | OfS | New | CZ07 | cWVVG | Cap-Tons | 1 | 10000.0801 | None | 79079.1875 | 13865.4297 | 42917.1289 | 0 | 8411.8965 | 503.6597 | 6108.5229 | 7272.4312 | 1485.422 | 619.4046 | 317.9776 | 0 | 317.9776 | 0 | 26.598 | 11.441
WtrCldCentChlr-Conv-1Cmp-0.748kwpton-VarSpd-CndRlf | DEER2023 |  | 2022-03-14 22:16:35+00 | Any | OfS | New | CZ08 | cWVVG | Cap-Tons | 1 | 10000.0801 | None | 83832.6719 | 13865.4297 | 42917.1289 | 0 | 11125.6104 | 692.4916 | 7157.0972 | 8074.8218 | 2598.0549 | 645.8249 | 378.4288 | 0 | 378.4288 | 0 | 28.861 | 13.241
WtrCldCentChlr-Conv-1Cmp-0.748kwpton-VarSpd-CndRlf | DEER2023 |  | 2022-03-14 22:16:35+00 | Any | OfS | New | CZ09 | cWVVG | Cap-Tons | 1 | 10000.0801 | None | 86343.2266 | 13865.4297 | 42917.1289 | 0 | 13114.7305 | 285.1914 | 8252.1055 | 7908.5122 | 2529.3601 | 886.865 | 362.8342 | 0 | 362.8342 | 0 | 27.433 | 13.662
WtrCldCentChlr-Conv-1Cmp-0.748kwpton-VarSpd-CndRlf | DEER2023 |  | 2022-03-14 22:16:35+00 | Any | OfS | New | CZ10 | cWVVG | Cap-Tons | 1 | 10000.0801 | None | 84607.0938 | 13865.4297 | 42917.1289 | 0 | 11644.4004 | 545.2034 | 7469.3779 | 8165.4448 | 2984.397 | 967.2519 | 409.7421 | 0 | 409.7421 | 0 | 29.299 | 14.158
WtrCldCentChlr-Conv-1Cmp-0.748kwpton-VarSpd-CndRlf | DEER2023 |  | 2022-03-14 22:16:35+00 | Any | OfS | New | CZ11 | cWVVG | Cap-Tons | 1 | 10000.0801 | None | 84000.5938 | 13865.4297 | 42917.1289 | 0 | 11823.5596 | 297.184 | 6689.6289 | 8407.5518 | 3506.928 | 1736.788 | 739.5371 | 0 | 739.5371 | 0 | 29.307 | 16.807
WtrCldCentChlr-Conv-1Cmp-0.748kwpton-VarSpd-CndRlf | DEER2023 |  | 2022-03-14 22:16:35+00 | Any | OfS | New | CZ12 | cWVVG | Cap-Tons | 1 | 10000.0801 | None | 80318.25 | 13865.4297 | 42917.1289 | 0 | 9127.9668 | 400.7553 | 6057.2598 | 7949.6191 | 2103.219 | 1808.528 | 757.3002 | 0 | 757.3002 | 0 | 29.534 | 15.99
WtrCldCentChlr-Conv-1Cmp-0.748kwpton-VarSpd-CndRlf | DEER2023 |  | 2022-03-14 22:16:35+00 | Any | OfS | New | CZ13 | cWVVG | Cap-Tons | 1 | 10000.0801 | None | 84343.2031 | 13865.4297 | 42917.1289 | 0 | 11013.2998 | 519.6909 | 7258.834 | 8768.7305 | 4121.3848 | 1608.4139 | 639.4871 | 0 | 639.4871 | 0 | 29.754 | 16.134
WtrCldCentChlr-Conv-1Cmp-0.748kwpton-VarSpd-CndRlf | DEER2023 |  | 2022-03-14 22:16:35+00 | Any | OfS | New | CZ14 | cWVVG | Cap-Tons | 1 | 10000.0801 | None | 87958.0234 | 13865.4297 | 42917.1289 | 0 | 14785.7002 | 171.4613 | 7559.9922 | 8658.1943 | 3539.1001 | 1625.73 | 663.0521 | 0 | 663.0521 | 0 | 29.52 | 15.514
WtrCldCentChlr-Conv-1Cmp-0.748kwpton-VarSpd-CndRlf | DEER2023 |  | 2022-03-14 22:16:35+00 | Any | OfS | New | CZ15 | cWVVG | Cap-Tons | 1 | 10000.0801 | None | 101557.7969 | 13865.4297 | 42917.1289 | 0 | 22934.6602 | 447.2801 | 11064.5703 | 10328.5596 | 6710.8359 | 384.0719 | 173.4966 | 0 | 173.4966 | 0 | 32.156 | 16.685
WtrCldCentChlr-Conv-1Cmp-0.748kwpton-VarSpd-CndRlf | DEER2023 |  | 2022-03-14 22:16:35+00 | Any | OfS | New | CZ16 | cWVVG | Cap-Tons | 1 | 10000.0801 | None | 73156.8828 | 13865.4297 | 42917.1289 | 0 | 4562.5811 | 128.8917 | 3485.905 | 8196.8662 | 1309.468 | 3554.7849 | 1541.7459 | 0 | 1541.7459 | 0 | 26.411 | 13.273
WtrCldCentChlr-Conv-1Cmp-0.748kwpton-VarSpd-CndRlf | DEER2023 |  | 2022-03-14 22:16:35+00 | Any | Rt3 | New | CZ01 | cWVVG | Cap-Tons | 1 | 120000.5 | None | 1008815 | 514297.1875 | 410310 | 0 | 10886.2598 | 201.0641 | 8230.0703 | 64889.9883 | 13581.8398 | 33791.5 | 8281.4112 | 0 | 8281.4112 | 0 | 252.802 | 206.064
WtrCldCentChlr-Conv-1Cmp-0.748kwpton-VarSpd-CndRlf | DEER2023 |  | 2022-03-14 22:16:35+00 | Any | Rt3 | New | CZ02 | cWVVG | Cap-Tons | 1 | 120000.5 | None | 1112309 | 514297.1875 | 410310 | 0 | 79763.5938 | 1731.374 | 28645.9297 | 77559.8438 | 43863.3008 | 15156.21 | 5888.0352 | 0 | 5888.0352 | 0 | 310.083 | 262.857
WtrCldCentChlr-Conv-1Cmp-0.748kwpton-VarSpd-CndRlf | DEER2023 |  | 2022-03-14 22:16:35+00 | Any | Rt3 | New | CZ03 | cWVVG | Cap-Tons | 1 | 120000.5 | None | 1070853 | 514297.1875 | 410310 | 0 | 49171.3281 | 1582.97 | 22978.9102 | 72511.5391 | 39762.5898 | 14628.6104 | 4310.0301 | 0 | 4310.0301 | 0 | 277.713 | 237.268
WtrCldCentChlr-Conv-1Cmp-0.748kwpton-VarSpd-CndRlf | DEER2023 |  | 2022-03-14 22:16:35+00 | Any | Rt3 | New | CZ04 | cWVVG | Cap-Tons | 1 | 120000.5 | None | 1146755 | 514297.1875 | 410310 | 0 | 98588.3594 | 4262.3862 | 36203.1797 | 83092.4766 | 56911.3906 | 10058.3799 | 3534.3501 | 0 | 3534.3501 | 0 | 316.257 | 271.676
WtrCldCentChlr-Conv-1Cmp-0.748kwpton-VarSpd-CndRlf | DEER2023 |  | 2022-03-14 22:16:35+00 | Any | Rt3 | New | CZ05 | cWVVG | Cap-Tons | 1 | 120000.5 | None | 1083683 | 514297.1875 | 410310 | 0 | 56037.0391 | 1726.532 | 23526.4805 | 77785.3125 | 43839.0195 | 11864.9297 | 3201.136 | 0 | 3201.136 | 0 | 269.644 | 222.525
WtrCldCentChlr-Conv-1Cmp-0.748kwpton-VarSpd-CndRlf | DEER2023 |  | 2022-03-14 22:16:35+00 | Any | Rt3 | New | CZ06 | cWVVG | Cap-Tons | 1 | 120000.5 | None | 1186001 | 514297.1875 | 410310 | 0 | 125781.5 | 6894.0571 | 44514.6602 | 84202.9062 | 62642.4297 | 4507.6191 | 1317.309 | 0 | 1317.309 | 0 | 307.837 | 257.82
WtrCldCentChlr-Conv-1Cmp-0.748kwpton-VarSpd-CndRlf | DEER2023 |  | 2022-03-14 22:16:35+00 | Any | Rt3 | New | CZ07 | cWVVG | Cap-Tons | 1 | 120000.5 | None | 1165783 | 514297.1875 | 410310 | 0 | 108219.1016 | 4710.5718 | 41453.0703 | 86792.5469 | 65595.9375 | 3386.2009 | 815.7774 | 0 | 815.7774 | 0 | 301.377 | 255.356
WtrCldCentChlr-Conv-1Cmp-0.748kwpton-VarSpd-CndRlf | DEER2023 |  | 2022-03-14 22:16:35+00 | Any | Rt3 | New | CZ08 | cWVVG | Cap-Tons | 1 | 120000.5 | None | 1226724 | 514297.1875 | 410310 | 0 | 148866.5 | 6731.0952 | 49905.5 | 96612.4766 | 78662.8516 | 3077.6909 | 1078.939 | 0 | 1078.939 | 0 | 322.224 | 267.264
WtrCldCentChlr-Conv-1Cmp-0.748kwpton-VarSpd-CndRlf | DEER2023 |  | 2022-03-14 22:16:35+00 | Any | Rt3 | New | CZ09 | cWVVG | Cap-Tons | 1 | 120000.5 | None | 1202446 | 514297.1875 | 410310 | 0 | 136706.2031 | 2086.5959 | 49562.3398 | 89482.5 | 72385.25 | 4692.062 | 1401.9379 | 0 | 1401.9379 | 0 | 308.889 | 265.063
WtrCldCentChlr-Conv-1Cmp-0.748kwpton-VarSpd-CndRlf | DEER2023 |  | 2022-03-14 22:16:35+00 | Any | Rt3 | New | CZ10 | cWVVG | Cap-Tons | 1 | 120000.5 | None | 1221883 | 514297.1875 | 410310 | 0 | 149334.2969 | 5225.2832 | 48429.6914 | 94285.2266 | 76257.6484 | 6022.8672 | 2112.531 | 0 | 2112.531 | 0 | 343.587 | 299.538
WtrCldCentChlr-Conv-1Cmp-0.748kwpton-VarSpd-CndRlf | DEER2023 |  | 2022-03-14 22:16:35+00 | Any | Rt3 | New | CZ11 | cWVVG | Cap-Tons | 1 | 120000.5 | None | 1193369 | 514297.1875 | 410310 | 0 | 137373.4062 | 2592.9519 | 39777.3906 | 89016.7031 | 65525.8203 | 11702.25 | 4183.0211 | 0 | 4183.0211 | 0 | 336.488 | 291.797
WtrCldCentChlr-Conv-1Cmp-0.748kwpton-VarSpd-CndRlf | DEER2023 |  | 2022-03-14 22:16:35+00 | Any | Rt3 | New | CZ12 | cWVVG | Cap-Tons | 1 | 120000.5 | None | 1163335 | 514297.1875 | 410310 | 0 | 112494.1016 | 3675.1509 | 38316.4102 | 84241.0078 | 59973.5898 | 12323.1602 | 4916.7709 | 0 | 4916.7709 | 0 | 340.379 | 291.844
WtrCldCentChlr-Conv-1Cmp-0.748kwpton-VarSpd-CndRlf | DEER2023 |  | 2022-03-14 22:16:35+00 | Any | Rt3 | New | CZ13 | cWVVG | Cap-Tons | 1 | 120000.5 | None | 1219470 | 514297.1875 | 410310 | 0 | 149208.5 | 4975.2949 | 45497.7617 | 95180.2969 | 75793.3281 | 10476.7402 | 3852.895 | 0 | 3852.895 | 0 | 349.155 | 303.809
WtrCldCentChlr-Conv-1Cmp-0.748kwpton-VarSpd-CndRlf | DEER2023 |  | 2022-03-14 22:16:35+00 | Any | Rt3 | New | CZ14 | cWVVG | Cap-Tons | 1 | 120000.5 | None | 1191560 | 514297.1875 | 410310 | 0 | 138099.4062 | 1219.205 | 38613.5508 | 89019.9375 | 64941.2891 | 10401.1396 | 3639.023 | 0 | 3639.023 | 0 | 332.542 | 283.629
WtrCldCentChlr-Conv-1Cmp-0.748kwpton-VarSpd-CndRlf | DEER2023 |  | 2022-03-14 22:16:35+00 | Any | Rt3 | New | CZ15 | cWVVG | Cap-Tons | 1 | 120000.5 | None | 1348424 | 514297.1875 | 410310 | 0 | 240380.2969 | 3753.7629 | 66002.4062 | 113679.1016 | 106041.7031 | 1605.073 | 342.6938 | 0 | 342.6938 | 0 | 365.978 | 315.879
WtrCldCentChlr-Conv-1Cmp-0.748kwpton-VarSpd-CndRlf | DEER2023 |  | 2022-03-14 22:16:35+00 | Any | Rt3 | New | CZ16 | cWVVG | Cap-Tons | 1 | 120000.5 | None | 1075513 | 514297.1875 | 410310 | 0 | 53585.5781 | 1070.953 | 18758.0801 | 77490.9766 | 38305.4219 | 24696.8809 | 13352.0704 | 0 | 13352.0704 | 0 | 286.141 | 240.632
WtrCldCentChlr-NoFric-1Cmp-0.439kwpton-VarSpd-CndRlf | DEER2023 |  | 2022-03-14 22:53:56+00 | Any | ECC | New | CZ01 | cWVVG | Cap-Tons | 308.237 | 299999.5938 | None | 1664860 | 498675.5 | 838537.625 | 0 | 15895.0498 | 604.4802 | 21040.3906 | 290105.3125 | 4634.2559 | 208151 | 51322.3782 | 97.3874 | 51225.0112 | 0 | 556.515 | 429.457
WtrCldCentChlr-NoFric-1Cmp-0.439kwpton-VarSpd-CndRlf | DEER2023 |  | 2022-03-14 22:53:56+00 | Any | ECC | New | CZ02 | cWVVG | Cap-Tons | 557.072 | 299999.5938 | None | 1793902 | 498675.5 | 838537.625 | 0 | 100456.7031 | 3601.842 | 68560.5234 | 284068 | 35158.1914 | 110873.7031 | 35666.3194 | 97.3874 | 35568.9293 | 0 | 658.894 | 529.76
WtrCldCentChlr-NoFric-1Cmp-0.439kwpton-VarSpd-CndRlf | DEER2023 |  | 2022-03-14 22:53:56+00 | Any | ECC | New | CZ03 | cWVVG | Cap-Tons | 427.4718 | 299999.5938 | None | 1743179 | 498675.5 | 838537.625 | 0 | 67284.1719 | 3635.885 | 55880.0508 | 279163.8125 | 27421.5 | 99455.7812 | 30775.6006 | 97.3874 | 30678.2208 | 0 | 605.292 | 491.852
WtrCldCentChlr-NoFric-1Cmp-0.439kwpton-VarSpd-CndRlf | DEER2023 |  | 2022-03-14 22:53:56+00 | Any | ECC | New | CZ04 | cWVVG | Cap-Tons | 555.1155 | 299999.5938 | None | 1843446 | 498675.5 | 838537.625 | 0 | 127633.7969 | 8847.9424 | 89991.2969 | 279757.3125 | 56983.7383 | 70296.7969 | 25826.1197 | 97.3874 | 25728.7398 | 0 | 678.314 | 556.293
WtrCldCentChlr-NoFric-1Cmp-0.439kwpton-VarSpd-CndRlf | DEER2023 |  | 2022-03-14 22:53:56+00 | Any | ECC | New | CZ05 | cWVVG | Cap-Tons | 371.7423 | 299999.5938 | None | 1770493 | 498675.5 | 838537.625 | 0 | 83653.5469 | 4139.0898 | 55183.5508 | 290302.6875 | 31654.6992 | 95044.2188 | 28311.3498 | 97.3874 | 28213.9699 | 0 | 596.234 | 450.8
WtrCldCentChlr-NoFric-1Cmp-0.439kwpton-VarSpd-CndRlf | DEER2023 |  | 2022-03-14 22:53:56+00 | Any | ECC | New | CZ06 | cWVVG | Cap-Tons | 598.4948 | 299999.5938 | None | 1920135 | 498675.5 | 838537.625 | 0 | 173823.7031 | 15575.9199 | 113485 | 280035.3125 | 69696.6172 | 33413.6797 | 16124 | 97.3874 | 16026.6099 | 0 | 654.97 | 524.984
WtrCldCentChlr-NoFric-1Cmp-0.439kwpton-VarSpd-CndRlf | DEER2023 |  | 2022-03-14 22:53:56+00 | Any | ECC | New | CZ07 | cWVVG | Cap-Tons | 564.226 | 299999.5938 | None | 1876301 | 498675.5 | 838537.625 | 0 | 142323.2031 | 10647.21 | 103398.2969 | 282718.0938 | 71801.8516 | 25091.5703 | 13974.56 | 97.3874 | 13877.1597 | 0 | 644.727 | 521.91
WtrCldCentChlr-NoFric-1Cmp-0.439kwpton-VarSpd-CndRlf | DEER2023 |  | 2022-03-14 22:53:56+00 | Any | ECC | New | CZ08 | cWVVG | Cap-Tons | 651.0405 | 299999.5938 | None | 1969544 | 498675.5 | 838537.625 | 0 | 194272.7969 | 14748.9297 | 126695.2031 | 296612 | 90541.0469 | 28194.0293 | 14345.2595 | 97.3874 | 14247.8605 | 0 | 684.254 | 528.96
WtrCldCentChlr-NoFric-1Cmp-0.439kwpton-VarSpd-CndRlf | DEER2023 |  | 2022-03-14 22:53:56+00 | Any | ECC | New | CZ09 | cWVVG | Cap-Tons | 783.4161 | 299999.5938 | None | 1927609 | 498675.5 | 838537.625 | 0 | 175439.0938 | 4368.4482 | 128635.7969 | 281951.0938 | 82339.2891 | 38711.2695 | 16375.7402 | 97.3874 | 16278.3501 | 0 | 656.179 | 533.194
WtrCldCentChlr-NoFric-1Cmp-0.439kwpton-VarSpd-CndRlf | DEER2023 |  | 2022-03-14 22:53:56+00 | Any | ECC | New | CZ10 | cWVVG | Cap-Tons | 696.4335 | 299999.5938 | None | 1959320 | 498675.5 | 838537.625 | 0 | 197242.4062 | 11047.0303 | 123104.2969 | 290712.3125 | 87017.7891 | 44994.9609 | 19309.0803 | 97.3874 | 19211.6902 | 0 | 516.775 | 324.496
WtrCldCentChlr-NoFric-1Cmp-0.439kwpton-VarSpd-CndRlf | DEER2023 |  | 2022-03-14 22:53:56+00 | Any | ECC | New | CZ11 | cWVVG | Cap-Tons | 638.1592 | 299999.5938 | None | 1924136 | 498675.5 | 838537.625 | 0 | 179101.5938 | 5634.208 | 105804.6016 | 296380.9062 | 76807.5312 | 79634.7812 | 29030.0109 | 97.3874 | 28932.6208 | 0 | 514.654 | 350.117
WtrCldCentChlr-NoFric-1Cmp-0.439kwpton-VarSpd-CndRlf | DEER2023 |  | 2022-03-14 22:53:56+00 | Any | ECC | New | CZ12 | cWVVG | Cap-Tons | 584.1678 | 299999.5938 | None | 1882132 | 498675.5 | 838537.625 | 0 | 147615.7969 | 7593.2598 | 92368.5 | 297339.5938 | 64869.4688 | 88576.0703 | 30073.9994 | 97.3874 | 29976.6195 | 0 | 517.736 | 345.253
WtrCldCentChlr-NoFric-1Cmp-0.439kwpton-VarSpd-CndRlf | DEER2023 |  | 2022-03-14 22:53:56+00 | Any | ECC | New | CZ13 | cWVVG | Cap-Tons | 689.718 | 299999.5938 | None | 1980186 | 498675.5 | 838537.625 | 0 | 199314.4062 | 10797.6699 | 120625.6016 | 312233.8125 | 92388.0625 | 71531.4062 | 25489.3312 | 97.3874 | 25391.9411 | 0 | 533.439 | 351.354
WtrCldCentChlr-NoFric-1Cmp-0.439kwpton-VarSpd-CndRlf | DEER2023 |  | 2022-03-14 22:53:56+00 | Any | ECC | New | CZ14 | cWVVG | Cap-Tons | 742.6342 | 299999.5938 | None | 1934884 | 498675.5 | 838537.625 | 0 | 185070.5 | 2498.573 | 107483.7969 | 302616.4062 | 79084.8516 | 75070.6172 | 27234.1504 | 97.3874 | 27136.7501 | 0 | 506.331 | 322.948
WtrCldCentChlr-NoFric-1Cmp-0.439kwpton-VarSpd-CndRlf | DEER2023 |  | 2022-03-14 22:53:56+00 | Any | ECC | New | CZ15 | cWVVG | Cap-Tons | 966.2557 | 299999.5938 | None | 2203113 | 498675.5 | 838537.625 | 0 | 339246 | 8327.1309 | 191685.7031 | 326640.3125 | 148395.7031 | 15751.7197 | 9190.4128 | 97.3874 | 9093.0189 | 0 | 553.33 | 360.295
WtrCldCentChlr-NoFric-1Cmp-0.439kwpton-VarSpd-CndRlf | DEER2023 |  | 2022-03-14 22:53:56+00 | Any | ECC | New | CZ16 | cWVVG | Cap-Tons | 382.9707 | 299999.5938 | None | 1767140 | 498675.5 | 838537.625 | 0 | 70751.3906 | 2235.4199 | 46364.4492 | 310574.8125 | 39430.5 | 157721.5938 | 59083.392 | 97.3874 | 58985.9789 | 0 | 141.791 | 106.996
WtrCldCentChlr-NoFric-1Cmp-0.439kwpton-VarSpd-CndRlf | DEER2023 |  | 2022-03-14 22:53:56+00 | Any | ESe | New | CZ01 | cWVVG | Cap-Tons | 147.603 | 149998.5938 | None | 603013.6875 | 195048.5 | 287781.6875 | 0 | 5437.105 | 202.1884 | 8840.7617 | 105704.2969 | 411.2486 | 81871.0781 | 28034.8006 | 26.4167 | 28008.3789 | 0 | 220.788 | 101.552
WtrCldCentChlr-NoFric-1Cmp-0.439kwpton-VarSpd-CndRlf | DEER2023 |  | 2022-03-14 22:53:56+00 | Any | ESe | New | CZ02 | cWVVG | Cap-Tons | 285.2343 | 149998.5938 | None | 651124.8125 | 195048.5 | 287781.6875 | 0 | 34787.5195 | 1266.329 | 27449.1094 | 104792.3984 | 10188.7803 | 49574.0781 | 19469.92 | 26.4167 | 19443.52 | 0 | 275.582 | 135.896
WtrCldCentChlr-NoFric-1Cmp-0.439kwpton-VarSpd-CndRlf | DEER2023 |  | 2022-03-14 22:53:56+00 | Any | ESe | New | CZ03 | cWVVG | Cap-Tons | 220.4453 | 149998.5938 | None | 623425.125 | 195048.5 | 287781.6875 | 0 | 22073.1191 | 1175.3669 | 20288.3809 | 97058.8906 | 4249.4541 | 46136.6484 | 16562.1005 | 26.4167 | 16535.7005 | 0 | 243.857 | 115.658
WtrCldCentChlr-NoFric-1Cmp-0.439kwpton-VarSpd-CndRlf | DEER2023 |  | 2022-03-14 22:53:56+00 | Any | ESe | New | CZ04 | cWVVG | Cap-Tons | 285.7465 | 149998.5938 | None | 666365.6875 | 195048.5 | 287781.6875 | 0 | 43961.6016 | 3297.2529 | 33980.4297 | 102297 | 13974.6797 | 34655.1992 | 13995.5994 | 26.4167 | 13969.1904 | 0 | 282.742 | 140.142
WtrCldCentChlr-NoFric-1Cmp-0.439kwpton-VarSpd-CndRlf | DEER2023 |  | 2022-03-14 22:53:56+00 | Any | ESe | New | CZ05 | cWVVG | Cap-Tons | 186.52 | 149998.5938 | None | 634574.125 | 195048.5 | 287781.6875 | 0 | 30410.8105 | 1516.822 | 20611.8594 | 99205.3203 | 5622.0112 | 40647.4219 | 14993.8803 | 26.4167 | 14967.4803 | 0 | 239.064 | 108.041
WtrCldCentChlr-NoFric-1Cmp-0.439kwpton-VarSpd-CndRlf | DEER2023 |  | 2022-03-14 22:53:56+00 | Any | ESe | New | CZ06 | cWVVG | Cap-Tons | 322.4655 | 149998.5938 | None | 683571.875 | 195048.5 | 287781.6875 | 0 | 57159.7109 | 5540.748 | 42779.4492 | 95262.7031 | 12110.9902 | 17769.8105 | 8501.0387 | 26.4167 | 8474.6202 | 0 | 268.944 | 123.63
WtrCldCentChlr-NoFric-1Cmp-0.439kwpton-VarSpd-CndRlf | DEER2023 |  | 2022-03-14 22:53:56+00 | Any | ESe | New | CZ07 | cWVVG | Cap-Tons | 308.797 | 149998.5938 | None | 663689.375 | 195048.5 | 287781.6875 | 0 | 45394.4102 | 3384.021 | 38415.2305 | 93666.2031 | 11572.8203 | 15766.04 | 7211.991 | 26.4167 | 7185.5712 | 0 | 264.339 | 118.035
WtrCldCentChlr-NoFric-1Cmp-0.439kwpton-VarSpd-CndRlf | DEER2023 |  | 2022-03-14 22:53:56+00 | Any | ESe | New | CZ08 | cWVVG | Cap-Tons | 346.614 | 149998.5938 | None | 717308.875 | 195048.5 | 287781.6875 | 0 | 70361.1562 | 5763.6182 | 51038.6094 | 107316 | 22006.4395 | 15382.5303 | 7441.401 | 26.4167 | 7414.9837 | 0 | 286.62 | 128.355
WtrCldCentChlr-NoFric-1Cmp-0.439kwpton-VarSpd-CndRlf | DEER2023 |  | 2022-03-14 22:53:56+00 | Any | ESe | New | CZ09 | cWVVG | Cap-Tons | 411.9728 | 149998.5938 | None | 707882 | 195048.5 | 287781.6875 | 0 | 64459.0312 | 1583.186 | 52669.7617 | 106340.6016 | 21144.9492 | 20704.0703 | 8742.4141 | 26.4167 | 8715.9949 | 0 | 272.895 | 132.396
WtrCldCentChlr-NoFric-1Cmp-0.439kwpton-VarSpd-CndRlf | DEER2023 |  | 2022-03-14 22:53:56+00 | Any | ESe | New | CZ10 | cWVVG | Cap-Tons | 362.4923 | 149998.5938 | None | 722025.375 | 195048.5 | 287781.6875 | 0 | 72473.3594 | 4275.833 | 51019.2891 | 111427.5 | 23355.25 | 23003.1797 | 10225.12 | 26.4167 | 10198.6899 | 0 | 79.884 | 60.94
WtrCldCentChlr-NoFric-1Cmp-0.439kwpton-VarSpd-CndRlf | DEER2023 |  | 2022-03-14 22:53:56+00 | Any | ESe | New | CZ11 | cWVVG | Cap-Tons | 331.4205 | 149998.5938 | None | 698270.625 | 195048.5 | 287781.6875 | 0 | 63010.6016 | 2012.03 | 42211.4688 | 108207.1016 | 21714.6992 | 35568.4102 | 15635.3894 | 26.4167 | 15608.9702 | 0 | 77.797 | 66.57
WtrCldCentChlr-NoFric-1Cmp-0.439kwpton-VarSpd-CndRlf | DEER2023 |  | 2022-03-14 22:53:56+00 | Any | ESe | New | CZ12 | cWVVG | Cap-Tons | 302.8255 | 149998.5938 | None | 682282.6875 | 195048.5 | 287781.6875 | 0 | 51280.1484 | 2798.71 | 36238.1914 | 109136.2031 | 17693.6895 | 40656.75 | 16194.1901 | 26.4167 | 16167.7798 | 0 | 76.205 | 65.464
WtrCldCentChlr-NoFric-1Cmp-0.439kwpton-VarSpd-CndRlf | DEER2023 |  | 2022-03-14 22:53:56+00 | Any | ESe | New | CZ13 | cWVVG | Cap-Tons | 365.916 | 149998.5938 | None | 722585.8125 | 195048.5 | 287781.6875 | 0 | 69208.5938 | 4055.2781 | 50697.4883 | 115795 | 25708.9707 | 33125.6289 | 13808.7501 | 26.4167 | 13782.3398 | 0 | 78.746 | 69.075
WtrCldCentChlr-NoFric-1Cmp-0.439kwpton-VarSpd-CndRlf | DEER2023 |  | 2022-03-14 22:53:56+00 | Any | ESe | New | CZ14 | cWVVG | Cap-Tons | 398.6307 | 149998.5938 | None | 700128.3125 | 195048.5 | 287781.6875 | 0 | 64331.3789 | 770.9283 | 45472.6914 | 106723.7969 | 20119.1504 | 31887.1406 | 14321.3901 | 26.4167 | 14294.9798 | 0 | 79.701 | 61.801
WtrCldCentChlr-NoFric-1Cmp-0.439kwpton-VarSpd-CndRlf | DEER2023 |  | 2022-03-14 22:53:56+00 | Any | ESe | New | CZ15 | cWVVG | Cap-Tons | 512.9195 | 149998.5938 | None | 825072.6875 | 195048.5 | 287781.6875 | 0 | 127495.7969 | 3082.5969 | 85788.8828 | 125876 | 37588.4492 | 8876.3574 | 4784.847 | 26.4167 | 4758.425 | 0 | 86.023 | 72.087
WtrCldCentChlr-NoFric-1Cmp-0.439kwpton-VarSpd-CndRlf | DEER2023 |  | 2022-03-14 22:53:56+00 | Any | ESe | New | CZ16 | cWVVG | Cap-Tons | 202.1828 | 149998.5938 | None | 636345.875 | 195048.5 | 287781.6875 | 0 | 23979.5996 | 751.7019 | 18539.0098 | 110246.1016 | 12175.1396 | 64864.2695 | 31927.8208 | 26.4167 | 31901.4195 | 0 | 61.467 | 47.87
WtrCldCentChlr-NoFric-1Cmp-0.439kwpton-VarSpd-CndRlf | DEER2023 |  | 2022-03-14 22:53:56+00 | Any | EUn | New | CZ01 | cWVVG | Cap-Tons | 1169.1146 | 930201.375 | None | 4902138 | 1432632 | 2778924 | 0 | 43018.2891 | 937.0544 | 62503.2891 | 584118.8125 | 37450.1094 | 432969.3125 | 178305.8022 | 181.5723 | 178124.2061 | 0 | 1694.109 | 1394.487
WtrCldCentChlr-NoFric-1Cmp-0.439kwpton-VarSpd-CndRlf | DEER2023 |  | 2022-03-14 22:53:56+00 | Any | EUn | New | CZ02 | cWVVG | Cap-Tons | 1962.391 | 930201.375 | None | 5338944 | 1432632 | 2778924 | 0 | 319768.5938 | 8908.5928 | 171869.4062 | 626835.625 | 220560.0938 | 228678.5 | 118110.6995 | 181.5723 | 117929.1034 | 0 | 2019.95 | 1699.866
WtrCldCentChlr-NoFric-1Cmp-0.439kwpton-VarSpd-CndRlf | DEER2023 |  | 2022-03-14 22:53:56+00 | Any | EUn | New | CZ03 | cWVVG | Cap-Tons | 1524.3831 | 930201.375 | None | 5166729 | 1432632 | 2778924 | 0 | 207309.9062 | 7879.1108 | 133324.4062 | 606653.375 | 176911.4062 | 223684.2969 | 98390.7021 | 181.5723 | 98209.1264 | 0 | 1871.898 | 1585.297
WtrCldCentChlr-NoFric-1Cmp-0.439kwpton-VarSpd-CndRlf | DEER2023 |  | 2022-03-14 22:53:56+00 | Any | EUn | New | CZ04 | cWVVG | Cap-Tons | 1919.6637 | 930201.375 | None | 5482362 | 1432632 | 2778924 | 0 | 407609 | 23539.2793 | 209060.7031 | 630592.6875 | 299315.8125 | 153466.7031 | 80855.9616 | 181.5723 | 80674.391 | 0 | 2061.398 | 1768.976
WtrCldCentChlr-NoFric-1Cmp-0.439kwpton-VarSpd-CndRlf | DEER2023 |  | 2022-03-14 22:53:56+00 | Any | EUn | New | CZ05 | cWVVG | Cap-Tons | 1337.6327 | 930201.375 | None | 5238070 | 1432632 | 2778924 | 0 | 256320.9062 | 9645.165 | 136598.5938 | 623943.8125 | 192196.5 | 196753.4062 | 91515.5251 | 181.5723 | 91333.9699 | 0 | 1857.106 | 1470.463
WtrCldCentChlr-NoFric-1Cmp-0.439kwpton-VarSpd-CndRlf | DEER2023 |  | 2022-03-14 22:53:56+00 | Any | EUn | New | CZ06 | cWVVG | Cap-Tons | 2007.9266 | 930201.375 | None | 5658642 | 1432632 | 2778924 | 0 | 519778.0938 | 39849.9883 | 256001.9062 | 631450.6875 | 343372.8125 | 85247.2266 | 48372.352 | 181.5723 | 48190.8019 | 0 | 2013.707 | 1663.682
WtrCldCentChlr-NoFric-1Cmp-0.439kwpton-VarSpd-CndRlf | DEER2023 |  | 2022-03-14 22:53:56+00 | Any | EUn | New | CZ07 | cWVVG | Cap-Tons | 1946.5936 | 930201.375 | None | 5503938 | 1432632 | 2778924 | 0 | 413809.1875 | 23637.7402 | 228759 | 626170.3125 | 322715.8125 | 83913.1328 | 41923.4099 | 181.5723 | 41741.8598 | 0 | 1960.803 | 1624.015
WtrCldCentChlr-NoFric-1Cmp-0.439kwpton-VarSpd-CndRlf | DEER2023 |  | 2022-03-14 22:53:56+00 | Any | EUn | New | CZ08 | cWVVG | Cap-Tons | 2222.9446 | 930201.375 | None | 5796233 | 1432632 | 2778924 | 0 | 598440.5 | 37465.5781 | 290384.9062 | 658381.6875 | 411679.0938 | 68190.1875 | 42849.5206 | 181.5723 | 42667.9501 | 0 | 2104.472 | 1684.759
WtrCldCentChlr-NoFric-1Cmp-0.439kwpton-VarSpd-CndRlf | DEER2023 |  | 2022-03-14 22:53:56+00 | Any | EUn | New | CZ09 | cWVVG | Cap-Tons | 2584.4678 | 930201.375 | None | 5687829 | 1432632 | 2778924 | 0 | 535146.625 | 10028.9902 | 282501.3125 | 648591.3125 | 385727 | 90631.2969 | 48545.408 | 181.5723 | 48363.8477 | 0 | 2016.663 | 1706.753
WtrCldCentChlr-NoFric-1Cmp-0.439kwpton-VarSpd-CndRlf | DEER2023 |  | 2022-03-14 22:53:56+00 | Any | EUn | New | CZ10 | cWVVG | Cap-Tons | 2373.9026 | 930201.375 | None | 5808323 | 1432632 | 2778924 | 0 | 614181.1875 | 28802.3203 | 290284.5 | 663494.8125 | 403980.8125 | 99543.0391 | 57719.552 | 181.5723 | 57537.9917 | 0 | 1555.588 | 1291.792
WtrCldCentChlr-NoFric-1Cmp-0.439kwpton-VarSpd-CndRlf | DEER2023 |  | 2022-03-14 22:53:56+00 | Any | EUn | New | CZ11 | cWVVG | Cap-Tons | 2146.9141 | 930201.375 | None | 5744838 | 1432632 | 2778924 | 0 | 584597.3125 | 14726.1602 | 251277.5 | 682674.8125 | 388170.9062 | 167396.9062 | 90860.5235 | 181.5723 | 90678.9478 | 0 | 1565.987 | 1396.885
WtrCldCentChlr-NoFric-1Cmp-0.439kwpton-VarSpd-CndRlf | DEER2023 |  | 2022-03-14 22:53:56+00 | Any | EUn | New | CZ12 | cWVVG | Cap-Tons | 2018.746 | 930201.375 | None | 5602846 | 1432632 | 2778924 | 0 | 481355.5 | 20623.4492 | 225424.7969 | 663881.875 | 336095.1875 | 176176.5938 | 94664.8371 | 181.5723 | 94483.2512 | 0 | 1561.034 | 1377.919
WtrCldCentChlr-NoFric-1Cmp-0.439kwpton-VarSpd-CndRlf | DEER2023 |  | 2022-03-14 22:53:56+00 | Any | EUn | New | CZ13 | cWVVG | Cap-Tons | 2296.1406 | 930201.375 | None | 5889469 | 1432632 | 2778924 | 0 | 651485.6875 | 29162.9609 | 289620.3125 | 707638.625 | 446587.5 | 143169.5938 | 76520.0896 | 181.5723 | 76338.5293 | 0 | 1616.17 | 1435.158
WtrCldCentChlr-NoFric-1Cmp-0.439kwpton-VarSpd-CndRlf | DEER2023 |  | 2022-03-14 22:53:56+00 | Any | EUn | New | CZ14 | cWVVG | Cap-Tons | 2442.6643 | 930201.375 | None | 5747516 | 1432632 | 2778924 | 0 | 568028 | 6842.2949 | 267074.1875 | 694010.375 | 406838.1875 | 146925.5 | 84220.2675 | 181.5723 | 84038.6611 | 0 | 1526.707 | 1307.43
WtrCldCentChlr-NoFric-1Cmp-0.439kwpton-VarSpd-CndRlf | DEER2023 |  | 2022-03-14 22:53:56+00 | Any | EUn | New | CZ15 | cWVVG | Cap-Tons | 3124.6462 | 930201.375 | None | 6482694 | 1432632 | 2778924 | 0 | 1035900 | 21272.2695 | 441309.6875 | 772649.625 | 629600 | 35340.2305 | 22494.3206 | 181.5723 | 22312.7398 | 0 | 1671.513 | 1439.193
WtrCldCentChlr-NoFric-1Cmp-0.439kwpton-VarSpd-CndRlf | DEER2023 |  | 2022-03-14 22:53:56+00 | Any | EUn | New | CZ16 | cWVVG | Cap-Tons | 1356.2537 | 930201.375 | None | 5233358 | 1432632 | 2778924 | 0 | 232751.5938 | 5767.4521 | 125247.2969 | 658031.6875 | 218000.2031 | 314321.3125 | 196918.7021 | 181.5723 | 196737.1059 | 0 | 180.099 | 198.814
WtrCldCentChlr-NoFric-1Cmp-0.439kwpton-VarSpd-CndRlf | DEER2023 |  | 2022-03-14 22:53:56+00 | Any | Hsp | New | CZ01 | cWVVG | Cap-Tons | 528.477 | 235501 | None | 2483598 | 848496.8125 | 1266427 | 0 | 5273.0659 | 114.8498 | 13129.8799 | 350158.5938 | 663.8986 | 288809.3125 | 52993.0906 | 81.3604 | 52911.7184 | 0 | 436.962 | 390.372
WtrCldCentChlr-NoFric-1Cmp-0.439kwpton-VarSpd-CndRlf | DEER2023 |  | 2022-03-14 22:53:56+00 | Any | Hsp | New | CZ02 | cWVVG | Cap-Tons | 879.0118 | 235501 | None | 2598492 | 848496.8125 | 1266427 | 0 | 62931.7695 | 1668.708 | 61640.3008 | 357330 | 10314.5303 | 194834.5 | 42794.6906 | 81.3604 | 42713.3389 | 0 | 495.044 | 447.332
WtrCldCentChlr-NoFric-1Cmp-0.439kwpton-VarSpd-CndRlf | DEER2023 |  | 2022-03-14 22:53:56+00 | Any | Hsp | New | CZ03 | cWVVG | Cap-Tons | 577.419 | 235501 | None | 2555936 | 848496.8125 | 1266427 | 0 | 38461.7617 | 1645.163 | 46438.0898 | 354468.5938 | 9009.0723 | 183066.7031 | 35159.4112 | 81.3604 | 35078.0493 | 0 | 465.362 | 422.5
WtrCldCentChlr-NoFric-1Cmp-0.439kwpton-VarSpd-CndRlf | DEER2023 |  | 2022-03-14 22:53:56+00 | Any | Hsp | New | CZ04 | cWVVG | Cap-Tons | 842.1282 | 235501 | None | 2653822 | 848496.8125 | 1266427 | 0 | 85482.3516 | 5823.853 | 86449.9531 | 361145.3125 | 21335.9609 | 136171.5 | 32938.1709 | 81.3604 | 32856.8013 | 0 | 504.21 | 459.764
WtrCldCentChlr-NoFric-1Cmp-0.439kwpton-VarSpd-CndRlf | DEER2023 |  | 2022-03-14 22:53:56+00 | Any | Hsp | New | CZ05 | cWVVG | Cap-Tons | 668.362 | 235501 | None | 2566321 | 848496.8125 | 1266427 | 0 | 43100.0391 | 1616.397 | 51727.2695 | 354956.3125 | 8846.1514 | 182299.4062 | 36046.5894 | 81.3604 | 35965.2198 | 0 | 459.952 | 407.026
WtrCldCentChlr-NoFric-1Cmp-0.439kwpton-VarSpd-CndRlf | DEER2023 |  | 2022-03-14 22:53:56+00 | Any | Hsp | New | CZ06 | cWVVG | Cap-Tons | 872.4437 | 235501 | None | 2718444 | 848496.8125 | 1266427 | 0 | 114657.8984 | 12103.5596 | 116301.5 | 360459.6875 | 28645.0508 | 84615.7422 | 24992.6502 | 81.3604 | 24911.2806 | 0 | 482.714 | 435.763
WtrCldCentChlr-NoFric-1Cmp-0.439kwpton-VarSpd-CndRlf | DEER2023 |  | 2022-03-14 22:53:56+00 | Any | Hsp | New | CZ07 | cWVVG | Cap-Tons | 904.4548 | 235501 | None | 2704561 | 848496.8125 | 1266427 | 0 | 95373.3594 | 7073.1401 | 126661 | 360532.3125 | 30099.9805 | 71395.1328 | 22708.8998 | 81.3604 | 22627.5405 | 0 | 475.08 | 431.112
WtrCldCentChlr-NoFric-1Cmp-0.439kwpton-VarSpd-CndRlf | DEER2023 |  | 2022-03-14 22:53:56+00 | Any | Hsp | New | CZ08 | cWVVG | Cap-Tons | 939.9065 | 235501 | None | 2748790 | 848496.8125 | 1266427 | 0 | 129245.2031 | 10031.6504 | 126866.3984 | 367725.0938 | 30603.6699 | 80337.1719 | 23385.129 | 81.3604 | 23303.7798 | 0 | 502.648 | 445.817
WtrCldCentChlr-NoFric-1Cmp-0.439kwpton-VarSpd-CndRlf | DEER2023 |  | 2022-03-14 22:53:56+00 | Any | Hsp | New | CZ09 | cWVVG | Cap-Tons | 1074.3058 | 235501 | None | 2734358 | 848496.8125 | 1266427 | 0 | 120463.2969 | 1692.896 | 130193.1016 | 367086.8125 | 27960.4199 | 96819.5312 | 25619.1104 | 81.3604 | 25537.7613 | 0 | 497.632 | 454.322
WtrCldCentChlr-NoFric-1Cmp-0.439kwpton-VarSpd-CndRlf | DEER2023 |  | 2022-03-14 22:53:56+00 | Any | Hsp | New | CZ10 | cWVVG | Cap-Tons | 986.6905 | 235501 | None | 2745924 | 848496.8125 | 1266427 | 0 | 136444.9062 | 6954.3511 | 118903.6016 | 368699.9062 | 27890.1504 | 104430.8984 | 29039.4291 | 81.3604 | 28958.08 | 0 | 523.135 | 468.841
WtrCldCentChlr-NoFric-1Cmp-0.439kwpton-VarSpd-CndRlf | DEER2023 |  | 2022-03-14 22:53:56+00 | Any | Hsp | New | CZ11 | cWVVG | Cap-Tons | 964.464 | 235501 | None | 2719162 | 848496.8125 | 1266427 | 0 | 137095.9062 | 2998.199 | 98137.4062 | 366010 | 25239.75 | 138573.7969 | 37579.6992 | 81.3604 | 37498.3296 | 0 | 519.156 | 477.272
WtrCldCentChlr-NoFric-1Cmp-0.439kwpton-VarSpd-CndRlf | DEER2023 |  | 2022-03-14 22:53:56+00 | Any | Hsp | New | CZ12 | cWVVG | Cap-Tons | 908.9833 | 235501 | None | 2671504 | 848496.8125 | 1266427 | 0 | 101471.1016 | 4473.3838 | 87205.3828 | 363432.9062 | 20401.5898 | 151518.2031 | 37588.759 | 81.3604 | 37507.3894 | 0 | 521.791 | 476.912
WtrCldCentChlr-NoFric-1Cmp-0.439kwpton-VarSpd-CndRlf | DEER2023 |  | 2022-03-14 22:53:56+00 | Any | Hsp | New | CZ13 | cWVVG | Cap-Tons | 967.997 | 235501 | None | 2755622 | 848496.8125 | 1266427 | 0 | 154521.2969 | 7227.9038 | 109177.7969 | 369773.9062 | 29498.1992 | 122074.2969 | 33919.1706 | 81.3604 | 33837.8112 | 0 | 527.845 | 489.291
WtrCldCentChlr-NoFric-1Cmp-0.439kwpton-VarSpd-CndRlf | DEER2023 |  | 2022-03-14 22:53:56+00 | Any | Hsp | New | CZ14 | cWVVG | Cap-Tons | 1033.6512 | 235501 | None | 2711870 | 848496.8125 | 1266427 | 0 | 129260.2969 | 720.7459 | 101611.1016 | 365356.4062 | 25012.5195 | 136792.7969 | 40231.6006 | 81.3604 | 40150.249 | 0 | 512.275 | 465.925
WtrCldCentChlr-NoFric-1Cmp-0.439kwpton-VarSpd-CndRlf | DEER2023 |  | 2022-03-14 22:53:56+00 | Any | Hsp | New | CZ15 | cWVVG | Cap-Tons | 1270.2445 | 235501 | None | 2929268 | 848496.8125 | 1266427 | 0 | 249879.2031 | 4247.6162 | 179486.7031 | 380732.5938 | 42098.0508 | 53023.5312 | 20233.12 | 81.3604 | 20151.7594 | 0 | 537.543 | 491.909
WtrCldCentChlr-NoFric-1Cmp-0.439kwpton-VarSpd-CndRlf | DEER2023 |  | 2022-03-14 22:53:56+00 | Any | Hsp | New | CZ16 | cWVVG | Cap-Tons | 655.3027 | 235501 | None | 2569618 | 848496.8125 | 1266427 | 0 | 52831.75 | 989.2161 | 43543.4297 | 357332.8125 | 15175.7305 | 211785 | 66251.8784 | 81.3604 | 66170.5216 | 0 | 473.124 | 428.957
WtrCldCentChlr-NoFric-1Cmp-0.439kwpton-VarSpd-CndRlf | DEER2023 |  | 2022-03-14 22:53:56+00 | Any | Htl | New | CZ01 | cWVVG | Cap-Tons | 93.868 | 139998.9062 | None | 534554.3125 | 162049.9062 | 293493.5 | 0 | 7941.771 | 235.451 | 13336.6504 | 57496.2305 | 5644.8599 | 44996.5195 | 20344.7296 | 0 | 20344.7296 | 0 | 87.984 | 90.248
WtrCldCentChlr-NoFric-1Cmp-0.439kwpton-VarSpd-CndRlf | DEER2023 |  | 2022-03-14 22:53:56+00 | Any | Htl | New | CZ02 | cWVVG | Cap-Tons | 161.267 | 139998.9062 | None | 582856.5 | 162049.9062 | 293493.5 | 0 | 37585.1406 | 1326.691 | 29251.2695 | 59149.5195 | 17822.9902 | 26459.0605 | 15114.7405 | 0 | 15114.7405 | 0 | 115.73 | 114.807
WtrCldCentChlr-NoFric-1Cmp-0.439kwpton-VarSpd-CndRlf | DEER2023 |  | 2022-03-14 22:53:56+00 | Any | Htl | New | CZ03 | cWVVG | Cap-Tons | 126.2084 | 139998.9062 | None | 565338.6875 | 162049.9062 | 293493.5 | 0 | 25144.9395 | 1314.0861 | 24879.1504 | 58456.4609 | 14942.8301 | 26556.5801 | 11541.0701 | 0 | 11541.0701 | 0 | 101.94 | 102.77
WtrCldCentChlr-NoFric-1Cmp-0.439kwpton-VarSpd-CndRlf | DEER2023 |  | 2022-03-14 22:53:56+00 | Any | Htl | New | CZ04 | cWVVG | Cap-Tons | 168.1872 | 139998.9062 | None | 602963.1875 | 162049.9062 | 293493.5 | 0 | 46359 | 3242.1499 | 37264 | 60553.9805 | 22440.8105 | 19336.4902 | 10769.7203 | 0 | 10769.7203 | 0 | 119.282 | 119.016
WtrCldCentChlr-NoFric-1Cmp-0.439kwpton-VarSpd-CndRlf | DEER2023 |  | 2022-03-14 22:53:56+00 | Any | Htl | New | CZ05 | cWVVG | Cap-Tons | 107.4484 | 139998.9062 | None | 568563.375 | 162049.9062 | 293493.5 | 0 | 28689.1895 | 1375.366 | 22482.4395 | 60472.5391 | 16589.1406 | 25852.6895 | 11371.9603 | 0 | 11371.9603 | 0 | 100.791 | 93.753
WtrCldCentChlr-NoFric-1Cmp-0.439kwpton-VarSpd-CndRlf | DEER2023 |  | 2022-03-14 22:53:56+00 | Any | Htl | New | CZ06 | cWVVG | Cap-Tons | 160.0206 | 139998.9062 | None | 620951.8125 | 162049.9062 | 293493.5 | 0 | 56326.6289 | 4954.0459 | 41418.7188 | 62708.2305 | 25267.5605 | 12506.9902 | 6703.257 | 0 | 6703.257 | 0 | 110.031 | 107.253
WtrCldCentChlr-NoFric-1Cmp-0.439kwpton-VarSpd-CndRlf | DEER2023 |  | 2022-03-14 22:53:56+00 | Any | Htl | New | CZ07 | cWVVG | Cap-Tons | 146.3167 | 139998.9062 | None | 608619.625 | 162049.9062 | 293493.5 | 0 | 47317.0508 | 3531.2019 | 39373.3594 | 62854.1602 | 24540.0605 | 11548.2305 | 5687.9098 | 0 | 5687.9098 | 0 | 106.446 | 101.608
WtrCldCentChlr-NoFric-1Cmp-0.439kwpton-VarSpd-CndRlf | DEER2023 |  | 2022-03-14 22:53:56+00 | Any | Htl | New | CZ08 | cWVVG | Cap-Tons | 170.0543 | 139998.9062 | None | 638243.625 | 162049.9062 | 293493.5 | 0 | 66810.3281 | 5049.1362 | 46262.1602 | 64577.8711 | 29182.1406 | 11115.4404 | 6430.6733 | 0 | 6430.6733 | 0 | 121.738 | 112.599
WtrCldCentChlr-NoFric-1Cmp-0.439kwpton-VarSpd-CndRlf | DEER2023 |  | 2022-03-14 22:53:56+00 | Any | Htl | New | CZ09 | cWVVG | Cap-Tons | 220.813 | 139998.9062 | None | 633513.125 | 162049.9062 | 293493.5 | 0 | 63603.4102 | 1584.837 | 51262.75 | 61518.1406 | 27485 | 13081.04 | 7307.6198 | 0 | 7307.6198 | 0 | 120.794 | 117.376
WtrCldCentChlr-NoFric-1Cmp-0.439kwpton-VarSpd-CndRlf | DEER2023 |  | 2022-03-14 22:53:56+00 | Any | Htl | New | CZ10 | cWVVG | Cap-Tons | 199.322 | 139998.9062 | None | 640873.875 | 162049.9062 | 293493.5 | 0 | 69575.9766 | 3930.176 | 48240.1992 | 63583.6289 | 29198.5996 | 13883.04 | 8513.8278 | 0 | 8513.8278 | 0 | 124.828 | 123.536
WtrCldCentChlr-NoFric-1Cmp-0.439kwpton-VarSpd-CndRlf | DEER2023 |  | 2022-03-14 22:53:56+00 | Any | Htl | New | CZ11 | cWVVG | Cap-Tons | 204.9697 | 139998.9062 | None | 636625.875 | 162049.9062 | 293493.5 | 0 | 69244.7891 | 2249.7429 | 43672.1016 | 65915.25 | 28153.1309 | 19736.3906 | 13558.4 | 0 | 13558.4 | 0 | 126.315 | 134.363
WtrCldCentChlr-NoFric-1Cmp-0.439kwpton-VarSpd-CndRlf | DEER2023 |  | 2022-03-14 22:53:56+00 | Any | Htl | New | CZ12 | cWVVG | Cap-Tons | 186.151 | 139998.9062 | None | 616548.8125 | 162049.9062 | 293493.5 | 0 | 54975.75 | 2918.761 | 39861.7305 | 63248.75 | 24268.3906 | 21190.5098 | 13288.0794 | 0 | 13288.0794 | 0 | 125.257 | 131.782
WtrCldCentChlr-NoFric-1Cmp-0.439kwpton-VarSpd-CndRlf | DEER2023 |  | 2022-03-14 22:53:56+00 | Any | Htl | New | CZ13 | cWVVG | Cap-Tons | 204.4572 | 139998.9062 | None | 652964.3125 | 162049.9062 | 293493.5 | 0 | 76569.2031 | 4256.1982 | 48804.7109 | 67790.2969 | 31760.0703 | 17224.9902 | 11542.0006 | 0 | 11542.0006 | 0 | 131.347 | 136.86
WtrCldCentChlr-NoFric-1Cmp-0.439kwpton-VarSpd-CndRlf | DEER2023 |  | 2022-03-14 22:53:56+00 | Any | Htl | New | CZ14 | cWVVG | Cap-Tons | 212.2535 | 139998.9062 | None | 640017.625 | 162049.9062 | 293493.5 | 0 | 71969.4375 | 980.0808 | 44515.6797 | 67008.7031 | 29497.9609 | 18841.4492 | 12983.7504 | 0 | 12983.7504 | 0 | 126.422 | 127.916
WtrCldCentChlr-NoFric-1Cmp-0.439kwpton-VarSpd-CndRlf | DEER2023 |  | 2022-03-14 22:53:56+00 | Any | Htl | New | CZ15 | cWVVG | Cap-Tons | 273.3933 | 139998.9062 | None | 730436.3125 | 162049.9062 | 293493.5 | 0 | 126771.5 | 3061.783 | 70471.9219 | 74587.0469 | 44885.2617 | 7008.9131 | 5020.8531 | 0 | 5020.8531 | 0 | 142.818 | 143.374
WtrCldCentChlr-NoFric-1Cmp-0.439kwpton-VarSpd-CndRlf | DEER2023 |  | 2022-03-14 22:53:56+00 | Any | Htl | New | CZ16 | cWVVG | Cap-Tons | 118.4843 | 139998.9062 | None | 580163.375 | 162049.9062 | 293493.5 | 0 | 32659.8809 | 1030.252 | 24010.6602 | 66918.5938 | 18491.7598 | 33964.3711 | 25514.8288 | 0 | 25514.8288 | 0 | 106.491 | 107.591
WtrCldCentChlr-NoFric-1Cmp-0.439kwpton-VarSpd-CndRlf | DEER2023 |  | 2022-03-14 22:53:56+00 | Any | MBT | New | CZ01 | cWVVG | Cap-Tons | 173.0733 | 199999.2031 | None | 1238856 | 366189 | 737073.3125 | 0 | 10499.29 | 383.3902 | 11901.4102 | 112803.3984 | 1740.551 | 51532.5898 | 14361.0803 | 0 | 14361.0803 | 0 | 376.851 | 165.957
WtrCldCentChlr-NoFric-1Cmp-0.439kwpton-VarSpd-CndRlf | DEER2023 |  | 2022-03-14 22:53:56+00 | Any | MBT | New | CZ02 | cWVVG | Cap-Tons | 285.5302 | 199999.2031 | None | 1311651 | 366189 | 737073.3125 | 0 | 52478.0898 | 1875.028 | 32759.1992 | 121270.6016 | 7367.167 | 31741.4297 | 11427.8605 | 0 | 11427.8605 | 0 | 418.246 | 193.676
WtrCldCentChlr-NoFric-1Cmp-0.439kwpton-VarSpd-CndRlf | DEER2023 |  | 2022-03-14 22:53:56+00 | Any | MBT | New | CZ03 | cWVVG | Cap-Tons | 222.3175 | 199999.2031 | None | 1293360 | 366189 | 737073.3125 | 0 | 38649.0586 | 1994.291 | 27505.1309 | 121943.5 | 6175.3989 | 26176.8496 | 10405.0598 | 0 | 10405.0598 | 0 | 397.803 | 179.183
WtrCldCentChlr-NoFric-1Cmp-0.439kwpton-VarSpd-CndRlf | DEER2023 |  | 2022-03-14 22:53:56+00 | Any | MBT | New | CZ04 | cWVVG | Cap-Tons | 278.5123 | 199999.2031 | None | 1338180 | 366189 | 737073.3125 | 0 | 64133.25 | 4420.6001 | 40482.0898 | 125875.8984 | 9664.8281 | 21938.7207 | 9399.8688 | 0 | 9399.8688 | 0 | 424.208 | 198.591
WtrCldCentChlr-NoFric-1Cmp-0.439kwpton-VarSpd-CndRlf | DEER2023 |  | 2022-03-14 22:53:56+00 | Any | MBT | New | CZ05 | cWVVG | Cap-Tons | 214.5538 | 199999.2031 | None | 1304993 | 366189 | 737073.3125 | 0 | 46570.3789 | 2281.739 | 29118.4492 | 123754.1016 | 7119.2129 | 24565.7402 | 10170.2502 | 0 | 10170.2502 | 0 | 392.966 | 171.883
WtrCldCentChlr-NoFric-1Cmp-0.439kwpton-VarSpd-CndRlf | DEER2023 |  | 2022-03-14 22:53:56+00 | Any | MBT | New | CZ06 | cWVVG | Cap-Tons | 301.4818 | 199999.2031 | None | 1385938 | 366189 | 737073.3125 | 0 | 88695.7266 | 8211.8262 | 56527.3906 | 129234.6016 | 11795.8604 | 11331.8203 | 8087.2032 | 0 | 8087.2032 | 0 | 422.393 | 189.28
WtrCldCentChlr-NoFric-1Cmp-0.439kwpton-VarSpd-CndRlf | DEER2023 |  | 2022-03-14 22:53:56+00 | Any | MBT | New | CZ07 | cWVVG | Cap-Tons | 301.131 | 199999.2031 | None | 1362347 | 366189 | 737073.3125 | 0 | 73234.3516 | 5487.8711 | 51415.2383 | 128941.2031 | 11332.71 | 8298.1152 | 7617.5981 | 0 | 7617.5981 | 0 | 417.622 | 184.55
WtrCldCentChlr-NoFric-1Cmp-0.439kwpton-VarSpd-CndRlf | DEER2023 |  | 2022-03-14 22:53:56+00 | Any | MBT | New | CZ08 | cWVVG | Cap-Tons | 334.8858 | 199999.2031 | None | 1401482 | 366189 | 737073.3125 | 0 | 96918.4219 | 7406.127 | 61027.7109 | 132861.7969 | 14222.25 | 10461.2803 | 7690.0211 | 0 | 7690.0211 | 0 | 431.842 | 192.179
WtrCldCentChlr-NoFric-1Cmp-0.439kwpton-VarSpd-CndRlf | DEER2023 |  | 2022-03-14 22:53:56+00 | Any | MBT | New | CZ09 | cWVVG | Cap-Tons | 378.4808 | 199999.2031 | None | 1379188 | 366189 | 737073.3125 | 0 | 86761.9297 | 2204.1189 | 56279.6602 | 130674.1016 | 13221.3701 | 13411.5498 | 7819.7338 | 0 | 7819.7338 | 0 | 420.049 | 195.653
WtrCldCentChlr-NoFric-1Cmp-0.439kwpton-VarSpd-CndRlf | DEER2023 |  | 2022-03-14 22:53:56+00 | Any | MBT | New | CZ10 | cWVVG | Cap-Tons | 339.4217 | 199999.2031 | None | 1392050 | 366189 | 737073.3125 | 0 | 95363.6562 | 5435.1182 | 56908.0703 | 131075.2969 | 14029.8203 | 14999.6602 | 8258.4038 | 0 | 8258.4038 | 0 | 443.441 | 205.315
WtrCldCentChlr-NoFric-1Cmp-0.439kwpton-VarSpd-CndRlf | DEER2023 |  | 2022-03-14 22:53:56+00 | Any | MBT | New | CZ11 | cWVVG | Cap-Tons | 345.7535 | 199999.2031 | None | 1370015 | 366189 | 737073.3125 | 0 | 85603.1562 | 2722.6011 | 50923.2383 | 127497.6016 | 13547.1904 | 24742.3809 | 10568.3098 | 0 | 10568.3098 | 0 | 441.715 | 218.454
WtrCldCentChlr-NoFric-1Cmp-0.439kwpton-VarSpd-CndRlf | DEER2023 |  | 2022-03-14 22:53:56+00 | Any | MBT | New | CZ12 | cWVVG | Cap-Tons | 325.3683 | 199999.2031 | None | 1346522 | 366189 | 737073.3125 | 0 | 70531.6328 | 3713.3921 | 43061.9297 | 125946.8984 | 10795.6504 | 27133.0898 | 10510.7898 | 0 | 10510.7898 | 0 | 442.102 | 213.36
WtrCldCentChlr-NoFric-1Cmp-0.439kwpton-VarSpd-CndRlf | DEER2023 |  | 2022-03-14 22:53:56+00 | Any | MBT | New | CZ13 | cWVVG | Cap-Tons | 353.6912 | 199999.2031 | None | 1388691 | 366189 | 737073.3125 | 0 | 91648.5312 | 5165.3931 | 56644.2109 | 131965.2969 | 15160.4102 | 23629.4492 | 9780.2182 | 0 | 9780.2182 | 0 | 454.004 | 224.06
WtrCldCentChlr-NoFric-1Cmp-0.439kwpton-VarSpd-CndRlf | DEER2023 |  | 2022-03-14 22:53:56+00 | Any | MBT | New | CZ14 | cWVVG | Cap-Tons | 365.1983 | 199999.2031 | None | 1373411 | 366189 | 737073.3125 | 0 | 89331.7969 | 1308.457 | 49508.0703 | 129994.2031 | 13630.1299 | 23185.1191 | 10736.3898 | 0 | 10736.3898 | 0 | 441.064 | 208.769
WtrCldCentChlr-NoFric-1Cmp-0.439kwpton-VarSpd-CndRlf | DEER2023 |  | 2022-03-14 22:53:56+00 | Any | MBT | New | CZ15 | cWVVG | Cap-Tons | 453.7342 | 199999.2031 | None | 1497096 | 366189 | 737073.3125 | 0 | 153790.5938 | 3927.7339 | 89434.9062 | 146675 | 24438.4492 | 6849.1162 | 6645.0067 | 0 | 6645.0067 | 0 | 464.394 | 226.207
WtrCldCentChlr-NoFric-1Cmp-0.439kwpton-VarSpd-CndRlf | DEER2023 |  | 2022-03-14 22:53:56+00 | Any | MBT | New | CZ16 | cWVVG | Cap-Tons | 224.0473 | 199999.2031 | None | 1276098 | 366189 | 737073.3125 | 0 | 34527.1602 | 1163.516 | 22110.5996 | 115028.1016 | 5979.6318 | 43807.7891 | 19321.3798 | 0 | 19321.3798 | 0 | 400.957 | 183.394
WtrCldCentChlr-NoFric-1Cmp-0.439kwpton-VarSpd-CndRlf | DEER2023 |  | 2022-03-14 22:53:56+00 | Any | Nrs | New | CZ01 | cWVVG | Cap-Tons | 62.0887 | 60654.5781 | None | 640492.875 | 124089.5 | 419568.5938 | 0 | 895.8558 | 41.5516 | 3183.156 | 92713.5938 | 995.0484 | 74955.3125 | 23791.4598 | 117.2249 | 23674.24 | 0 | 99.584 | 96.306
WtrCldCentChlr-NoFric-1Cmp-0.439kwpton-VarSpd-CndRlf | DEER2023 |  | 2022-03-14 22:53:56+00 | Any | Nrs | New | CZ02 | cWVVG | Cap-Tons | 100.1987 | 60654.5781 | None | 666211.875 | 124089.5 | 419568.5938 | 0 | 16335.7695 | 646.3988 | 12398.5098 | 93172.6875 | 14471.7803 | 49962.6602 | 16360.2803 | 117.2249 | 16243.0605 | 0 | 117.211 | 112.018
WtrCldCentChlr-NoFric-1Cmp-0.439kwpton-VarSpd-CndRlf | DEER2023 |  | 2022-03-14 22:53:56+00 | Any | Nrs | New | CZ03 | cWVVG | Cap-Tons | 79.9955 | 60654.5781 | None | 655282.3125 | 124089.5 | 419568.5938 | 0 | 7800.9131 | 507.0306 | 10214.5 | 93100.8984 | 9188.6377 | 50144 | 13932.5005 | 117.2249 | 13815.2806 | 0 | 107.964 | 104.814
WtrCldCentChlr-NoFric-1Cmp-0.439kwpton-VarSpd-CndRlf | DEER2023 |  | 2022-03-14 22:53:56+00 | Any | Nrs | New | CZ04 | cWVVG | Cap-Tons | 96.34 | 60654.5781 | None | 677460.125 | 124089.5 | 419568.5938 | 0 | 21696.4492 | 1679.932 | 17090.5098 | 93334.5 | 19801.4102 | 37403.25 | 11388.3904 | 117.2249 | 11271.1706 | 0 | 119.526 | 115.625
WtrCldCentChlr-NoFric-1Cmp-0.439kwpton-VarSpd-CndRlf | DEER2023 |  | 2022-03-14 22:53:56+00 | Any | Nrs | New | CZ05 | cWVVG | Cap-Tons | 77.4554 | 60654.5781 | None | 657301.5 | 124089.5 | 419568.5938 | 0 | 9580.1113 | 540.8994 | 10373.5801 | 93148.2969 | 11479.0098 | 48236.8203 | 14483.8502 | 117.2249 | 14366.6304 | 0 | 106.937 | 99.811
WtrCldCentChlr-NoFric-1Cmp-0.439kwpton-VarSpd-CndRlf | DEER2023 |  | 2022-03-14 22:53:56+00 | Any | Nrs | New | CZ06 | cWVVG | Cap-Tons | 102.7728 | 60654.5781 | None | 686808.875 | 124089.5 | 419568.5938 | 0 | 25473.8809 | 2685.6421 | 21610.2891 | 93380.2266 | 23860.0801 | 26495.2207 | 7998.6522 | 117.2249 | 7881.4272 | 0 | 113.889 | 110.017
WtrCldCentChlr-NoFric-1Cmp-0.439kwpton-VarSpd-CndRlf | DEER2023 |  | 2022-03-14 22:53:56+00 | Any | Nrs | New | CZ07 | cWVVG | Cap-Tons | 103.4675 | 60654.5781 | None | 682347.125 | 124089.5 | 419568.5938 | 0 | 20753.1191 | 1882.041 | 22686.8203 | 93366.4375 | 22998.7891 | 23755.7695 | 6831.7178 | 117.2249 | 6714.4928 | 0 | 110.553 | 105.174
WtrCldCentChlr-NoFric-1Cmp-0.439kwpton-VarSpd-CndRlf | DEER2023 |  | 2022-03-14 22:53:56+00 | Any | Nrs | New | CZ08 | cWVVG | Cap-Tons | 112.107 | 60654.5781 | None | 699079.3125 | 124089.5 | 419568.5938 | 0 | 33806.0586 | 2798.083 | 25325.1602 | 93491.25 | 28146.5391 | 23892.9609 | 7642.2003 | 117.2249 | 7524.9747 | 0 | 120.643 | 112.431
WtrCldCentChlr-NoFric-1Cmp-0.439kwpton-VarSpd-CndRlf | DEER2023 |  | 2022-03-14 22:53:56+00 | Any | Nrs | New | CZ09 | cWVVG | Cap-Tons | 128.8347 | 60654.5781 | None | 695864.8125 | 124089.5 | 419568.5938 | 0 | 32563.6191 | 876.9358 | 25267.75 | 93497.6406 | 27114.6895 | 26556.8906 | 8027.04 | 117.2249 | 7909.817 | 0 | 119.315 | 114.605
WtrCldCentChlr-NoFric-1Cmp-0.439kwpton-VarSpd-CndRlf | DEER2023 |  | 2022-03-14 22:53:56+00 | Any | Nrs | New | CZ10 | cWVVG | Cap-Tons | 116.0286 | 60654.5781 | None | 700722.6875 | 124089.5 | 419568.5938 | 0 | 36731.5312 | 2246.3921 | 24561.4199 | 93524.5 | 28141.0898 | 27918.5391 | 9362.9178 | 117.2249 | 9245.6928 | 0 | 123.577 | 117.843
WtrCldCentChlr-NoFric-1Cmp-0.439kwpton-VarSpd-CndRlf | DEER2023 |  | 2022-03-14 22:53:56+00 | Any | Nrs | New | CZ11 | cWVVG | Cap-Tons | 118.8625 | 60654.5781 | None | 699666.6875 | 124089.5 | 419568.5938 | 0 | 38406.4492 | 1374.2679 | 22782.0508 | 93446.0312 | 25659.8105 | 36486.9414 | 13472.8998 | 117.2249 | 13355.6698 | 0 | 125.792 | 124.139
WtrCldCentChlr-NoFric-1Cmp-0.439kwpton-VarSpd-CndRlf | DEER2023 |  | 2022-03-14 22:53:56+00 | Any | Nrs | New | CZ12 | cWVVG | Cap-Tons | 110.2839 | 60654.5781 | None | 684972.875 | 124089.5 | 419568.5938 | 0 | 27239.5391 | 1593.453 | 19119.9297 | 93361.1484 | 21066.5098 | 39437.5312 | 13590.2797 | 117.2249 | 13473.0598 | 0 | 124.464 | 121.994
WtrCldCentChlr-NoFric-1Cmp-0.439kwpton-VarSpd-CndRlf | DEER2023 |  | 2022-03-14 22:53:56+00 | Any | Nrs | New | CZ13 | cWVVG | Cap-Tons | 118.2186 | 60654.5781 | None | 708511.125 | 124089.5 | 419568.5938 | 0 | 42952.5 | 2576.4619 | 25777.2109 | 93546.8281 | 29161.5801 | 32067.1504 | 11800.9203 | 117.2249 | 11683.6902 | 0 | 128.987 | 125.674
WtrCldCentChlr-NoFric-1Cmp-0.439kwpton-VarSpd-CndRlf | DEER2023 |  | 2022-03-14 22:53:56+00 | Any | Nrs | New | CZ14 | cWVVG | Cap-Tons | 121.6014 | 60654.5781 | None | 699359.1875 | 124089.5 | 419568.5938 | 0 | 39612.9492 | 668.2238 | 21891.4004 | 93528.2578 | 26826.3398 | 35014.6992 | 14467.1603 | 117.2249 | 14349.9405 | 0 | 124.851 | 120.923
WtrCldCentChlr-NoFric-1Cmp-0.439kwpton-VarSpd-CndRlf | DEER2023 |  | 2022-03-14 22:53:56+00 | Any | Nrs | New | CZ15 | cWVVG | Cap-Tons | 156.3556 | 60654.5781 | None | 754445.375 | 124089.5 | 419568.5938 | 0 | 76586.3438 | 2036.853 | 38133.3398 | 94030.6719 | 43635.3008 | 13733.6699 | 4999.031 | 117.2249 | 4881.808 | 0 | 134.301 | 129.473
WtrCldCentChlr-NoFric-1Cmp-0.439kwpton-VarSpd-CndRlf | DEER2023 |  | 2022-03-14 22:53:56+00 | Any | Nrs | New | CZ16 | cWVVG | Cap-Tons | 78.6823 | 60654.5781 | None | 660660.625 | 124089.5 | 419568.5938 | 0 | 13280.5098 | 449.1689 | 10236.0098 | 93035.8906 | 13913.9902 | 54850.1797 | 26251.0899 | 117.2249 | 26133.8701 | 0 | 111.08 | 108.01
WtrCldCentChlr-NoFric-1Cmp-0.439kwpton-VarSpd-CndRlf | DEER2023 |  | 2022-03-14 22:53:56+00 | Any | OfL | New | CZ01 | cWVVG | Cap-Tons | 247.2998 | 174998.9062 | None | 1295579 | 289618.8125 | 892052.375 | 0 | 10306.3301 | 381.1429 | 13651.5703 | 89568.8594 | 165.0932 | 50284.5391 | 6667.0778 | 0 | 6667.0778 | 0 | 369.385 | 216.583
WtrCldCentChlr-NoFric-1Cmp-0.439kwpton-VarSpd-CndRlf | DEER2023 |  | 2022-03-14 22:53:56+00 | Any | OfL | New | CZ02 | cWVVG | Cap-Tons | 369.5237 | 174998.9062 | None | 1401927 | 289618.8125 | 892052.375 | 0 | 64987.9102 | 2304.0139 | 39607.9297 | 113356.2031 | 4563.626 | 27432.5605 | 5273.6579 | 0 | 5273.6579 | 0 | 425.874 | 251.895
WtrCldCentChlr-NoFric-1Cmp-0.439kwpton-VarSpd-CndRlf | DEER2023 |  | 2022-03-14 22:53:56+00 | Any | OfL | New | CZ03 | cWVVG | Cap-Tons | 301.2273 | 174998.9062 | None | 1367847 | 289618.8125 | 892052.375 | 0 | 43830.1914 | 2363.45 | 32965.6602 | 107016.6016 | 3185.335 | 23888.7207 | 3831.7242 | 0 | 3831.7242 | 0 | 400.726 | 234.841
WtrCldCentChlr-NoFric-1Cmp-0.439kwpton-VarSpd-CndRlf | DEER2023 |  | 2022-03-14 22:53:56+00 | Any | OfL | New | CZ04 | cWVVG | Cap-Tons | 357.9573 | 174998.9062 | None | 1433238 | 289618.8125 | 892052.375 | 0 | 77310.4375 | 5410.7021 | 48010.9883 | 120834.7031 | 11489.9697 | 18000.6895 | 3651.5059 | 0 | 3651.5059 | 0 | 434.486 | 255.31
WtrCldCentChlr-NoFric-1Cmp-0.439kwpton-VarSpd-CndRlf | DEER2023 |  | 2022-03-14 22:53:56+00 | Any | OfL | New | CZ05 | cWVVG | Cap-Tons | 297.8602 | 174998.9062 | None | 1387458 | 289618.8125 | 892052.375 | 0 | 55132.9414 | 2778.4351 | 36413.6289 | 111462.6016 | 2898.5471 | 18110.2598 | 2842.4019 | 0 | 2842.4019 | 0 | 398.474 | 224.568
WtrCldCentChlr-NoFric-1Cmp-0.439kwpton-VarSpd-CndRlf | DEER2023 |  | 2022-03-14 22:53:56+00 | Any | OfL | New | CZ06 | cWVVG | Cap-Tons | 374.8485 | 174998.9062 | None | 1480940 | 289618.8125 | 892052.375 | 0 | 105982.2969 | 9256.458 | 58837.3789 | 125193.1016 | 31625.8809 | 7660.29 | 1545.776 | 0 | 1545.776 | 0 | 423.549 | 237.421
WtrCldCentChlr-NoFric-1Cmp-0.439kwpton-VarSpd-CndRlf | DEER2023 |  | 2022-03-14 22:53:56+00 | Any | OfL | New | CZ07 | cWVVG | Cap-Tons | 361.6923 | 174998.9062 | None | 1453019 | 289618.8125 | 892052.375 | 0 | 86947.4531 | 6105.9839 | 52533.5117 | 125760.7031 | 30928.1699 | 6598.7549 | 931.4983 | 0 | 931.4983 | 0 | 417.419 | 229.293
WtrCldCentChlr-NoFric-1Cmp-0.439kwpton-VarSpd-CndRlf | DEER2023 |  | 2022-03-14 22:53:56+00 | Any | OfL | New | CZ08 | cWVVG | Cap-Tons | 413.4458 | 174998.9062 | None | 1504957 | 289618.8125 | 892052.375 | 0 | 116176.5 | 8499.2344 | 62595.9492 | 136014.5 | 53600.4688 | 6632.6362 | 1481.811 | 0 | 1481.811 | 0 | 440.392 | 240.513
WtrCldCentChlr-NoFric-1Cmp-0.439kwpton-VarSpd-CndRlf | DEER2023 |  | 2022-03-14 22:53:56+00 | Any | OfL | New | CZ09 | cWVVG | Cap-Tons | 457.3868 | 174998.9062 | None | 1484530 | 289618.8125 | 892052.375 | 0 | 108154.5 | 2697.957 | 58225.9805 | 133780.7969 | 28559.5098 | 11496.0596 | 1779.897 | 0 | 1779.897 | 0 | 430.603 | 247.431
WtrCldCentChlr-NoFric-1Cmp-0.439kwpton-VarSpd-CndRlf | DEER2023 |  | 2022-03-14 22:53:56+00 | Any | OfL | New | CZ10 | cWVVG | Cap-Tons | 429.5983 | 174998.9062 | None | 1502528 | 289618.8125 | 892052.375 | 0 | 115596.1016 | 6427.042 | 60705.5391 | 138128 | 38831.0781 | 12326.3701 | 2223.665 | 0 | 2223.665 | 0 | 448.568 | 253.82
WtrCldCentChlr-NoFric-1Cmp-0.439kwpton-VarSpd-CndRlf | DEER2023 |  | 2022-03-14 22:53:56+00 | Any | OfL | New | CZ11 | cWVVG | Cap-Tons | 428.1677 | 174998.9062 | None | 1480529 | 289618.8125 | 892052.375 | 0 | 104221.5 | 3241.561 | 54275.5195 | 137119.9062 | 27655 | 23951.7207 | 6071.8022 | 0 | 6071.8022 | 0 | 448.858 | 279.865
WtrCldCentChlr-NoFric-1Cmp-0.439kwpton-VarSpd-CndRlf | DEER2023 |  | 2022-03-14 22:53:56+00 | Any | OfL | New | CZ12 | cWVVG | Cap-Tons | 405.647 | 174998.9062 | None | 1451466 | 289618.8125 | 892052.375 | 0 | 86740.2266 | 4587.7979 | 49639.9805 | 128827.1016 | 14531.6299 | 24504.3203 | 5293.8221 | 0 | 5293.8221 | 0 | 447.93 | 273.752
WtrCldCentChlr-NoFric-1Cmp-0.439kwpton-VarSpd-CndRlf | DEER2023 |  | 2022-03-14 22:53:56+00 | Any | OfL | New | CZ13 | cWVVG | Cap-Tons | 419.7743 | 174998.9062 | None | 1502570 | 289618.8125 | 892052.375 | 0 | 110705.7969 | 6166.3599 | 59871.4805 | 144155.9062 | 51905.5195 | 22293.0391 | 4801.064 | 0 | 4801.064 | 0 | 462.404 | 279.026
WtrCldCentChlr-NoFric-1Cmp-0.439kwpton-VarSpd-CndRlf | DEER2023 |  | 2022-03-14 22:53:56+00 | Any | OfL | New | CZ14 | cWVVG | Cap-Tons | 443.5203 | 174998.9062 | None | 1487935 | 289618.8125 | 892052.375 | 0 | 111218.2969 | 1620.616 | 52758.3984 | 140667 | 42144.0898 | 21413.7207 | 5058.6531 | 0 | 5058.6531 | 0 | 449.886 | 263.66
WtrCldCentChlr-NoFric-1Cmp-0.439kwpton-VarSpd-CndRlf | DEER2023 |  | 2022-03-14 22:53:56+00 | Any | OfL | New | CZ15 | cWVVG | Cap-Tons | 543.5912 | 174998.9062 | None | 1622805 | 289618.8125 | 892052.375 | 0 | 183836.5 | 4474.4038 | 82704.7891 | 170118.7969 | 96870.2734 | 5014.498 | 1351.4 | 0 | 1351.4 | 0 | 479.817 | 275.449
WtrCldCentChlr-NoFric-1Cmp-0.439kwpton-VarSpd-CndRlf | DEER2023 |  | 2022-03-14 22:53:56+00 | Any | OfL | New | CZ16 | cWVVG | Cap-Tons | 294.829 | 174998.9062 | None | 1382711 | 289618.8125 | 892052.375 | 0 | 46176.4883 | 1563.059 | 29410.0801 | 123890 | 8703.1367 | 45789.0391 | 14307.0797 | 0 | 14307.0797 | 0 | 410.967 | 244.441
WtrCldCentChlr-NoFric-1Cmp-0.439kwpton-VarSpd-CndRlf | DEER2023 |  | 2022-03-14 22:53:56+00 | Any | OfS | New | CZ01 | cWVVG | Cap-Tons | 13.9541 | 10000.0801 | None | 64706.1406 | 13865.4297 | 42917.1289 | 0 | 484.0311 | 44.3448 | 1660.397 | 5734.7251 | 90.2619 | 3749.2571 | 1204.738 | 0 | 1204.738 | 0 | 21.383 | 10.395
WtrCldCentChlr-NoFric-1Cmp-0.439kwpton-VarSpd-CndRlf | DEER2023 |  | 2022-03-14 22:53:56+00 | Any | OfS | New | CZ02 | cWVVG | Cap-Tons | 20.6019 | 10000.0801 | None | 72228.2188 | 13865.4297 | 42917.1289 | 0 | 3475.2029 | 209.5438 | 4755.9229 | 7004.894 | 1132.551 | 2011.772 | 841.4677 | 0 | 841.4677 | 0 | 25.237 | 12.663
WtrCldCentChlr-NoFric-1Cmp-0.439kwpton-VarSpd-CndRlf | DEER2023 |  | 2022-03-14 22:53:56+00 | Any | OfS | New | CZ03 | cWVVG | Cap-Tons | 17.9189 | 10000.0801 | None | 69549.0703 | 13865.4297 | 42917.1289 | 0 | 2040.3879 | 209.5901 | 4041.8259 | 6474.6138 | 670.6275 | 1897.647 | 727.7132 | 0 | 727.7132 | 0 | 23.151 | 11.378
WtrCldCentChlr-NoFric-1Cmp-0.439kwpton-VarSpd-CndRlf | DEER2023 |  | 2022-03-14 22:53:56+00 | Any | OfS | New | CZ04 | cWVVG | Cap-Tons | 21.4147 | 10000.0801 | None | 74168.3672 | 13865.4297 | 42917.1289 | 0 | 3804.8501 | 440.8181 | 5770.8789 | 7369.1792 | 1655.108 | 1427.489 | 606.2735 | 0 | 606.2735 | 0 | 25.484 | 12.826
WtrCldCentChlr-NoFric-1Cmp-0.439kwpton-VarSpd-CndRlf | DEER2023 |  | 2022-03-14 22:53:56+00 | Any | OfS | New | CZ05 | cWVVG | Cap-Tons | 15.8386 | 10000.0801 | None | 70443.9766 | 13865.4297 | 42917.1289 | 0 | 2717.0061 | 225.351 | 3933.387 | 6785.583 | 689.3813 | 1586.423 | 671.416 | 0 | 671.416 | 0 | 23.205 | 10.697
WtrCldCentChlr-NoFric-1Cmp-0.439kwpton-VarSpd-CndRlf | DEER2023 |  | 2022-03-14 22:53:56+00 | Any | OfS | New | CZ06 | cWVVG | Cap-Tons | 22.3435 | 10000.0801 | None | 77001.9766 | 13865.4297 | 42917.1289 | 0 | 5312.6919 | 706.2548 | 6724.3262 | 7476.0381 | 1607.744 | 688.9059 | 389.475 | 0 | 389.475 | 0 | 25.185 | 11.613
WtrCldCentChlr-NoFric-1Cmp-0.439kwpton-VarSpd-CndRlf | DEER2023 |  | 2022-03-14 22:53:56+00 | Any | OfS | New | CZ07 | cWVVG | Cap-Tons | 21.3755 | 10000.0801 | None | 74879.6406 | 13865.4297 | 42917.1289 | 0 | 4219.9751 | 495.9962 | 6108.563 | 7272.4312 | 1485.422 | 619.4046 | 317.9776 | 0 | 317.9776 | 0 | 24.527 | 10.831
WtrCldCentChlr-NoFric-1Cmp-0.439kwpton-VarSpd-CndRlf | DEER2023 |  | 2022-03-14 22:53:56+00 | Any | OfS | New | CZ08 | cWVVG | Cap-Tons | 23.315 | 10000.0801 | None | 78686.5391 | 13865.4297 | 42917.1289 | 0 | 5993.2192 | 678.7253 | 7157.123 | 8074.8218 | 2598.0549 | 645.8249 | 378.4287 | 0 | 378.4287 | 0 | 26.331 | 12.234
WtrCldCentChlr-NoFric-1Cmp-0.439kwpton-VarSpd-CndRlf | DEER2023 |  | 2022-03-14 22:53:56+00 | Any | OfS | New | CZ09 | cWVVG | Cap-Tons | 27.6906 | 10000.0801 | None | 79010.1719 | 13865.4297 | 42917.1289 | 0 | 5785.4038 | 281.4838 | 8252.1055 | 7908.5122 | 2529.3601 | 886.865 | 362.8342 | 0 | 362.8342 | 0 | 25.46 | 12.433
WtrCldCentChlr-NoFric-1Cmp-0.439kwpton-VarSpd-CndRlf | DEER2023 |  | 2022-03-14 22:53:56+00 | Any | OfS | New | CZ10 | cWVVG | Cap-Tons | 25.2521 | 10000.0801 | None | 79006.75 | 13865.4297 | 42917.1289 | 0 | 6053.1899 | 535.8873 | 7469.5581 | 8165.4438 | 2984.396 | 967.2519 | 409.742 | 0 | 409.742 | 0 | 26.621 | 12.81
WtrCldCentChlr-NoFric-1Cmp-0.439kwpton-VarSpd-CndRlf | DEER2023 |  | 2022-03-14 22:53:56+00 | Any | OfS | New | CZ11 | cWVVG | Cap-Tons | 25.2603 | 10000.0801 | None | 78031.8828 | 13865.4297 | 42917.1289 | 0 | 5858.8521 | 293.0384 | 6689.7788 | 8407.5518 | 3506.927 | 1736.788 | 739.537 | 0 | 739.537 | 0 | 26.567 | 14.607
WtrCldCentChlr-NoFric-1Cmp-0.439kwpton-VarSpd-CndRlf | DEER2023 |  | 2022-03-14 22:53:56+00 | Any | OfS | New | CZ12 | cWVVG | Cap-Tons | 23.6061 | 10000.0801 | None | 75828.2969 | 13865.4297 | 42917.1289 | 0 | 4643.521 | 395.0926 | 6057.4102 | 7949.6182 | 2103.219 | 1808.528 | 757.3002 | 0 | 757.3002 | 0 | 26.722 | 14.182
WtrCldCentChlr-NoFric-1Cmp-0.439kwpton-VarSpd-CndRlf | DEER2023 |  | 2022-03-14 22:53:56+00 | Any | OfS | New | CZ13 | cWVVG | Cap-Tons | 25.8755 | 10000.0801 | None | 79091.2422 | 13865.4297 | 42917.1289 | 0 | 5769.0112 | 512.0181 | 7258.834 | 8768.7305 | 4121.3848 | 1608.4139 | 639.4871 | 0 | 639.4871 | 0 | 27.224 | 14.412
WtrCldCentChlr-NoFric-1Cmp-0.439kwpton-VarSpd-CndRlf | DEER2023 |  | 2022-03-14 22:53:56+00 | Any | OfS | New | CZ14 | cWVVG | Cap-Tons | 27.2422 | 10000.0801 | None | 79849.6719 | 13865.4297 | 42917.1289 | 0 | 6680.895 | 167.8985 | 7560.043 | 8658.1934 | 3539.0991 | 1625.73 | 663.0521 | 0 | 663.0521 | 0 | 26.672 | 13.521
WtrCldCentChlr-NoFric-1Cmp-0.439kwpton-VarSpd-CndRlf | DEER2023 |  | 2022-03-14 22:53:56+00 | Any | OfS | New | CZ15 | cWVVG | Cap-Tons | 32.0846 | 10000.0801 | None | 89530.6797 | 13865.4297 | 42917.1289 | 0 | 10916.4805 | 438.4241 | 11064.5703 | 10328.5596 | 6710.8359 | 384.0719 | 173.4967 | 0 | 173.4967 | 0 | 28.757 | 14.397
WtrCldCentChlr-NoFric-1Cmp-0.439kwpton-VarSpd-CndRlf | DEER2023 |  | 2022-03-14 22:53:56+00 | Any | OfS | New | CZ16 | cWVVG | Cap-Tons | 17.013 | 10000.0801 | None | 71047.4531 | 13865.4297 | 42917.1289 | 0 | 2454.0271 | 128.1341 | 3485.7781 | 8196.8662 | 1309.468 | 3554.7849 | 1541.7459 | 0 | 1541.7459 | 0 | 24.403 | 12.187
WtrCldCentChlr-NoFric-1Cmp-0.439kwpton-VarSpd-CndRlf | DEER2023 |  | 2022-03-14 22:53:56+00 | Any | Rt3 | New | CZ01 | cWVVG | Cap-Tons | 129.1521 | 120000.5 | None | 1003163 | 514297.1875 | 410310 | 0 | 5161.479 | 204.0292 | 8299.8135 | 64889.9805 | 13581.8301 | 33791.5 | 8281.4112 | 0 | 8281.4112 | 0 | 243.265 | 198.391
WtrCldCentChlr-NoFric-1Cmp-0.439kwpton-VarSpd-CndRlf | DEER2023 |  | 2022-03-14 22:53:56+00 | Any | Rt3 | New | CZ02 | cWVVG | Cap-Tons | 229.7263 | 120000.5 | None | 1079370 | 514297.1875 | 410310 | 0 | 46522.1992 | 1720.788 | 28958.7305 | 77559.9766 | 43863.4219 | 15156.21 | 5888.0352 | 0 | 5888.0352 | 0 | 285.787 | 241.144
WtrCldCentChlr-NoFric-1Cmp-0.439kwpton-VarSpd-CndRlf | DEER2023 |  | 2022-03-14 22:53:56+00 | Any | Rt3 | New | CZ03 | cWVVG | Cap-Tons | 180.3553 | 120000.5 | None | 1049636 | 514297.1875 | 410310 | 0 | 27820.1602 | 1572.797 | 23123.7793 | 72511.6328 | 39762.6602 | 14628.6201 | 4310.0301 | 0 | 4310.0301 | 0 | 263.206 | 223.044
WtrCldCentChlr-NoFric-1Cmp-0.439kwpton-VarSpd-CndRlf | DEER2023 |  | 2022-03-14 22:53:56+00 | Any | Rt3 | New | CZ04 | cWVVG | Cap-Tons | 230.6758 | 120000.5 | None | 1107606 | 514297.1875 | 410310 | 0 | 59267.2305 | 4173.855 | 36464.2383 | 83092.4766 | 56911.3906 | 10058.3799 | 3534.3491 | 0 | 3534.3491 | 0 | 292.211 | 250.394
WtrCldCentChlr-NoFric-1Cmp-0.439kwpton-VarSpd-CndRlf | DEER2023 |  | 2022-03-14 22:53:56+00 | Any | Rt3 | New | CZ05 | cWVVG | Cap-Tons | 169.7127 | 120000.5 | None | 1060864 | 514297.1875 | 410310 | 0 | 33097.1797 | 1717.1219 | 23656.1797 | 77785.3594 | 43839.0508 | 11864.9297 | 3201.136 | 0 | 3201.136 | 0 | 258.43 | 211.337
WtrCldCentChlr-NoFric-1Cmp-0.439kwpton-VarSpd-CndRlf | DEER2023 |  | 2022-03-14 22:53:56+00 | Any | Rt3 | New | CZ06 | cWVVG | Cap-Tons | 237.0563 | 120000.5 | None | 1136353 | 514297.1875 | 410310 | 0 | 75737.1016 | 6733.7041 | 45070.3086 | 84203.75 | 62643.1602 | 4507.6191 | 1317.308 | 0 | 1317.308 | 0 | 288.093 | 239.311
WtrCldCentChlr-NoFric-1Cmp-0.439kwpton-VarSpd-CndRlf | DEER2023 |  | 2022-03-14 22:53:56+00 | Any | Rt3 | New | CZ07 | cWVVG | Cap-Tons | 237.0988 | 120000.5 | None | 1121309 | 514297.1875 | 410310 | 0 | 63582.3984 | 4635.8389 | 41690.0703 | 86792.5469 | 65595.9531 | 3386.2009 | 815.7773 | 0 | 815.7773 | 0 | 283.6 | 237.906
WtrCldCentChlr-NoFric-1Cmp-0.439kwpton-VarSpd-CndRlf | DEER2023 |  | 2022-03-14 22:53:56+00 | Any | Rt3 | New | CZ08 | cWVVG | Cap-Tons | 269.379 | 120000.5 | None | 1167769 | 514297.1875 | 410310 | 0 | 89715.5234 | 6590.3599 | 50242.5586 | 96612.4609 | 78662.8438 | 3077.6909 | 1078.939 | 0 | 1078.939 | 0 | 296.883 | 243.73
WtrCldCentChlr-NoFric-1Cmp-0.439kwpton-VarSpd-CndRlf | DEER2023 |  | 2022-03-14 22:53:56+00 | Any | Rt3 | New | CZ09 | cWVVG | Cap-Tons | 325.8737 | 120000.5 | None | 1144089 | 514297.1875 | 410310 | 0 | 78078.2031 | 2081.6631 | 49838.6016 | 89482.5391 | 72385.2578 | 4692.063 | 1401.935 | 0 | 1401.935 | 0 | 282 | 241.035
WtrCldCentChlr-NoFric-1Cmp-0.439kwpton-VarSpd-CndRlf | DEER2023 |  | 2022-03-14 22:53:56+00 | Any | Rt3 | New | CZ10 | cWVVG | Cap-Tons | 284.464 | 120000.5 | None | 1162786 | 514297.1875 | 410310 | 0 | 89992.6562 | 5136.3052 | 48763.2617 | 94285.1562 | 76257.5625 | 6022.8682 | 2112.532 | 0 | 2112.532 | 0 | 316.324 | 269.845
WtrCldCentChlr-NoFric-1Cmp-0.439kwpton-VarSpd-CndRlf | DEER2023 |  | 2022-03-14 22:53:56+00 | Any | Rt3 | New | CZ11 | cWVVG | Cap-Tons | 280.521 | 120000.5 | None | 1138226 | 514297.1875 | 410310 | 0 | 81817.6875 | 2572.77 | 40210.7109 | 89017.0391 | 65526.1406 | 11702.25 | 4183.0211 | 0 | 4183.0211 | 0 | 305.04 | 261.498
WtrCldCentChlr-NoFric-1Cmp-0.439kwpton-VarSpd-CndRlf | DEER2023 |  | 2022-03-14 22:53:56+00 | Any | Rt3 | New | CZ12 | cWVVG | Cap-Tons | 268.974 | 120000.5 | None | 1118243 | 514297.1875 | 410310 | 0 | 67194.9531 | 3623.0591 | 38575.3906 | 84241.2188 | 59973.7812 | 12323.1602 | 4916.7709 | 0 | 4916.7709 | 0 | 310.116 | 266.089
WtrCldCentChlr-NoFric-1Cmp-0.439kwpton-VarSpd-CndRlf | DEER2023 |  | 2022-03-14 22:53:56+00 | Any | Rt3 | New | CZ13 | cWVVG | Cap-Tons | 288.3937 | 120000.5 | None | 1161113 | 514297.1875 | 410310 | 0 | 90407.2734 | 4903.7642 | 46013.7383 | 95180.6328 | 75801.9766 | 10476.7402 | 3853.0531 | 0 | 3853.0531 | 0 | 319.787 | 275.506
WtrCldCentChlr-NoFric-1Cmp-0.439kwpton-VarSpd-CndRlf | DEER2023 |  | 2022-03-14 22:53:56+00 | Any | Rt3 | New | CZ14 | cWVVG | Cap-Tons | 291.3407 | 120000.5 | None | 1135235 | 514297.1875 | 410310 | 0 | 81405.1406 | 1219.322 | 38982.1602 | 89019.9375 | 64941.2812 | 10401.1396 | 3639.0221 | 0 | 3639.0221 | 0 | 301.526 | 253.618
WtrCldCentChlr-NoFric-1Cmp-0.439kwpton-VarSpd-CndRlf | DEER2023 |  | 2022-03-14 22:53:56+00 | Any | Rt3 | New | CZ15 | cWVVG | Cap-Tons | 365.2832 | 120000.5 | None | 1252179 | 514297.1875 | 410310 | 0 | 143860 | 3719.3689 | 66312.4531 | 113679 | 106041.6016 | 1605.073 | 342.6938 | 0 | 342.6938 | 0 | 323.549 | 274.961
WtrCldCentChlr-NoFric-1Cmp-0.439kwpton-VarSpd-CndRlf | DEER2023 |  | 2022-03-14 22:53:56+00 | Any | Rt3 | New | CZ16 | cWVVG | Cap-Tons | 180.1765 | 120000.5 | None | 1054909 | 514297.1875 | 410310 | 0 | 32718.5508 | 1067.436 | 19023.4707 | 77491.8594 | 38297.75 | 24696.8809 | 13352.4902 | 0 | 13352.4902 | 0 | 271.903 | 227.221
WtrCldCentChlr-NoFric-1Cmp-0.748kwpton-VarSpd-CndRlf | DEER2023 |  | 2022-03-14 22:53:56+00 | Any | ECC | New | CZ01 | cWVVG | Cap-Tons | 1 | 299999.5938 | None | 1675827 | 498675.5 | 838537.625 | 0 | 26993.6699 | 601.7661 | 20911.1094 | 290105.3125 | 4634.2559 | 208151 | 51322.3782 | 97.3874 | 51225.0112 | 0 | 605.775 | 462.591
WtrCldCentChlr-NoFric-1Cmp-0.748kwpton-VarSpd-CndRlf | DEER2023 |  | 2022-03-14 22:53:56+00 | Any | ECC | New | CZ02 | cWVVG | Cap-Tons | 1 | 299999.5938 | None | 1864040 | 498675.5 | 838537.625 | 0 | 170774.4062 | 3645.9851 | 68337.4766 | 284068 | 35158.1914 | 110873.7031 | 35666.3194 | 97.3874 | 35568.9293 | 0 | 747.318 | 603.872
WtrCldCentChlr-NoFric-1Cmp-0.748kwpton-VarSpd-CndRlf | DEER2023 |  | 2022-03-14 22:53:56+00 | Any | ECC | New | CZ03 | cWVVG | Cap-Tons | 1 | 299999.5938 | None | 1790283 | 498675.5 | 838537.625 | 0 | 114534.7031 | 3670.1521 | 55699.1914 | 279163.8125 | 27421.5 | 99455.7812 | 30775.6006 | 97.3874 | 30678.2208 | 0 | 669.113 | 550.784
WtrCldCentChlr-NoFric-1Cmp-0.748kwpton-VarSpd-CndRlf | DEER2023 |  | 2022-03-14 22:53:56+00 | Any | ECC | New | CZ04 | cWVVG | Cap-Tons | 1 | 299999.5938 | None | 1932836 | 498675.5 | 838537.625 | 0 | 217227.4062 | 9022.3584 | 89613.6328 | 279757.3125 | 56983.7383 | 70296.7969 | 25826.1197 | 97.3874 | 25728.7398 | 0 | 774.519 | 640.804
WtrCldCentChlr-NoFric-1Cmp-0.748kwpton-VarSpd-CndRlf | DEER2023 |  | 2022-03-14 22:53:56+00 | Any | ECC | New | CZ05 | cWVVG | Cap-Tons | 1 | 299999.5938 | None | 1829165 | 498675.5 | 838537.625 | 0 | 142429.7969 | 4207.9668 | 55010.0391 | 290302.5938 | 31654.6602 | 95044.2188 | 28311.3498 | 97.3874 | 28213.9699 | 0 | 657.778 | 490.131
WtrCldCentChlr-NoFric-1Cmp-0.748kwpton-VarSpd-CndRlf | DEER2023 |  | 2022-03-14 22:53:56+00 | Any | ECC | New | CZ06 | cWVVG | Cap-Tons | 1 | 299999.5938 | None | 2042418 | 498675.5 | 838537.625 | 0 | 295913.1875 | 15974.2305 | 113280.6016 | 280035.3125 | 69696.6172 | 33413.6797 | 16124 | 97.3874 | 16026.6099 | 0 | 738.296 | 596.652
WtrCldCentChlr-NoFric-1Cmp-0.748kwpton-VarSpd-CndRlf | DEER2023 |  | 2022-03-14 22:53:56+00 | Any | ECC | New | CZ07 | cWVVG | Cap-Tons | 1 | 299999.5938 | None | 1976294 | 498675.5 | 838537.625 | 0 | 242323.5 | 10813.0996 | 103225.1016 | 282718.0938 | 71801.8516 | 25091.5703 | 13974.56 | 97.3874 | 13877.1597 | 0 | 726.148 | 589.579
WtrCldCentChlr-NoFric-1Cmp-0.748kwpton-VarSpd-CndRlf | DEER2023 |  | 2022-03-14 22:53:56+00 | Any | ECC | New | CZ08 | cWVVG | Cap-Tons | 1 | 299999.5938 | None | 2106168 | 498675.5 | 838537.625 | 0 | 330753.1875 | 15054.1602 | 126534 | 296612 | 90541.0469 | 28194.0293 | 14345.2595 | 97.3874 | 14247.8605 | 0 | 776.412 | 602.597
WtrCldCentChlr-NoFric-1Cmp-0.748kwpton-VarSpd-CndRlf | DEER2023 |  | 2022-03-14 22:53:56+00 | Any | ECC | New | CZ09 | cWVVG | Cap-Tons | 1 | 299999.5938 | None | 2049340 | 498675.5 | 838537.625 | 0 | 297750.9062 | 4370.915 | 128052.7031 | 281951.0938 | 82339.2891 | 38711.2695 | 16375.7402 | 97.3874 | 16278.3501 | 0 | 753.745 | 622.143
WtrCldCentChlr-NoFric-1Cmp-0.748kwpton-VarSpd-CndRlf | DEER2023 |  | 2022-03-14 22:53:56+00 | Any | ECC | New | CZ10 | cWVVG | Cap-Tons | 1 | 299999.5938 | None | 2097753 | 498675.5 | 838537.625 | 0 | 335669.3125 | 11247.6201 | 122909.6016 | 290712.3125 | 87017.7891 | 44994.9609 | 19309.0803 | 97.3874 | 19211.6902 | 0 | 600.323 | 381.067
WtrCldCentChlr-NoFric-1Cmp-0.748kwpton-VarSpd-CndRlf | DEER2023 |  | 2022-03-14 22:53:56+00 | Any | ECC | New | CZ11 | cWVVG | Cap-Tons | 1 | 299999.5938 | None | 2049179 | 498675.5 | 838537.625 | 0 | 304568.6875 | 5702.8521 | 105312.3984 | 296380.9062 | 76807.5312 | 79634.7812 | 29030.0109 | 97.3874 | 28932.6208 | 0 | 601.345 | 418.434
WtrCldCentChlr-NoFric-1Cmp-0.748kwpton-VarSpd-CndRlf | DEER2023 |  | 2022-03-14 22:53:56+00 | Any | ECC | New | CZ12 | cWVVG | Cap-Tons | 1 | 299999.5938 | None | 1985456 | 498675.5 | 838537.625 | 0 | 251158 | 7733.4878 | 92010.2188 | 297339.5938 | 64869.4688 | 88576.0703 | 30073.9994 | 97.3874 | 29976.6093 | 0 | 606.625 | 408.957
WtrCldCentChlr-NoFric-1Cmp-0.748kwpton-VarSpd-CndRlf | DEER2023 |  | 2022-03-14 22:53:56+00 | Any | ECC | New | CZ13 | cWVVG | Cap-Tons | 1 | 299999.5938 | None | 2119830 | 498675.5 | 838537.625 | 0 | 339155.3125 | 10991.1797 | 120234.3984 | 312233.8125 | 92388.0625 | 71531.4062 | 25489.321 | 97.3874 | 25391.9309 | 0 | 626.153 | 416.695
WtrCldCentChlr-NoFric-1Cmp-0.748kwpton-VarSpd-CndRlf | DEER2023 |  | 2022-03-14 22:53:56+00 | Any | ECC | New | CZ14 | cWVVG | Cap-Tons | 1 | 299999.5938 | None | 2062547 | 498675.5 | 838537.625 | 0 | 313542.6875 | 2499.0391 | 106674.2969 | 302616.4062 | 79084.8516 | 75070.6172 | 27234.1504 | 97.3874 | 27136.7603 | 0 | 598.223 | 391.492
WtrCldCentChlr-NoFric-1Cmp-0.748kwpton-VarSpd-CndRlf | DEER2023 |  | 2022-03-14 22:53:56+00 | Any | ECC | New | CZ15 | cWVVG | Cap-Tons | 1 | 299999.5938 | None | 2439177 | 498675.5 | 838537.625 | 0 | 575946.8125 | 8379.6699 | 190995.9062 | 326640.3125 | 148395.7031 | 15751.7197 | 9190.4128 | 97.3874 | 9093.0189 | 0 | 674.454 | 449.026
WtrCldCentChlr-NoFric-1Cmp-0.748kwpton-VarSpd-CndRlf | DEER2023 |  | 2022-03-14 22:53:56+00 | Any | ECC | New | CZ16 | cWVVG | Cap-Tons | 1 | 299999.5938 | None | 1816636 | 498675.5 | 838537.625 | 0 | 120439.6016 | 2266.363 | 46140.8594 | 310574.8125 | 39430.5 | 157721.5938 | 59083.392 | 97.3874 | 58985.9789 | 0 | 161.195 | 123.631
WtrCldCentChlr-NoFric-1Cmp-0.748kwpton-VarSpd-CndRlf | DEER2023 |  | 2022-03-14 22:53:56+00 | Any | ESe | New | CZ01 | cWVVG | Cap-Tons | 1 | 149998.5938 | None | 606743 | 195048.5 | 287781.6875 | 0 | 9231.5566 | 201.9094 | 8775.9287 | 105704.2969 | 411.2486 | 81871.0781 | 28034.8006 | 26.4167 | 28008.3789 | 0 | 241.625 | 110.207
WtrCldCentChlr-NoFric-1Cmp-0.748kwpton-VarSpd-CndRlf | DEER2023 |  | 2022-03-14 22:53:56+00 | Any | ESe | New | CZ02 | cWVVG | Cap-Tons | 1 | 149998.5938 | None | 675399.625 | 195048.5 | 287781.6875 | 0 | 59141.5391 | 1272.798 | 27363.5801 | 104792.3984 | 10188.7803 | 49574.0781 | 19469.92 | 26.4167 | 19443.52 | 0 | 317.704 | 158.178
WtrCldCentChlr-NoFric-1Cmp-0.748kwpton-VarSpd-CndRlf | DEER2023 |  | 2022-03-14 22:53:56+00 | Any | ESe | New | CZ03 | cWVVG | Cap-Tons | 1 | 149998.5938 | None | 638906.625 | 195048.5 | 287781.6875 | 0 | 37577.1602 | 1181.927 | 20259.1699 | 97058.8906 | 4249.4541 | 46136.6484 | 16562.1005 | 26.4167 | 16535.7005 | 0 | 273.301 | 130.776
WtrCldCentChlr-NoFric-1Cmp-0.748kwpton-VarSpd-CndRlf | DEER2023 |  | 2022-03-14 22:53:56+00 | Any | ESe | New | CZ04 | cWVVG | Cap-Tons | 1 | 149998.5938 | None | 697235.875 | 195048.5 | 287781.6875 | 0 | 74838.8438 | 3353.6311 | 33917.0703 | 102297 | 13974.6797 | 34655.1992 | 13995.5994 | 26.4167 | 13969.1904 | 0 | 327.958 | 164.3
WtrCldCentChlr-NoFric-1Cmp-0.748kwpton-VarSpd-CndRlf | DEER2023 |  | 2022-03-14 22:53:56+00 | Any | ESe | New | CZ05 | cWVVG | Cap-Tons | 1 | 149998.5938 | None | 655899.125 | 195048.5 | 287781.6875 | 0 | 51785.2109 | 1542.552 | 20536.7695 | 99205.3203 | 5622.0112 | 40647.4219 | 14993.8803 | 26.4167 | 14967.4803 | 0 | 266.298 | 119.516
WtrCldCentChlr-NoFric-1Cmp-0.748kwpton-VarSpd-CndRlf | DEER2023 |  | 2022-03-14 22:53:56+00 | Any | ESe | New | CZ06 | cWVVG | Cap-Tons | 1 | 149998.5938 | None | 723765.875 | 195048.5 | 287781.6875 | 0 | 97295.9062 | 5678.3472 | 42699.3711 | 95262.7031 | 12110.9902 | 17769.8105 | 8501.0387 | 26.4167 | 8474.6202 | 0 | 304.998 | 140.952
WtrCldCentChlr-NoFric-1Cmp-0.748kwpton-VarSpd-CndRlf | DEER2023 |  | 2022-03-14 22:53:56+00 | Any | ESe | New | CZ07 | cWVVG | Cap-Tons | 1 | 149998.5938 | None | 695567.3125 | 195048.5 | 287781.6875 | 0 | 77285.8438 | 3419.011 | 38366.7383 | 93666.2031 | 11572.8203 | 15766.04 | 7211.991 | 26.4167 | 7185.5712 | 0 | 301.079 | 134.259
WtrCldCentChlr-NoFric-1Cmp-0.748kwpton-VarSpd-CndRlf | DEER2023 |  | 2022-03-14 22:53:56+00 | Any | ESe | New | CZ08 | cWVVG | Cap-Tons | 1 | 149998.5938 | None | 766741.875 | 195048.5 | 287781.6875 | 0 | 119785.7031 | 5866.7822 | 50943.8398 | 107316 | 22006.4395 | 15382.5303 | 7441.401 | 26.4167 | 7414.9837 | 0 | 330.945 | 149.938
WtrCldCentChlr-NoFric-1Cmp-0.748kwpton-VarSpd-CndRlf | DEER2023 |  | 2022-03-14 22:53:56+00 | Any | ESe | New | CZ09 | cWVVG | Cap-Tons | 1 | 149998.5938 | None | 752686.375 | 195048.5 | 287781.6875 | 0 | 109394.3984 | 1571.996 | 52549.9492 | 106340.6016 | 21144.9492 | 20704.0703 | 8742.4147 | 26.4167 | 8715.9949 | 0 | 319.958 | 157.345
WtrCldCentChlr-NoFric-1Cmp-0.748kwpton-VarSpd-CndRlf | DEER2023 |  | 2022-03-14 22:53:56+00 | Any | ESe | New | CZ10 | cWVVG | Cap-Tons | 1 | 149998.5938 | None | 772904.8125 | 195048.5 | 287781.6875 | 0 | 123327.6016 | 4334.79 | 50985.2891 | 111427.5 | 23355.25 | 23003.1699 | 10225.12 | 26.4167 | 10198.6899 | 0 | 92.801 | 70.247
WtrCldCentChlr-NoFric-1Cmp-0.748kwpton-VarSpd-CndRlf | DEER2023 |  | 2022-03-14 22:53:56+00 | Any | ESe | New | CZ11 | cWVVG | Cap-Tons | 1 | 149998.5938 | None | 742236.125 | 195048.5 | 287781.6875 | 0 | 107107.2969 | 2022.932 | 42069.4805 | 108207.1016 | 21714.6992 | 35568.4102 | 15635.3894 | 26.4167 | 15608.9702 | 0 | 91.668 | 79.381
WtrCldCentChlr-NoFric-1Cmp-0.748kwpton-VarSpd-CndRlf | DEER2023 |  | 2022-03-14 22:53:56+00 | Any | ESe | New | CZ12 | cWVVG | Cap-Tons | 1 | 149998.5938 | None | 718217.625 | 195048.5 | 287781.6875 | 0 | 87266.2969 | 2831.6599 | 36154.1289 | 109136.2031 | 17693.6895 | 40656.75 | 16194.1901 | 26.4167 | 16167.7798 | 0 | 88.807 | 77.323
WtrCldCentChlr-NoFric-1Cmp-0.748kwpton-VarSpd-CndRlf | DEER2023 |  | 2022-03-14 22:53:56+00 | Any | ESe | New | CZ13 | cWVVG | Cap-Tons | 1 | 149998.5938 | None | 771062.1875 | 195048.5 | 287781.6875 | 0 | 117770.2969 | 4093.584 | 50573.7891 | 115795 | 25708.9707 | 33125.6289 | 13808.7501 | 26.4167 | 13782.3398 | 0 | 91.508 | 81.096
WtrCldCentChlr-NoFric-1Cmp-0.748kwpton-VarSpd-CndRlf | DEER2023 |  | 2022-03-14 22:53:56+00 | Any | ESe | New | CZ14 | cWVVG | Cap-Tons | 1 | 149998.5938 | None | 744271 | 195048.5 | 287781.6875 | 0 | 108773.3984 | 759.405 | 45184.8203 | 106723.7969 | 20119.1504 | 31887.1406 | 14321.3901 | 26.4167 | 14294.9798 | 0 | 94.191 | 72.905
WtrCldCentChlr-NoFric-1Cmp-0.748kwpton-VarSpd-CndRlf | DEER2023 |  | 2022-03-14 22:53:56+00 | Any | ESe | New | CZ15 | cWVVG | Cap-Tons | 1 | 149998.5938 | None | 913662.125 | 195048.5 | 287781.6875 | 0 | 216371.4062 | 3067.281 | 85517.7031 | 125876 | 37588.4492 | 8876.3574 | 4784.847 | 26.4167 | 4758.425 | 0 | 102.183 | 86.202
WtrCldCentChlr-NoFric-1Cmp-0.748kwpton-VarSpd-CndRlf | DEER2023 |  | 2022-03-14 22:53:56+00 | Any | ESe | New | CZ16 | cWVVG | Cap-Tons | 1 | 149998.5938 | None | 653099.5 | 195048.5 | 287781.6875 | 0 | 40800.6211 | 757.5036 | 18465.7207 | 110246.1016 | 12175.1396 | 64864.2695 | 31927.8208 | 26.4167 | 31901.4195 | 0 | 69.666 | 54.901
WtrCldCentChlr-NoFric-1Cmp-0.748kwpton-VarSpd-CndRlf | DEER2023 |  | 2022-03-14 22:53:56+00 | Any | EUn | New | CZ01 | cWVVG | Cap-Tons | 1 | 930201.375 | None | 4931957 | 1432632 | 2778924 | 0 | 73138.5391 | 948.2506 | 62190.8711 | 584118.8125 | 37450.1094 | 432969.3125 | 178305.8022 | 181.5723 | 178124.2061 | 0 | 1838.153 | 1494.541
WtrCldCentChlr-NoFric-1Cmp-0.748kwpton-VarSpd-CndRlf | DEER2023 |  | 2022-03-14 22:53:56+00 | Any | EUn | New | CZ02 | cWVVG | Cap-Tons | 1 | 930201.375 | None | 5562854 | 1432632 | 2778924 | 0 | 544171.125 | 9075.749 | 171210 | 626835.625 | 220560.0938 | 228678.5 | 118110.6995 | 181.5723 | 117929.1034 | 0 | 2313.586 | 1942.201
WtrCldCentChlr-NoFric-1Cmp-0.748kwpton-VarSpd-CndRlf | DEER2023 |  | 2022-03-14 22:53:56+00 | Any | EUn | New | CZ03 | cWVVG | Cap-Tons | 1 | 930201.375 | None | 5311931 | 1432632 | 2778924 | 0 | 352860 | 8019.8672 | 132835.7969 | 606653.375 | 176911.5 | 223684.2969 | 98390.7021 | 181.5723 | 98209.1264 | 0 | 2107.283 | 1780.581
WtrCldCentChlr-NoFric-1Cmp-0.748kwpton-VarSpd-CndRlf | DEER2023 |  | 2022-03-14 22:53:56+00 | Any | EUn | New | CZ04 | cWVVG | Cap-Tons | 1 | 930201.375 | None | 5768690 | 1432632 | 2778924 | 0 | 693962.625 | 24170.4199 | 208403.5938 | 630592.8125 | 299315.8125 | 153466.7031 | 80855.9616 | 181.5723 | 80674.391 | 0 | 2356.377 | 2035.157
WtrCldCentChlr-NoFric-1Cmp-0.748kwpton-VarSpd-CndRlf | DEER2023 |  | 2022-03-14 22:53:56+00 | Any | EUn | New | CZ05 | cWVVG | Cap-Tons | 1 | 930201.375 | None | 5417968 | 1432632 | 2778924 | 0 | 436499.5938 | 9863.7061 | 136100.2969 | 623943.8125 | 192196.5 | 196753.4062 | 91515.5251 | 181.5723 | 91333.9699 | 0 | 2076.411 | 1601.329
WtrCldCentChlr-NoFric-1Cmp-0.748kwpton-VarSpd-CndRlf | DEER2023 |  | 2022-03-14 22:53:56+00 | Any | EUn | New | CZ06 | cWVVG | Cap-Tons | 1 | 930201.375 | None | 6024388 | 1432632 | 2778924 | 0 | 884973.1875 | 41002.0781 | 255400.5 | 631450.8125 | 343372.8125 | 85247.2422 | 48372.352 | 181.5723 | 48190.8019 | 0 | 2302.21 | 1895.215
WtrCldCentChlr-NoFric-1Cmp-0.748kwpton-VarSpd-CndRlf | DEER2023 |  | 2022-03-14 22:53:56+00 | Any | EUn | New | CZ07 | cWVVG | Cap-Tons | 1 | 930201.375 | None | 5794403 | 1432632 | 2778924 | 0 | 704527.5 | 24089.4004 | 228055.2031 | 626170.3125 | 322715.9062 | 83913.1094 | 41923.4099 | 181.5723 | 41741.8598 | 0 | 2222.119 | 1845.309
WtrCldCentChlr-NoFric-1Cmp-0.748kwpton-VarSpd-CndRlf | DEER2023 |  | 2022-03-14 22:53:56+00 | Any | EUn | New | CZ08 | cWVVG | Cap-Tons | 1 | 930201.375 | None | 6216889 | 1432632 | 2778924 | 0 | 1018978 | 38425.5391 | 289543 | 658381.8125 | 411679.1875 | 68190.1875 | 42849.5206 | 181.5723 | 42667.9501 | 0 | 2421.566 | 1918.634
WtrCldCentChlr-NoFric-1Cmp-0.748kwpton-VarSpd-CndRlf | DEER2023 |  | 2022-03-14 22:53:56+00 | Any | EUn | New | CZ09 | cWVVG | Cap-Tons | 1 | 930201.375 | None | 6061791 | 1432632 | 2778924 | 0 | 909827.1875 | 10140.6904 | 281672 | 648591.3125 | 385727 | 90631.2812 | 48545.408 | 181.5723 | 48363.8374 | 0 | 2333.677 | 1966.278
WtrCldCentChlr-NoFric-1Cmp-0.748kwpton-VarSpd-CndRlf | DEER2023 |  | 2022-03-14 22:53:56+00 | Any | EUn | New | CZ10 | cWVVG | Cap-Tons | 1 | 930201.375 | None | 6239560 | 1432632 | 2778924 | 0 | 1045546 | 29517.1309 | 289442.3125 | 663494.8125 | 403980.8125 | 99543.0391 | 57719.5622 | 181.5723 | 57537.9917 | 0 | 1846.743 | 1521.486
WtrCldCentChlr-NoFric-1Cmp-0.748kwpton-VarSpd-CndRlf | DEER2023 |  | 2022-03-14 22:53:56+00 | Any | EUn | New | CZ11 | cWVVG | Cap-Tons | 1 | 930201.375 | None | 6154958 | 1432632 | 2778924 | 0 | 995094.6875 | 15029.0596 | 250599.0938 | 682674.8125 | 388171 | 167396.9062 | 90860.5133 | 181.5723 | 90678.9478 | 0 | 1877.433 | 1690.097
WtrCldCentChlr-NoFric-1Cmp-0.748kwpton-VarSpd-CndRlf | DEER2023 |  | 2022-03-14 22:53:56+00 | Any | EUn | New | CZ12 | cWVVG | Cap-Tons | 1 | 930201.375 | None | 5940562 | 1432632 | 2778924 | 0 | 819546.125 | 21115.1895 | 224458 | 663881.875 | 336095.1875 | 176176.5938 | 94664.8371 | 181.5723 | 94483.2512 | 0 | 1857.553 | 1651.883
WtrCldCentChlr-NoFric-1Cmp-0.748kwpton-VarSpd-CndRlf | DEER2023 |  | 2022-03-14 22:53:56+00 | Any | EUn | New | CZ13 | cWVVG | Cap-Tons | 1 | 930201.375 | None | 6347192 | 1432632 | 2778924 | 0 | 1109151 | 29881.1797 | 288961.9062 | 707638.625 | 446587.5 | 143169.5938 | 76520.0896 | 181.5723 | 76338.5293 | 0 | 1930.087 | 1734.392
WtrCldCentChlr-NoFric-1Cmp-0.748kwpton-VarSpd-CndRlf | DEER2023 |  | 2022-03-14 22:53:56+00 | Any | EUn | New | CZ14 | cWVVG | Cap-Tons | 1 | 930201.375 | None | 6144123 | 1432632 | 2778924 | 0 | 965516.8125 | 6899.3452 | 266136.5 | 694010.375 | 406838.3125 | 146925.5 | 84220.2624 | 181.5723 | 84038.6611 | 0 | 1836.446 | 1564.796
WtrCldCentChlr-NoFric-1Cmp-0.748kwpton-VarSpd-CndRlf | DEER2023 |  | 2022-03-14 22:53:56+00 | Any | EUn | New | CZ15 | cWVVG | Cap-Tons | 1 | 930201.375 | None | 7206562 | 1432632 | 2778924 | 0 | 1760805 | 21563.8008 | 439982.5 | 772649.625 | 629600.125 | 35340.2305 | 22494.3206 | 181.5723 | 22312.7398 | 0 | 2048.298 | 1759.27
WtrCldCentChlr-NoFric-1Cmp-0.748kwpton-VarSpd-CndRlf | DEER2023 |  | 2022-03-14 22:53:56+00 | Any | EUn | New | CZ16 | cWVVG | Cap-Tons | 1 | 930201.375 | None | 5396781 | 1432632 | 2778924 | 0 | 396374.1875 | 5894.3188 | 124921.2969 | 658031.6875 | 218000.2031 | 314321.3125 | 196918.7021 | 181.5723 | 196737.1059 | 0 | 207.468 | 241.83
WtrCldCentChlr-NoFric-1Cmp-0.748kwpton-VarSpd-CndRlf | DEER2023 |  | 2022-03-14 22:53:56+00 | Any | Hsp | New | CZ01 | cWVVG | Cap-Tons | 1 | 235501 | None | 2486956 | 848496.8125 | 1266427 | 0 | 8900.8105 | 109.4252 | 12866.1504 | 350158.5938 | 663.8986 | 288809.3125 | 52993.0906 | 81.3604 | 52911.7184 | 0 | 456.664 | 403.638
WtrCldCentChlr-NoFric-1Cmp-0.748kwpton-VarSpd-CndRlf | DEER2023 |  | 2022-03-14 22:53:56+00 | Any | Hsp | New | CZ02 | cWVVG | Cap-Tons | 1 | 235501 | None | 2641688 | 848496.8125 | 1266427 | 0 | 106645 | 1646.197 | 61145.4609 | 357330 | 10314.5303 | 194834.5 | 42794.6906 | 81.3604 | 42713.3389 | 0 | 544.192 | 488.197
WtrCldCentChlr-NoFric-1Cmp-0.748kwpton-VarSpd-CndRlf | DEER2023 |  | 2022-03-14 22:53:56+00 | Any | Hsp | New | CZ03 | cWVVG | Cap-Tons | 1 | 235501 | None | 2582236 | 848496.8125 | 1266427 | 0 | 65257.1289 | 1628.129 | 45959.9688 | 354468.5938 | 9009.0723 | 183066.7031 | 35159.4112 | 81.3604 | 35078.0493 | 0 | 499.724 | 451.901
WtrCldCentChlr-NoFric-1Cmp-0.748kwpton-VarSpd-CndRlf | DEER2023 |  | 2022-03-14 22:53:56+00 | Any | Hsp | New | CZ04 | cWVVG | Cap-Tons | 1 | 235501 | None | 2712589 | 848496.8125 | 1266427 | 0 | 145210.9062 | 5863.5898 | 85448.1797 | 361145.3125 | 21335.9609 | 136171.5 | 32938.1709 | 81.3604 | 32856.8013 | 0 | 556.769 | 506.709
WtrCldCentChlr-NoFric-1Cmp-0.748kwpton-VarSpd-CndRlf | DEER2023 |  | 2022-03-14 22:53:56+00 | Any | Hsp | New | CZ05 | cWVVG | Cap-Tons | 1 | 235501 | None | 2595806 | 848496.8125 | 1266427 | 0 | 73114.2031 | 1581.937 | 51232.1797 | 354956.3125 | 8846.1514 | 182299.4062 | 36046.5894 | 81.3604 | 35965.2198 | 0 | 490.849 | 426.253
WtrCldCentChlr-NoFric-1Cmp-0.748kwpton-VarSpd-CndRlf | DEER2023 |  | 2022-03-14 22:53:56+00 | Any | Hsp | New | CZ06 | cWVVG | Cap-Tons | 1 | 235501 | None | 2798135 | 848496.8125 | 1266427 | 0 | 194962.0938 | 12242.6699 | 115550 | 360459.6875 | 28645.0508 | 84615.7422 | 24992.6502 | 81.3604 | 24911.2806 | 0 | 520.016 | 467.928
WtrCldCentChlr-NoFric-1Cmp-0.748kwpton-VarSpd-CndRlf | DEER2023 |  | 2022-03-14 22:53:56+00 | Any | Hsp | New | CZ07 | cWVVG | Cap-Tons | 1 | 235501 | None | 2770127 | 848496.8125 | 1266427 | 0 | 161871.4062 | 6997.2148 | 125804.6016 | 360532.3125 | 30099.9805 | 71395.1328 | 22708.8998 | 81.3604 | 22627.5405 | 0 | 508.931 | 460.727
WtrCldCentChlr-NoFric-1Cmp-0.748kwpton-VarSpd-CndRlf | DEER2023 |  | 2022-03-14 22:53:56+00 | Any | Hsp | New | CZ08 | cWVVG | Cap-Tons | 1 | 235501 | None | 2838474 | 848496.8125 | 1266427 | 0 | 219655.7031 | 10063.8398 | 126107.3984 | 367725.0938 | 30603.6699 | 80337.1719 | 23385.129 | 81.3604 | 23303.7798 | 0 | 551.406 | 482.868
WtrCldCentChlr-NoFric-1Cmp-0.748kwpton-VarSpd-CndRlf | DEER2023 |  | 2022-03-14 22:53:56+00 | Any | Hsp | New | CZ09 | cWVVG | Cap-Tons | 1 | 235501 | None | 2816111 | 848496.8125 | 1266427 | 0 | 203281.4062 | 1621.8831 | 129199 | 367086.8125 | 27960.4199 | 96819.5312 | 25619.1104 | 81.3604 | 25537.7613 | 0 | 546.081 | 497.373
WtrCldCentChlr-NoFric-1Cmp-0.748kwpton-VarSpd-CndRlf | DEER2023 |  | 2022-03-14 22:53:56+00 | Any | Hsp | New | CZ10 | cWVVG | Cap-Tons | 1 | 235501 | None | 2840616 | 848496.8125 | 1266427 | 0 | 231716.9062 | 6977.5479 | 118300.8984 | 368699.9062 | 27890.1504 | 104430.8984 | 29039.4291 | 81.3604 | 28958.08 | 0 | 586.395 | 519.512
WtrCldCentChlr-NoFric-1Cmp-0.748kwpton-VarSpd-CndRlf | DEER2023 |  | 2022-03-14 22:53:56+00 | Any | Hsp | New | CZ11 | cWVVG | Cap-Tons | 1 | 235501 | None | 2814108 | 848496.8125 | 1266427 | 0 | 232514.5938 | 2962.6499 | 97699.6406 | 366010 | 25239.75 | 138573.7969 | 37579.6992 | 81.3604 | 37498.3296 | 0 | 581.984 | 537.482
WtrCldCentChlr-NoFric-1Cmp-0.748kwpton-VarSpd-CndRlf | DEER2023 |  | 2022-03-14 22:53:56+00 | Any | Hsp | New | CZ12 | cWVVG | Cap-Tons | 1 | 235501 | None | 2741443 | 848496.8125 | 1266427 | 0 | 172200.5 | 4480.7368 | 86407.7578 | 363432.9062 | 20401.5898 | 151518.2031 | 37588.759 | 81.3604 | 37507.3894 | 0 | 585.003 | 534.528
WtrCldCentChlr-NoFric-1Cmp-0.748kwpton-VarSpd-CndRlf | DEER2023 |  | 2022-03-14 22:53:56+00 | Any | Hsp | New | CZ13 | cWVVG | Cap-Tons | 1 | 235501 | None | 2863124 | 848496.8125 | 1266427 | 0 | 262566 | 7262.3262 | 108600.2969 | 369773.9062 | 29498.1992 | 122074.2969 | 33919.1706 | 81.3604 | 33837.8112 | 0 | 592.06 | 550.716
WtrCldCentChlr-NoFric-1Cmp-0.748kwpton-VarSpd-CndRlf | DEER2023 |  | 2022-03-14 22:53:56+00 | Any | Hsp | New | CZ14 | cWVVG | Cap-Tons | 1 | 235501 | None | 2799482 | 848496.8125 | 1266427 | 0 | 217698.5 | 678.6584 | 100827.3984 | 365356.4062 | 25012.5195 | 136792.7969 | 40231.6006 | 81.3604 | 40150.249 | 0 | 570.879 | 517.647
WtrCldCentChlr-NoFric-1Cmp-0.748kwpton-VarSpd-CndRlf | DEER2023 |  | 2022-03-14 22:53:56+00 | Any | Hsp | New | CZ15 | cWVVG | Cap-Tons | 1 | 235501 | None | 3100417 | 848496.8125 | 1266427 | 0 | 422259.5938 | 4180.4419 | 178322.7969 | 380732.5938 | 42098.0508 | 53023.5312 | 20233.12 | 81.3604 | 20151.7594 | 0 | 608.723 | 556.45
WtrCldCentChlr-NoFric-1Cmp-0.748kwpton-VarSpd-CndRlf | DEER2023 |  | 2022-03-14 22:53:56+00 | Any | Hsp | New | CZ16 | cWVVG | Cap-Tons | 1 | 235501 | None | 2606167 | 848496.8125 | 1266427 | 0 | 89748.5469 | 965.6538 | 43199.4609 | 357332.8125 | 15175.7305 | 211785 | 66251.8784 | 81.3604 | 66170.5216 | 0 | 510.891 | 461.76
WtrCldCentChlr-NoFric-1Cmp-0.748kwpton-VarSpd-CndRlf | DEER2023 |  | 2022-03-14 22:53:56+00 | Any | Htl | New | CZ01 | cWVVG | Cap-Tons | 1 | 139998.9062 | None | 539733.125 | 162049.9062 | 293493.5 | 0 | 13433.0303 | 226.7922 | 13032.9502 | 57496.2305 | 5644.8599 | 44996.5195 | 20344.7296 | 0 | 20344.7296 | 0 | 97.556 | 97.666
WtrCldCentChlr-NoFric-1Cmp-0.748kwpton-VarSpd-CndRlf | DEER2023 |  | 2022-03-14 22:53:56+00 | Any | Htl | New | CZ02 | cWVVG | Cap-Tons | 1 | 139998.9062 | None | 608831.8125 | 162049.9062 | 293493.5 | 0 | 63816.9219 | 1343.528 | 28977.9102 | 59149.5195 | 17822.9902 | 26459.0605 | 15114.7405 | 0 | 15114.7405 | 0 | 136.364 | 132.785
WtrCldCentChlr-NoFric-1Cmp-0.748kwpton-VarSpd-CndRlf | DEER2023 |  | 2022-03-14 22:53:56+00 | Any | Htl | New | CZ03 | cWVVG | Cap-Tons | 1 | 139998.9062 | None | 582755.375 | 162049.9062 | 293493.5 | 0 | 42757 | 1314.446 | 24683.4492 | 58456.4609 | 14942.8301 | 26556.5801 | 11541.0701 | 0 | 11541.0701 | 0 | 117.052 | 115.611
WtrCldCentChlr-NoFric-1Cmp-0.748kwpton-VarSpd-CndRlf | DEER2023 |  | 2022-03-14 22:53:56+00 | Any | Htl | New | CZ04 | cWVVG | Cap-Tons | 1 | 139998.9062 | None | 635242.6875 | 162049.9062 | 293493.5 | 0 | 78869.5625 | 3297.8269 | 36977.3906 | 60553.9805 | 22440.8105 | 19336.4902 | 10769.7203 | 0 | 10769.7203 | 0 | 141.499 | 138.087
WtrCldCentChlr-NoFric-1Cmp-0.748kwpton-VarSpd-CndRlf | DEER2023 |  | 2022-03-14 22:53:56+00 | Any | Htl | New | CZ05 | cWVVG | Cap-Tons | 1 | 139998.9062 | None | 588483.8125 | 162049.9062 | 293493.5 | 0 | 48804.6914 | 1387.349 | 22275.3594 | 60472.5312 | 16589.1309 | 25852.6895 | 11371.9706 | 0 | 11371.9706 | 0 | 114.874 | 102.295
WtrCldCentChlr-NoFric-1Cmp-0.748kwpton-VarSpd-CndRlf | DEER2023 |  | 2022-03-14 22:53:56+00 | Any | Htl | New | CZ06 | cWVVG | Cap-Tons | 1 | 139998.9062 | None | 660378.8125 | 162049.9062 | 293493.5 | 0 | 95879.0703 | 5056.752 | 41190.6992 | 62708.2305 | 25267.5605 | 12506.9902 | 6703.257 | 0 | 6703.257 | 0 | 127.058 | 121.529
WtrCldCentChlr-NoFric-1Cmp-0.748kwpton-VarSpd-CndRlf | DEER2023 |  | 2022-03-14 22:53:56+00 | Any | Htl | New | CZ07 | cWVVG | Cap-Tons | 1 | 139998.9062 | None | 641746.375 | 162049.9062 | 293493.5 | 0 | 80551.7109 | 3568.1001 | 39228.6016 | 62854.1602 | 24540.0508 | 11548.2305 | 5687.9098 | 0 | 5687.9098 | 0 | 122.022 | 113.94
WtrCldCentChlr-NoFric-1Cmp-0.748kwpton-VarSpd-CndRlf | DEER2023 |  | 2022-03-14 22:53:56+00 | Any | Htl | New | CZ08 | cWVVG | Cap-Tons | 1 | 139998.9062 | None | 685070.125 | 162049.9062 | 293493.5 | 0 | 113715.8984 | 5152.8691 | 46079.5898 | 64577.8594 | 29182.1406 | 11115.4404 | 6430.6733 | 0 | 6430.6733 | 0 | 144.306 | 129.345
WtrCldCentChlr-NoFric-1Cmp-0.748kwpton-VarSpd-CndRlf | DEER2023 |  | 2022-03-14 22:53:56+00 | Any | Htl | New | CZ09 | cWVVG | Cap-Tons | 1 | 139998.9062 | None | 677237.3125 | 162049.9062 | 293493.5 | 0 | 107879 | 1586.807 | 50709.2891 | 61518.1406 | 27485 | 13081.04 | 7307.6211 | 0 | 7307.6211 | 0 | 148.995 | 139.635
WtrCldCentChlr-NoFric-1Cmp-0.748kwpton-VarSpd-CndRlf | DEER2023 |  | 2022-03-14 22:53:56+00 | Any | Htl | New | CZ10 | cWVVG | Cap-Tons | 1 | 139998.9062 | None | 689506.3125 | 162049.9062 | 293493.5 | 0 | 118369.6016 | 4000.7339 | 48008.5 | 63583.6289 | 29198.5996 | 13883.04 | 8513.8278 | 0 | 8513.8278 | 0 | 148.263 | 144.925
WtrCldCentChlr-NoFric-1Cmp-0.748kwpton-VarSpd-CndRlf | DEER2023 |  | 2022-03-14 22:53:56+00 | Any | Htl | New | CZ11 | cWVVG | Cap-Tons | 1 | 139998.9062 | None | 684805 | 162049.9062 | 293493.5 | 0 | 117694 | 2280.7771 | 43371.0703 | 65915.25 | 28153.1309 | 19736.3906 | 13558.4 | 0 | 13558.4 | 0 | 152.23 | 160.485
WtrCldCentChlr-NoFric-1Cmp-0.748kwpton-VarSpd-CndRlf | DEER2023 |  | 2022-03-14 22:53:56+00 | Any | Htl | New | CZ12 | cWVVG | Cap-Tons | 1 | 139998.9062 | None | 654788.1875 | 162049.9062 | 293493.5 | 0 | 93476.1797 | 2970.083 | 39549.4688 | 63248.75 | 24268.3906 | 21190.5098 | 13288.0794 | 0 | 13288.0794 | 0 | 150.395 | 156.256
WtrCldCentChlr-NoFric-1Cmp-0.748kwpton-VarSpd-CndRlf | DEER2023 |  | 2022-03-14 22:53:56+00 | Any | Htl | New | CZ13 | cWVVG | Cap-Tons | 1 | 139998.9062 | None | 706395.5 | 162049.9062 | 293493.5 | 0 | 130257.2969 | 4340.8652 | 48463.0508 | 67790.2969 | 31760.0605 | 17224.9902 | 11542.0006 | 0 | 11542.0006 | 0 | 158.27 | 163.625
WtrCldCentChlr-NoFric-1Cmp-0.748kwpton-VarSpd-CndRlf | DEER2023 |  | 2022-03-14 22:53:56+00 | Any | Htl | New | CZ14 | cWVVG | Cap-Tons | 1 | 139998.9062 | None | 689597.6875 | 162049.9062 | 293493.5 | 0 | 121963.2031 | 986.2006 | 44095.7891 | 67008.7031 | 29497.9609 | 18841.4492 | 12983.7504 | 0 | 12983.7504 | 0 | 154.212 | 153.415
WtrCldCentChlr-NoFric-1Cmp-0.748kwpton-VarSpd-CndRlf | DEER2023 |  | 2022-03-14 22:53:56+00 | Any | Htl | New | CZ15 | cWVVG | Cap-Tons | 1 | 139998.9062 | None | 818490.375 | 162049.9062 | 293493.5 | 0 | 215285.7969 | 3096.988 | 69976.7031 | 74587.0391 | 44885.25 | 7008.9131 | 5020.8531 | 0 | 5020.8531 | 0 | 176.109 | 175.648
WtrCldCentChlr-NoFric-1Cmp-0.748kwpton-VarSpd-CndRlf | DEER2023 |  | 2022-03-14 22:53:56+00 | Any | Htl | New | CZ16 | cWVVG | Cap-Tons | 1 | 139998.9062 | None | 602931.625 | 162049.9062 | 293493.5 | 0 | 55571.3398 | 1044.016 | 23853.5703 | 66918.5938 | 18491.7598 | 33964.3711 | 25514.8288 | 0 | 25514.8288 | 0 | 123.218 | 122.122
WtrCldCentChlr-NoFric-1Cmp-0.748kwpton-VarSpd-CndRlf | DEER2023 |  | 2022-03-14 22:53:56+00 | Any | MBT | New | CZ01 | cWVVG | Cap-Tons | 1 | 199999.2031 | None | 1246092 | 366189 | 737073.3125 | 0 | 17827.9004 | 383.4983 | 11808.2803 | 112803.3984 | 1740.551 | 51532.5898 | 14361.0803 | 0 | 14361.0803 | 0 | 401.535 | 175.301
WtrCldCentChlr-NoFric-1Cmp-0.748kwpton-VarSpd-CndRlf | DEER2023 |  | 2022-03-14 22:53:56+00 | Any | MBT | New | CZ02 | cWVVG | Cap-Tons | 1 | 199999.2031 | None | 1348324 | 366189 | 737073.3125 | 0 | 89253.0469 | 1901.8719 | 32630.2891 | 121270.6016 | 7367.168 | 31741.4297 | 11427.8605 | 0 | 11427.8605 | 0 | 457.482 | 216.193
WtrCldCentChlr-NoFric-1Cmp-0.748kwpton-VarSpd-CndRlf | DEER2023 |  | 2022-03-14 22:53:56+00 | Any | MBT | New | CZ03 | cWVVG | Cap-Tons | 1 | 199999.2031 | None | 1320407 | 366189 | 737073.3125 | 0 | 65789.3438 | 2025.145 | 27380.6797 | 121943.5 | 6175.3979 | 26176.8496 | 10405.0598 | 0 | 10405.0598 | 0 | 428.624 | 194.839
WtrCldCentChlr-NoFric-1Cmp-0.748kwpton-VarSpd-CndRlf | DEER2023 |  | 2022-03-14 22:53:56+00 | Any | MBT | New | CZ04 | cWVVG | Cap-Tons | 1 | 199999.2031 | None | 1383158 | 366189 | 737073.3125 | 0 | 109179 | 4522.5288 | 40312.9297 | 125875.8984 | 9664.8281 | 21938.7207 | 9399.8682 | 0 | 9399.8682 | 0 | 466.162 | 222.841
WtrCldCentChlr-NoFric-1Cmp-0.748kwpton-VarSpd-CndRlf | DEER2023 |  | 2022-03-14 22:53:56+00 | Any | MBT | New | CZ05 | cWVVG | Cap-Tons | 1 | 199999.2031 | None | 1337695 | 366189 | 737073.3125 | 0 | 79298.3672 | 2321.46 | 29052.2598 | 123754.1016 | 7119.2129 | 24565.7402 | 10170.2502 | 0 | 10170.2502 | 0 | 421.146 | 183.381
WtrCldCentChlr-NoFric-1Cmp-0.748kwpton-VarSpd-CndRlf | DEER2023 |  | 2022-03-14 22:53:56+00 | Any | MBT | New | CZ06 | cWVVG | Cap-Tons | 1 | 199999.2031 | None | 1448427 | 366189 | 737073.3125 | 0 | 150994.9062 | 8442.8965 | 56485.9414 | 129234.6016 | 11795.8604 | 11331.8203 | 8087.2032 | 0 | 8087.2032 | 0 | 462.403 | 208.945
WtrCldCentChlr-NoFric-1Cmp-0.748kwpton-VarSpd-CndRlf | DEER2023 |  | 2022-03-14 22:53:56+00 | Any | MBT | New | CZ07 | cWVVG | Cap-Tons | 1 | 199999.2031 | None | 1413808 | 366189 | 737073.3125 | 0 | 124704.7031 | 5574.9092 | 51319.0117 | 128941.2031 | 11332.71 | 8298.1152 | 7617.5981 | 0 | 7617.5981 | 0 | 454.787 | 201.341
WtrCldCentChlr-NoFric-1Cmp-0.748kwpton-VarSpd-CndRlf | DEER2023 |  | 2022-03-14 22:53:56+00 | Any | MBT | New | CZ08 | cWVVG | Cap-Tons | 1 | 199999.2031 | None | 1469668 | 366189 | 737073.3125 | 0 | 165002.5938 | 7570.7451 | 60964.3906 | 132861.7969 | 14222.25 | 10461.2803 | 7690.0218 | 0 | 7690.0218 | 0 | 473.636 | 213.13
WtrCldCentChlr-NoFric-1Cmp-0.748kwpton-VarSpd-CndRlf | DEER2023 |  | 2022-03-14 22:53:56+00 | Any | MBT | New | CZ09 | cWVVG | Cap-Tons | 1 | 199999.2031 | None | 1439671 | 366189 | 737073.3125 | 0 | 147433.5938 | 2212.6489 | 56083.0195 | 130674.1016 | 13221.3701 | 13411.5498 | 7819.7338 | 0 | 7819.7338 | 0 | 467.777 | 221.729
WtrCldCentChlr-NoFric-1Cmp-0.748kwpton-VarSpd-CndRlf | DEER2023 |  | 2022-03-14 22:53:56+00 | Any | MBT | New | CZ10 | cWVVG | Cap-Tons | 1 | 199999.2031 | None | 1459070 | 366189 | 737073.3125 | 0 | 162351.7031 | 5545.5469 | 56829.1719 | 131075.2969 | 14029.8203 | 14999.6602 | 8258.4038 | 0 | 8258.4038 | 0 | 492.762 | 233.059
WtrCldCentChlr-NoFric-1Cmp-0.748kwpton-VarSpd-CndRlf | DEER2023 |  | 2022-03-14 22:53:56+00 | Any | MBT | New | CZ11 | cWVVG | Cap-Tons | 1 | 199999.2031 | None | 1429857 | 366189 | 737073.3125 | 0 | 145605.0938 | 2752.2729 | 50734.25 | 127497.5 | 13547.1904 | 24742.3809 | 10568.3098 | 0 | 10568.3098 | 0 | 491.206 | 251.247
WtrCldCentChlr-NoFric-1Cmp-0.748kwpton-VarSpd-CndRlf | DEER2023 |  | 2022-03-14 22:53:56+00 | Any | MBT | New | CZ12 | cWVVG | Cap-Tons | 1 | 199999.2031 | None | 1395892 | 366189 | 737073.3125 | 0 | 120038.2031 | 3778.1411 | 42860.7383 | 125946.8984 | 10795.6504 | 27133.0898 | 10510.7898 | 0 | 10510.7898 | 0 | 491.441 | 243.116
WtrCldCentChlr-NoFric-1Cmp-0.748kwpton-VarSpd-CndRlf | DEER2023 |  | 2022-03-14 22:53:56+00 | Any | MBT | New | CZ13 | cWVVG | Cap-Tons | 1 | 199999.2031 | None | 1452966 | 366189 | 737073.3125 | 0 | 156006.5938 | 5249.249 | 56476.5898 | 131965.2969 | 15160.4102 | 23629.4492 | 9780.2182 | 0 | 9780.2182 | 0 | 508.206 | 257.752
WtrCldCentChlr-NoFric-1Cmp-0.748kwpton-VarSpd-CndRlf | DEER2023 |  | 2022-03-14 22:53:56+00 | Any | MBT | New | CZ14 | cWVVG | Cap-Tons | 1 | 199999.2031 | None | 1435475 | 366189 | 737073.3125 | 0 | 151593.5938 | 1318.743 | 49300.0391 | 129994.2031 | 13630.1299 | 23185.1191 | 10736.3898 | 0 | 10736.3898 | 0 | 491.452 | 240.381
WtrCldCentChlr-NoFric-1Cmp-0.748kwpton-VarSpd-CndRlf | DEER2023 |  | 2022-03-14 22:53:56+00 | Any | MBT | New | CZ15 | cWVVG | Cap-Tons | 1 | 199999.2031 | None | 1604226 | 366189 | 737073.3125 | 0 | 261254.7969 | 3954.9741 | 89073.0938 | 146675 | 24438.4492 | 6849.1152 | 6645.0067 | 0 | 6645.0067 | 0 | 523.112 | 265.465
WtrCldCentChlr-NoFric-1Cmp-0.748kwpton-VarSpd-CndRlf | DEER2023 |  | 2022-03-14 22:53:56+00 | Any | MBT | New | CZ16 | cWVVG | Cap-Tons | 1 | 199999.2031 | None | 1300267 | 366189 | 737073.3125 | 0 | 58781.0117 | 1182.325 | 22006.9492 | 115028.1016 | 5979.6318 | 43807.7891 | 19321.3798 | 0 | 19321.3798 | 0 | 433.464 | 201.008
WtrCldCentChlr-NoFric-1Cmp-0.748kwpton-VarSpd-CndRlf | DEER2023 |  | 2022-03-14 22:53:56+00 | Any | Nrs | New | CZ01 | cWVVG | Cap-Tons | 1 | 60654.5781 | None | 641102.1875 | 124089.5 | 419568.5938 | 0 | 1518.3409 | 38.7732 | 3172.655 | 92713.5938 | 995.0484 | 74955.3125 | 23791.4598 | 117.2249 | 23674.24 | 0 | 103.746 | 99.219
WtrCldCentChlr-NoFric-1Cmp-0.748kwpton-VarSpd-CndRlf | DEER2023 |  | 2022-03-14 22:53:56+00 | Any | Nrs | New | CZ02 | cWVVG | Cap-Tons | 1 | 60654.5781 | None | 677602.625 | 124089.5 | 419568.5938 | 0 | 27744.0703 | 654.2417 | 12373.0996 | 93172.6875 | 14471.7803 | 49962.6602 | 16360.2803 | 117.2249 | 16243.0605 | 0 | 129.932 | 122.703
WtrCldCentChlr-NoFric-1Cmp-0.748kwpton-VarSpd-CndRlf | DEER2023 |  | 2022-03-14 22:53:56+00 | Any | Nrs | New | CZ03 | cWVVG | Cap-Tons | 1 | 60654.5781 | None | 660720.875 | 124089.5 | 419568.5938 | 0 | 13270 | 501.0815 | 10189.9297 | 93100.8984 | 9188.6377 | 50144 | 13932.5005 | 117.2249 | 13815.2806 | 0 | 115.978 | 111.984
WtrCldCentChlr-NoFric-1Cmp-0.748kwpton-VarSpd-CndRlf | DEER2023 |  | 2022-03-14 22:53:56+00 | Any | Nrs | New | CZ04 | cWVVG | Cap-Tons | 1 | 60654.5781 | None | 692654.8125 | 124089.5 | 419568.5938 | 0 | 36913.3203 | 1709.224 | 17038.9102 | 93334.5 | 19801.4102 | 37403.25 | 11388.3904 | 117.2249 | 11271.1706 | 0 | 133.007 | 127.603
WtrCldCentChlr-NoFric-1Cmp-0.748kwpton-VarSpd-CndRlf | DEER2023 |  | 2022-03-14 22:53:56+00 | Any | Nrs | New | CZ05 | cWVVG | Cap-Tons | 1 | 60654.5781 | None | 663988.5 | 124089.5 | 419568.5938 | 0 | 16299.04 | 538.4156 | 10344.0801 | 93148.2969 | 11479.0098 | 48236.8203 | 14483.8502 | 117.2249 | 14366.6304 | 0 | 114.666 | 104.831
WtrCldCentChlr-NoFric-1Cmp-0.748kwpton-VarSpd-CndRlf | DEER2023 |  | 2022-03-14 22:53:56+00 | Any | Nrs | New | CZ06 | cWVVG | Cap-Tons | 1 | 60654.5781 | None | 704697 | 124089.5 | 419568.5938 | 0 | 43374.9492 | 2724.3369 | 21558.6895 | 93380.2266 | 23860.0801 | 26495.2207 | 7998.6522 | 117.2249 | 7881.4272 | 0 | 124.728 | 119.375
WtrCldCentChlr-NoFric-1Cmp-0.748kwpton-VarSpd-CndRlf | DEER2023 |  | 2022-03-14 22:53:56+00 | Any | Nrs | New | CZ07 | cWVVG | Cap-Tons | 1 | 60654.5781 | None | 696873.875 | 124089.5 | 419568.5938 | 0 | 35334.1797 | 1878.678 | 22635.8906 | 93366.4375 | 22998.7891 | 23755.7695 | 6831.7178 | 117.2249 | 6714.4928 | 0 | 120.483 | 112.915
WtrCldCentChlr-NoFric-1Cmp-0.748kwpton-VarSpd-CndRlf | DEER2023 |  | 2022-03-14 22:53:56+00 | Any | Nrs | New | CZ08 | cWVVG | Cap-Tons | 1 | 60654.5781 | None | 722837.8125 | 124089.5 | 419568.5938 | 0 | 57556.1289 | 2842.009 | 25289.7109 | 93491.25 | 28146.5391 | 23892.9609 | 7642.2003 | 117.2249 | 7524.9747 | 0 | 133.706 | 122.783
WtrCldCentChlr-NoFric-1Cmp-0.748kwpton-VarSpd-CndRlf | DEER2023 |  | 2022-03-14 22:53:56+00 | Any | Nrs | New | CZ09 | cWVVG | Cap-Tons | 1 | 60654.5781 | None | 718418.8125 | 124089.5 | 419568.5938 | 0 | 55237.2812 | 879.4763 | 25145.6406 | 93497.6406 | 27114.6895 | 26556.8906 | 8027.04 | 117.2249 | 7909.817 | 0 | 133.703 | 127.268
WtrCldCentChlr-NoFric-1Cmp-0.748kwpton-VarSpd-CndRlf | DEER2023 |  | 2022-03-14 22:53:56+00 | Any | Nrs | New | CZ10 | cWVVG | Cap-Tons | 1 | 60654.5781 | None | 726499.5 | 124089.5 | 419568.5938 | 0 | 62520.7891 | 2286.749 | 24508.5605 | 93524.5 | 28141.0898 | 27918.5391 | 9362.9178 | 117.2249 | 9245.6941 | 0 | 138.2 | 130.757
WtrCldCentChlr-NoFric-1Cmp-0.748kwpton-VarSpd-CndRlf | DEER2023 |  | 2022-03-14 22:53:56+00 | Any | Nrs | New | CZ11 | cWVVG | Cap-Tons | 1 | 60654.5781 | None | 726387.3125 | 124089.5 | 419568.5938 | 0 | 65293.6719 | 1394.338 | 22595.3496 | 93446.0312 | 25659.8105 | 36486.9414 | 13472.8998 | 117.2249 | 13355.6698 | 0 | 142.29 | 140.399
WtrCldCentChlr-NoFric-1Cmp-0.748kwpton-VarSpd-CndRlf | DEER2023 |  | 2022-03-14 22:53:56+00 | Any | Nrs | New | CZ12 | cWVVG | Cap-Tons | 1 | 60654.5781 | None | 704009.8125 | 124089.5 | 419568.5938 | 0 | 46312.4609 | 1621.72 | 19055.7207 | 93361.1484 | 21066.5098 | 39437.5312 | 13590.2797 | 117.2249 | 13473.0598 | 0 | 140.412 | 136.962
WtrCldCentChlr-NoFric-1Cmp-0.748kwpton-VarSpd-CndRlf | DEER2023 |  | 2022-03-14 22:53:56+00 | Any | Nrs | New | CZ13 | cWVVG | Cap-Tons | 1 | 60654.5781 | None | 738610.125 | 124089.5 | 419568.5938 | 0 | 73080.8516 | 2630.356 | 25694.0508 | 93546.8281 | 29161.5801 | 32067.1504 | 11800.9203 | 117.2249 | 11683.6902 | 0 | 146.564 | 142.624
WtrCldCentChlr-NoFric-1Cmp-0.748kwpton-VarSpd-CndRlf | DEER2023 |  | 2022-03-14 22:53:56+00 | Any | Nrs | New | CZ14 | cWVVG | Cap-Tons | 1 | 60654.5781 | None | 726785.375 | 124089.5 | 419568.5938 | 0 | 67217.5781 | 673.0952 | 21708.1094 | 93528.2578 | 26826.3398 | 35014.6992 | 14467.1603 | 117.2249 | 14349.9405 | 0 | 141.244 | 136.377
WtrCldCentChlr-NoFric-1Cmp-0.748kwpton-VarSpd-CndRlf | DEER2023 |  | 2022-03-14 22:53:56+00 | Any | Nrs | New | CZ15 | cWVVG | Cap-Tons | 1 | 60654.5781 | None | 807775 | 124089.5 | 419568.5938 | 0 | 130146.5 | 2060.127 | 37879.5898 | 94030.6719 | 43635.3008 | 13733.6699 | 4999.031 | 117.2249 | 4881.808 | 0 | 154.029 | 148.91
WtrCldCentChlr-NoFric-1Cmp-0.748kwpton-VarSpd-CndRlf | DEER2023 |  | 2022-03-14 22:53:56+00 | Any | Nrs | New | CZ16 | cWVVG | Cap-Tons | 1 | 60654.5781 | None | 669860.625 | 124089.5 | 419568.5938 | 0 | 22590.3301 | 453.3028 | 10122.0801 | 93035.8906 | 13913.9902 | 54850.1797 | 26251.0899 | 117.2249 | 26133.8701 | 0 | 120.599 | 116.687
WtrCldCentChlr-NoFric-1Cmp-0.748kwpton-VarSpd-CndRlf | DEER2023 |  | 2022-03-14 22:53:56+00 | Any | OfL | New | CZ01 | cWVVG | Cap-Tons | 1 | 174998.9062 | None | 1302681 | 289618.8125 | 892052.375 | 0 | 17500.8398 | 374.4633 | 13565.1602 | 89568.8594 | 165.0932 | 50284.5391 | 6667.079 | 0 | 6667.079 | 0 | 396.694 | 226.49
WtrCldCentChlr-NoFric-1Cmp-0.748kwpton-VarSpd-CndRlf | DEER2023 |  | 2022-03-14 22:53:56+00 | Any | OfL | New | CZ02 | cWVVG | Cap-Tons | 1 | 174998.9062 | None | 1447314 | 289618.8125 | 892052.375 | 0 | 110498.3984 | 2333.978 | 39454.9609 | 113356.2031 | 4563.626 | 27432.5605 | 5273.6579 | 0 | 5273.6579 | 0 | 469.206 | 272.847
WtrCldCentChlr-NoFric-1Cmp-0.748kwpton-VarSpd-CndRlf | DEER2023 |  | 2022-03-14 22:53:56+00 | Any | OfL | New | CZ03 | cWVVG | Cap-Tons | 1 | 174998.9062 | None | 1398616 | 289618.8125 | 892052.375 | 0 | 74618.1562 | 2389.229 | 32921.1289 | 107016.6016 | 3185.335 | 23888.7305 | 3831.7242 | 0 | 3831.7242 | 0 | 435.902 | 250.058
WtrCldCentChlr-NoFric-1Cmp-0.748kwpton-VarSpd-CndRlf | DEER2023 |  | 2022-03-14 22:53:56+00 | Any | OfL | New | CZ04 | cWVVG | Cap-Tons | 1 | 174998.9062 | None | 1487538 | 289618.8125 | 892052.375 | 0 | 131621 | 5537.1792 | 47874.7305 | 120834.7031 | 11489.9697 | 18000.6895 | 3651.5059 | 0 | 3651.5059 | 0 | 481.322 | 276.521
WtrCldCentChlr-NoFric-1Cmp-0.748kwpton-VarSpd-CndRlf | DEER2023 |  | 2022-03-14 22:53:56+00 | Any | OfL | New | CZ05 | cWVVG | Cap-Tons | 1 | 174998.9062 | None | 1426149 | 289618.8125 | 892052.375 | 0 | 93882.4609 | 2813.856 | 36319.2109 | 111462.6016 | 2898.5471 | 18110.2598 | 2842.4019 | 0 | 2842.4019 | 0 | 431.587 | 237.739
WtrCldCentChlr-NoFric-1Cmp-0.748kwpton-VarSpd-CndRlf | DEER2023 |  | 2022-03-14 22:53:56+00 | Any | OfL | New | CZ06 | cWVVG | Cap-Tons | 1 | 174998.9062 | None | 1555631 | 289618.8125 | 892052.375 | 0 | 180392.4062 | 9549.2031 | 58825.9688 | 125193.2031 | 31626.0293 | 7660.29 | 1545.776 | 0 | 1545.776 | 0 | 468.059 | 254.333
WtrCldCentChlr-NoFric-1Cmp-0.748kwpton-VarSpd-CndRlf | DEER2023 |  | 2022-03-14 22:53:56+00 | Any | OfL | New | CZ07 | cWVVG | Cap-Tons | 1 | 174998.9062 | None | 1514189 | 289618.8125 | 892052.375 | 0 | 148073.2969 | 6235.2378 | 52448.3594 | 125760.7031 | 30928.1699 | 6598.7549 | 931.4982 | 0 | 931.4982 | 0 | 459.621 | 244.844
WtrCldCentChlr-NoFric-1Cmp-0.748kwpton-VarSpd-CndRlf | DEER2023 |  | 2022-03-14 22:53:56+00 | Any | OfL | New | CZ08 | cWVVG | Cap-Tons | 1 | 174998.9062 | None | 1586789 | 289618.8125 | 892052.375 | 0 | 197826.7969 | 8724.1885 | 62553.5391 | 136014.5 | 53600.4688 | 6632.6362 | 1481.811 | 0 | 1481.811 | 0 | 487.2 | 259.148
WtrCldCentChlr-NoFric-1Cmp-0.748kwpton-VarSpd-CndRlf | DEER2023 |  | 2022-03-14 22:53:56+00 | Any | OfL | New | CZ09 | cWVVG | Cap-Tons | 1 | 174998.9062 | None | 1560121 | 289618.8125 | 892052.375 | 0 | 183849.9062 | 2724.946 | 58095.0391 | 133780.9062 | 28559.5098 | 11496.0596 | 1779.897 | 0 | 1779.897 | 0 | 490.87 | 271.845
WtrCldCentChlr-NoFric-1Cmp-0.748kwpton-VarSpd-CndRlf | DEER2023 |  | 2022-03-14 22:53:56+00 | Any | OfL | New | CZ10 | cWVVG | Cap-Tons | 1 | 174998.9062 | None | 1583800 | 289618.8125 | 892052.375 | 0 | 196809.0938 | 6574.0322 | 60618.25 | 138128 | 38831.0898 | 12326.3701 | 2223.665 | 0 | 2223.665 | 0 | 499.965 | 274.327
WtrCldCentChlr-NoFric-1Cmp-0.748kwpton-VarSpd-CndRlf | DEER2023 |  | 2022-03-14 22:53:56+00 | Any | OfL | New | CZ11 | cWVVG | Cap-Tons | 1 | 174998.9062 | None | 1553419 | 289618.8125 | 892052.375 | 0 | 177225.0938 | 3289.7539 | 54113.1406 | 137119.9062 | 27655.0098 | 23951.7207 | 6071.8029 | 0 | 6071.8029 | 0 | 500.093 | 309.062
WtrCldCentChlr-NoFric-1Cmp-0.748kwpton-VarSpd-CndRlf | DEER2023 |  | 2022-03-14 22:53:56+00 | Any | OfL | New | CZ12 | cWVVG | Cap-Tons | 1 | 174998.9062 | None | 1512340 | 289618.8125 | 892052.375 | 0 | 147632 | 4671.0059 | 49539 | 128827.2031 | 14531.6299 | 24504.4004 | 5293.8189 | 0 | 5293.8189 | 0 | 501.803 | 300.425
WtrCldCentChlr-NoFric-1Cmp-0.748kwpton-VarSpd-CndRlf | DEER2023 |  | 2022-03-14 22:53:56+00 | Any | OfL | New | CZ13 | cWVVG | Cap-Tons | 1 | 174998.9062 | None | 1580307 | 289618.8125 | 892052.375 | 0 | 188445.2969 | 6296.9399 | 59738.0898 | 144155.9062 | 51905.5195 | 22293.0391 | 4801.064 | 0 | 4801.064 | 0 | 520.148 | 307.88
WtrCldCentChlr-NoFric-1Cmp-0.748kwpton-VarSpd-CndRlf | DEER2023 |  | 2022-03-14 22:53:56+00 | Any | OfL | New | CZ14 | cWVVG | Cap-Tons | 1 | 174998.9062 | None | 1565189 | 289618.8125 | 892052.375 | 0 | 188792.2031 | 1635.558 | 52423.4219 | 140667 | 42144.0898 | 21413.7207 | 5058.6531 | 0 | 5058.6531 | 0 | 508.021 | 290.448
WtrCldCentChlr-NoFric-1Cmp-0.748kwpton-VarSpd-CndRlf | DEER2023 |  | 2022-03-14 22:53:56+00 | Any | OfL | New | CZ15 | cWVVG | Cap-Tons | 1 | 174998.9062 | None | 1751574 | 289618.8125 | 892052.375 | 0 | 312645.8125 | 4528.8901 | 82610.0234 | 170118.7969 | 96870.2734 | 5014.4971 | 1351.4 | 0 | 1351.4 | 0 | 547.429 | 306.8
WtrCldCentChlr-NoFric-1Cmp-0.748kwpton-VarSpd-CndRlf | DEER2023 |  | 2022-03-14 22:53:56+00 | Any | OfL | New | CZ16 | cWVVG | Cap-Tons | 1 | 174998.9062 | None | 1415069 | 289618.8125 | 892052.375 | 0 | 78612.2812 | 1585.348 | 29310.0293 | 123890 | 8703.1377 | 45789.0391 | 14307.0797 | 0 | 14307.0797 | 0 | 449.034 | 262.044
WtrCldCentChlr-NoFric-1Cmp-0.748kwpton-VarSpd-CndRlf | DEER2023 |  | 2022-03-14 22:53:56+00 | Any | OfS | New | CZ01 | cWVVG | Cap-Tons | 1 | 10000.0801 | None | 65045.9297 | 13865.4297 | 42917.1289 | 0 | 824.7603 | 43.3982 | 1660.397 | 5734.7251 | 90.2619 | 3749.2571 | 1204.738 | 0 | 1204.738 | 0 | 23.061 | 11.017
WtrCldCentChlr-NoFric-1Cmp-0.748kwpton-VarSpd-CndRlf | DEER2023 |  | 2022-03-14 22:53:56+00 | Any | OfS | New | CZ02 | cWVVG | Cap-Tons | 1 | 10000.0801 | None | 74675.0234 | 13865.4297 | 42917.1289 | 0 | 5921.2998 | 210.2385 | 4755.9219 | 7004.894 | 1132.551 | 2011.772 | 841.4677 | 0 | 841.4677 | 0 | 28.259 | 13.996
WtrCldCentChlr-NoFric-1Cmp-0.748kwpton-VarSpd-CndRlf | DEER2023 |  | 2022-03-14 22:53:56+00 | Any | OfS | New | CZ03 | cWVVG | Cap-Tons | 1 | 10000.0801 | None | 70985.2812 | 13865.4297 | 42917.1289 | 0 | 3476.554 | 209.6291 | 4041.8259 | 6474.6138 | 670.6275 | 1897.647 | 727.7132 | 0 | 727.7132 | 0 | 25.234 | 12.266
WtrCldCentChlr-NoFric-1Cmp-0.748kwpton-VarSpd-CndRlf | DEER2023 |  | 2022-03-14 22:53:56+00 | Any | OfS | New | CZ04 | cWVVG | Cap-Tons | 1 | 10000.0801 | None | 76850.3203 | 13865.4297 | 42917.1289 | 0 | 6481.1782 | 446.4383 | 5770.8789 | 7369.1792 | 1655.108 | 1427.489 | 606.2735 | 0 | 606.2735 | 0 | 28.389 | 14.105
WtrCldCentChlr-NoFric-1Cmp-0.748kwpton-VarSpd-CndRlf | DEER2023 |  | 2022-03-14 22:53:56+00 | Any | OfS | New | CZ05 | cWVVG | Cap-Tons | 1 | 10000.0801 | None | 72357.9688 | 13865.4297 | 42917.1289 | 0 | 4629.4629 | 226.8786 | 3933.3889 | 6785.583 | 689.3813 | 1586.423 | 671.4159 | 0 | 671.4159 | 0 | 25.458 | 11.422
WtrCldCentChlr-NoFric-1Cmp-0.748kwpton-VarSpd-CndRlf | DEER2023 |  | 2022-03-14 22:53:56+00 | Any | OfS | New | CZ06 | cWVVG | Cap-Tons | 1 | 10000.0801 | None | 80750.3438 | 13865.4297 | 42917.1289 | 0 | 9045.7002 | 721.5974 | 6724.3301 | 7476.0391 | 1607.743 | 688.9059 | 389.475 | 0 | 389.475 | 0 | 28.268 | 12.654
WtrCldCentChlr-NoFric-1Cmp-0.748kwpton-VarSpd-CndRlf | DEER2023 |  | 2022-03-14 22:53:56+00 | Any | OfS | New | CZ07 | cWVVG | Cap-Tons | 1 | 10000.0801 | None | 77854.1797 | 13865.4297 | 42917.1289 | 0 | 7188.7061 | 501.8003 | 6108.583 | 7272.4312 | 1485.422 | 619.4046 | 317.9776 | 0 | 317.9776 | 0 | 27.395 | 11.669
WtrCldCentChlr-NoFric-1Cmp-0.748kwpton-VarSpd-CndRlf | DEER2023 |  | 2022-03-14 22:53:56+00 | Any | OfS | New | CZ08 | cWVVG | Cap-Tons | 1 | 10000.0801 | None | 82912.9766 | 13865.4297 | 42917.1289 | 0 | 10207.3096 | 691.109 | 7157.0742 | 8074.8242 | 2598.0549 | 645.825 | 378.4287 | 0 | 378.4287 | 0 | 29.735 | 13.415
WtrCldCentChlr-NoFric-1Cmp-0.748kwpton-VarSpd-CndRlf | DEER2023 |  | 2022-03-14 22:53:56+00 | Any | OfS | New | CZ09 | cWVVG | Cap-Tons | 1 | 10000.0801 | None | 83080.1484 | 13865.4297 | 42917.1289 | 0 | 9856.1191 | 280.7267 | 8252.1055 | 7908.5122 | 2529.3601 | 886.865 | 362.8342 | 0 | 362.8342 | 0 | 28.158 | 13.622
WtrCldCentChlr-NoFric-1Cmp-0.748kwpton-VarSpd-CndRlf | DEER2023 |  | 2022-03-14 22:53:56+00 | Any | OfS | New | CZ10 | cWVVG | Cap-Tons | 1 | 10000.0801 | None | 83272.6172 | 13865.4297 | 42917.1289 | 0 | 10311.6299 | 543.3339 | 7469.5479 | 8165.4448 | 2984.397 | 967.2519 | 409.742 | 0 | 409.742 | 0 | 30.197 | 14.216
WtrCldCentChlr-NoFric-1Cmp-0.748kwpton-VarSpd-CndRlf | DEER2023 |  | 2022-03-14 22:53:56+00 | Any | OfS | New | CZ11 | cWVVG | Cap-Tons | 1 | 10000.0801 | None | 82156.3281 | 13865.4297 | 42917.1289 | 0 | 9981.7314 | 294.6089 | 6689.7832 | 8407.5518 | 3506.928 | 1736.788 | 739.537 | 0 | 739.537 | 0 | 30.083 | 16.505
WtrCldCentChlr-NoFric-1Cmp-0.748kwpton-VarSpd-CndRlf | DEER2023 |  | 2022-03-14 22:53:56+00 | Any | OfS | New | CZ12 | cWVVG | Cap-Tons | 1 | 10000.0801 | None | 79100.0938 | 13865.4297 | 42917.1289 | 0 | 7911.458 | 398.9452 | 6057.4058 | 7949.6191 | 2103.219 | 1808.528 | 757.3002 | 0 | 757.3002 | 0 | 30.331 | 15.904
WtrCldCentChlr-NoFric-1Cmp-0.748kwpton-VarSpd-CndRlf | DEER2023 |  | 2022-03-14 22:53:56+00 | Any | OfS | New | CZ13 | cWVVG | Cap-Tons | 1 | 10000.0801 | None | 83156.8438 | 13865.4297 | 42917.1289 | 0 | 9828.6162 | 517.9989 | 7258.834 | 8768.7305 | 4121.3848 | 1608.4139 | 639.4871 | 0 | 639.4871 | 0 | 30.83 | 16.183
WtrCldCentChlr-NoFric-1Cmp-0.748kwpton-VarSpd-CndRlf | DEER2023 |  | 2022-03-14 22:53:56+00 | Any | OfS | New | CZ14 | cWVVG | Cap-Tons | 1 | 10000.0801 | None | 84518.0469 | 13865.4297 | 42917.1289 | 0 | 11349.8496 | 167.3236 | 7560.0161 | 8658.1934 | 3539.0979 | 1625.73 | 663.052 | 0 | 663.052 | 0 | 30.145 | 15.167
WtrCldCentChlr-NoFric-1Cmp-0.748kwpton-VarSpd-CndRlf | DEER2023 |  | 2022-03-14 22:53:56+00 | Any | OfS | New | CZ15 | cWVVG | Cap-Tons | 1 | 10000.0801 | None | 97192.7031 | 13865.4297 | 42917.1289 | 0 | 18575.9609 | 441.0139 | 11064.4902 | 10328.5596 | 6710.835 | 384.0719 | 173.4966 | 0 | 173.4966 | 0 | 32.958 | 16.331
WtrCldCentChlr-NoFric-1Cmp-0.748kwpton-VarSpd-CndRlf | DEER2023 |  | 2022-03-14 22:53:56+00 | Any | OfS | New | CZ16 | cWVVG | Cap-Tons | 1 | 10000.0801 | None | 72775.2578 | 13865.4297 | 42917.1289 | 0 | 4181.3838 | 128.5835 | 3485.7791 | 8196.8662 | 1309.468 | 3554.7849 | 1541.7459 | 0 | 1541.7459 | 0 | 27.028 | 13.32
WtrCldCentChlr-NoFric-1Cmp-0.748kwpton-VarSpd-CndRlf | DEER2023 |  | 2022-03-14 22:53:56+00 | Any | Rt3 | New | CZ01 | cWVVG | Cap-Tons | 1 | 120000.5 | None | 1006701 | 514297.1875 | 410310 | 0 | 8752.1953 | 199.3961 | 8251.8633 | 64889.9805 | 13581.8301 | 33791.5 | 8281.4112 | 0 | 8281.4112 | 0 | 256.32 | 207.933
WtrCldCentChlr-NoFric-1Cmp-0.748kwpton-VarSpd-CndRlf | DEER2023 |  | 2022-03-14 22:53:56+00 | Any | Rt3 | New | CZ02 | cWVVG | Cap-Tons | 1 | 120000.5 | None | 1111871 | 514297.1875 | 410310 | 0 | 79098.3516 | 1749.531 | 28855.2109 | 77559.9531 | 43863.3906 | 15156.21 | 5888.0352 | 0 | 5888.0352 | 0 | 315.552 | 267.789
WtrCldCentChlr-NoFric-1Cmp-0.748kwpton-VarSpd-CndRlf | DEER2023 |  | 2022-03-14 22:53:56+00 | Any | Rt3 | New | CZ03 | cWVVG | Cap-Tons | 1 | 120000.5 | None | 1069098 | 514297.1875 | 410310 | 0 | 47345.6719 | 1588.1899 | 23045 | 72511.6328 | 39762.6602 | 14628.6201 | 4310.0301 | 0 | 4310.0301 | 0 | 283.225 | 242.022
WtrCldCentChlr-NoFric-1Cmp-0.748kwpton-VarSpd-CndRlf | DEER2023 |  | 2022-03-14 22:53:56+00 | Any | Rt3 | New | CZ04 | cWVVG | Cap-Tons | 1 | 120000.5 | None | 1149154 | 514297.1875 | 410310 | 0 | 100870.2969 | 4284.2061 | 36298.7695 | 83092.4766 | 56911.3906 | 10058.3799 | 3534.3491 | 0 | 3534.3491 | 0 | 323.341 | 278.989
WtrCldCentChlr-NoFric-1Cmp-0.748kwpton-VarSpd-CndRlf | DEER2023 |  | 2022-03-14 22:53:56+00 | Any | Rt3 | New | CZ05 | cWVVG | Cap-Tons | 1 | 120000.5 | None | 1084050 | 514297.1875 | 410310 | 0 | 56343.4297 | 1736.981 | 23576.4707 | 77785.3672 | 43839.0508 | 11864.9297 | 3201.135 | 0 | 3201.135 | 0 | 275.083 | 224.956
WtrCldCentChlr-NoFric-1Cmp-0.748kwpton-VarSpd-CndRlf | DEER2023 |  | 2022-03-14 22:53:56+00 | Any | Rt3 | New | CZ06 | cWVVG | Cap-Tons | 1 | 120000.5 | None | 1189656 | 514297.1875 | 410310 | 0 | 128915.7031 | 6945.25 | 44983.7188 | 84203.7578 | 62643.1797 | 4507.6191 | 1317.308 | 0 | 1317.308 | 0 | 316.332 | 264.372
WtrCldCentChlr-NoFric-1Cmp-0.748kwpton-VarSpd-CndRlf | DEER2023 |  | 2022-03-14 22:53:56+00 | Any | Rt3 | New | CZ07 | cWVVG | Cap-Tons | 1 | 120000.5 | None | 1165966 | 514297.1875 | 410310 | 0 | 108257.2031 | 4731.4878 | 41576.8906 | 86792.5469 | 65595.9609 | 3386.2009 | 815.7773 | 0 | 815.7773 | 0 | 309.443 | 261.846
WtrCldCentChlr-NoFric-1Cmp-0.748kwpton-VarSpd-CndRlf | DEER2023 |  | 2022-03-14 22:53:56+00 | Any | Rt3 | New | CZ08 | cWVVG | Cap-Tons | 1 | 120000.5 | None | 1230853 | 514297.1875 | 410310 | 0 | 152734.5938 | 6773.9858 | 50124.0781 | 96612.4531 | 78662.8438 | 3077.6909 | 1078.939 | 0 | 1078.939 | 0 | 329.236 | 271.874
WtrCldCentChlr-NoFric-1Cmp-0.748kwpton-VarSpd-CndRlf | DEER2023 |  | 2022-03-14 22:53:56+00 | Any | Rt3 | New | CZ09 | cWVVG | Cap-Tons | 1 | 120000.5 | None | 1198486 | 514297.1875 | 410310 | 0 | 132667.2969 | 2097.511 | 49630.6719 | 89482.5391 | 72385.2578 | 4692.063 | 1401.935 | 0 | 1401.935 | 0 | 314.092 | 270.447
WtrCldCentChlr-NoFric-1Cmp-0.748kwpton-VarSpd-CndRlf | DEER2023 |  | 2022-03-14 22:53:56+00 | Any | Rt3 | New | CZ10 | cWVVG | Cap-Tons | 1 | 120000.5 | None | 1226002 | 514297.1875 | 410310 | 0 | 153169.9062 | 5266.585 | 48672.0586 | 94285.1562 | 76257.5703 | 6022.8672 | 2112.531 | 0 | 2112.531 | 0 | 353.562 | 305.854
WtrCldCentChlr-NoFric-1Cmp-0.748kwpton-VarSpd-CndRlf | DEER2023 |  | 2022-03-14 22:53:56+00 | Any | Rt3 | New | CZ11 | cWVVG | Cap-Tons | 1 | 120000.5 | None | 1195435 | 514297.1875 | 410310 | 0 | 139161.2031 | 2620.355 | 40027.9609 | 89017.0312 | 65526.1406 | 11702.25 | 4183.0211 | 0 | 4183.0211 | 0 | 342.559 | 297.666
WtrCldCentChlr-NoFric-1Cmp-0.748kwpton-VarSpd-CndRlf | DEER2023 |  | 2022-03-14 22:53:56+00 | Any | Rt3 | New | CZ12 | cWVVG | Cap-Tons | 1 | 120000.5 | None | 1165347 | 514297.1875 | 410310 | 0 | 114336.8984 | 3701.3811 | 38459.1719 | 84241.2266 | 59973.7812 | 12323.1602 | 4916.7709 | 0 | 4916.7709 | 0 | 348.086 | 300.04
WtrCldCentChlr-NoFric-1Cmp-0.748kwpton-VarSpd-CndRlf | DEER2023 |  | 2022-03-14 22:53:56+00 | Any | Rt3 | New | CZ13 | cWVVG | Cap-Tons | 1 | 120000.5 | None | 1224629 | 514297.1875 | 410310 | 0 | 153876.9062 | 5024.5972 | 45938.8281 | 95180.6172 | 75801.9766 | 10476.7305 | 3853.0531 | 0 | 3853.0531 | 0 | 359.392 | 313.408
WtrCldCentChlr-NoFric-1Cmp-0.748kwpton-VarSpd-CndRlf | DEER2023 |  | 2022-03-14 22:53:56+00 | Any | Rt3 | New | CZ14 | cWVVG | Cap-Tons | 1 | 120000.5 | None | 1191842 | 514297.1875 | 410310 | 0 | 138210.7031 | 1229.459 | 38774.0391 | 89019.9219 | 64941.2812 | 10401.1396 | 3639.023 | 0 | 3639.023 | 0 | 337.589 | 287.483
WtrCldCentChlr-NoFric-1Cmp-0.748kwpton-VarSpd-CndRlf | DEER2023 |  | 2022-03-14 22:53:56+00 | Any | Rt3 | New | CZ15 | cWVVG | Cap-Tons | 1 | 120000.5 | None | 1352710 | 514297.1875 | 410310 | 0 | 244560.5938 | 3774.05 | 66088.1484 | 113679 | 106041.6016 | 1605.073 | 342.6938 | 0 | 342.6938 | 0 | 370.21 | 319.496
WtrCldCentChlr-NoFric-1Cmp-0.748kwpton-VarSpd-CndRlf | DEER2023 |  | 2022-03-14 22:53:56+00 | Any | Rt3 | New | CZ16 | cWVVG | Cap-Tons | 1 | 120000.5 | None | 1077825 | 514297.1875 | 410310 | 0 | 55708.2109 | 1085.59 | 18930.7891 | 77491.8828 | 38297.7617 | 24696.8809 | 13352.4902 | 0 | 13352.4902 | 0 | 293.007 | 246.314
WtrCldCentChlr-NoFric-2Cmp-0.439kwpton-VarSpd-CndRlf | DEER2023 |  | 2022-03-14 23:24:51+00 | Any | ECC | New | CZ01 | cWVVG | Cap-Tons | 308.237 | 299999.5938 | None | 1664388 | 498675.5 | 838537.625 | 0 | 15454.8799 | 604.9308 | 21008.6094 | 290105.3125 | 4634.2559 | 208151 | 51322.3782 | 97.3874 | 51225.0112 | 0 | 557.468 | 430.197
WtrCldCentChlr-NoFric-2Cmp-0.439kwpton-VarSpd-CndRlf | DEER2023 |  | 2022-03-14 23:24:51+00 | Any | ECC | New | CZ02 | cWVVG | Cap-Tons | 557.072 | 299999.5938 | None | 1793582 | 498675.5 | 838537.625 | 0 | 100328.2969 | 3605.885 | 68365.5469 | 284068 | 35158.1914 | 110873.7031 | 35666.3194 | 97.3874 | 35568.9293 | 0 | 661.777 | 532.135
WtrCldCentChlr-NoFric-2Cmp-0.439kwpton-VarSpd-CndRlf | DEER2023 |  | 2022-03-14 23:24:51+00 | Any | ECC | New | CZ03 | cWVVG | Cap-Tons | 427.4718 | 299999.5938 | None | 1743383 | 498675.5 | 838537.625 | 0 | 67591.8125 | 3640.8101 | 55771.5 | 279163.8125 | 27421.5 | 99455.7812 | 30775.6006 | 97.3874 | 30678.2208 | 0 | 607.586 | 493.652
WtrCldCentChlr-NoFric-2Cmp-0.439kwpton-VarSpd-CndRlf | DEER2023 |  | 2022-03-14 23:24:51+00 | Any | ECC | New | CZ04 | cWVVG | Cap-Tons | 555.1155 | 299999.5938 | None | 1844276 | 498675.5 | 838537.625 | 0 | 128708.2969 | 8858.7227 | 89736.5234 | 279757.3125 | 56983.7383 | 70296.7969 | 25826.1197 | 97.3874 | 25728.7398 | 0 | 681 | 558.901
WtrCldCentChlr-NoFric-2Cmp-0.439kwpton-VarSpd-CndRlf | DEER2023 |  | 2022-03-14 23:24:51+00 | Any | ECC | New | CZ05 | cWVVG | Cap-Tons | 371.7423 | 299999.5938 | None | 1771659 | 498675.5 | 838537.625 | 0 | 84876.2578 | 4145.4092 | 55120.3789 | 290302.6875 | 31654.6992 | 95044.2188 | 28311.3498 | 97.3874 | 28213.9699 | 0 | 598.143 | 452.457
WtrCldCentChlr-NoFric-2Cmp-0.439kwpton-VarSpd-CndRlf | DEER2023 |  | 2022-03-14 23:24:51+00 | Any | ECC | New | CZ06 | cWVVG | Cap-Tons | 598.4948 | 299999.5938 | None | 1922581 | 498675.5 | 838537.625 | 0 | 176269.7969 | 15590.0996 | 113470.5 | 280035.3125 | 69696.6172 | 33413.6797 | 16124 | 97.3874 | 16026.6099 | 0 | 658.671 | 527.785
WtrCldCentChlr-NoFric-2Cmp-0.439kwpton-VarSpd-CndRlf | DEER2023 |  | 2022-03-14 23:24:51+00 | Any | ECC | New | CZ07 | cWVVG | Cap-Tons | 564.226 | 299999.5938 | None | 1877409 | 498675.5 | 838537.625 | 0 | 143604.9062 | 10659.3203 | 103212.2031 | 282718.0938 | 71801.8516 | 25091.5703 | 13974.56 | 97.3874 | 13877.1597 | 0 | 648.028 | 525.308
WtrCldCentChlr-NoFric-2Cmp-0.439kwpton-VarSpd-CndRlf | DEER2023 |  | 2022-03-14 23:24:51+00 | Any | ECC | New | CZ08 | cWVVG | Cap-Tons | 651.0405 | 299999.5938 | None | 1971499 | 498675.5 | 838537.625 | 0 | 196343.2969 | 14763.4102 | 126565 | 296612 | 90541.0469 | 28194.0293 | 14345.2595 | 97.3874 | 14247.8605 | 0 | 688.056 | 531.162
WtrCldCentChlr-NoFric-2Cmp-0.439kwpton-VarSpd-CndRlf | DEER2023 |  | 2022-03-14 23:24:51+00 | Any | ECC | New | CZ09 | cWVVG | Cap-Tons | 783.4161 | 299999.5938 | None | 1921545 | 498675.5 | 838537.625 | 0 | 170202.0938 | 4367.229 | 127809.1016 | 281951.0938 | 82339.2891 | 38711.2695 | 16375.7402 | 97.3874 | 16278.3501 | 0 | 657.708 | 534.853
WtrCldCentChlr-NoFric-2Cmp-0.439kwpton-VarSpd-CndRlf | DEER2023 |  | 2022-03-14 23:24:51+00 | Any | ECC | New | CZ10 | cWVVG | Cap-Tons | 696.4335 | 299999.5938 | None | 1959893 | 498675.5 | 838537.625 | 0 | 198102.7031 | 11057.0195 | 122806.8984 | 290712.3125 | 87017.7891 | 44994.9609 | 19309.0803 | 97.3874 | 19211.6902 | 0 | 520.417 | 326.69
WtrCldCentChlr-NoFric-2Cmp-0.439kwpton-VarSpd-CndRlf | DEER2023 |  | 2022-03-14 23:24:51+00 | Any | ECC | New | CZ11 | cWVVG | Cap-Tons | 638.1592 | 299999.5938 | None | 1923808 | 498675.5 | 838537.625 | 0 | 179067 | 5639.667 | 105506.2031 | 296380.9062 | 76807.5312 | 79634.7812 | 29030.0109 | 97.3874 | 28932.6208 | 0 | 518.183 | 352.565
WtrCldCentChlr-NoFric-2Cmp-0.439kwpton-VarSpd-CndRlf | DEER2023 |  | 2022-03-14 23:24:51+00 | Any | ECC | New | CZ12 | cWVVG | Cap-Tons | 584.1678 | 299999.5938 | None | 1882960 | 498675.5 | 838537.625 | 0 | 148656.9062 | 7602.2588 | 92146.6328 | 297339.6875 | 64869.4688 | 88576.0703 | 30073.9994 | 97.3874 | 29976.6093 | 0 | 520.98 | 347.849
WtrCldCentChlr-NoFric-2Cmp-0.439kwpton-VarSpd-CndRlf | DEER2023 |  | 2022-03-14 23:24:51+00 | Any | ECC | New | CZ13 | cWVVG | Cap-Tons | 689.718 | 299999.5938 | None | 1981576 | 498675.5 | 838537.625 | 0 | 200935 | 10808.96 | 120383.2969 | 312233.8125 | 92388.0625 | 71531.4062 | 25489.321 | 97.3874 | 25391.9411 | 0 | 537.057 | 354.4
WtrCldCentChlr-NoFric-2Cmp-0.439kwpton-VarSpd-CndRlf | DEER2023 |  | 2022-03-14 23:24:51+00 | Any | ECC | New | CZ14 | cWVVG | Cap-Tons | 742.6342 | 299999.5938 | None | 1930169 | 498675.5 | 838537.625 | 0 | 180928.2031 | 2499.1941 | 106910.7969 | 302616.4062 | 79084.8516 | 75070.6172 | 27234.1504 | 97.3874 | 27136.7501 | 0 | 508.078 | 324.541
WtrCldCentChlr-NoFric-2Cmp-0.439kwpton-VarSpd-CndRlf | DEER2023 |  | 2022-03-14 23:24:51+00 | Any | ECC | New | CZ15 | cWVVG | Cap-Tons | 966.2557 | 299999.5938 | None | 2194839 | 498675.5 | 838537.625 | 0 | 331920.3125 | 8324.8926 | 190739.7031 | 326640.3125 | 148395.7031 | 15751.7197 | 9190.4128 | 97.3874 | 9093.0189 | 0 | 555.419 | 362.241
WtrCldCentChlr-NoFric-2Cmp-0.439kwpton-VarSpd-CndRlf | DEER2023 |  | 2022-03-14 23:24:51+00 | Any | ECC | New | CZ16 | cWVVG | Cap-Tons | 382.9707 | 299999.5938 | None | 1768206 | 498675.5 | 838537.625 | 0 | 72025.6797 | 2240.3049 | 46150.9883 | 310574.8125 | 39430.5 | 157721.5938 | 59083.392 | 97.3874 | 58985.9789 | 0 | 142.745 | 107.87
WtrCldCentChlr-NoFric-2Cmp-0.439kwpton-VarSpd-CndRlf | DEER2023 |  | 2022-03-14 23:24:51+00 | Any | ESe | New | CZ01 | cWVVG | Cap-Tons | 147.603 | 149998.5938 | None | 602860.875 | 195048.5 | 287781.6875 | 0 | 5297.9951 | 202.3874 | 8826.8311 | 105704.2969 | 411.2486 | 81871.0781 | 28034.8006 | 26.4167 | 28008.3789 | 0 | 221.342 | 101.814
WtrCldCentChlr-NoFric-2Cmp-0.439kwpton-VarSpd-CndRlf | DEER2023 |  | 2022-03-14 23:24:51+00 | Any | ESe | New | CZ02 | cWVVG | Cap-Tons | 285.2343 | 149998.5938 | None | 650810.8125 | 195048.5 | 287781.6875 | 0 | 34503.4805 | 1266.975 | 27418.4902 | 104792.3984 | 10188.7803 | 49574.0781 | 19469.92 | 26.4167 | 19443.52 | 0 | 277.121 | 136.676
WtrCldCentChlr-NoFric-2Cmp-0.439kwpton-VarSpd-CndRlf | DEER2023 |  | 2022-03-14 23:24:51+00 | Any | ESe | New | CZ03 | cWVVG | Cap-Tons | 220.4453 | 149998.5938 | None | 623541.625 | 195048.5 | 287781.6875 | 0 | 22188.5605 | 1177.0031 | 20287.8496 | 97058.8906 | 4249.4541 | 46136.6484 | 16562.1005 | 26.4167 | 16535.7005 | 0 | 244.894 | 116.214
WtrCldCentChlr-NoFric-2Cmp-0.439kwpton-VarSpd-CndRlf | DEER2023 |  | 2022-03-14 23:24:51+00 | Any | ESe | New | CZ04 | cWVVG | Cap-Tons | 285.7465 | 149998.5938 | None | 666778.875 | 195048.5 | 287781.6875 | 0 | 44437.1602 | 3300.949 | 33914.3984 | 102297 | 13974.6797 | 34655.1992 | 13995.5994 | 26.4167 | 13969.1904 | 0 | 284.26 | 141.058
WtrCldCentChlr-NoFric-2Cmp-0.439kwpton-VarSpd-CndRlf | DEER2023 |  | 2022-03-14 23:24:51+00 | Any | ESe | New | CZ05 | cWVVG | Cap-Tons | 186.52 | 149998.5938 | None | 635071.3125 | 195048.5 | 287781.6875 | 0 | 30906.2891 | 1519.071 | 20611.2793 | 99205.3203 | 5622.0112 | 40647.4219 | 14993.8803 | 26.4167 | 14967.4803 | 0 | 240.106 | 108.504
WtrCldCentChlr-NoFric-2Cmp-0.439kwpton-VarSpd-CndRlf | DEER2023 |  | 2022-03-14 23:24:51+00 | Any | ESe | New | CZ06 | cWVVG | Cap-Tons | 322.4655 | 149998.5938 | None | 684093.1875 | 195048.5 | 287781.6875 | 0 | 57751 | 5544.3691 | 42705.8203 | 95262.7031 | 12110.9902 | 17769.8105 | 8501.0387 | 26.4167 | 8474.6202 | 0 | 271.116 | 124.581
WtrCldCentChlr-NoFric-2Cmp-0.439kwpton-VarSpd-CndRlf | DEER2023 |  | 2022-03-14 23:24:51+00 | Any | ESe | New | CZ07 | cWVVG | Cap-Tons | 308.797 | 149998.5938 | None | 663669.1875 | 195048.5 | 287781.6875 | 0 | 45418.4297 | 3386.9409 | 38368.1289 | 93666.2031 | 11572.8203 | 15766.04 | 7211.991 | 26.4167 | 7185.5712 | 0 | 266.018 | 118.711
WtrCldCentChlr-NoFric-2Cmp-0.439kwpton-VarSpd-CndRlf | DEER2023 |  | 2022-03-14 23:24:51+00 | Any | ESe | New | CZ08 | cWVVG | Cap-Tons | 346.614 | 149998.5938 | None | 717811.6875 | 195048.5 | 287781.6875 | 0 | 70959.4062 | 5768.1572 | 50938.5195 | 107316 | 22006.4395 | 15382.5303 | 7441.401 | 26.4167 | 7414.9837 | 0 | 288.475 | 128.853
WtrCldCentChlr-NoFric-2Cmp-0.439kwpton-VarSpd-CndRlf | DEER2023 |  | 2022-03-14 23:24:51+00 | Any | ESe | New | CZ09 | cWVVG | Cap-Tons | 411.9728 | 149998.5938 | None | 705084.6875 | 195048.5 | 287781.6875 | 0 | 61787.3789 | 1580.599 | 52546.7305 | 106340.6016 | 21144.9492 | 20704.0703 | 8742.4147 | 26.4167 | 8715.9949 | 0 | 273.853 | 132.921
WtrCldCentChlr-NoFric-2Cmp-0.439kwpton-VarSpd-CndRlf | DEER2023 |  | 2022-03-14 23:24:51+00 | Any | ESe | New | CZ10 | cWVVG | Cap-Tons | 362.4923 | 149998.5938 | None | 722200.625 | 195048.5 | 287781.6875 | 0 | 72682.7031 | 4278.8301 | 50982.1602 | 111427.5 | 23355.25 | 23003.1699 | 10225.12 | 26.4167 | 10198.6899 | 0 | 80.816 | 61.24
WtrCldCentChlr-NoFric-2Cmp-0.439kwpton-VarSpd-CndRlf | DEER2023 |  | 2022-03-14 23:24:51+00 | Any | ESe | New | CZ11 | cWVVG | Cap-Tons | 331.4205 | 149998.5938 | None | 697873.1875 | 195048.5 | 287781.6875 | 0 | 62682.1797 | 2012.9611 | 42141.7383 | 108207.1016 | 21714.6992 | 35568.4102 | 15635.3894 | 26.4167 | 15608.9702 | 0 | 78.406 | 66.983
WtrCldCentChlr-NoFric-2Cmp-0.439kwpton-VarSpd-CndRlf | DEER2023 |  | 2022-03-14 23:24:51+00 | Any | ESe | New | CZ12 | cWVVG | Cap-Tons | 302.8255 | 149998.5938 | None | 682612.375 | 195048.5 | 287781.6875 | 0 | 51674.9883 | 2801.458 | 36170.3086 | 109136.2031 | 17693.6895 | 40656.75 | 16194.1901 | 26.4167 | 16167.7798 | 0 | 77.035 | 66.211
WtrCldCentChlr-NoFric-2Cmp-0.439kwpton-VarSpd-CndRlf | DEER2023 |  | 2022-03-14 23:24:51+00 | Any | ESe | New | CZ13 | cWVVG | Cap-Tons | 365.916 | 149998.5938 | None | 722717 | 195048.5 | 287781.6875 | 0 | 69424.6562 | 4058.3711 | 50609.6289 | 115795 | 25708.9707 | 33125.6289 | 13808.7501 | 26.4167 | 13782.3398 | 0 | 79.522 | 69.71
WtrCldCentChlr-NoFric-2Cmp-0.439kwpton-VarSpd-CndRlf | DEER2023 |  | 2022-03-14 23:24:51+00 | Any | ESe | New | CZ14 | cWVVG | Cap-Tons | 398.6307 | 149998.5938 | None | 697222.1875 | 195048.5 | 287781.6875 | 0 | 61715.8789 | 769.7454 | 45183.3203 | 106723.7969 | 20119.1504 | 31887.1406 | 14321.3901 | 26.4167 | 14294.9798 | 0 | 79.029 | 60.465
WtrCldCentChlr-NoFric-2Cmp-0.439kwpton-VarSpd-CndRlf | DEER2023 |  | 2022-03-14 23:24:51+00 | Any | ESe | New | CZ15 | cWVVG | Cap-Tons | 512.9195 | 149998.5938 | None | 820080.375 | 195048.5 | 287781.6875 | 0 | 122760.1016 | 3077.8669 | 85536.9922 | 125876 | 37588.4492 | 8876.3574 | 4784.847 | 26.4167 | 4758.425 | 0 | 85.072 | 70.685
WtrCldCentChlr-NoFric-2Cmp-0.439kwpton-VarSpd-CndRlf | DEER2023 |  | 2022-03-14 23:24:51+00 | Any | ESe | New | CZ16 | cWVVG | Cap-Tons | 202.1828 | 149998.5938 | None | 636744.875 | 195048.5 | 287781.6875 | 0 | 24444.2305 | 753.4279 | 18471.5898 | 110246.1016 | 12175.1396 | 64864.2695 | 31927.8208 | 26.4167 | 31901.4195 | 0 | 61.979 | 48.313
WtrCldCentChlr-NoFric-2Cmp-0.439kwpton-VarSpd-CndRlf | DEER2023 |  | 2022-03-14 23:24:51+00 | Any | EUn | New | CZ01 | cWVVG | Cap-Tons | 1169.1146 | 930201.375 | None | 4897895 | 1432632 | 2778924 | 0 | 40576.6484 | 939.7653 | 60699.0195 | 584118.8125 | 37450.1094 | 432969.3125 | 178305.8022 | 181.5723 | 178124.2061 | 0 | 1697.737 | 1396.44
WtrCldCentChlr-NoFric-2Cmp-0.439kwpton-VarSpd-CndRlf | DEER2023 |  | 2022-03-14 23:24:51+00 | Any | EUn | New | CZ02 | cWVVG | Cap-Tons | 1962.391 | 930201.375 | None | 5339420 | 1432632 | 2778924 | 0 | 322373.5938 | 8924.416 | 169725.2969 | 626835.625 | 220560 | 228678.5 | 118110.6995 | 181.5723 | 117929.1034 | 0 | 2026.531 | 1705.323
WtrCldCentChlr-NoFric-2Cmp-0.439kwpton-VarSpd-CndRlf | DEER2023 |  | 2022-03-14 23:24:51+00 | Any | EUn | New | CZ03 | cWVVG | Cap-Tons | 1524.3831 | 930201.375 | None | 5166196 | 1432632 | 2778924 | 0 | 208333.5 | 7895.6392 | 131752.5 | 606653.375 | 176911.5 | 223684.2969 | 98390.7021 | 181.5723 | 98209.1162 | 0 | 1873.329 | 1587.619
WtrCldCentChlr-NoFric-2Cmp-0.439kwpton-VarSpd-CndRlf | DEER2023 |  | 2022-03-14 23:24:51+00 | Any | EUn | New | CZ04 | cWVVG | Cap-Tons | 1919.6637 | 930201.375 | None | 5484674 | 1432632 | 2778924 | 0 | 411671 | 23569.4492 | 207280.2031 | 630592.8125 | 299315.8125 | 153466.7031 | 80855.9616 | 181.5723 | 80674.391 | 0 | 2068.444 | 1774.029
WtrCldCentChlr-NoFric-2Cmp-0.439kwpton-VarSpd-CndRlf | DEER2023 |  | 2022-03-14 23:24:51+00 | Any | EUn | New | CZ05 | cWVVG | Cap-Tons | 1337.6327 | 930201.375 | None | 5239153 | 1432632 | 2778924 | 0 | 258839.9062 | 9660.8184 | 135146.9062 | 623943.8125 | 192196.5 | 196753.4062 | 91515.5251 | 181.5723 | 91333.9597 | 0 | 1859.436 | 1474.354
WtrCldCentChlr-NoFric-2Cmp-0.439kwpton-VarSpd-CndRlf | DEER2023 |  | 2022-03-14 23:24:51+00 | Any | EUn | New | CZ06 | cWVVG | Cap-Tons | 2007.9266 | 930201.375 | None | 5662503 | 1432632 | 2778924 | 0 | 525258.3125 | 39894.0703 | 254338.5 | 631450.6875 | 343372.8125 | 85247.2422 | 48372.352 | 181.5723 | 48190.8019 | 0 | 2020.222 | 1668.128
WtrCldCentChlr-NoFric-2Cmp-0.439kwpton-VarSpd-CndRlf | DEER2023 |  | 2022-03-14 23:24:51+00 | Any | EUn | New | CZ07 | cWVVG | Cap-Tons | 1946.5936 | 930201.375 | None | 5506100 | 1432632 | 2778924 | 0 | 417435.5 | 23671.6094 | 227261.0938 | 626170.3125 | 322715.9062 | 83913.1094 | 41923.4099 | 181.5723 | 41741.8598 | 0 | 1967.701 | 1627.498
WtrCldCentChlr-NoFric-2Cmp-0.439kwpton-VarSpd-CndRlf | DEER2023 |  | 2022-03-14 23:24:51+00 | Any | EUn | New | CZ08 | cWVVG | Cap-Tons | 2222.9446 | 930201.375 | None | 5801202 | 1432632 | 2778924 | 0 | 604977.875 | 37515.2109 | 288764.8125 | 658381.8125 | 411679.0938 | 68190.1875 | 42849.5206 | 181.5723 | 42667.9603 | 0 | 2111.608 | 1689.727
WtrCldCentChlr-NoFric-2Cmp-0.439kwpton-VarSpd-CndRlf | DEER2023 |  | 2022-03-14 23:24:51+00 | Any | EUn | New | CZ09 | cWVVG | Cap-Tons | 2584.4678 | 930201.375 | None | 5687932 | 1432632 | 2778924 | 0 | 537756.1875 | 10049.0596 | 279975.9062 | 648591.3125 | 385727 | 90631.2969 | 48545.408 | 181.5723 | 48363.8374 | 0 | 2021.442 | 1713.043
WtrCldCentChlr-NoFric-2Cmp-0.439kwpton-VarSpd-CndRlf | DEER2023 |  | 2022-03-14 23:24:51+00 | Any | EUn | New | CZ10 | cWVVG | Cap-Tons | 2373.9026 | 930201.375 | None | 5813241 | 1432632 | 2778924 | 0 | 620958.125 | 28840.8301 | 288386.0938 | 663494.8125 | 403980.8125 | 99543.0391 | 57719.552 | 181.5723 | 57537.9814 | 0 | 1561.569 | 1297.816
WtrCldCentChlr-NoFric-2Cmp-0.439kwpton-VarSpd-CndRlf | DEER2023 |  | 2022-03-14 23:24:51+00 | Any | EUn | New | CZ11 | cWVVG | Cap-Tons | 2146.9141 | 930201.375 | None | 5748347 | 1432632 | 2778924 | 0 | 590242.875 | 14747.9805 | 249118.9062 | 682674.8125 | 388171 | 167396.9062 | 90860.5235 | 181.5723 | 90678.9478 | 0 | 1572.046 | 1403.054
WtrCldCentChlr-NoFric-2Cmp-0.439kwpton-VarSpd-CndRlf | DEER2023 |  | 2022-03-14 23:24:51+00 | Any | EUn | New | CZ12 | cWVVG | Cap-Tons | 2018.746 | 930201.375 | None | 5606044 | 1432632 | 2778924 | 0 | 486614 | 20652.6992 | 223334.4062 | 663881.875 | 336095.1875 | 176176.5938 | 94664.8269 | 181.5723 | 94483.2512 | 0 | 1565.95 | 1382.442
WtrCldCentChlr-NoFric-2Cmp-0.439kwpton-VarSpd-CndRlf | DEER2023 |  | 2022-03-14 23:24:51+00 | Any | EUn | New | CZ13 | cWVVG | Cap-Tons | 2296.1406 | 930201.375 | None | 5894771 | 1432632 | 2778924 | 0 | 658756.125 | 29200.2891 | 287615.4062 | 707638.625 | 446587.5 | 143169.5938 | 76520.0896 | 181.5723 | 76338.519 | 0 | 1623.271 | 1441.214
WtrCldCentChlr-NoFric-2Cmp-0.439kwpton-VarSpd-CndRlf | DEER2023 |  | 2022-03-14 23:24:51+00 | Any | EUn | New | CZ14 | cWVVG | Cap-Tons | 2442.6643 | 930201.375 | None | 5747921 | 1432632 | 2778924 | 0 | 571697.375 | 6855.5669 | 263796.9062 | 694010.375 | 406838.1875 | 146925.5 | 84220.2624 | 181.5723 | 84038.6611 | 0 | 1532.406 | 1313.775
WtrCldCentChlr-NoFric-2Cmp-0.439kwpton-VarSpd-CndRlf | DEER2023 |  | 2022-03-14 23:24:51+00 | Any | EUn | New | CZ15 | cWVVG | Cap-Tons | 3124.6462 | 930201.375 | None | 6487694 | 1432632 | 2778924 | 0 | 1044345 | 21304.0801 | 437832.5938 | 772649.5 | 629600.125 | 35340.2305 | 22494.3206 | 181.5723 | 22312.7501 | 0 | 1678.918 | 1447.712
WtrCldCentChlr-NoFric-2Cmp-0.439kwpton-VarSpd-CndRlf | DEER2023 |  | 2022-03-14 23:24:51+00 | Any | EUn | New | CZ16 | cWVVG | Cap-Tons | 1356.2537 | 930201.375 | None | 5232708 | 1432632 | 2778924 | 0 | 233375.0938 | 5777.2041 | 123963.1016 | 658031.6875 | 218000.2031 | 314321.3125 | 196918.7021 | 181.5723 | 196737.1059 | 0 | 180.418 | 199.161
WtrCldCentChlr-NoFric-2Cmp-0.439kwpton-VarSpd-CndRlf | DEER2023 |  | 2022-03-14 23:24:51+00 | Any | Hsp | New | CZ01 | cWVVG | Cap-Tons | 528.477 | 235501 | None | 2482675 | 848496.8125 | 1266427 | 0 | 4533.082 | 115.0968 | 12946.8604 | 350158.5938 | 663.8986 | 288809.3125 | 52993.0906 | 81.3604 | 52911.7184 | 0 | 437.658 | 390.503
WtrCldCentChlr-NoFric-2Cmp-0.439kwpton-VarSpd-CndRlf | DEER2023 |  | 2022-03-14 23:24:51+00 | Any | Hsp | New | CZ02 | cWVVG | Cap-Tons | 879.0118 | 235501 | None | 2596854 | 848496.8125 | 1266427 | 0 | 61639.0898 | 1673.309 | 61290.2188 | 357330 | 10314.5303 | 194834.5 | 42794.6906 | 81.3604 | 42713.3389 | 0 | 496.697 | 449
WtrCldCentChlr-NoFric-2Cmp-0.439kwpton-VarSpd-CndRlf | DEER2023 |  | 2022-03-14 23:24:51+00 | Any | Hsp | New | CZ03 | cWVVG | Cap-Tons | 577.419 | 235501 | None | 2554232 | 848496.8125 | 1266427 | 0 | 37153.0312 | 1649.58 | 46038.5312 | 354468.5938 | 9009.0723 | 183066.7031 | 35159.4112 | 81.3604 | 35078.0493 | 0 | 465.985 | 423.344
WtrCldCentChlr-NoFric-2Cmp-0.439kwpton-VarSpd-CndRlf | DEER2023 |  | 2022-03-14 23:24:51+00 | Any | Hsp | New | CZ04 | cWVVG | Cap-Tons | 842.1282 | 235501 | None | 2651727 | 848496.8125 | 1266427 | 0 | 84063.9531 | 5837.1421 | 85760.1797 | 361145.3125 | 21335.9609 | 136171.5 | 32938.1709 | 81.3604 | 32856.8013 | 0 | 504.942 | 460.821
WtrCldCentChlr-NoFric-2Cmp-0.439kwpton-VarSpd-CndRlf | DEER2023 |  | 2022-03-14 23:24:51+00 | Any | Hsp | New | CZ05 | cWVVG | Cap-Tons | 668.362 | 235501 | None | 2565003 | 848496.8125 | 1266427 | 0 | 42187.4102 | 1622.1071 | 51316.3516 | 354956.3125 | 8846.1514 | 182299.4062 | 36046.5894 | 81.3604 | 35965.2198 | 0 | 461.264 | 407.873
WtrCldCentChlr-NoFric-2Cmp-0.439kwpton-VarSpd-CndRlf | DEER2023 |  | 2022-03-14 23:24:51+00 | Any | Hsp | New | CZ06 | cWVVG | Cap-Tons | 872.4437 | 235501 | None | 2717222 | 848496.8125 | 1266427 | 0 | 114175.2031 | 12123.71 | 115541.7969 | 360459.6875 | 28645.0508 | 84615.7422 | 24992.6502 | 81.3604 | 24911.2806 | 0 | 484.553 | 437.673
WtrCldCentChlr-NoFric-2Cmp-0.439kwpton-VarSpd-CndRlf | DEER2023 |  | 2022-03-14 23:24:51+00 | Any | Hsp | New | CZ07 | cWVVG | Cap-Tons | 904.4548 | 235501 | None | 2699843 | 848496.8125 | 1266427 | 0 | 91241.2266 | 7086.144 | 126061.6016 | 360532.3125 | 30099.9805 | 71395.1328 | 22708.8998 | 81.3604 | 22627.5405 | 0 | 477.099 | 433.127
WtrCldCentChlr-NoFric-2Cmp-0.439kwpton-VarSpd-CndRlf | DEER2023 |  | 2022-03-14 23:24:51+00 | Any | Hsp | New | CZ08 | cWVVG | Cap-Tons | 939.9065 | 235501 | None | 2747614 | 848496.8125 | 1266427 | 0 | 128566.7031 | 10050.0801 | 126350.3984 | 367725.0938 | 30603.6699 | 80337.1719 | 23385.129 | 81.3604 | 23303.7798 | 0 | 504.318 | 447.787
WtrCldCentChlr-NoFric-2Cmp-0.439kwpton-VarSpd-CndRlf | DEER2023 |  | 2022-03-14 23:24:51+00 | Any | Hsp | New | CZ09 | cWVVG | Cap-Tons | 1074.3058 | 235501 | None | 2725645 | 848496.8125 | 1266427 | 0 | 112925.5 | 1694.75 | 129015.7969 | 367086.8125 | 27960.4199 | 96819.5312 | 25619.1104 | 81.3604 | 25537.7613 | 0 | 499.802 | 456.206
WtrCldCentChlr-NoFric-2Cmp-0.439kwpton-VarSpd-CndRlf | DEER2023 |  | 2022-03-14 23:24:51+00 | Any | Hsp | New | CZ10 | cWVVG | Cap-Tons | 986.6905 | 235501 | None | 2744333 | 848496.8125 | 1266427 | 0 | 135728 | 6969.3188 | 118014.5 | 368699.9062 | 27890.1504 | 104430.8984 | 29039.4291 | 81.3604 | 28958.08 | 0 | 524.496 | 470.662
WtrCldCentChlr-NoFric-2Cmp-0.439kwpton-VarSpd-CndRlf | DEER2023 |  | 2022-03-14 23:24:51+00 | Any | Hsp | New | CZ11 | cWVVG | Cap-Tons | 964.464 | 235501 | None | 2717624 | 848496.8125 | 1266427 | 0 | 136498.9062 | 3005.6179 | 97187.7734 | 366010 | 25239.75 | 138573.7969 | 37579.6992 | 81.3604 | 37498.3296 | 0 | 520.829 | 478.977
WtrCldCentChlr-NoFric-2Cmp-0.439kwpton-VarSpd-CndRlf | DEER2023 |  | 2022-03-14 23:24:51+00 | Any | Hsp | New | CZ12 | cWVVG | Cap-Tons | 908.9833 | 235501 | None | 2669707 | 848496.8125 | 1266427 | 0 | 100571.3984 | 4484.1631 | 86297.7734 | 363432.9062 | 20401.5898 | 151518.2031 | 37588.759 | 81.3604 | 37507.3894 | 0 | 522.606 | 477.995
WtrCldCentChlr-NoFric-2Cmp-0.439kwpton-VarSpd-CndRlf | DEER2023 |  | 2022-03-14 23:24:51+00 | Any | Hsp | New | CZ13 | cWVVG | Cap-Tons | 967.997 | 235501 | None | 2756308 | 848496.8125 | 1266427 | 0 | 155909.9062 | 7244.603 | 108458.7031 | 369773.9062 | 29498.1992 | 122074.2969 | 33919.1706 | 81.3604 | 33837.8112 | 0 | 528.956 | 490.557
WtrCldCentChlr-NoFric-2Cmp-0.439kwpton-VarSpd-CndRlf | DEER2023 |  | 2022-03-14 23:24:51+00 | Any | Hsp | New | CZ14 | cWVVG | Cap-Tons | 1033.6512 | 235501 | None | 2707557 | 848496.8125 | 1266427 | 0 | 126536.8984 | 722.5966 | 100019.8984 | 365356.4062 | 25012.5195 | 136792.7969 | 40231.6006 | 81.3604 | 40150.249 | 0 | 514.357 | 467.686
WtrCldCentChlr-NoFric-2Cmp-0.439kwpton-VarSpd-CndRlf | DEER2023 |  | 2022-03-14 23:24:51+00 | Any | Hsp | New | CZ15 | cWVVG | Cap-Tons | 1270.2445 | 235501 | None | 2923580 | 848496.8125 | 1266427 | 0 | 246098.5938 | 4253.8149 | 177574 | 380732.5938 | 42098.0508 | 53023.5312 | 20233.12 | 81.3604 | 20151.7594 | 0 | 540.17 | 494.277
WtrCldCentChlr-NoFric-2Cmp-0.439kwpton-VarSpd-CndRlf | DEER2023 |  | 2022-03-14 23:24:51+00 | Any | Hsp | New | CZ16 | cWVVG | Cap-Tons | 655.3027 | 235501 | None | 2570035 | 848496.8125 | 1266427 | 0 | 53839.7891 | 993.9764 | 42948.1602 | 357332.8125 | 15175.7305 | 211785 | 66251.8784 | 81.3604 | 66170.5216 | 0 | 473.992 | 430.062
WtrCldCentChlr-NoFric-2Cmp-0.439kwpton-VarSpd-CndRlf | DEER2023 |  | 2022-03-14 23:24:51+00 | Any | Htl | New | CZ01 | cWVVG | Cap-Tons | 93.868 | 139998.9062 | None | 533853.625 | 162049.9062 | 293493.5 | 0 | 7426.7109 | 235.7432 | 13150.7598 | 57496.2305 | 5644.8599 | 44996.5195 | 20344.7296 | 0 | 20344.7296 | 0 | 88.285 | 90.525
WtrCldCentChlr-NoFric-2Cmp-0.439kwpton-VarSpd-CndRlf | DEER2023 |  | 2022-03-14 23:24:51+00 | Any | Htl | New | CZ02 | cWVVG | Cap-Tons | 161.267 | 139998.9062 | None | 582032 | 162049.9062 | 293493.5 | 0 | 37102.2188 | 1328.722 | 28907.5996 | 59149.5195 | 17822.9902 | 26459.0605 | 15114.7405 | 0 | 15114.7405 | 0 | 116.747 | 115.615
WtrCldCentChlr-NoFric-2Cmp-0.439kwpton-VarSpd-CndRlf | DEER2023 |  | 2022-03-14 23:24:51+00 | Any | Htl | New | CZ03 | cWVVG | Cap-Tons | 126.2084 | 139998.9062 | None | 565006.8125 | 162049.9062 | 293493.5 | 0 | 24909.1895 | 1315.962 | 24781.2305 | 58456.4609 | 14942.8301 | 26556.5801 | 11541.0701 | 0 | 11541.0701 | 0 | 102.509 | 103.277
WtrCldCentChlr-NoFric-2Cmp-0.439kwpton-VarSpd-CndRlf | DEER2023 |  | 2022-03-14 23:24:51+00 | Any | Htl | New | CZ04 | cWVVG | Cap-Tons | 168.1872 | 139998.9062 | None | 602336.5 | 162049.9062 | 293493.5 | 0 | 46307.6289 | 3244.9241 | 36685.9805 | 60553.9805 | 22440.8105 | 19336.4902 | 10769.7203 | 0 | 10769.7203 | 0 | 120.211 | 119.952
WtrCldCentChlr-NoFric-2Cmp-0.439kwpton-VarSpd-CndRlf | DEER2023 |  | 2022-03-14 23:24:51+00 | Any | Htl | New | CZ05 | cWVVG | Cap-Tons | 107.4484 | 139998.9062 | None | 568548.625 | 162049.9062 | 293493.5 | 0 | 28783.3496 | 1377.5081 | 22371.1602 | 60472.5391 | 16589.1406 | 25852.6895 | 11371.9603 | 0 | 11371.9603 | 0 | 101.458 | 94.269
WtrCldCentChlr-NoFric-2Cmp-0.439kwpton-VarSpd-CndRlf | DEER2023 |  | 2022-03-14 23:24:51+00 | Any | Htl | New | CZ06 | cWVVG | Cap-Tons | 160.0206 | 139998.9062 | None | 621092 | 162049.9062 | 293493.5 | 0 | 56540.7695 | 4958.2388 | 41340.7383 | 62708.2305 | 25267.5508 | 12506.9902 | 6703.2602 | 0 | 6703.2602 | 0 | 111.11 | 108.022
WtrCldCentChlr-NoFric-2Cmp-0.439kwpton-VarSpd-CndRlf | DEER2023 |  | 2022-03-14 23:24:51+00 | Any | Htl | New | CZ07 | cWVVG | Cap-Tons | 146.3167 | 139998.9062 | None | 608622.6875 | 162049.9062 | 293493.5 | 0 | 47397.0195 | 3535.042 | 39292.6406 | 62854.1602 | 24540.0605 | 11548.2305 | 5687.9098 | 0 | 5687.9098 | 0 | 107.435 | 102.175
WtrCldCentChlr-NoFric-2Cmp-0.439kwpton-VarSpd-CndRlf | DEER2023 |  | 2022-03-14 23:24:51+00 | Any | Htl | New | CZ08 | cWVVG | Cap-Tons | 170.0543 | 139998.9062 | None | 638694.375 | 162049.9062 | 293493.5 | 0 | 67324.7812 | 5054.2471 | 46193.3516 | 64577.8711 | 29182.1406 | 11115.4404 | 6430.6733 | 0 | 6430.6733 | 0 | 122.838 | 113.378
WtrCldCentChlr-NoFric-2Cmp-0.439kwpton-VarSpd-CndRlf | DEER2023 |  | 2022-03-14 23:24:51+00 | Any | Htl | New | CZ09 | cWVVG | Cap-Tons | 220.813 | 139998.9062 | None | 631334.375 | 162049.9062 | 293493.5 | 0 | 61807.0391 | 1585.5551 | 50879.6992 | 61518.1406 | 27485 | 13081.04 | 7307.6198 | 0 | 7307.6198 | 0 | 121.142 | 117.857
WtrCldCentChlr-NoFric-2Cmp-0.439kwpton-VarSpd-CndRlf | DEER2023 |  | 2022-03-14 23:24:51+00 | Any | Htl | New | CZ10 | cWVVG | Cap-Tons | 199.322 | 139998.9062 | None | 640693.5 | 162049.9062 | 293493.5 | 0 | 69625.0469 | 3934.4441 | 48006.5195 | 63583.6289 | 29198.5996 | 13883.04 | 8513.8278 | 0 | 8513.8278 | 0 | 126.144 | 124.517
WtrCldCentChlr-NoFric-2Cmp-0.439kwpton-VarSpd-CndRlf | DEER2023 |  | 2022-03-14 23:24:51+00 | Any | Htl | New | CZ11 | cWVVG | Cap-Tons | 204.9697 | 139998.9062 | None | 635788.8125 | 162049.9062 | 293493.5 | 0 | 68733.6562 | 2252.615 | 43343.4219 | 65915.25 | 28153.1191 | 19736.3906 | 13558.4 | 0 | 13558.4 | 0 | 127.428 | 135.537
WtrCldCentChlr-NoFric-2Cmp-0.439kwpton-VarSpd-CndRlf | DEER2023 |  | 2022-03-14 23:24:51+00 | Any | Htl | New | CZ12 | cWVVG | Cap-Tons | 186.151 | 139998.9062 | None | 616083 | 162049.9062 | 293493.5 | 0 | 54835.2188 | 2922.666 | 39532.5508 | 63248.75 | 24268.3906 | 21190.5098 | 13288.0794 | 0 | 13288.0794 | 0 | 126.314 | 132.89
WtrCldCentChlr-NoFric-2Cmp-0.439kwpton-VarSpd-CndRlf | DEER2023 |  | 2022-03-14 23:24:51+00 | Any | Htl | New | CZ13 | cWVVG | Cap-Tons | 204.4572 | 139998.9062 | None | 653015.125 | 162049.9062 | 293493.5 | 0 | 76876.7969 | 4261.6172 | 48542.4492 | 67790.2969 | 31760.0703 | 17224.9902 | 11542.0006 | 0 | 11542.0006 | 0 | 132.65 | 138.11
WtrCldCentChlr-NoFric-2Cmp-0.439kwpton-VarSpd-CndRlf | DEER2023 |  | 2022-03-14 23:24:51+00 | Any | Htl | New | CZ14 | cWVVG | Cap-Tons | 212.2535 | 139998.9062 | None | 637620 | 162049.9062 | 293493.5 | 0 | 70044.4375 | 980.7411 | 44042.4492 | 67008.7031 | 29497.9492 | 18841.4492 | 12983.7504 | 0 | 12983.7504 | 0 | 127.023 | 128.451
WtrCldCentChlr-NoFric-2Cmp-0.439kwpton-VarSpd-CndRlf | DEER2023 |  | 2022-03-14 23:24:51+00 | Any | Htl | New | CZ15 | cWVVG | Cap-Tons | 273.3933 | 139998.9062 | None | 728135 | 162049.9062 | 293493.5 | 0 | 124887.1016 | 3063.6389 | 70053.2266 | 74587.0469 | 44885.2617 | 7008.9131 | 5020.8531 | 0 | 5020.8531 | 0 | 143.691 | 144.135
WtrCldCentChlr-NoFric-2Cmp-0.439kwpton-VarSpd-CndRlf | DEER2023 |  | 2022-03-14 23:24:51+00 | Any | Htl | New | CZ16 | cWVVG | Cap-Tons | 118.4843 | 139998.9062 | None | 580201.5 | 162049.9062 | 293493.5 | 0 | 32872.9102 | 1032.714 | 23833.4609 | 66918.5938 | 18491.7598 | 33964.3711 | 25514.8288 | 0 | 25514.8288 | 0 | 107.175 | 108.212
WtrCldCentChlr-NoFric-2Cmp-0.439kwpton-VarSpd-CndRlf | DEER2023 |  | 2022-03-14 23:24:51+00 | Any | MBT | New | CZ01 | cWVVG | Cap-Tons | 173.0733 | 199999.2031 | None | 1238561 | 366189 | 737073.3125 | 0 | 10251.2305 | 383.6902 | 11853.3896 | 112803.3984 | 1740.551 | 51532.5898 | 14361.0906 | 0 | 14361.0906 | 0 | 377.524 | 166.16
WtrCldCentChlr-NoFric-2Cmp-0.439kwpton-VarSpd-CndRlf | DEER2023 |  | 2022-03-14 23:24:51+00 | Any | MBT | New | CZ02 | cWVVG | Cap-Tons | 285.5302 | 199999.2031 | None | 1311651 | 366189 | 737073.3125 | 0 | 52558.5898 | 1877.325 | 32676.1309 | 121270.6016 | 7367.167 | 31741.4297 | 11427.8605 | 0 | 11427.8605 | 0 | 419.9 | 194.615
WtrCldCentChlr-NoFric-2Cmp-0.439kwpton-VarSpd-CndRlf | DEER2023 |  | 2022-03-14 23:24:51+00 | Any | MBT | New | CZ03 | cWVVG | Cap-Tons | 222.3175 | 199999.2031 | None | 1293528 | 366189 | 737073.3125 | 0 | 38974.2109 | 1997.09 | 27345.0996 | 121943.5 | 6175.3989 | 26176.8496 | 10405.0598 | 0 | 10405.0598 | 0 | 399.095 | 179.782
WtrCldCentChlr-NoFric-2Cmp-0.439kwpton-VarSpd-CndRlf | DEER2023 |  | 2022-03-14 23:24:51+00 | Any | MBT | New | CZ04 | cWVVG | Cap-Tons | 278.5123 | 199999.2031 | None | 1338872 | 366189 | 737073.3125 | 0 | 64896.75 | 4425.8838 | 40404.7617 | 125875.8984 | 9664.8291 | 21938.7207 | 9399.8682 | 0 | 9399.8682 | 0 | 425.796 | 199.469
WtrCldCentChlr-NoFric-2Cmp-0.439kwpton-VarSpd-CndRlf | DEER2023 |  | 2022-03-14 23:24:51+00 | Any | MBT | New | CZ05 | cWVVG | Cap-Tons | 214.5538 | 199999.2031 | None | 1305647 | 366189 | 737073.3125 | 0 | 47256.1211 | 2285.1941 | 29083.2695 | 123754.1016 | 7119.2129 | 24565.7402 | 10170.2502 | 0 | 10170.2502 | 0 | 394.286 | 172.456
WtrCldCentChlr-NoFric-2Cmp-0.439kwpton-VarSpd-CndRlf | DEER2023 |  | 2022-03-14 23:24:51+00 | Any | MBT | New | CZ06 | cWVVG | Cap-Tons | 301.4818 | 199999.2031 | None | 1387198 | 366189 | 737073.3125 | 0 | 89980.2734 | 8218.8965 | 56495.7695 | 129234.6016 | 11795.8604 | 11331.8203 | 8087.2032 | 0 | 8087.2032 | 0 | 424.319 | 190.165
WtrCldCentChlr-NoFric-2Cmp-0.439kwpton-VarSpd-CndRlf | DEER2023 |  | 2022-03-14 23:24:51+00 | Any | MBT | New | CZ07 | cWVVG | Cap-Tons | 301.131 | 199999.2031 | None | 1362964 | 366189 | 737073.3125 | 0 | 73884.5234 | 5493.8911 | 51376.2695 | 128941.2031 | 11332.71 | 8298.1152 | 7617.5981 | 0 | 7617.5981 | 0 | 419.595 | 185.545
WtrCldCentChlr-NoFric-2Cmp-0.439kwpton-VarSpd-CndRlf | DEER2023 |  | 2022-03-14 23:24:51+00 | Any | MBT | New | CZ08 | cWVVG | Cap-Tons | 334.8858 | 199999.2031 | None | 1402515 | 366189 | 737073.3125 | 0 | 97990.2812 | 7413.272 | 60981.3789 | 132861.7969 | 14222.25 | 10461.2803 | 7690.0211 | 0 | 7690.0211 | 0 | 433.937 | 193.169
WtrCldCentChlr-NoFric-2Cmp-0.439kwpton-VarSpd-CndRlf | DEER2023 |  | 2022-03-14 23:24:51+00 | Any | MBT | New | CZ09 | cWVVG | Cap-Tons | 378.4808 | 199999.2031 | None | 1378057 | 366189 | 737073.3125 | 0 | 85765.8203 | 2205.6819 | 56143.2109 | 130674.1016 | 13221.3701 | 13411.5498 | 7819.7338 | 0 | 7819.7338 | 0 | 420.726 | 196.42
WtrCldCentChlr-NoFric-2Cmp-0.439kwpton-VarSpd-CndRlf | DEER2023 |  | 2022-03-14 23:24:51+00 | Any | MBT | New | CZ10 | cWVVG | Cap-Tons | 339.4217 | 199999.2031 | None | 1392858 | 366189 | 737073.3125 | 0 | 96213.9531 | 5441.0151 | 56859.4297 | 131075.2969 | 14029.8203 | 14999.6602 | 8258.4038 | 0 | 8258.4038 | 0 | 445.359 | 206.266
WtrCldCentChlr-NoFric-2Cmp-0.439kwpton-VarSpd-CndRlf | DEER2023 |  | 2022-03-14 23:24:51+00 | Any | MBT | New | CZ11 | cWVVG | Cap-Tons | 345.7535 | 199999.2031 | None | 1369784 | 366189 | 737073.3125 | 0 | 85543.1094 | 2725.5171 | 50749.7305 | 127497.5 | 13547.1904 | 24742.3809 | 10568.3098 | 0 | 10568.3098 | 0 | 443.363 | 219.521
WtrCldCentChlr-NoFric-2Cmp-0.439kwpton-VarSpd-CndRlf | DEER2023 |  | 2022-03-14 23:24:51+00 | Any | MBT | New | CZ12 | cWVVG | Cap-Tons | 325.3683 | 199999.2031 | None | 1347020 | 366189 | 737073.3125 | 0 | 71150.5781 | 3718.1079 | 42936.3516 | 125946.8984 | 10795.6504 | 27133.0898 | 10510.7898 | 0 | 10510.7898 | 0 | 443.892 | 214.607
WtrCldCentChlr-NoFric-2Cmp-0.439kwpton-VarSpd-CndRlf | DEER2023 |  | 2022-03-14 23:24:51+00 | Any | MBT | New | CZ13 | cWVVG | Cap-Tons | 353.6912 | 199999.2031 | None | 1389347 | 366189 | 737073.3125 | 0 | 92386.3281 | 5171.583 | 56555.5508 | 131965.2969 | 15160.4102 | 23629.4395 | 9780.2182 | 0 | 9780.2182 | 0 | 455.963 | 225.404
WtrCldCentChlr-NoFric-2Cmp-0.439kwpton-VarSpd-CndRlf | DEER2023 |  | 2022-03-14 23:24:51+00 | Any | MBT | New | CZ14 | cWVVG | Cap-Tons | 365.1983 | 199999.2031 | None | 1372048 | 366189 | 737073.3125 | 0 | 88169.7578 | 1309.04 | 49306.7109 | 129994.1016 | 13630.1299 | 23185.1191 | 10736.3898 | 0 | 10736.3898 | 0 | 441.791 | 209.534
WtrCldCentChlr-NoFric-2Cmp-0.439kwpton-VarSpd-CndRlf | DEER2023 |  | 2022-03-14 23:24:51+00 | Any | MBT | New | CZ15 | cWVVG | Cap-Tons | 453.7342 | 199999.2031 | None | 1494893 | 366189 | 737073.3125 | 0 | 151799 | 3928.666 | 89222.6719 | 146675 | 24438.4492 | 6849.1152 | 6645.0067 | 0 | 6645.0067 | 0 | 465.421 | 227.131
WtrCldCentChlr-NoFric-2Cmp-0.439kwpton-VarSpd-CndRlf | DEER2023 |  | 2022-03-14 23:24:51+00 | Any | MBT | New | CZ16 | cWVVG | Cap-Tons | 224.0473 | 199999.2031 | None | 1276650 | 366189 | 737073.3125 | 0 | 35148.5703 | 1165.868 | 22039.3691 | 115028.1016 | 5979.6318 | 43807.7891 | 19321.3798 | 0 | 19321.3798 | 0 | 402.265 | 184.087
WtrCldCentChlr-NoFric-2Cmp-0.439kwpton-VarSpd-CndRlf | DEER2023 |  | 2022-03-14 23:24:51+00 | Any | Nrs | New | CZ01 | cWVVG | Cap-Tons | 62.0887 | 60654.5781 | None | 640341.1875 | 124089.5 | 419568.5938 | 0 | 748.0227 | 41.4538 | 3179.3459 | 92713.5938 | 995.0484 | 74955.3125 | 23791.4598 | 117.2249 | 23674.24 | 0 | 99.738 | 96.378
WtrCldCentChlr-NoFric-2Cmp-0.439kwpton-VarSpd-CndRlf | DEER2023 |  | 2022-03-14 23:24:51+00 | Any | Nrs | New | CZ02 | cWVVG | Cap-Tons | 100.1987 | 60654.5781 | None | 666015.125 | 124089.5 | 419568.5938 | 0 | 16158.7998 | 647.154 | 12377.8604 | 93172.6875 | 14471.7803 | 49962.6602 | 16360.2803 | 117.2249 | 16243.0605 | 0 | 117.739 | 112.468
WtrCldCentChlr-NoFric-2Cmp-0.439kwpton-VarSpd-CndRlf | DEER2023 |  | 2022-03-14 23:24:51+00 | Any | Nrs | New | CZ03 | cWVVG | Cap-Tons | 79.9955 | 60654.5781 | None | 654863.875 | 124089.5 | 419568.5938 | 0 | 7421.3999 | 507.2751 | 10175.3701 | 93100.8984 | 9188.6377 | 50144 | 13932.5005 | 117.2249 | 13815.2806 | 0 | 108.322 | 105.105
WtrCldCentChlr-NoFric-2Cmp-0.439kwpton-VarSpd-CndRlf | DEER2023 |  | 2022-03-14 23:24:51+00 | Any | Nrs | New | CZ04 | cWVVG | Cap-Tons | 96.34 | 60654.5781 | None | 677250.375 | 124089.5 | 419568.5938 | 0 | 21553.9199 | 1681.437 | 17021.8008 | 93334.5 | 19801.4102 | 37403.25 | 11388.3904 | 117.2249 | 11271.1706 | 0 | 120.031 | 116.127
WtrCldCentChlr-NoFric-2Cmp-0.439kwpton-VarSpd-CndRlf | DEER2023 |  | 2022-03-14 23:24:51+00 | Any | Nrs | New | CZ05 | cWVVG | Cap-Tons | 77.4554 | 60654.5781 | None | 657070.875 | 124089.5 | 419568.5938 | 0 | 9375.2119 | 541.3956 | 10347.2305 | 93148.2969 | 11479.0098 | 48236.8203 | 14483.8502 | 117.2249 | 14366.6304 | 0 | 107.291 | 99.914
WtrCldCentChlr-NoFric-2Cmp-0.439kwpton-VarSpd-CndRlf | DEER2023 |  | 2022-03-14 23:24:51+00 | Any | Nrs | New | CZ06 | cWVVG | Cap-Tons | 102.7728 | 60654.5781 | None | 686591.6875 | 124089.5 | 419568.5938 | 0 | 25276.0508 | 2687.8889 | 21588.7402 | 93380.2266 | 23860.0801 | 26495.2207 | 7998.6522 | 117.2249 | 7881.4272 | 0 | 114.181 | 110.433
WtrCldCentChlr-NoFric-2Cmp-0.439kwpton-VarSpd-CndRlf | DEER2023 |  | 2022-03-14 23:24:51+00 | Any | Nrs | New | CZ07 | cWVVG | Cap-Tons | 103.4675 | 60654.5781 | None | 681683.875 | 124089.5 | 419568.5938 | 0 | 20126.8809 | 1883.494 | 22648.2695 | 93366.4375 | 22998.7891 | 23755.7695 | 6831.7178 | 117.2249 | 6714.4928 | 0 | 110.748 | 105.449
WtrCldCentChlr-NoFric-2Cmp-0.439kwpton-VarSpd-CndRlf | DEER2023 |  | 2022-03-14 23:24:51+00 | Any | Nrs | New | CZ08 | cWVVG | Cap-Tons | 112.107 | 60654.5781 | None | 698921.875 | 124089.5 | 419568.5938 | 0 | 33677.9492 | 2800.1221 | 25293.8594 | 93491.25 | 28146.5391 | 23892.9609 | 7642.2003 | 117.2249 | 7524.9747 | 0 | 121.392 | 112.924
WtrCldCentChlr-NoFric-2Cmp-0.439kwpton-VarSpd-CndRlf | DEER2023 |  | 2022-03-14 23:24:51+00 | Any | Nrs | New | CZ09 | cWVVG | Cap-Tons | 128.8347 | 60654.5781 | None | 694783.6875 | 124089.5 | 419568.5938 | 0 | 31614.3691 | 877.2372 | 25135.6992 | 93497.6406 | 27114.6895 | 26556.8906 | 8027.04 | 117.2249 | 7909.817 | 0 | 119.753 | 115.023
WtrCldCentChlr-NoFric-2Cmp-0.439kwpton-VarSpd-CndRlf | DEER2023 |  | 2022-03-14 23:24:51+00 | Any | Nrs | New | CZ10 | cWVVG | Cap-Tons | 116.0286 | 60654.5781 | None | 700692.625 | 124089.5 | 419568.5938 | 0 | 36764.0703 | 2248.5039 | 24496.7695 | 93524.5 | 28141.0898 | 27918.5391 | 9362.9178 | 117.2249 | 9245.6928 | 0 | 124.334 | 118.385
WtrCldCentChlr-NoFric-2Cmp-0.439kwpton-VarSpd-CndRlf | DEER2023 |  | 2022-03-14 23:24:51+00 | Any | Nrs | New | CZ11 | cWVVG | Cap-Tons | 118.8625 | 60654.5781 | None | 699547.8125 | 124089.5 | 419568.5938 | 0 | 38412.3789 | 1375.99 | 22655.3906 | 93446.0312 | 25659.8105 | 36486.9414 | 13472.8998 | 117.2249 | 13355.6698 | 0 | 126.515 | 124.82
WtrCldCentChlr-NoFric-2Cmp-0.439kwpton-VarSpd-CndRlf | DEER2023 |  | 2022-03-14 23:24:51+00 | Any | Nrs | New | CZ12 | cWVVG | Cap-Tons | 110.2839 | 60654.5781 | None | 684843.125 | 124089.5 | 419568.5938 | 0 | 27162.1191 | 1595.1219 | 19066.0703 | 93361.1484 | 21066.5098 | 39437.5312 | 13590.2797 | 117.2249 | 13473.0598 | 0 | 125.064 | 122.595
WtrCldCentChlr-NoFric-2Cmp-0.439kwpton-VarSpd-CndRlf | DEER2023 |  | 2022-03-14 23:24:51+00 | Any | Nrs | New | CZ13 | cWVVG | Cap-Tons | 118.2186 | 60654.5781 | None | 708865.5 | 124089.5 | 419568.5938 | 0 | 43367.4805 | 2579.5869 | 25713.5996 | 93546.8281 | 29161.5801 | 32067.1504 | 11800.9203 | 117.2249 | 11683.6902 | 0 | 129.706 | 126.314
WtrCldCentChlr-NoFric-2Cmp-0.439kwpton-VarSpd-CndRlf | DEER2023 |  | 2022-03-14 23:24:51+00 | Any | Nrs | New | CZ14 | cWVVG | Cap-Tons | 121.6014 | 60654.5781 | None | 698639.875 | 124089.5 | 419568.5938 | 0 | 39087.5586 | 668.934 | 21696.8809 | 93528.2578 | 26826.3398 | 35014.6992 | 14467.1603 | 117.2249 | 14349.9405 | 0 | 125.377 | 121.381
WtrCldCentChlr-NoFric-2Cmp-0.439kwpton-VarSpd-CndRlf | DEER2023 |  | 2022-03-14 23:24:51+00 | Any | Nrs | New | CZ15 | cWVVG | Cap-Tons | 156.3556 | 60654.5781 | None | 753714 | 124089.5 | 419568.5938 | 0 | 76154.5781 | 2038.681 | 37831.8711 | 94030.6719 | 43635.3008 | 13733.6699 | 4999.031 | 117.2249 | 4881.808 | 0 | 134.986 | 130.058
WtrCldCentChlr-NoFric-2Cmp-0.439kwpton-VarSpd-CndRlf | DEER2023 |  | 2022-03-14 23:24:51+00 | Any | Nrs | New | CZ16 | cWVVG | Cap-Tons | 78.6823 | 60654.5781 | None | 660616.5 | 124089.5 | 419568.5938 | 0 | 13331.04 | 450.0828 | 10140.46 | 93035.8906 | 13913.9902 | 54850.1797 | 26251.0899 | 117.2249 | 26133.8701 | 0 | 111.527 | 108.36
WtrCldCentChlr-NoFric-2Cmp-0.439kwpton-VarSpd-CndRlf | DEER2023 |  | 2022-03-14 23:24:51+00 | Any | OfL | New | CZ01 | cWVVG | Cap-Tons | 247.2998 | 174998.9062 | None | 1295162 | 289618.8125 | 892052.375 | 0 | 9926.2617 | 381.2929 | 13614.54 | 89568.8594 | 165.0932 | 50284.5391 | 6667.0778 | 0 | 6667.0778 | 0 | 370.613 | 216.88
WtrCldCentChlr-NoFric-2Cmp-0.439kwpton-VarSpd-CndRlf | DEER2023 |  | 2022-03-14 23:24:51+00 | Any | OfL | New | CZ02 | cWVVG | Cap-Tons | 369.5237 | 174998.9062 | None | 1402155 | 289618.8125 | 892052.375 | 0 | 65243.9688 | 2306.9341 | 39576.8789 | 113356.2031 | 4563.626 | 27432.5605 | 5273.6589 | 0 | 5273.6589 | 0 | 428.218 | 252.455
WtrCldCentChlr-NoFric-2Cmp-0.439kwpton-VarSpd-CndRlf | DEER2023 |  | 2022-03-14 23:24:51+00 | Any | OfL | New | CZ03 | cWVVG | Cap-Tons | 301.2273 | 174998.9062 | None | 1368280 | 289618.8125 | 892052.375 | 0 | 44294.3008 | 2366.9031 | 32931.1602 | 107016.6016 | 3185.335 | 23888.7207 | 3831.7251 | 0 | 3831.7251 | 0 | 402.672 | 235.225
WtrCldCentChlr-NoFric-2Cmp-0.439kwpton-VarSpd-CndRlf | DEER2023 |  | 2022-03-14 23:24:51+00 | Any | OfL | New | CZ04 | cWVVG | Cap-Tons | 357.9573 | 174998.9062 | None | 1434329 | 289618.8125 | 892052.375 | 0 | 78507.4062 | 5416.9028 | 47898.9297 | 120834.7031 | 11489.9697 | 18000.6895 | 3651.505 | 0 | 3651.505 | 0 | 436.76 | 256.167
WtrCldCentChlr-NoFric-2Cmp-0.439kwpton-VarSpd-CndRlf | DEER2023 |  | 2022-03-14 23:24:51+00 | Any | OfL | New | CZ05 | cWVVG | Cap-Tons | 297.8602 | 174998.9062 | None | 1388388 | 289618.8125 | 892052.375 | 0 | 56084.2305 | 2783.051 | 36386.6602 | 111462.6016 | 2898.5471 | 18110.2598 | 2842.4019 | 0 | 2842.4019 | 0 | 400.473 | 224.88
WtrCldCentChlr-NoFric-2Cmp-0.439kwpton-VarSpd-CndRlf | DEER2023 |  | 2022-03-14 23:24:51+00 | Any | OfL | New | CZ06 | cWVVG | Cap-Tons | 374.8485 | 174998.9062 | None | 1482741 | 289618.8125 | 892052.375 | 0 | 107838 | 9263.7617 | 58775.1992 | 125193.1016 | 31625.8809 | 7660.291 | 1545.776 | 0 | 1545.776 | 0 | 426.064 | 238.031
WtrCldCentChlr-NoFric-2Cmp-0.439kwpton-VarSpd-CndRlf | DEER2023 |  | 2022-03-14 23:24:51+00 | Any | OfL | New | CZ07 | cWVVG | Cap-Tons | 361.6923 | 174998.9062 | None | 1454369 | 289618.8125 | 892052.375 | 0 | 88322.7969 | 6113.0132 | 52500.9102 | 125760.7031 | 30928.1699 | 6598.7539 | 931.4983 | 0 | 931.4983 | 0 | 419.85 | 229.987
WtrCldCentChlr-NoFric-2Cmp-0.439kwpton-VarSpd-CndRlf | DEER2023 |  | 2022-03-14 23:24:51+00 | Any | OfL | New | CZ08 | cWVVG | Cap-Tons | 413.4458 | 174998.9062 | None | 1506800 | 289618.8125 | 892052.375 | 0 | 118046.2969 | 8507.2568 | 62560.5703 | 136014.5 | 53600.4688 | 6632.6362 | 1481.811 | 0 | 1481.811 | 0 | 443.163 | 240.77
WtrCldCentChlr-NoFric-2Cmp-0.439kwpton-VarSpd-CndRlf | DEER2023 |  | 2022-03-14 23:24:51+00 | Any | OfL | New | CZ09 | cWVVG | Cap-Tons | 457.3868 | 174998.9062 | None | 1483879 | 289618.8125 | 892052.375 | 0 | 107634.2031 | 2700.0181 | 58093.2188 | 133780.7969 | 28559.5098 | 11496.0596 | 1779.897 | 0 | 1779.897 | 0 | 431.245 | 247.554
WtrCldCentChlr-NoFric-2Cmp-0.439kwpton-VarSpd-CndRlf | DEER2023 |  | 2022-03-14 23:24:51+00 | Any | OfL | New | CZ10 | cWVVG | Cap-Tons | 429.5983 | 174998.9062 | None | 1503927 | 289618.8125 | 892052.375 | 0 | 117060.8984 | 6433.8989 | 60633.3516 | 138128 | 38831.0898 | 12326.3701 | 2223.665 | 0 | 2223.665 | 0 | 451.417 | 254.492
WtrCldCentChlr-NoFric-2Cmp-0.439kwpton-VarSpd-CndRlf | DEER2023 |  | 2022-03-14 23:24:51+00 | Any | OfL | New | CZ11 | cWVVG | Cap-Tons | 428.1677 | 174998.9062 | None | 1480895 | 289618.8125 | 892052.375 | 0 | 104705.2969 | 3245.4409 | 54153.5391 | 137119.9062 | 27655 | 23951.7207 | 6071.8029 | 0 | 6071.8029 | 0 | 451.381 | 280.965
WtrCldCentChlr-NoFric-2Cmp-0.439kwpton-VarSpd-CndRlf | DEER2023 |  | 2022-03-14 23:24:51+00 | Any | OfL | New | CZ12 | cWVVG | Cap-Tons | 405.647 | 174998.9062 | None | 1452443 | 289618.8125 | 892052.375 | 0 | 87762.7109 | 4593.48 | 49588.3086 | 128827.2031 | 14531.6299 | 24504.3203 | 5293.823 | 0 | 5293.823 | 0 | 450.228 | 275.027
WtrCldCentChlr-NoFric-2Cmp-0.439kwpton-VarSpd-CndRlf | DEER2023 |  | 2022-03-14 23:24:51+00 | Any | OfL | New | CZ13 | cWVVG | Cap-Tons | 419.7743 | 174998.9062 | None | 1504211 | 289618.8125 | 892052.375 | 0 | 112383.3984 | 6174.1479 | 59826.9492 | 144155.9062 | 51905.5195 | 22293.0391 | 4801.064 | 0 | 4801.064 | 0 | 465.12 | 280.14
WtrCldCentChlr-NoFric-2Cmp-0.439kwpton-VarSpd-CndRlf | DEER2023 |  | 2022-03-14 23:24:51+00 | Any | OfL | New | CZ14 | cWVVG | Cap-Tons | 443.5203 | 174998.9062 | None | 1486915 | 289618.8125 | 892052.375 | 0 | 110465.8984 | 1622.097 | 52489.0703 | 140667 | 42144.0898 | 21413.7207 | 5058.6531 | 0 | 5058.6531 | 0 | 451.13 | 263.571
WtrCldCentChlr-NoFric-2Cmp-0.439kwpton-VarSpd-CndRlf | DEER2023 |  | 2022-03-14 23:24:51+00 | Any | OfL | New | CZ15 | cWVVG | Cap-Tons | 543.5912 | 174998.9062 | None | 1622165 | 289618.8125 | 892052.375 | 0 | 183343.9062 | 4477.1992 | 82554.2812 | 170118.7969 | 96870.2812 | 5014.4971 | 1351.4 | 0 | 1351.4 | 0 | 481.454 | 275.201
WtrCldCentChlr-NoFric-2Cmp-0.439kwpton-VarSpd-CndRlf | DEER2023 |  | 2022-03-14 23:24:51+00 | Any | OfL | New | CZ16 | cWVVG | Cap-Tons | 294.829 | 174998.9062 | None | 1383522 | 289618.8125 | 892052.375 | 0 | 47092.4219 | 1566.385 | 29302.7109 | 123890 | 8703.1377 | 45789.0391 | 14307.0797 | 0 | 14307.0797 | 0 | 412.824 | 245.185
WtrCldCentChlr-NoFric-2Cmp-0.439kwpton-VarSpd-CndRlf | DEER2023 |  | 2022-03-14 23:24:51+00 | Any | OfS | New | CZ01 | cWVVG | Cap-Tons | 13.9541 | 10000.0801 | None | 64622.3711 | 13865.4297 | 42917.1289 | 0 | 400.306 | 44.2898 | 1660.397 | 5734.7251 | 90.2619 | 3749.2571 | 1204.738 | 0 | 1204.738 | 0 | 21.448 | 10.408
WtrCldCentChlr-NoFric-2Cmp-0.439kwpton-VarSpd-CndRlf | DEER2023 |  | 2022-03-14 23:24:51+00 | Any | OfS | New | CZ02 | cWVVG | Cap-Tons | 20.6019 | 10000.0801 | None | 72080.2031 | 13865.4297 | 42917.1289 | 0 | 3327.26 | 209.4522 | 4755.9219 | 7004.894 | 1132.551 | 2011.772 | 841.4677 | 0 | 841.4677 | 0 | 25.344 | 12.657
WtrCldCentChlr-NoFric-2Cmp-0.439kwpton-VarSpd-CndRlf | DEER2023 |  | 2022-03-14 23:24:51+00 | Any | OfS | New | CZ03 | cWVVG | Cap-Tons | 17.9189 | 10000.0801 | None | 69443.2891 | 13865.4297 | 42917.1289 | 0 | 1934.542 | 209.6414 | 4041.8259 | 6474.6138 | 670.6275 | 1897.647 | 727.7132 | 0 | 727.7132 | 0 | 23.266 | 11.433
WtrCldCentChlr-NoFric-2Cmp-0.439kwpton-VarSpd-CndRlf | DEER2023 |  | 2022-03-14 23:24:51+00 | Any | OfS | New | CZ04 | cWVVG | Cap-Tons | 21.4147 | 10000.0801 | None | 74122.2812 | 13865.4297 | 42917.1289 | 0 | 3758.416 | 441.1549 | 5770.8789 | 7369.1792 | 1655.108 | 1427.489 | 606.2735 | 0 | 606.2735 | 0 | 25.617 | 12.849
WtrCldCentChlr-NoFric-2Cmp-0.439kwpton-VarSpd-CndRlf | DEER2023 |  | 2022-03-14 23:24:51+00 | Any | OfS | New | CZ05 | cWVVG | Cap-Tons | 15.8386 | 10000.0801 | None | 70400.7734 | 13865.4297 | 42917.1289 | 0 | 2673.667 | 225.4768 | 3933.387 | 6785.583 | 689.3813 | 1586.423 | 671.416 | 0 | 671.416 | 0 | 23.297 | 10.716
WtrCldCentChlr-NoFric-2Cmp-0.439kwpton-VarSpd-CndRlf | DEER2023 |  | 2022-03-14 23:24:51+00 | Any | OfS | New | CZ06 | cWVVG | Cap-Tons | 22.3435 | 10000.0801 | None | 76985.7031 | 13865.4297 | 42917.1289 | 0 | 5296.021 | 706.6585 | 6724.3262 | 7476.0381 | 1607.743 | 688.9059 | 389.475 | 0 | 389.475 | 0 | 25.314 | 11.642
WtrCldCentChlr-NoFric-2Cmp-0.439kwpton-VarSpd-CndRlf | DEER2023 |  | 2022-03-14 23:24:51+00 | Any | OfS | New | CZ07 | cWVVG | Cap-Tons | 21.3755 | 10000.0801 | None | 74789.9062 | 13865.4297 | 42917.1289 | 0 | 4129.9971 | 496.2618 | 6108.562 | 7272.4312 | 1485.422 | 619.4046 | 317.9776 | 0 | 317.9776 | 0 | 24.654 | 10.882
WtrCldCentChlr-NoFric-2Cmp-0.439kwpton-VarSpd-CndRlf | DEER2023 |  | 2022-03-14 23:24:51+00 | Any | OfS | New | CZ08 | cWVVG | Cap-Tons | 23.315 | 10000.0801 | None | 78676.6562 | 13865.4297 | 42917.1289 | 0 | 5982.8862 | 679.1785 | 7157.123 | 8074.8218 | 2598.0549 | 645.8248 | 378.4287 | 0 | 378.4287 | 0 | 26.464 | 12.29
WtrCldCentChlr-NoFric-2Cmp-0.439kwpton-VarSpd-CndRlf | DEER2023 |  | 2022-03-14 23:24:51+00 | Any | OfS | New | CZ09 | cWVVG | Cap-Tons | 27.6906 | 10000.0801 | None | 78570.3906 | 13865.4297 | 42917.1289 | 0 | 5346.1821 | 280.9142 | 8252.1055 | 7908.5122 | 2529.3601 | 886.865 | 362.8342 | 0 | 362.8342 | 0 | 25.571 | 12.425
WtrCldCentChlr-NoFric-2Cmp-0.439kwpton-VarSpd-CndRlf | DEER2023 |  | 2022-03-14 23:24:51+00 | Any | OfS | New | CZ10 | cWVVG | Cap-Tons | 25.2521 | 10000.0801 | None | 78914.9766 | 13865.4297 | 42917.1289 | 0 | 5961.2368 | 536.0793 | 7469.5581 | 8165.4448 | 2984.397 | 967.2519 | 409.7421 | 0 | 409.7421 | 0 | 26.761 | 12.831
WtrCldCentChlr-NoFric-2Cmp-0.439kwpton-VarSpd-CndRlf | DEER2023 |  | 2022-03-14 23:24:51+00 | Any | OfS | New | CZ11 | cWVVG | Cap-Tons | 25.2603 | 10000.0801 | None | 77787.1328 | 13865.4297 | 42917.1289 | 0 | 5614.3799 | 292.7593 | 6689.7759 | 8407.5518 | 3506.928 | 1736.788 | 739.537 | 0 | 739.537 | 0 | 26.679 | 14.578
WtrCldCentChlr-NoFric-2Cmp-0.439kwpton-VarSpd-CndRlf | DEER2023 |  | 2022-03-14 23:24:51+00 | Any | OfS | New | CZ12 | cWVVG | Cap-Tons | 23.6061 | 10000.0801 | None | 75724.7031 | 13865.4297 | 42917.1289 | 0 | 4539.8169 | 395.1883 | 6057.4102 | 7949.6182 | 2103.219 | 1808.528 | 757.3002 | 0 | 757.3002 | 0 | 26.846 | 14.208
WtrCldCentChlr-NoFric-2Cmp-0.439kwpton-VarSpd-CndRlf | DEER2023 |  | 2022-03-14 23:24:51+00 | Any | OfS | New | CZ13 | cWVVG | Cap-Tons | 25.8755 | 10000.0801 | None | 79031.3906 | 13865.4297 | 42917.1289 | 0 | 5708.936 | 512.2491 | 7258.834 | 8768.7305 | 4121.3848 | 1608.4139 | 639.4871 | 0 | 639.4871 | 0 | 27.391 | 14.461
WtrCldCentChlr-NoFric-2Cmp-0.439kwpton-VarSpd-CndRlf | DEER2023 |  | 2022-03-14 23:24:51+00 | Any | OfS | New | CZ14 | cWVVG | Cap-Tons | 27.2422 | 10000.0801 | None | 79281.2969 | 13865.4297 | 42917.1289 | 0 | 6113.2432 | 167.156 | 7560.043 | 8658.1934 | 3539.0991 | 1625.73 | 663.0521 | 0 | 663.0521 | 0 | 26.705 | 13.441
WtrCldCentChlr-NoFric-2Cmp-0.439kwpton-VarSpd-CndRlf | DEER2023 |  | 2022-03-14 23:24:51+00 | Any | OfS | New | CZ15 | cWVVG | Cap-Tons | 32.0846 | 10000.0801 | None | 88776.1328 | 13865.4297 | 42917.1289 | 0 | 10163.1201 | 437.2414 | 11064.5498 | 10328.5596 | 6710.835 | 384.0719 | 173.4966 | 0 | 173.4966 | 0 | 28.826 | 14.322
WtrCldCentChlr-NoFric-2Cmp-0.439kwpton-VarSpd-CndRlf | DEER2023 |  | 2022-03-14 23:24:51+00 | Any | OfS | New | CZ16 | cWVVG | Cap-Tons | 17.013 | 10000.0801 | None | 71042.4297 | 13865.4297 | 42917.1289 | 0 | 2448.896 | 128.2569 | 3485.7781 | 8196.8662 | 1309.468 | 3554.7849 | 1541.7459 | 0 | 1541.7459 | 0 | 24.497 | 12.204
WtrCldCentChlr-NoFric-2Cmp-0.439kwpton-VarSpd-CndRlf | DEER2023 |  | 2022-03-14 23:24:51+00 | Any | Rt3 | New | CZ01 | cWVVG | Cap-Tons | 129.1521 | 120000.5 | None | 1002834 | 514297.1875 | 410310 | 0 | 4861.7339 | 204.1007 | 8270.0615 | 64889.9805 | 13581.8301 | 33791.5 | 8281.4112 | 0 | 8281.4112 | 0 | 243.841 | 198.745
WtrCldCentChlr-NoFric-2Cmp-0.439kwpton-VarSpd-CndRlf | DEER2023 |  | 2022-03-14 23:24:51+00 | Any | Rt3 | New | CZ02 | cWVVG | Cap-Tons | 229.7263 | 120000.5 | None | 1079362 | 514297.1875 | 410310 | 0 | 46587.8711 | 1722.8621 | 28883.8496 | 77559.9531 | 43863.3906 | 15156.21 | 5888.0352 | 0 | 5888.0352 | 0 | 286.669 | 241.888
WtrCldCentChlr-NoFric-2Cmp-0.439kwpton-VarSpd-CndRlf | DEER2023 |  | 2022-03-14 23:24:51+00 | Any | Rt3 | New | CZ03 | cWVVG | Cap-Tons | 180.3553 | 120000.5 | None | 1049576 | 514297.1875 | 410310 | 0 | 27820.3301 | 1574.615 | 23061.4199 | 72511.6328 | 39762.6602 | 14628.6201 | 4310.0301 | 0 | 4310.0301 | 0 | 264.091 | 223.814
WtrCldCentChlr-NoFric-2Cmp-0.439kwpton-VarSpd-CndRlf | DEER2023 |  | 2022-03-14 23:24:51+00 | Any | Rt3 | New | CZ04 | cWVVG | Cap-Tons | 230.6758 | 120000.5 | None | 1108114 | 514297.1875 | 410310 | 0 | 59940.75 | 4178.0049 | 36294.2383 | 83092.4766 | 56911.3906 | 10058.3799 | 3534.3501 | 0 | 3534.3501 | 0 | 293.273 | 251.48
WtrCldCentChlr-NoFric-2Cmp-0.439kwpton-VarSpd-CndRlf | DEER2023 |  | 2022-03-14 23:24:51+00 | Any | Rt3 | New | CZ05 | cWVVG | Cap-Tons | 169.7127 | 120000.5 | None | 1061205 | 514297.1875 | 410310 | 0 | 33473.5898 | 1719.7939 | 23618.75 | 77785.3594 | 43839.0508 | 11864.9297 | 3201.136 | 0 | 3201.136 | 0 | 259.469 | 211.762
WtrCldCentChlr-NoFric-2Cmp-0.439kwpton-VarSpd-CndRlf | DEER2023 |  | 2022-03-14 23:24:51+00 | Any | Rt3 | New | CZ06 | cWVVG | Cap-Tons | 237.0563 | 120000.5 | None | 1137437 | 514297.1875 | 410310 | 0 | 76908.8281 | 6738.7661 | 44977.0391 | 84203.7422 | 62643.1719 | 4507.6191 | 1317.308 | 0 | 1317.308 | 0 | 289.522 | 240.352
WtrCldCentChlr-NoFric-2Cmp-0.439kwpton-VarSpd-CndRlf | DEER2023 |  | 2022-03-14 23:24:51+00 | Any | Rt3 | New | CZ07 | cWVVG | Cap-Tons | 237.0988 | 120000.5 | None | 1121697 | 514297.1875 | 410310 | 0 | 64151.7109 | 4640.3379 | 41503.8789 | 86792.5469 | 65595.9531 | 3386.2009 | 815.7773 | 0 | 815.7773 | 0 | 285.044 | 239.025
WtrCldCentChlr-NoFric-2Cmp-0.439kwpton-VarSpd-CndRlf | DEER2023 |  | 2022-03-14 23:24:51+00 | Any | Rt3 | New | CZ08 | cWVVG | Cap-Tons | 269.379 | 120000.5 | None | 1168835 | 514297.1875 | 410310 | 0 | 90857.2969 | 6595.9858 | 50160.6094 | 96612.4688 | 78662.8438 | 3077.6909 | 1078.939 | 0 | 1078.939 | 0 | 297.958 | 244.338
WtrCldCentChlr-NoFric-2Cmp-0.439kwpton-VarSpd-CndRlf | DEER2023 |  | 2022-03-14 23:24:51+00 | Any | Rt3 | New | CZ09 | cWVVG | Cap-Tons | 325.8737 | 120000.5 | None | 1142951 | 514297.1875 | 410310 | 0 | 77120.2031 | 2083.2571 | 49657.5391 | 89482.5312 | 72385.2578 | 4692.063 | 1401.935 | 0 | 1401.935 | 0 | 282.886 | 241.926
WtrCldCentChlr-NoFric-2Cmp-0.439kwpton-VarSpd-CndRlf | DEER2023 |  | 2022-03-14 23:24:51+00 | Any | Rt3 | New | CZ10 | cWVVG | Cap-Tons | 284.464 | 120000.5 | None | 1163750 | 514297.1875 | 410310 | 0 | 91024.6328 | 5141.5742 | 48690.6211 | 94285.1719 | 76257.5625 | 6022.8682 | 2112.532 | 0 | 2112.532 | 0 | 317.917 | 271.064
WtrCldCentChlr-NoFric-2Cmp-0.439kwpton-VarSpd-CndRlf | DEER2023 |  | 2022-03-14 23:24:51+00 | Any | Rt3 | New | CZ11 | cWVVG | Cap-Tons | 280.521 | 120000.5 | None | 1138536 | 514297.1875 | 410310 | 0 | 82194.1484 | 2575.8469 | 40141.0781 | 89017.0391 | 65526.1406 | 11702.25 | 4183.0211 | 0 | 4183.0211 | 0 | 306.011 | 262.38
WtrCldCentChlr-NoFric-2Cmp-0.439kwpton-VarSpd-CndRlf | DEER2023 |  | 2022-03-14 23:24:51+00 | Any | Rt3 | New | CZ12 | cWVVG | Cap-Tons | 268.974 | 120000.5 | None | 1118815 | 514297.1875 | 410310 | 0 | 67815.6719 | 3627.2561 | 38522.9609 | 84241.2266 | 59973.7812 | 12323.1602 | 4916.7709 | 0 | 4916.7709 | 0 | 311.29 | 267.402
WtrCldCentChlr-NoFric-2Cmp-0.439kwpton-VarSpd-CndRlf | DEER2023 |  | 2022-03-14 23:24:51+00 | Any | Rt3 | New | CZ13 | cWVVG | Cap-Tons | 288.3937 | 120000.5 | None | 1162202 | 514297.1875 | 410310 | 0 | 91606.6797 | 4909.4492 | 45897.5117 | 95180.6172 | 75801.9922 | 10476.7305 | 3853.0531 | 0 | 3853.0531 | 0 | 321.35 | 276.972
WtrCldCentChlr-NoFric-2Cmp-0.439kwpton-VarSpd-CndRlf | DEER2023 |  | 2022-03-14 23:24:51+00 | Any | Rt3 | New | CZ14 | cWVVG | Cap-Tons | 291.3407 | 120000.5 | None | 1134357 | 514297.1875 | 410310 | 0 | 80813.8125 | 1220.411 | 38695.1211 | 89019.9219 | 64941.2812 | 10401.1396 | 3639.023 | 0 | 3639.023 | 0 | 301.973 | 254.165
WtrCldCentChlr-NoFric-2Cmp-0.439kwpton-VarSpd-CndRlf | DEER2023 |  | 2022-03-14 23:24:51+00 | Any | Rt3 | New | CZ15 | cWVVG | Cap-Tons | 365.2832 | 120000.5 | None | 1251616 | 514297.1875 | 410310 | 0 | 143639.0938 | 3722.312 | 65966.8516 | 113679 | 106041.6016 | 1605.073 | 342.6938 | 0 | 342.6938 | 0 | 324.241 | 275.753
WtrCldCentChlr-NoFric-2Cmp-0.439kwpton-VarSpd-CndRlf | DEER2023 |  | 2022-03-14 23:24:51+00 | Any | Rt3 | New | CZ16 | cWVVG | Cap-Tons | 180.1765 | 120000.5 | None | 1055367 | 514297.1875 | 410310 | 0 | 33265.0195 | 1069.5909 | 18932.4902 | 77491.8594 | 38297.75 | 24696.8809 | 13352.4902 | 0 | 13352.4902 | 0 | 273.057 | 228.168
WtrCldCentChlr-NoFric-2Cmp-0.748kwpton-VarSpd-CndRlf | DEER2023 |  | 2022-03-14 23:24:51+00 | Any | ECC | New | CZ01 | cWVVG | Cap-Tons | 1 | 299999.5938 | None | 1674966 | 498675.5 | 838537.625 | 0 | 26256 | 602.746 | 20786.8105 | 290105.3125 | 4634.2559 | 208151 | 51322.3782 | 97.3874 | 51225.0112 | 0 | 607.397 | 463.85
WtrCldCentChlr-NoFric-2Cmp-0.748kwpton-VarSpd-CndRlf | DEER2023 |  | 2022-03-14 23:24:51+00 | Any | ECC | New | CZ02 | cWVVG | Cap-Tons | 1 | 299999.5938 | None | 1863641 | 498675.5 | 838537.625 | 0 | 170602.7969 | 3652.9441 | 68102.5703 | 284068 | 35158.1914 | 110873.7031 | 35666.3194 | 97.3874 | 35568.9293 | 0 | 752.23 | 607.918
WtrCldCentChlr-NoFric-2Cmp-0.748kwpton-VarSpd-CndRlf | DEER2023 |  | 2022-03-14 23:24:51+00 | Any | ECC | New | CZ03 | cWVVG | Cap-Tons | 1 | 299999.5938 | None | 1790638 | 498675.5 | 838537.625 | 0 | 115063.2969 | 3678.5779 | 55517.3594 | 279163.8125 | 27421.5 | 99455.7812 | 30775.6006 | 97.3874 | 30678.2208 | 0 | 673.022 | 553.852
WtrCldCentChlr-NoFric-2Cmp-0.748kwpton-VarSpd-CndRlf | DEER2023 |  | 2022-03-14 23:24:51+00 | Any | ECC | New | CZ04 | cWVVG | Cap-Tons | 1 | 299999.5938 | None | 1934308 | 498675.5 | 838537.625 | 0 | 219073.0938 | 9041.1396 | 89220.6562 | 279757.3125 | 56983.7383 | 70296.7969 | 25826.1197 | 97.3874 | 25728.7398 | 0 | 779.097 | 645.25
WtrCldCentChlr-NoFric-2Cmp-0.748kwpton-VarSpd-CndRlf | DEER2023 |  | 2022-03-14 23:24:51+00 | Any | ECC | New | CZ05 | cWVVG | Cap-Tons | 1 | 299999.5938 | None | 1831110 | 498675.5 | 838537.625 | 0 | 144525.9062 | 4218.8701 | 54847.8984 | 290302.5938 | 31654.6602 | 95044.2188 | 28311.3498 | 97.3874 | 28213.9699 | 0 | 661.032 | 492.955
WtrCldCentChlr-NoFric-2Cmp-0.748kwpton-VarSpd-CndRlf | DEER2023 |  | 2022-03-14 23:24:51+00 | Any | ECC | New | CZ06 | cWVVG | Cap-Tons | 1 | 299999.5938 | None | 2046492 | 498675.5 | 838537.625 | 0 | 300099 | 15998.5596 | 113144.3984 | 280035.3125 | 69696.6172 | 33413.6797 | 16124 | 97.3874 | 16026.6099 | 0 | 744.62 | 601.431
WtrCldCentChlr-NoFric-2Cmp-0.748kwpton-VarSpd-CndRlf | DEER2023 |  | 2022-03-14 23:24:51+00 | Any | ECC | New | CZ07 | cWVVG | Cap-Tons | 1 | 299999.5938 | None | 1978270 | 498675.5 | 838537.625 | 0 | 244534.0938 | 10833.5498 | 102970.7031 | 282718.0938 | 71801.8516 | 25091.5703 | 13974.56 | 97.3874 | 13877.1597 | 0 | 731.795 | 595.384
WtrCldCentChlr-NoFric-2Cmp-0.748kwpton-VarSpd-CndRlf | DEER2023 |  | 2022-03-14 23:24:51+00 | Any | ECC | New | CZ08 | cWVVG | Cap-Tons | 1 | 299999.5938 | None | 2109352 | 498675.5 | 838537.625 | 0 | 334282 | 15078.2402 | 126165.2031 | 296612 | 90541.0469 | 28194.0293 | 14345.2595 | 97.3874 | 14247.8605 | 0 | 782.907 | 606.35
WtrCldCentChlr-NoFric-2Cmp-0.748kwpton-VarSpd-CndRlf | DEER2023 |  | 2022-03-14 23:24:51+00 | Any | ECC | New | CZ09 | cWVVG | Cap-Tons | 1 | 299999.5938 | None | 2039648 | 498675.5 | 838537.625 | 0 | 288866.4062 | 4369.7949 | 127245.5 | 281951.0938 | 82339.2891 | 38711.2695 | 16375.7402 | 97.3874 | 16278.3501 | 0 | 756.35 | 624.968
WtrCldCentChlr-NoFric-2Cmp-0.748kwpton-VarSpd-CndRlf | DEER2023 |  | 2022-03-14 23:24:51+00 | Any | ECC | New | CZ10 | cWVVG | Cap-Tons | 1 | 299999.5938 | None | 2098935 | 498675.5 | 838537.625 | 0 | 337189.1875 | 11264.8398 | 122554.7031 | 290712.3125 | 87017.7891 | 44994.9609 | 19309.0803 | 97.3874 | 19211.6902 | 0 | 606.554 | 384.815
WtrCldCentChlr-NoFric-2Cmp-0.748kwpton-VarSpd-CndRlf | DEER2023 |  | 2022-03-14 23:24:51+00 | Any | ECC | New | CZ11 | cWVVG | Cap-Tons | 1 | 299999.5938 | None | 2048666 | 498675.5 | 838537.625 | 0 | 304551.6875 | 5712.3428 | 104806.6016 | 296380.9062 | 76807.5312 | 79634.7812 | 29030.0109 | 97.3874 | 28932.6208 | 0 | 607.357 | 422.605
WtrCldCentChlr-NoFric-2Cmp-0.748kwpton-VarSpd-CndRlf | DEER2023 |  | 2022-03-14 23:24:51+00 | Any | ECC | New | CZ12 | cWVVG | Cap-Tons | 1 | 299999.5938 | None | 1986955 | 498675.5 | 838537.625 | 0 | 252972.2031 | 7749.2139 | 91679.1328 | 297339.5938 | 64869.4688 | 88576.0703 | 30073.9994 | 97.3874 | 29976.6093 | 0 | 612.169 | 413.4
WtrCldCentChlr-NoFric-2Cmp-0.748kwpton-VarSpd-CndRlf | DEER2023 |  | 2022-03-14 23:24:51+00 | Any | ECC | New | CZ13 | cWVVG | Cap-Tons | 1 | 299999.5938 | None | 2122348 | 498675.5 | 838537.625 | 0 | 341970.6875 | 11011 | 119917.7969 | 312233.8125 | 92388.0625 | 71531.4062 | 25489.3312 | 97.3874 | 25391.9309 | 0 | 632.348 | 421.907
WtrCldCentChlr-NoFric-2Cmp-0.748kwpton-VarSpd-CndRlf | DEER2023 |  | 2022-03-14 23:24:51+00 | Any | ECC | New | CZ14 | cWVVG | Cap-Tons | 1 | 299999.5938 | None | 2055164 | 498675.5 | 838537.625 | 0 | 306859.8125 | 2500.4929 | 105973 | 302616.4062 | 79084.8516 | 75070.6172 | 27234.1504 | 97.3874 | 27136.7501 | 0 | 601.2 | 394.207
WtrCldCentChlr-NoFric-2Cmp-0.748kwpton-VarSpd-CndRlf | DEER2023 |  | 2022-03-14 23:24:51+00 | Any | ECC | New | CZ15 | cWVVG | Cap-Tons | 1 | 299999.5938 | None | 2425814 | 498675.5 | 838537.625 | 0 | 563814.375 | 8376.8857 | 189767.7969 | 326640.3125 | 148395.7031 | 15751.7197 | 9190.4128 | 97.3874 | 9093.0182 | 0 | 678.011 | 452.342
WtrCldCentChlr-NoFric-2Cmp-0.748kwpton-VarSpd-CndRlf | DEER2023 |  | 2022-03-14 23:24:51+00 | Any | ECC | New | CZ16 | cWVVG | Cap-Tons | 1 | 299999.5938 | None | 1818601 | 498675.5 | 838537.625 | 0 | 122636.1016 | 2274.5769 | 45901.7695 | 310574.8125 | 39430.5 | 157721.5938 | 59083.3818 | 97.3874 | 58985.9789 | 0 | 162.821 | 125.121
WtrCldCentChlr-NoFric-2Cmp-0.748kwpton-VarSpd-CndRlf | DEER2023 |  | 2022-03-14 23:24:51+00 | Any | ESe | New | CZ01 | cWVVG | Cap-Tons | 1 | 149998.5938 | None | 606486.125 | 195048.5 | 287781.6875 | 0 | 8996.6895 | 202.3421 | 8753.3857 | 105704.2969 | 411.2486 | 81871.0781 | 28034.8006 | 26.4167 | 28008.3789 | 0 | 242.569 | 110.653
WtrCldCentChlr-NoFric-2Cmp-0.748kwpton-VarSpd-CndRlf | DEER2023 |  | 2022-03-14 23:24:51+00 | Any | ESe | New | CZ02 | cWVVG | Cap-Tons | 1 | 149998.5938 | None | 674887.875 | 195048.5 | 287781.6875 | 0 | 58671.9492 | 1273.954 | 27320.1992 | 104792.3984 | 10188.7803 | 49574.0781 | 19469.92 | 26.4167 | 19443.52 | 0 | 320.325 | 159.505
WtrCldCentChlr-NoFric-2Cmp-0.748kwpton-VarSpd-CndRlf | DEER2023 |  | 2022-03-14 23:24:51+00 | Any | ESe | New | CZ03 | cWVVG | Cap-Tons | 1 | 149998.5938 | None | 639026 | 195048.5 | 287781.6875 | 0 | 37773.5195 | 1184.748 | 20179.4102 | 97058.8828 | 4249.4541 | 46136.6484 | 16562.1005 | 26.4167 | 16535.7005 | 0 | 275.069 | 131.723
WtrCldCentChlr-NoFric-2Cmp-0.748kwpton-VarSpd-CndRlf | DEER2023 |  | 2022-03-14 23:24:51+00 | Any | ESe | New | CZ04 | cWVVG | Cap-Tons | 1 | 149998.5938 | None | 697880 | 195048.5 | 287781.6875 | 0 | 75648.5469 | 3359.937 | 33745.0508 | 102297 | 13974.6797 | 34655.1992 | 13995.5994 | 26.4167 | 13969.1904 | 0 | 330.545 | 165.863
WtrCldCentChlr-NoFric-2Cmp-0.748kwpton-VarSpd-CndRlf | DEER2023 |  | 2022-03-14 23:24:51+00 | Any | ESe | New | CZ05 | cWVVG | Cap-Tons | 1 | 149998.5938 | None | 656703.375 | 195048.5 | 287781.6875 | 0 | 52632.5117 | 1546.37 | 20489.9102 | 99205.3203 | 5622.0112 | 40647.4219 | 14993.8803 | 26.4167 | 14967.4803 | 0 | 268.071 | 120.304
WtrCldCentChlr-NoFric-2Cmp-0.748kwpton-VarSpd-CndRlf | DEER2023 |  | 2022-03-14 23:24:51+00 | Any | ESe | New | CZ06 | cWVVG | Cap-Tons | 1 | 149998.5938 | None | 724754.8125 | 195048.5 | 287781.6875 | 0 | 98318.9062 | 5684.478 | 42659.1484 | 95262.7031 | 12110.9902 | 17769.8105 | 8501.0381 | 26.4167 | 8474.6202 | 0 | 308.708 | 142.576
WtrCldCentChlr-NoFric-2Cmp-0.748kwpton-VarSpd-CndRlf | DEER2023 |  | 2022-03-14 23:24:51+00 | Any | ESe | New | CZ07 | cWVVG | Cap-Tons | 1 | 149998.5938 | None | 695545.125 | 195048.5 | 287781.6875 | 0 | 77333.7578 | 3423.825 | 38291.7617 | 93666.2031 | 11572.8203 | 15766.04 | 7211.991 | 26.4167 | 7185.5712 | 0 | 303.953 | 135.414
WtrCldCentChlr-NoFric-2Cmp-0.748kwpton-VarSpd-CndRlf | DEER2023 |  | 2022-03-14 23:24:51+00 | Any | ESe | New | CZ08 | cWVVG | Cap-Tons | 1 | 149998.5938 | None | 767770.8125 | 195048.5 | 287781.6875 | 0 | 120823.2969 | 5874.4302 | 50927.6094 | 107316 | 22006.4395 | 15382.5303 | 7441.401 | 26.4167 | 7414.9837 | 0 | 334.116 | 150.789
WtrCldCentChlr-NoFric-2Cmp-0.748kwpton-VarSpd-CndRlf | DEER2023 |  | 2022-03-14 23:24:51+00 | Any | ESe | New | CZ09 | cWVVG | Cap-Tons | 1 | 149998.5938 | None | 747961.625 | 195048.5 | 287781.6875 | 0 | 104865.5 | 1568.02 | 52358.0898 | 106340.6016 | 21144.9492 | 20704.0703 | 8742.4141 | 26.4167 | 8715.9949 | 0 | 321.589 | 158.239
WtrCldCentChlr-NoFric-2Cmp-0.748kwpton-VarSpd-CndRlf | DEER2023 |  | 2022-03-14 23:24:51+00 | Any | ESe | New | CZ10 | cWVVG | Cap-Tons | 1 | 149998.5938 | None | 773212.875 | 195048.5 | 287781.6875 | 0 | 123710.7031 | 4339.9331 | 50905.2891 | 111427.5 | 23355.25 | 23003.1699 | 10225.12 | 26.4167 | 10198.6899 | 0 | 94.391 | 70.758
WtrCldCentChlr-NoFric-2Cmp-0.748kwpton-VarSpd-CndRlf | DEER2023 |  | 2022-03-14 23:24:51+00 | Any | ESe | New | CZ11 | cWVVG | Cap-Tons | 1 | 149998.5938 | None | 741624.625 | 195048.5 | 287781.6875 | 0 | 106601.2969 | 2024.615 | 41962.1797 | 108207.1016 | 21714.6992 | 35568.4102 | 15635.3894 | 26.4167 | 15608.9702 | 0 | 92.705 | 80.084
WtrCldCentChlr-NoFric-2Cmp-0.748kwpton-VarSpd-CndRlf | DEER2023 |  | 2022-03-14 23:24:51+00 | Any | ESe | New | CZ12 | cWVVG | Cap-Tons | 1 | 149998.5938 | None | 718824.8125 | 195048.5 | 287781.6875 | 0 | 87953.2422 | 2836.4009 | 36069.5 | 109136.2031 | 17693.6895 | 40656.75 | 16194.1901 | 26.4167 | 16167.7798 | 0 | 90.219 | 78.596
WtrCldCentChlr-NoFric-2Cmp-0.748kwpton-VarSpd-CndRlf | DEER2023 |  | 2022-03-14 23:24:51+00 | Any | ESe | New | CZ13 | cWVVG | Cap-Tons | 1 | 149998.5938 | None | 771370.5 | 195048.5 | 287781.6875 | 0 | 118159.7969 | 4098.9399 | 50487.3086 | 115795 | 25708.9707 | 33125.6289 | 13808.7501 | 26.4167 | 13782.3398 | 0 | 92.829 | 82.177
WtrCldCentChlr-NoFric-2Cmp-0.748kwpton-VarSpd-CndRlf | DEER2023 |  | 2022-03-14 23:24:51+00 | Any | ESe | New | CZ14 | cWVVG | Cap-Tons | 1 | 149998.5938 | None | 739639.875 | 195048.5 | 287781.6875 | 0 | 104483.2969 | 757.7427 | 44845.5703 | 106723.7969 | 20119.1504 | 31887.1406 | 14321.3901 | 26.4167 | 14294.9798 | 0 | 93.046 | 70.617
WtrCldCentChlr-NoFric-2Cmp-0.748kwpton-VarSpd-CndRlf | DEER2023 |  | 2022-03-14 23:24:51+00 | Any | ESe | New | CZ15 | cWVVG | Cap-Tons | 1 | 149998.5938 | None | 905290.375 | 195048.5 | 287781.6875 | 0 | 208387.5938 | 3059.8311 | 85137.1016 | 125876 | 37588.4492 | 8876.3574 | 4784.847 | 26.4167 | 4758.425 | 0 | 100.562 | 83.812
WtrCldCentChlr-NoFric-2Cmp-0.748kwpton-VarSpd-CndRlf | DEER2023 |  | 2022-03-14 23:24:51+00 | Any | ESe | New | CZ16 | cWVVG | Cap-Tons | 1 | 149998.5938 | None | 653862.8125 | 195048.5 | 287781.6875 | 0 | 41610.8984 | 760.5416 | 18415.5391 | 110246.1016 | 12175.1396 | 64864.2695 | 31927.8208 | 26.4167 | 31901.4195 | 0 | 70.537 | 55.656
WtrCldCentChlr-NoFric-2Cmp-0.748kwpton-VarSpd-CndRlf | DEER2023 |  | 2022-03-14 23:24:51+00 | Any | EUn | New | CZ01 | cWVVG | Cap-Tons | 1 | 930201.375 | None | 4926093 | 1432632 | 2778924 | 0 | 69006.9219 | 951.6318 | 60454.6289 | 584118.8125 | 37450.1094 | 432969.3125 | 178305.8022 | 181.5723 | 178124.2061 | 0 | 1844.334 | 1497.841
WtrCldCentChlr-NoFric-2Cmp-0.748kwpton-VarSpd-CndRlf | DEER2023 |  | 2022-03-14 23:24:51+00 | Any | EUn | New | CZ02 | cWVVG | Cap-Tons | 1 | 930201.375 | None | 5565111 | 1432632 | 2778924 | 0 | 548714.125 | 9101.5576 | 168899.7969 | 626835.625 | 220560.0938 | 228678.5 | 118110.6995 | 181.5723 | 117929.1034 | 0 | 2324.799 | 1951.5
WtrCldCentChlr-NoFric-2Cmp-0.748kwpton-VarSpd-CndRlf | DEER2023 |  | 2022-03-14 23:24:51+00 | Any | EUn | New | CZ03 | cWVVG | Cap-Tons | 1 | 930201.375 | None | 5311952 | 1432632 | 2778924 | 0 | 354625.1875 | 8046.002 | 131066.2031 | 606653.375 | 176911.4062 | 223684.2969 | 98390.7021 | 181.5723 | 98209.1264 | 0 | 2109.72 | 1784.537
WtrCldCentChlr-NoFric-2Cmp-0.748kwpton-VarSpd-CndRlf | DEER2023 |  | 2022-03-14 23:24:51+00 | Any | EUn | New | CZ04 | cWVVG | Cap-Tons | 1 | 930201.375 | None | 5773759 | 1432632 | 2778924 | 0 | 700961.3125 | 24221.8809 | 206421.7969 | 630592.8125 | 299315.8125 | 153466.7031 | 80855.9616 | 181.5723 | 80674.391 | 0 | 2368.368 | 2043.754
WtrCldCentChlr-NoFric-2Cmp-0.748kwpton-VarSpd-CndRlf | DEER2023 |  | 2022-03-14 23:24:51+00 | Any | EUn | New | CZ05 | cWVVG | Cap-Tons | 1 | 930201.375 | None | 5420865 | 1432632 | 2778924 | 0 | 440861.3125 | 9889.3564 | 134609.5 | 623943.8125 | 192196.5 | 196753.4062 | 91515.5251 | 181.5723 | 91333.9699 | 0 | 2080.381 | 1607.958
WtrCldCentChlr-NoFric-2Cmp-0.748kwpton-VarSpd-CndRlf | DEER2023 |  | 2022-03-14 23:24:51+00 | Any | EUn | New | CZ06 | cWVVG | Cap-Tons | 1 | 930201.375 | None | 6032186 | 1432632 | 2778924 | 0 | 894494.875 | 41076.1289 | 253601.7031 | 631450.8125 | 343372.8125 | 85247.2422 | 48372.352 | 181.5723 | 48190.7917 | 0 | 2313.313 | 1902.792
WtrCldCentChlr-NoFric-2Cmp-0.748kwpton-VarSpd-CndRlf | DEER2023 |  | 2022-03-14 23:24:51+00 | Any | EUn | New | CZ07 | cWVVG | Cap-Tons | 1 | 930201.375 | None | 5799201 | 1432632 | 2778924 | 0 | 710846.375 | 24145.1992 | 226478.4062 | 626170.3125 | 322715.8125 | 83913.1094 | 41923.4099 | 181.5723 | 41741.8496 | 0 | 2233.864 | 1851.243
WtrCldCentChlr-NoFric-2Cmp-0.748kwpton-VarSpd-CndRlf | DEER2023 |  | 2022-03-14 23:24:51+00 | Any | EUn | New | CZ08 | cWVVG | Cap-Tons | 1 | 930201.375 | None | 6226778 | 1432632 | 2778924 | 0 | 1030187 | 38503.0781 | 288145.0938 | 658381.6875 | 411679.1875 | 68190.1875 | 42849.5206 | 181.5723 | 42667.9603 | 0 | 2433.71 | 1927.096
WtrCldCentChlr-NoFric-2Cmp-0.748kwpton-VarSpd-CndRlf | DEER2023 |  | 2022-03-14 23:24:51+00 | Any | EUn | New | CZ09 | cWVVG | Cap-Tons | 1 | 930201.375 | None | 6063776 | 1432632 | 2778924 | 0 | 914576.875 | 10174.5898 | 278871.8125 | 648591.3125 | 385727.0938 | 90631.2969 | 48545.408 | 181.5723 | 48363.8477 | 0 | 2341.819 | 1976.995
WtrCldCentChlr-NoFric-2Cmp-0.748kwpton-VarSpd-CndRlf | DEER2023 |  | 2022-03-14 23:24:51+00 | Any | EUn | New | CZ10 | cWVVG | Cap-Tons | 1 | 930201.375 | None | 6249314 | 1432632 | 2778924 | 0 | 1057244 | 29584.0293 | 287429.5938 | 663494.8125 | 403980.8125 | 99543.0391 | 57719.552 | 181.5723 | 57537.9917 | 0 | 1856.94 | 1531.749
WtrCldCentChlr-NoFric-2Cmp-0.748kwpton-VarSpd-CndRlf | DEER2023 |  | 2022-03-14 23:24:51+00 | Any | EUn | New | CZ11 | cWVVG | Cap-Tons | 1 | 930201.375 | None | 6162451 | 1432632 | 2778924 | 0 | 1004718 | 15066.7695 | 248429.2969 | 682674.8125 | 388171 | 167396.9062 | 90860.5235 | 181.5723 | 90678.9478 | 0 | 1887.759 | 1700.607
WtrCldCentChlr-NoFric-2Cmp-0.748kwpton-VarSpd-CndRlf | DEER2023 |  | 2022-03-14 23:24:51+00 | Any | EUn | New | CZ12 | cWVVG | Cap-Tons | 1 | 930201.375 | None | 5947950 | 1432632 | 2778924 | 0 | 828657.375 | 21164.2207 | 222686.9062 | 663881.875 | 336095.1875 | 176176.5938 | 94664.8371 | 181.5723 | 94483.2512 | 0 | 1865.921 | 1659.588
WtrCldCentChlr-NoFric-2Cmp-0.748kwpton-VarSpd-CndRlf | DEER2023 |  | 2022-03-14 23:24:51+00 | Any | EUn | New | CZ13 | cWVVG | Cap-Tons | 1 | 930201.375 | None | 6357554 | 1432632 | 2778924 | 0 | 1121641 | 29943.3105 | 286770.9062 | 707638.625 | 446587.5 | 143169.5938 | 76520.0896 | 181.5723 | 76338.5293 | 0 | 1942.193 | 1744.713
WtrCldCentChlr-NoFric-2Cmp-0.748kwpton-VarSpd-CndRlf | DEER2023 |  | 2022-03-14 23:24:51+00 | Any | EUn | New | CZ14 | cWVVG | Cap-Tons | 1 | 930201.375 | None | 6147149 | 1432632 | 2778924 | 0 | 971890.8125 | 6920.2119 | 262766.8125 | 694010.375 | 406838.1875 | 146925.5 | 84220.2624 | 181.5723 | 84038.6611 | 0 | 1846.154 | 1575.603
WtrCldCentChlr-NoFric-2Cmp-0.748kwpton-VarSpd-CndRlf | DEER2023 |  | 2022-03-14 23:24:51+00 | Any | EUn | New | CZ15 | cWVVG | Cap-Tons | 1 | 930201.375 | None | 7218339 | 1432632 | 2778924 | 0 | 1775998 | 21616.3008 | 436511.5 | 772649.625 | 629600.125 | 35340.2305 | 22494.3206 | 181.5723 | 22312.7501 | 0 | 2060.916 | 1773.786
WtrCldCentChlr-NoFric-2Cmp-0.748kwpton-VarSpd-CndRlf | DEER2023 |  | 2022-03-14 23:24:51+00 | Any | EUn | New | CZ16 | cWVVG | Cap-Tons | 1 | 930201.375 | None | 5396608 | 1432632 | 2778924 | 0 | 397468.6875 | 5909.5381 | 123638 | 658031.6875 | 218000.2031 | 314321.3125 | 196918.7021 | 181.5723 | 196737.1059 | 0 | 209.071 | 242.326
WtrCldCentChlr-NoFric-2Cmp-0.748kwpton-VarSpd-CndRlf | DEER2023 |  | 2022-03-14 23:24:51+00 | Any | Hsp | New | CZ01 | cWVVG | Cap-Tons | 1 | 235501 | None | 2485492 | 848496.8125 | 1266427 | 0 | 7652.4839 | 110.0859 | 12649.6904 | 350158.5938 | 663.8986 | 288809.3125 | 52993.0906 | 81.3604 | 52911.7184 | 0 | 457.85 | 404.086
WtrCldCentChlr-NoFric-2Cmp-0.748kwpton-VarSpd-CndRlf | DEER2023 |  | 2022-03-14 23:24:51+00 | Any | Hsp | New | CZ02 | cWVVG | Cap-Tons | 1 | 235501 | None | 2638769 | 848496.8125 | 1266427 | 0 | 104542.8984 | 1653.791 | 60321.8008 | 357330 | 10314.5303 | 194834.5 | 42794.6906 | 81.3604 | 42713.3389 | 0 | 547.008 | 491.04
WtrCldCentChlr-NoFric-2Cmp-0.748kwpton-VarSpd-CndRlf | DEER2023 |  | 2022-03-14 23:24:51+00 | Any | Hsp | New | CZ03 | cWVVG | Cap-Tons | 1 | 235501 | None | 2579364 | 848496.8125 | 1266427 | 0 | 63052.9609 | 1635.7531 | 45285.1797 | 354468.5938 | 9009.0723 | 183066.7031 | 35159.4112 | 81.3604 | 35078.0493 | 0 | 500.786 | 453.338
WtrCldCentChlr-NoFric-2Cmp-0.748kwpton-VarSpd-CndRlf | DEER2023 |  | 2022-03-14 23:24:51+00 | Any | Hsp | New | CZ04 | cWVVG | Cap-Tons | 1 | 235501 | None | 2709284 | 848496.8125 | 1266427 | 0 | 142883.9062 | 5885.853 | 84448.0469 | 361145.3125 | 21335.9609 | 136171.5 | 32938.1709 | 81.3604 | 32856.8013 | 0 | 558.016 | 508.511
WtrCldCentChlr-NoFric-2Cmp-0.748kwpton-VarSpd-CndRlf | DEER2023 |  | 2022-03-14 23:24:51+00 | Any | Hsp | New | CZ05 | cWVVG | Cap-Tons | 1 | 235501 | None | 2593744 | 848496.8125 | 1266427 | 0 | 71634.4219 | 1591.646 | 50640.6406 | 354956.3125 | 8846.1514 | 182299.4062 | 36046.5894 | 81.3604 | 35965.2198 | 0 | 493.083 | 427.96
WtrCldCentChlr-NoFric-2Cmp-0.748kwpton-VarSpd-CndRlf | DEER2023 |  | 2022-03-14 23:24:51+00 | Any | Hsp | New | CZ06 | cWVVG | Cap-Tons | 1 | 235501 | None | 2796376 | 848496.8125 | 1266427 | 0 | 194170.2969 | 12276.79 | 114547.7969 | 360459.6875 | 28645.0508 | 84615.7422 | 24992.6502 | 81.3604 | 24911.2806 | 0 | 523.148 | 471.182
WtrCldCentChlr-NoFric-2Cmp-0.748kwpton-VarSpd-CndRlf | DEER2023 |  | 2022-03-14 23:24:51+00 | Any | Hsp | New | CZ07 | cWVVG | Cap-Tons | 1 | 235501 | None | 2762119 | 848496.8125 | 1266427 | 0 | 154887.5 | 7020.4219 | 124756.7031 | 360532.3125 | 30099.9805 | 71395.1328 | 22708.8998 | 81.3604 | 22627.5405 | 0 | 512.372 | 464.161
WtrCldCentChlr-NoFric-2Cmp-0.748kwpton-VarSpd-CndRlf | DEER2023 |  | 2022-03-14 23:24:51+00 | Any | Hsp | New | CZ08 | cWVVG | Cap-Tons | 1 | 235501 | None | 2836647 | 848496.8125 | 1266427 | 0 | 218611.9062 | 10096.5098 | 125291.8984 | 367725.0938 | 30603.6699 | 80337.1719 | 23385.129 | 81.3604 | 23303.7798 | 0 | 554.251 | 486.226
WtrCldCentChlr-NoFric-2Cmp-0.748kwpton-VarSpd-CndRlf | DEER2023 |  | 2022-03-14 23:24:51+00 | Any | Hsp | New | CZ09 | cWVVG | Cap-Tons | 1 | 235501 | None | 2802003 | 848496.8125 | 1266427 | 0 | 190795 | 1625.4611 | 127574.1016 | 367086.8125 | 27960.4199 | 96819.5312 | 25619.1104 | 81.3604 | 25537.7613 | 0 | 549.779 | 500.584
WtrCldCentChlr-NoFric-2Cmp-0.748kwpton-VarSpd-CndRlf | DEER2023 |  | 2022-03-14 23:24:51+00 | Any | Hsp | New | CZ10 | cWVVG | Cap-Tons | 1 | 235501 | None | 2838509 | 848496.8125 | 1266427 | 0 | 230602.5938 | 7003.5132 | 117281.8984 | 368699.9062 | 27890.1504 | 104430.8984 | 29039.4291 | 81.3604 | 28958.08 | 0 | 588.715 | 522.614
WtrCldCentChlr-NoFric-2Cmp-0.748kwpton-VarSpd-CndRlf | DEER2023 |  | 2022-03-14 23:24:51+00 | Any | Hsp | New | CZ11 | cWVVG | Cap-Tons | 1 | 235501 | None | 2812322 | 848496.8125 | 1266427 | 0 | 231852.5 | 2975.384 | 96562.6719 | 366010 | 25239.75 | 138573.7969 | 37579.6992 | 81.3604 | 37498.3296 | 0 | 584.834 | 540.387
WtrCldCentChlr-NoFric-2Cmp-0.748kwpton-VarSpd-CndRlf | DEER2023 |  | 2022-03-14 23:24:51+00 | Any | Hsp | New | CZ12 | cWVVG | Cap-Tons | 1 | 235501 | None | 2739205 | 848496.8125 | 1266427 | 0 | 170911.4062 | 4498.75 | 85440.2891 | 363432.9062 | 20401.5898 | 151518.2031 | 37588.759 | 81.3604 | 37507.3894 | 0 | 586.392 | 536.373
WtrCldCentChlr-NoFric-2Cmp-0.748kwpton-VarSpd-CndRlf | DEER2023 |  | 2022-03-14 23:24:51+00 | Any | Hsp | New | CZ13 | cWVVG | Cap-Tons | 1 | 235501 | None | 2864797 | 848496.8125 | 1266427 | 0 | 265157.5 | 7289.9771 | 107654.3984 | 369773.9062 | 29498.1992 | 122074.2969 | 33919.1706 | 81.3604 | 33837.8112 | 0 | 593.952 | 552.872
WtrCldCentChlr-NoFric-2Cmp-0.748kwpton-VarSpd-CndRlf | DEER2023 |  | 2022-03-14 23:24:51+00 | Any | Hsp | New | CZ14 | cWVVG | Cap-Tons | 1 | 235501 | None | 2794075 | 848496.8125 | 1266427 | 0 | 213902 | 681.8983 | 99213.5234 | 365356.4062 | 25012.5195 | 136792.7969 | 40231.6006 | 81.3604 | 40150.249 | 0 | 574.428 | 520.648
WtrCldCentChlr-NoFric-2Cmp-0.748kwpton-VarSpd-CndRlf | DEER2023 |  | 2022-03-14 23:24:51+00 | Any | Hsp | New | CZ15 | cWVVG | Cap-Tons | 1 | 235501 | None | 3092975 | 848496.8125 | 1266427 | 0 | 416813.4062 | 4190.9331 | 176315.5938 | 380732.5938 | 42098.0508 | 53023.5312 | 20233.12 | 81.3604 | 20151.7594 | 0 | 613.2 | 560.484
WtrCldCentChlr-NoFric-2Cmp-0.748kwpton-VarSpd-CndRlf | DEER2023 |  | 2022-03-14 23:24:51+00 | Any | Hsp | New | CZ16 | cWVVG | Cap-Tons | 1 | 235501 | None | 2607460 | 848496.8125 | 1266427 | 0 | 91556.2109 | 973.0129 | 42677.3203 | 357332.8125 | 15175.7305 | 211785 | 66251.8784 | 81.3604 | 66170.5216 | 0 | 512.369 | 463.645
WtrCldCentChlr-NoFric-2Cmp-0.748kwpton-VarSpd-CndRlf | DEER2023 |  | 2022-03-14 23:24:51+00 | Any | Htl | New | CZ01 | cWVVG | Cap-Tons | 1 | 139998.9062 | None | 538670.375 | 162049.9062 | 293493.5 | 0 | 12579.7598 | 227.4597 | 12822.79 | 57496.2305 | 5644.8599 | 44996.5195 | 20344.7296 | 0 | 20344.7296 | 0 | 98.07 | 98.138
WtrCldCentChlr-NoFric-2Cmp-0.748kwpton-VarSpd-CndRlf | DEER2023 |  | 2022-03-14 23:24:51+00 | Any | Htl | New | CZ02 | cWVVG | Cap-Tons | 1 | 139998.9062 | None | 607676 | 162049.9062 | 293493.5 | 0 | 63029.1602 | 1347.1021 | 28606.3691 | 59149.5195 | 17822.9902 | 26459.0605 | 15114.7405 | 0 | 15114.7405 | 0 | 138.096 | 134.161
WtrCldCentChlr-NoFric-2Cmp-0.748kwpton-VarSpd-CndRlf | DEER2023 |  | 2022-03-14 23:24:51+00 | Any | Htl | New | CZ03 | cWVVG | Cap-Tons | 1 | 139998.9062 | None | 582222.875 | 162049.9062 | 293493.5 | 0 | 42361.6797 | 1317.827 | 24542.8906 | 58456.4609 | 14942.8301 | 26556.5801 | 11541.0701 | 0 | 11541.0701 | 0 | 118.021 | 116.474
WtrCldCentChlr-NoFric-2Cmp-0.748kwpton-VarSpd-CndRlf | DEER2023 |  | 2022-03-14 23:24:51+00 | Any | Htl | New | CZ04 | cWVVG | Cap-Tons | 1 | 139998.9062 | None | 634839.3125 | 162049.9062 | 293493.5 | 0 | 78832.3125 | 3304.281 | 36604.6484 | 60553.9805 | 22440.8105 | 19336.4902 | 10769.7203 | 0 | 10769.7203 | 0 | 143.091 | 139.683
WtrCldCentChlr-NoFric-2Cmp-0.748kwpton-VarSpd-CndRlf | DEER2023 |  | 2022-03-14 23:24:51+00 | Any | Htl | New | CZ05 | cWVVG | Cap-Tons | 1 | 139998.9062 | None | 588540 | 162049.9062 | 293493.5 | 0 | 48974.1406 | 1391.13 | 22158.25 | 60472.5312 | 16589.1309 | 25852.6895 | 11371.9706 | 0 | 11371.9706 | 0 | 116.01 | 103.174
WtrCldCentChlr-NoFric-2Cmp-0.748kwpton-VarSpd-CndRlf | DEER2023 |  | 2022-03-14 23:24:51+00 | Any | Htl | New | CZ06 | cWVVG | Cap-Tons | 1 | 139998.9062 | None | 660594.3125 | 162049.9062 | 293493.5 | 0 | 96243.2734 | 5063.7832 | 41035.0703 | 62708.2305 | 25267.5605 | 12506.9902 | 6703.257 | 0 | 6703.257 | 0 | 128.905 | 122.841
WtrCldCentChlr-NoFric-2Cmp-0.748kwpton-VarSpd-CndRlf | DEER2023 |  | 2022-03-14 23:24:51+00 | Any | Htl | New | CZ07 | cWVVG | Cap-Tons | 1 | 139998.9062 | None | 641754.5 | 162049.9062 | 293493.5 | 0 | 80687.7031 | 3574.51 | 39094.2891 | 62854.1602 | 24540.0508 | 11548.2305 | 5687.9098 | 0 | 5687.9098 | 0 | 123.711 | 114.907
WtrCldCentChlr-NoFric-2Cmp-0.748kwpton-VarSpd-CndRlf | DEER2023 |  | 2022-03-14 23:24:51+00 | Any | Htl | New | CZ08 | cWVVG | Cap-Tons | 1 | 139998.9062 | None | 685824.375 | 162049.9062 | 293493.5 | 0 | 114597.5 | 5161.6392 | 45943.4414 | 64577.8711 | 29182.1406 | 11115.4404 | 6430.6733 | 0 | 6430.6733 | 0 | 146.181 | 130.672
WtrCldCentChlr-NoFric-2Cmp-0.748kwpton-VarSpd-CndRlf | DEER2023 |  | 2022-03-14 23:24:51+00 | Any | Htl | New | CZ09 | cWVVG | Cap-Tons | 1 | 139998.9062 | None | 673762.625 | 162049.9062 | 293493.5 | 0 | 104856.1016 | 1588.368 | 50255.9805 | 61518.1406 | 27485 | 13081.04 | 7307.6211 | 0 | 7307.6211 | 0 | 149.589 | 140.456
WtrCldCentChlr-NoFric-2Cmp-0.748kwpton-VarSpd-CndRlf | DEER2023 |  | 2022-03-14 23:24:51+00 | Any | Htl | New | CZ10 | cWVVG | Cap-Tons | 1 | 139998.9062 | None | 689314.625 | 162049.9062 | 293493.5 | 0 | 118462.3984 | 4008.229 | 47716.3711 | 63583.6406 | 29198.5996 | 13883.04 | 8513.8278 | 0 | 8513.8278 | 0 | 150.512 | 146.599
WtrCldCentChlr-NoFric-2Cmp-0.748kwpton-VarSpd-CndRlf | DEER2023 |  | 2022-03-14 23:24:51+00 | Any | Htl | New | CZ11 | cWVVG | Cap-Tons | 1 | 139998.9062 | None | 683608.125 | 162049.9062 | 293493.5 | 0 | 116859 | 2285.7561 | 43004.3711 | 65915.25 | 28153.1309 | 19736.3906 | 13558.4 | 0 | 13558.4 | 0 | 154.127 | 162.485
WtrCldCentChlr-NoFric-2Cmp-0.748kwpton-VarSpd-CndRlf | DEER2023 |  | 2022-03-14 23:24:51+00 | Any | Htl | New | CZ12 | cWVVG | Cap-Tons | 1 | 139998.9062 | None | 654076 | 162049.9062 | 293493.5 | 0 | 93246.5234 | 2976.8799 | 39060.0898 | 63248.75 | 24268.3906 | 21190.5098 | 13288.0794 | 0 | 13288.0794 | 0 | 152.198 | 158.143
WtrCldCentChlr-NoFric-2Cmp-0.748kwpton-VarSpd-CndRlf | DEER2023 |  | 2022-03-14 23:24:51+00 | Any | Htl | New | CZ13 | cWVVG | Cap-Tons | 1 | 139998.9062 | None | 706623.125 | 162049.9062 | 293493.5 | 0 | 130810.7969 | 4350.3369 | 48127.7617 | 67790.2969 | 31760.0703 | 17224.9902 | 11542.0006 | 0 | 11542.0006 | 0 | 160.495 | 165.76
WtrCldCentChlr-NoFric-2Cmp-0.748kwpton-VarSpd-CndRlf | DEER2023 |  | 2022-03-14 23:24:51+00 | Any | Htl | New | CZ14 | cWVVG | Cap-Tons | 1 | 139998.9062 | None | 685946.375 | 162049.9062 | 293493.5 | 0 | 118838.2969 | 987.4789 | 43568.1719 | 67008.7031 | 29497.9609 | 18841.4492 | 12983.7504 | 0 | 12983.7504 | 0 | 155.236 | 154.327
WtrCldCentChlr-NoFric-2Cmp-0.748kwpton-VarSpd-CndRlf | DEER2023 |  | 2022-03-14 23:24:51+00 | Any | Htl | New | CZ15 | cWVVG | Cap-Tons | 1 | 139998.9062 | None | 814926.3125 | 162049.9062 | 293493.5 | 0 | 212193.2969 | 3100.3191 | 69501.6172 | 74587.0469 | 44885.2695 | 7008.9131 | 5020.8531 | 0 | 5020.8531 | 0 | 177.596 | 176.945
WtrCldCentChlr-NoFric-2Cmp-0.748kwpton-VarSpd-CndRlf | DEER2023 |  | 2022-03-14 23:24:51+00 | Any | Htl | New | CZ16 | cWVVG | Cap-Tons | 1 | 139998.9062 | None | 603075.8125 | 162049.9062 | 293493.5 | 0 | 55954.1016 | 1048.126 | 23611.0605 | 66918.5938 | 18491.7598 | 33964.3711 | 25514.8288 | 0 | 25514.8288 | 0 | 124.383 | 123.179
WtrCldCentChlr-NoFric-2Cmp-0.748kwpton-VarSpd-CndRlf | DEER2023 |  | 2022-03-14 23:24:51+00 | Any | MBT | New | CZ01 | cWVVG | Cap-Tons | 1 | 199999.2031 | None | 1245602 | 366189 | 737073.3125 | 0 | 17409.6309 | 384.1628 | 11735.5098 | 112803.3984 | 1740.551 | 51532.5898 | 14361.0906 | 0 | 14361.0906 | 0 | 402.681 | 175.646
WtrCldCentChlr-NoFric-2Cmp-0.748kwpton-VarSpd-CndRlf | DEER2023 |  | 2022-03-14 23:24:51+00 | Any | MBT | New | CZ02 | cWVVG | Cap-Tons | 1 | 199999.2031 | None | 1348345 | 366189 | 737073.3125 | 0 | 89401.5078 | 1905.863 | 32498.6406 | 121270.6016 | 7367.168 | 31741.4297 | 11427.8605 | 0 | 11427.8605 | 0 | 460.298 | 217.793
WtrCldCentChlr-NoFric-2Cmp-0.748kwpton-VarSpd-CndRlf | DEER2023 |  | 2022-03-14 23:24:51+00 | Any | MBT | New | CZ03 | cWVVG | Cap-Tons | 1 | 199999.2031 | None | 1320820 | 366189 | 737073.3125 | 0 | 66348.7188 | 2029.845 | 27229.6406 | 121943.5 | 6175.3979 | 26176.8496 | 10405.0598 | 0 | 10405.0598 | 0 | 430.826 | 195.86
WtrCldCentChlr-NoFric-2Cmp-0.748kwpton-VarSpd-CndRlf | DEER2023 |  | 2022-03-14 23:24:51+00 | Any | MBT | New | CZ04 | cWVVG | Cap-Tons | 1 | 199999.2031 | None | 1384351 | 366189 | 737073.3125 | 0 | 110484.6016 | 4531.498 | 40191.1094 | 125875.8984 | 9664.8281 | 21938.7207 | 9399.8688 | 0 | 9399.8688 | 0 | 468.87 | 224.338
WtrCldCentChlr-NoFric-2Cmp-0.748kwpton-VarSpd-CndRlf | DEER2023 |  | 2022-03-14 23:24:51+00 | Any | MBT | New | CZ05 | cWVVG | Cap-Tons | 1 | 199999.2031 | None | 1338827 | 366189 | 737073.3125 | 0 | 80472.4062 | 2327.2649 | 29005.1602 | 123754.1016 | 7119.2129 | 24565.7402 | 10170.2502 | 0 | 10170.2502 | 0 | 423.394 | 184.358
WtrCldCentChlr-NoFric-2Cmp-0.748kwpton-VarSpd-CndRlf | DEER2023 |  | 2022-03-14 23:24:51+00 | Any | MBT | New | CZ06 | cWVVG | Cap-Tons | 1 | 199999.2031 | None | 1450585 | 366189 | 737073.3125 | 0 | 153189.2031 | 8455.0244 | 56437.9297 | 129234.6016 | 11795.8604 | 11331.8203 | 8087.2032 | 0 | 8087.2032 | 0 | 465.693 | 210.456
WtrCldCentChlr-NoFric-2Cmp-0.748kwpton-VarSpd-CndRlf | DEER2023 |  | 2022-03-14 23:24:51+00 | Any | MBT | New | CZ07 | cWVVG | Cap-Tons | 1 | 199999.2031 | None | 1414879 | 366189 | 737073.3125 | 0 | 125816.2969 | 5585.3501 | 51267.5312 | 128941.2031 | 11332.71 | 8298.1152 | 7617.5981 | 0 | 7617.5981 | 0 | 458.156 | 203.037
WtrCldCentChlr-NoFric-2Cmp-0.748kwpton-VarSpd-CndRlf | DEER2023 |  | 2022-03-14 23:24:51+00 | Any | MBT | New | CZ08 | cWVVG | Cap-Tons | 1 | 199999.2031 | None | 1471483 | 366189 | 737073.3125 | 0 | 166849.2969 | 7582.9141 | 60921 | 132861.7969 | 14222.25 | 10461.2803 | 7690.0218 | 0 | 7690.0218 | 0 | 477.214 | 214.817
WtrCldCentChlr-NoFric-2Cmp-0.748kwpton-VarSpd-CndRlf | DEER2023 |  | 2022-03-14 23:24:51+00 | Any | MBT | New | CZ09 | cWVVG | Cap-Tons | 1 | 199999.2031 | None | 1437744 | 366189 | 737073.3125 | 0 | 145777.0938 | 2215.5471 | 55809.1719 | 130674.1016 | 13221.3701 | 13411.5498 | 7819.7338 | 0 | 7819.7338 | 0 | 468.93 | 223.035
WtrCldCentChlr-NoFric-2Cmp-0.748kwpton-VarSpd-CndRlf | DEER2023 |  | 2022-03-14 23:24:51+00 | Any | MBT | New | CZ10 | cWVVG | Cap-Tons | 1 | 199999.2031 | None | 1460451 | 366189 | 737073.3125 | 0 | 163804.7031 | 5555.813 | 56746.5898 | 131075.2969 | 14029.8203 | 14999.6602 | 8258.4038 | 0 | 8258.4038 | 0 | 496.047 | 234.682
WtrCldCentChlr-NoFric-2Cmp-0.748kwpton-VarSpd-CndRlf | DEER2023 |  | 2022-03-14 23:24:51+00 | Any | MBT | New | CZ11 | cWVVG | Cap-Tons | 1 | 199999.2031 | None | 1429580 | 366189 | 737073.3125 | 0 | 145537.9062 | 2757.3311 | 50518.9102 | 127497.5 | 13547.1904 | 24742.3809 | 10568.3098 | 0 | 10568.3098 | 0 | 494.014 | 253.064
WtrCldCentChlr-NoFric-2Cmp-0.748kwpton-VarSpd-CndRlf | DEER2023 |  | 2022-03-14 23:24:51+00 | Any | MBT | New | CZ12 | cWVVG | Cap-Tons | 1 | 199999.2031 | None | 1396857 | 366189 | 737073.3125 | 0 | 121125.2031 | 3786.2949 | 42730.0898 | 125946.8984 | 10795.6504 | 27133.0898 | 10510.7898 | 0 | 10510.7898 | 0 | 494.498 | 245.243
WtrCldCentChlr-NoFric-2Cmp-0.748kwpton-VarSpd-CndRlf | DEER2023 |  | 2022-03-14 23:24:51+00 | Any | MBT | New | CZ13 | cWVVG | Cap-Tons | 1 | 199999.2031 | None | 1454063 | 366189 | 737073.3125 | 0 | 157269.7969 | 5259.7041 | 56300.2891 | 131965.2969 | 15160.4102 | 23629.4395 | 9780.2182 | 0 | 9780.2182 | 0 | 511.558 | 260.053
WtrCldCentChlr-NoFric-2Cmp-0.748kwpton-VarSpd-CndRlf | DEER2023 |  | 2022-03-14 23:24:51+00 | Any | MBT | New | CZ14 | cWVVG | Cap-Tons | 1 | 199999.2031 | None | 1433306 | 366189 | 737073.3125 | 0 | 149728.2969 | 1319.791 | 48995.8008 | 129994.2031 | 13630.1299 | 23185.1191 | 10736.3898 | 0 | 10736.3898 | 0 | 492.691 | 241.685
WtrCldCentChlr-NoFric-2Cmp-0.748kwpton-VarSpd-CndRlf | DEER2023 |  | 2022-03-14 23:24:51+00 | Any | MBT | New | CZ15 | cWVVG | Cap-Tons | 1 | 199999.2031 | None | 1600593 | 366189 | 737073.3125 | 0 | 257966.5938 | 3956.8689 | 88727.1172 | 146675 | 24438.4492 | 6849.1152 | 6645.0067 | 0 | 6645.0067 | 0 | 524.859 | 267.039
WtrCldCentChlr-NoFric-2Cmp-0.748kwpton-VarSpd-CndRlf | DEER2023 |  | 2022-03-14 23:24:51+00 | Any | MBT | New | CZ16 | cWVVG | Cap-Tons | 1 | 199999.2031 | None | 1301273 | 366189 | 737073.3125 | 0 | 59848.9883 | 1186.426 | 21940.3496 | 115028.1016 | 5979.6318 | 43807.7891 | 19321.3798 | 0 | 19321.3798 | 0 | 435.694 | 202.188
WtrCldCentChlr-NoFric-2Cmp-0.748kwpton-VarSpd-CndRlf | DEER2023 |  | 2022-03-14 23:24:51+00 | Any | Nrs | New | CZ01 | cWVVG | Cap-Tons | 1 | 60654.5781 | None | 640846.8125 | 124089.5 | 419568.5938 | 0 | 1266.491 | 38.6041 | 3169.2949 | 92713.5938 | 995.0484 | 74955.3125 | 23791.4598 | 117.2249 | 23674.24 | 0 | 104.007 | 99.34
WtrCldCentChlr-NoFric-2Cmp-0.748kwpton-VarSpd-CndRlf | DEER2023 |  | 2022-03-14 23:24:51+00 | Any | Nrs | New | CZ02 | cWVVG | Cap-Tons | 1 | 60654.5781 | None | 677245.875 | 124089.5 | 419568.5938 | 0 | 27444.0996 | 655.6241 | 12314.8701 | 93172.6875 | 14471.7803 | 49962.6602 | 16360.2803 | 117.2249 | 16243.0605 | 0 | 130.83 | 123.468
WtrCldCentChlr-NoFric-2Cmp-0.748kwpton-VarSpd-CndRlf | DEER2023 |  | 2022-03-14 23:24:51+00 | Any | Nrs | New | CZ03 | cWVVG | Cap-Tons | 1 | 60654.5781 | None | 660052.625 | 124089.5 | 419568.5938 | 0 | 12628.54 | 501.4646 | 10162.8701 | 93100.8984 | 9188.6377 | 50144 | 13932.5005 | 117.2249 | 13815.2806 | 0 | 116.589 | 112.479
WtrCldCentChlr-NoFric-2Cmp-0.748kwpton-VarSpd-CndRlf | DEER2023 |  | 2022-03-14 23:24:51+00 | Any | Nrs | New | CZ04 | cWVVG | Cap-Tons | 1 | 60654.5781 | None | 692359.8125 | 124089.5 | 419568.5938 | 0 | 36677.1094 | 1711.755 | 16977.5391 | 93334.5 | 19801.4102 | 37403.25 | 11388.3904 | 117.2249 | 11271.1706 | 0 | 133.868 | 128.458
WtrCldCentChlr-NoFric-2Cmp-0.748kwpton-VarSpd-CndRlf | DEER2023 |  | 2022-03-14 23:24:51+00 | Any | Nrs | New | CZ05 | cWVVG | Cap-Tons | 1 | 60654.5781 | None | 663597.125 | 124089.5 | 419568.5938 | 0 | 15947.3398 | 539.2036 | 10303.54 | 93148.2969 | 11479.0098 | 48236.8203 | 14483.8502 | 117.2249 | 14366.6304 | 0 | 115.27 | 105.006
WtrCldCentChlr-NoFric-2Cmp-0.748kwpton-VarSpd-CndRlf | DEER2023 |  | 2022-03-14 23:24:51+00 | Any | Nrs | New | CZ06 | cWVVG | Cap-Tons | 1 | 60654.5781 | None | 704314.875 | 124089.5 | 419568.5938 | 0 | 43036.1719 | 2728.02 | 21511.6094 | 93380.2266 | 23860.0801 | 26495.2207 | 7998.6522 | 117.2249 | 7881.4272 | 0 | 125.225 | 120.084
WtrCldCentChlr-NoFric-2Cmp-0.748kwpton-VarSpd-CndRlf | DEER2023 |  | 2022-03-14 23:24:51+00 | Any | Nrs | New | CZ07 | cWVVG | Cap-Tons | 1 | 60654.5781 | None | 695752.875 | 124089.5 | 419568.5938 | 0 | 34266.75 | 1881.002 | 22580.1797 | 93366.4375 | 22998.7891 | 23755.7695 | 6831.7178 | 117.2249 | 6714.4928 | 0 | 120.817 | 113.384
WtrCldCentChlr-NoFric-2Cmp-0.748kwpton-VarSpd-CndRlf | DEER2023 |  | 2022-03-14 23:24:51+00 | Any | Nrs | New | CZ08 | cWVVG | Cap-Tons | 1 | 60654.5781 | None | 722572.5 | 124089.5 | 419568.5938 | 0 | 57339.6094 | 2845.3601 | 25237.5508 | 93491.25 | 28146.5391 | 23892.9609 | 7642.2003 | 117.2249 | 7524.9747 | 0 | 134.984 | 123.624
WtrCldCentChlr-NoFric-2Cmp-0.748kwpton-VarSpd-CndRlf | DEER2023 |  | 2022-03-14 23:24:51+00 | Any | Nrs | New | CZ09 | cWVVG | Cap-Tons | 1 | 60654.5781 | None | 716598.5 | 124089.5 | 419568.5938 | 0 | 53619.3516 | 880.1796 | 24942.7305 | 93497.6406 | 27114.6895 | 26556.8906 | 8027.04 | 117.2249 | 7909.817 | 0 | 134.449 | 127.98
WtrCldCentChlr-NoFric-2Cmp-0.748kwpton-VarSpd-CndRlf | DEER2023 |  | 2022-03-14 23:24:51+00 | Any | Nrs | New | CZ10 | cWVVG | Cap-Tons | 1 | 60654.5781 | None | 726464.375 | 124089.5 | 419568.5938 | 0 | 62574.6719 | 2290.4709 | 24416.0293 | 93524.5 | 28141.0898 | 27918.5391 | 9362.9178 | 117.2249 | 9245.6941 | 0 | 139.493 | 131.682
WtrCldCentChlr-NoFric-2Cmp-0.748kwpton-VarSpd-CndRlf | DEER2023 |  | 2022-03-14 23:24:51+00 | Any | Nrs | New | CZ11 | cWVVG | Cap-Tons | 1 | 60654.5781 | None | 726269.375 | 124089.5 | 419568.5938 | 0 | 65319 | 1397.2939 | 22449.2598 | 93446.0312 | 25659.8105 | 36486.9414 | 13472.8998 | 117.2249 | 13355.6698 | 0 | 143.521 | 141.56
WtrCldCentChlr-NoFric-2Cmp-0.748kwpton-VarSpd-CndRlf | DEER2023 |  | 2022-03-14 23:24:51+00 | Any | Nrs | New | CZ12 | cWVVG | Cap-Tons | 1 | 60654.5781 | None | 703819.5 | 124089.5 | 419568.5938 | 0 | 46189.1602 | 1624.636 | 18985.9199 | 93361.1484 | 21066.5098 | 39437.5312 | 13590.2797 | 117.2249 | 13473.0598 | 0 | 141.436 | 137.986
WtrCldCentChlr-NoFric-2Cmp-0.748kwpton-VarSpd-CndRlf | DEER2023 |  | 2022-03-14 23:24:51+00 | Any | Nrs | New | CZ13 | cWVVG | Cap-Tons | 1 | 60654.5781 | None | 739209.375 | 124089.5 | 419568.5938 | 0 | 73786.9609 | 2635.707 | 25581.9297 | 93546.8281 | 29161.5801 | 32067.1504 | 11800.9203 | 117.2249 | 11683.6902 | 0 | 147.791 | 143.717
WtrCldCentChlr-NoFric-2Cmp-0.748kwpton-VarSpd-CndRlf | DEER2023 |  | 2022-03-14 23:24:51+00 | Any | Nrs | New | CZ14 | cWVVG | Cap-Tons | 1 | 60654.5781 | None | 725711.1875 | 124089.5 | 419568.5938 | 0 | 66384.2969 | 674.3475 | 21465.8691 | 93528.2578 | 26826.3398 | 35014.6992 | 14467.1603 | 117.2249 | 14349.9405 | 0 | 142.139 | 137.159
WtrCldCentChlr-NoFric-2Cmp-0.748kwpton-VarSpd-CndRlf | DEER2023 |  | 2022-03-14 23:24:51+00 | Any | Nrs | New | CZ15 | cWVVG | Cap-Tons | 1 | 60654.5781 | None | 806789 | 124089.5 | 419568.5938 | 0 | 129474.7969 | 2063.439 | 37562.0195 | 94030.6719 | 43635.3008 | 13733.6699 | 4999.031 | 117.2249 | 4881.808 | 0 | 155.195 | 149.908
WtrCldCentChlr-NoFric-2Cmp-0.748kwpton-VarSpd-CndRlf | DEER2023 |  | 2022-03-14 23:24:51+00 | Any | Nrs | New | CZ16 | cWVVG | Cap-Tons | 1 | 60654.5781 | None | 669848.5 | 124089.5 | 419568.5938 | 0 | 22686.8691 | 454.8548 | 10011.9697 | 93035.8906 | 13913.9902 | 54850.1797 | 26251.0899 | 117.2249 | 26133.8701 | 0 | 121.361 | 117.284
WtrCldCentChlr-NoFric-2Cmp-0.748kwpton-VarSpd-CndRlf | DEER2023 |  | 2022-03-14 23:24:51+00 | Any | OfL | New | CZ01 | cWVVG | Cap-Tons | 1 | 174998.9062 | None | 1301998 | 289618.8125 | 892052.375 | 0 | 16859.3105 | 374.8891 | 13523.9697 | 89568.8594 | 165.0932 | 50284.5391 | 6667.079 | 0 | 6667.079 | 0 | 398.786 | 226.996
WtrCldCentChlr-NoFric-2Cmp-0.748kwpton-VarSpd-CndRlf | DEER2023 |  | 2022-03-14 23:24:51+00 | Any | OfL | New | CZ02 | cWVVG | Cap-Tons | 1 | 174998.9062 | None | 1447755 | 289618.8125 | 892052.375 | 0 | 110982.2969 | 2339.042 | 39406.5 | 113356.2031 | 4563.626 | 27432.5605 | 5273.6579 | 0 | 5273.6579 | 0 | 473.199 | 273.801
WtrCldCentChlr-NoFric-2Cmp-0.748kwpton-VarSpd-CndRlf | DEER2023 |  | 2022-03-14 23:24:51+00 | Any | OfL | New | CZ03 | cWVVG | Cap-Tons | 1 | 174998.9062 | None | 1399325 | 289618.8125 | 892052.375 | 0 | 75416.6328 | 2395.1221 | 32825.5391 | 107016.6016 | 3185.335 | 23888.7207 | 3831.7242 | 0 | 3831.7242 | 0 | 439.216 | 250.712
WtrCldCentChlr-NoFric-2Cmp-0.748kwpton-VarSpd-CndRlf | DEER2023 |  | 2022-03-14 23:24:51+00 | Any | OfL | New | CZ04 | cWVVG | Cap-Tons | 1 | 174998.9062 | None | 1489512 | 289618.8125 | 892052.375 | 0 | 133675.4062 | 5547.644 | 47783.0508 | 120834.7031 | 11489.9697 | 18000.6895 | 3651.5059 | 0 | 3651.5059 | 0 | 485.195 | 277.98
WtrCldCentChlr-NoFric-2Cmp-0.748kwpton-VarSpd-CndRlf | DEER2023 |  | 2022-03-14 23:24:51+00 | Any | OfL | New | CZ05 | cWVVG | Cap-Tons | 1 | 174998.9062 | None | 1427719 | 289618.8125 | 892052.375 | 0 | 95511.75 | 2821.6741 | 36251.3906 | 111462.6016 | 2898.5471 | 18110.2598 | 2842.4029 | 0 | 2842.4029 | 0 | 434.992 | 238.271
WtrCldCentChlr-NoFric-2Cmp-0.748kwpton-VarSpd-CndRlf | DEER2023 |  | 2022-03-14 23:24:51+00 | Any | OfL | New | CZ06 | cWVVG | Cap-Tons | 1 | 174998.9062 | None | 1558756 | 289618.8125 | 892052.375 | 0 | 183571.7031 | 9561.96 | 58758.4102 | 125193.2031 | 31626.0293 | 7660.29 | 1545.776 | 0 | 1545.776 | 0 | 472.353 | 255.376
WtrCldCentChlr-NoFric-2Cmp-0.748kwpton-VarSpd-CndRlf | DEER2023 |  | 2022-03-14 23:24:51+00 | Any | OfL | New | CZ07 | cWVVG | Cap-Tons | 1 | 174998.9062 | None | 1516513 | 289618.8125 | 892052.375 | 0 | 150418.5 | 6247.1909 | 52415.8008 | 125760.7031 | 30928.1699 | 6598.7539 | 931.4982 | 0 | 931.4982 | 0 | 463.77 | 246.029
WtrCldCentChlr-NoFric-2Cmp-0.748kwpton-VarSpd-CndRlf | DEER2023 |  | 2022-03-14 23:24:51+00 | Any | OfL | New | CZ08 | cWVVG | Cap-Tons | 1 | 174998.9062 | None | 1589948 | 289618.8125 | 892052.375 | 0 | 201019.5 | 8737.9541 | 62505.6289 | 136014.5 | 53600.4688 | 6632.6362 | 1481.811 | 0 | 1481.811 | 0 | 491.93 | 259.586
WtrCldCentChlr-NoFric-2Cmp-0.748kwpton-VarSpd-CndRlf | DEER2023 |  | 2022-03-14 23:24:51+00 | Any | OfL | New | CZ09 | cWVVG | Cap-Tons | 1 | 174998.9062 | None | 1559056 | 289618.8125 | 892052.375 | 0 | 183007.2969 | 2728.6379 | 57869.0117 | 133780.7969 | 28559.5098 | 11496.0596 | 1779.897 | 0 | 1779.897 | 0 | 491.963 | 272.055
WtrCldCentChlr-NoFric-2Cmp-0.748kwpton-VarSpd-CndRlf | DEER2023 |  | 2022-03-14 23:24:51+00 | Any | OfL | New | CZ10 | cWVVG | Cap-Tons | 1 | 174998.9062 | None | 1586125 | 289618.8125 | 892052.375 | 0 | 199305.7969 | 6585.603 | 60435.5117 | 138128 | 38831.0781 | 12326.3701 | 2223.665 | 0 | 2223.665 | 0 | 504.831 | 275.475
WtrCldCentChlr-NoFric-2Cmp-0.748kwpton-VarSpd-CndRlf | DEER2023 |  | 2022-03-14 23:24:51+00 | Any | OfL | New | CZ11 | cWVVG | Cap-Tons | 1 | 174998.9062 | None | 1554204 | 289618.8125 | 892052.375 | 0 | 178130 | 3296.325 | 53986.9102 | 137119.9062 | 27655 | 23951.7207 | 6071.8022 | 0 | 6071.8022 | 0 | 504.39 | 310.936
WtrCldCentChlr-NoFric-2Cmp-0.748kwpton-VarSpd-CndRlf | DEER2023 |  | 2022-03-14 23:24:51+00 | Any | OfL | New | CZ12 | cWVVG | Cap-Tons | 1 | 174998.9062 | None | 1514008 | 289618.8125 | 892052.375 | 0 | 149398 | 4680.9282 | 49430.8594 | 128827.1016 | 14531.6299 | 24504.3203 | 5293.823 | 0 | 5293.823 | 0 | 505.725 | 302.601
WtrCldCentChlr-NoFric-2Cmp-0.748kwpton-VarSpd-CndRlf | DEER2023 |  | 2022-03-14 23:24:51+00 | Any | OfL | New | CZ13 | cWVVG | Cap-Tons | 1 | 174998.9062 | None | 1583143 | 289618.8125 | 892052.375 | 0 | 191327 | 6310.001 | 59679.4297 | 144155.9062 | 51905.5195 | 22293.0391 | 4801.064 | 0 | 4801.064 | 0 | 524.785 | 309.783
WtrCldCentChlr-NoFric-2Cmp-0.748kwpton-VarSpd-CndRlf | DEER2023 |  | 2022-03-14 23:24:51+00 | Any | OfL | New | CZ14 | cWVVG | Cap-Tons | 1 | 174998.9062 | None | 1563724 | 289618.8125 | 892052.375 | 0 | 187662.7969 | 1638.113 | 52085.1914 | 140667 | 42144.0898 | 21413.7207 | 5058.6531 | 0 | 5058.6531 | 0 | 510.141 | 290.288
WtrCldCentChlr-NoFric-2Cmp-0.748kwpton-VarSpd-CndRlf | DEER2023 |  | 2022-03-14 23:24:51+00 | Any | OfL | New | CZ15 | cWVVG | Cap-Tons | 1 | 174998.9062 | None | 1750493 | 289618.8125 | 892052.375 | 0 | 311885.4062 | 4533.5171 | 82284.9531 | 170118.7969 | 96870.2891 | 5014.498 | 1351.4 | 0 | 1351.4 | 0 | 550.217 | 306.376
WtrCldCentChlr-NoFric-2Cmp-0.748kwpton-VarSpd-CndRlf | DEER2023 |  | 2022-03-14 23:24:51+00 | Any | OfL | New | CZ16 | cWVVG | Cap-Tons | 1 | 174998.9062 | None | 1416519 | 289618.8125 | 892052.375 | 0 | 80190.1406 | 1590.936 | 29176.5898 | 123890 | 8703.1377 | 45789.0391 | 14307.0797 | 0 | 14307.0797 | 0 | 452.197 | 263.311
WtrCldCentChlr-NoFric-2Cmp-0.748kwpton-VarSpd-CndRlf | DEER2023 |  | 2022-03-14 23:24:51+00 | Any | OfS | New | CZ01 | cWVVG | Cap-Tons | 1 | 10000.0801 | None | 64903.1719 | 13865.4297 | 42917.1289 | 0 | 682.0988 | 43.2955 | 1660.397 | 5734.7251 | 90.2619 | 3749.2571 | 1204.738 | 0 | 1204.738 | 0 | 23.17 | 11.04
WtrCldCentChlr-NoFric-2Cmp-0.748kwpton-VarSpd-CndRlf | DEER2023 |  | 2022-03-14 23:24:51+00 | Any | OfS | New | CZ02 | cWVVG | Cap-Tons | 1 | 10000.0801 | None | 74422.7188 | 13865.4297 | 42917.1289 | 0 | 5669.1982 | 210.0466 | 4755.9219 | 7004.8931 | 1132.551 | 2011.772 | 841.4677 | 0 | 841.4677 | 0 | 28.442 | 13.986
WtrCldCentChlr-NoFric-2Cmp-0.748kwpton-VarSpd-CndRlf | DEER2023 |  | 2022-03-14 23:24:51+00 | Any | OfS | New | CZ03 | cWVVG | Cap-Tons | 1 | 10000.0801 | None | 70804.9766 | 13865.4297 | 42917.1289 | 0 | 3296.1851 | 209.7025 | 4041.8259 | 6474.6138 | 670.6275 | 1897.647 | 727.7132 | 0 | 727.7132 | 0 | 25.43 | 12.36
WtrCldCentChlr-NoFric-2Cmp-0.748kwpton-VarSpd-CndRlf | DEER2023 |  | 2022-03-14 23:24:51+00 | Any | OfS | New | CZ04 | cWVVG | Cap-Tons | 1 | 10000.0801 | None | 76771.7812 | 13865.4297 | 42917.1289 | 0 | 6402.0669 | 446.9875 | 5770.8789 | 7369.1792 | 1655.108 | 1427.489 | 606.2735 | 0 | 606.2735 | 0 | 28.615 | 14.144
WtrCldCentChlr-NoFric-2Cmp-0.748kwpton-VarSpd-CndRlf | DEER2023 |  | 2022-03-14 23:24:51+00 | Any | OfS | New | CZ05 | cWVVG | Cap-Tons | 1 | 10000.0801 | None | 72284.2734 | 13865.4297 | 42917.1289 | 0 | 4555.5962 | 227.071 | 3933.3879 | 6785.583 | 689.3813 | 1586.423 | 671.4159 | 0 | 671.4159 | 0 | 25.615 | 11.455
WtrCldCentChlr-NoFric-2Cmp-0.748kwpton-VarSpd-CndRlf | DEER2023 |  | 2022-03-14 23:24:51+00 | Any | OfS | New | CZ06 | cWVVG | Cap-Tons | 1 | 10000.0801 | None | 80723.1719 | 13865.4297 | 42917.1289 | 0 | 9017.8623 | 722.2893 | 6724.3301 | 7476.0381 | 1607.743 | 688.9059 | 389.475 | 0 | 389.475 | 0 | 28.489 | 12.704
WtrCldCentChlr-NoFric-2Cmp-0.748kwpton-VarSpd-CndRlf | DEER2023 |  | 2022-03-14 23:24:51+00 | Any | OfS | New | CZ07 | cWVVG | Cap-Tons | 1 | 10000.0801 | None | 77701.3906 | 13865.4297 | 42917.1289 | 0 | 7035.4849 | 502.208 | 6108.5962 | 7272.4321 | 1485.422 | 619.4046 | 317.9776 | 0 | 317.9776 | 0 | 27.611 | 11.755
WtrCldCentChlr-NoFric-2Cmp-0.748kwpton-VarSpd-CndRlf | DEER2023 |  | 2022-03-14 23:24:51+00 | Any | OfS | New | CZ08 | cWVVG | Cap-Tons | 1 | 10000.0801 | None | 82896.4297 | 13865.4297 | 42917.1289 | 0 | 10190.0195 | 691.8306 | 7157.0942 | 8074.8198 | 2598.0549 | 645.825 | 378.4288 | 0 | 378.4288 | 0 | 29.964 | 13.512
WtrCldCentChlr-NoFric-2Cmp-0.748kwpton-VarSpd-CndRlf | DEER2023 |  | 2022-03-14 23:24:51+00 | Any | OfS | New | CZ09 | cWVVG | Cap-Tons | 1 | 10000.0801 | None | 82330.6797 | 13865.4297 | 42917.1289 | 0 | 9107.6436 | 279.7297 | 8252.1055 | 7908.5122 | 2529.3601 | 886.865 | 362.8342 | 0 | 362.8342 | 0 | 28.349 | 13.608
WtrCldCentChlr-NoFric-2Cmp-0.748kwpton-VarSpd-CndRlf | DEER2023 |  | 2022-03-14 23:24:51+00 | Any | OfS | New | CZ10 | cWVVG | Cap-Tons | 1 | 10000.0801 | None | 83116.3906 | 13865.4297 | 42917.1289 | 0 | 10155.1201 | 543.6276 | 7469.5469 | 8165.4448 | 2984.397 | 967.2519 | 409.742 | 0 | 409.742 | 0 | 30.436 | 14.252
WtrCldCentChlr-NoFric-2Cmp-0.748kwpton-VarSpd-CndRlf | DEER2023 |  | 2022-03-14 23:24:51+00 | Any | OfS | New | CZ11 | cWVVG | Cap-Tons | 1 | 10000.0801 | None | 81739.2031 | 13865.4297 | 42917.1289 | 0 | 9565.1055 | 294.0977 | 6689.7861 | 8407.5518 | 3506.928 | 1736.788 | 739.537 | 0 | 739.537 | 0 | 30.274 | 16.456
WtrCldCentChlr-NoFric-2Cmp-0.748kwpton-VarSpd-CndRlf | DEER2023 |  | 2022-03-14 23:24:51+00 | Any | OfS | New | CZ12 | cWVVG | Cap-Tons | 1 | 10000.0801 | None | 78923.5078 | 13865.4297 | 42917.1289 | 0 | 7734.7529 | 399.0698 | 6057.4058 | 7949.6182 | 2103.219 | 1808.528 | 757.3002 | 0 | 757.3002 | 0 | 30.543 | 15.949
WtrCldCentChlr-NoFric-2Cmp-0.748kwpton-VarSpd-CndRlf | DEER2023 |  | 2022-03-14 23:24:51+00 | Any | OfS | New | CZ13 | cWVVG | Cap-Tons | 1 | 10000.0801 | None | 83054.8438 | 13865.4297 | 42917.1289 | 0 | 9726.2617 | 518.3538 | 7258.834 | 8768.7305 | 4121.3848 | 1608.4139 | 639.4871 | 0 | 639.4871 | 0 | 31.116 | 16.267
WtrCldCentChlr-NoFric-2Cmp-0.748kwpton-VarSpd-CndRlf | DEER2023 |  | 2022-03-14 23:24:51+00 | Any | OfS | New | CZ14 | cWVVG | Cap-Tons | 1 | 10000.0801 | None | 83546.5078 | 13865.4297 | 42917.1289 | 0 | 10379.5703 | 166.0616 | 7560.0171 | 8658.1934 | 3539.0979 | 1625.73 | 663.0521 | 0 | 663.0521 | 0 | 30.201 | 15.031
WtrCldCentChlr-NoFric-2Cmp-0.748kwpton-VarSpd-CndRlf | DEER2023 |  | 2022-03-14 23:24:51+00 | Any | OfS | New | CZ15 | cWVVG | Cap-Tons | 1 | 10000.0801 | None | 95905.1406 | 13865.4297 | 42917.1289 | 0 | 17290.3691 | 439.0028 | 11064.54 | 10328.5596 | 6710.835 | 384.0719 | 173.4967 | 0 | 173.4967 | 0 | 33.075 | 16.202
WtrCldCentChlr-NoFric-2Cmp-0.748kwpton-VarSpd-CndRlf | DEER2023 |  | 2022-03-14 23:24:51+00 | Any | OfS | New | CZ16 | cWVVG | Cap-Tons | 1 | 10000.0801 | None | 72766.7031 | 13865.4297 | 42917.1289 | 0 | 4172.6299 | 128.7822 | 3485.7781 | 8196.8662 | 1309.468 | 3554.7849 | 1541.7459 | 0 | 1541.7459 | 0 | 27.188 | 13.349
WtrCldCentChlr-NoFric-2Cmp-0.748kwpton-VarSpd-CndRlf | DEER2023 |  | 2022-03-14 23:24:51+00 | Any | Rt3 | New | CZ01 | cWVVG | Cap-Tons | 1 | 120000.5 | None | 1006134 | 514297.1875 | 410310 | 0 | 8241.3438 | 199.5491 | 8195.3135 | 64889.9805 | 13581.8301 | 33791.5 | 8281.4112 | 0 | 8281.4112 | 0 | 257.302 | 208.536
WtrCldCentChlr-NoFric-2Cmp-0.748kwpton-VarSpd-CndRlf | DEER2023 |  | 2022-03-14 23:24:51+00 | Any | Rt3 | New | CZ02 | cWVVG | Cap-Tons | 1 | 120000.5 | None | 1111907 | 514297.1875 | 410310 | 0 | 79229.2734 | 1753.2629 | 28755.8809 | 77559.9766 | 43863.4219 | 15156.21 | 5888.0352 | 0 | 5888.0352 | 0 | 317.053 | 269.057
WtrCldCentChlr-NoFric-2Cmp-0.748kwpton-VarSpd-CndRlf | DEER2023 |  | 2022-03-14 23:24:51+00 | Any | Rt3 | New | CZ03 | cWVVG | Cap-Tons | 1 | 120000.5 | None | 1069029 | 514297.1875 | 410310 | 0 | 47349.3398 | 1591.249 | 22969.0195 | 72511.6328 | 39762.6602 | 14628.6201 | 4310.0301 | 0 | 4310.0301 | 0 | 284.734 | 243.334
WtrCldCentChlr-NoFric-2Cmp-0.748kwpton-VarSpd-CndRlf | DEER2023 |  | 2022-03-14 23:24:51+00 | Any | Rt3 | New | CZ04 | cWVVG | Cap-Tons | 1 | 120000.5 | None | 1150150 | 514297.1875 | 410310 | 0 | 102032.5 | 4291.4268 | 36125.3711 | 83092.4766 | 56911.3906 | 10058.3799 | 3534.3501 | 0 | 3534.3501 | 0 | 325.153 | 280.841
WtrCldCentChlr-NoFric-2Cmp-0.748kwpton-VarSpd-CndRlf | DEER2023 |  | 2022-03-14 23:24:51+00 | Any | Rt3 | New | CZ05 | cWVVG | Cap-Tons | 1 | 120000.5 | None | 1084622 | 514297.1875 | 410310 | 0 | 56989.8398 | 1741.496 | 23497.3594 | 77785.3672 | 43839.0586 | 11864.9297 | 3201.135 | 0 | 3201.135 | 0 | 276.853 | 225.679
WtrCldCentChlr-NoFric-2Cmp-0.748kwpton-VarSpd-CndRlf | DEER2023 |  | 2022-03-14 23:24:51+00 | Any | Rt3 | New | CZ06 | cWVVG | Cap-Tons | 1 | 120000.5 | None | 1191486 | 514297.1875 | 410310 | 0 | 130921.1016 | 6954.208 | 44799.1992 | 84203.7734 | 62643.1797 | 4507.6191 | 1317.308 | 0 | 1317.308 | 0 | 318.782 | 266.152
WtrCldCentChlr-NoFric-2Cmp-0.748kwpton-VarSpd-CndRlf | DEER2023 |  | 2022-03-14 23:24:51+00 | Any | Rt3 | New | CZ07 | cWVVG | Cap-Tons | 1 | 120000.5 | None | 1166885 | 514297.1875 | 410310 | 0 | 109246.2031 | 4739.271 | 41499.3711 | 86792.5469 | 65595.9531 | 3386.2009 | 815.7774 | 0 | 815.7774 | 0 | 311.916 | 263.756
WtrCldCentChlr-NoFric-2Cmp-0.748kwpton-VarSpd-CndRlf | DEER2023 |  | 2022-03-14 23:24:51+00 | Any | Rt3 | New | CZ08 | cWVVG | Cap-Tons | 1 | 120000.5 | None | 1232736 | 514297.1875 | 410310 | 0 | 154691.5938 | 6783.6099 | 50040.5 | 96612.4531 | 78662.8438 | 3077.6909 | 1078.939 | 0 | 1078.939 | 0 | 331.079 | 272.912
WtrCldCentChlr-NoFric-2Cmp-0.748kwpton-VarSpd-CndRlf | DEER2023 |  | 2022-03-14 23:24:51+00 | Any | Rt3 | New | CZ09 | cWVVG | Cap-Tons | 1 | 120000.5 | None | 1196610 | 514297.1875 | 410310 | 0 | 131056.5 | 2100.5039 | 49362.5195 | 89482.5234 | 72385.2578 | 4692.063 | 1401.935 | 0 | 1401.935 | 0 | 315.602 | 271.964
WtrCldCentChlr-NoFric-2Cmp-0.748kwpton-VarSpd-CndRlf | DEER2023 |  | 2022-03-14 23:24:51+00 | Any | Rt3 | New | CZ10 | cWVVG | Cap-Tons | 1 | 120000.5 | None | 1227674 | 514297.1875 | 410310 | 0 | 154945.9062 | 5275.562 | 48559.4414 | 94285.1562 | 76257.5625 | 6022.8682 | 2112.532 | 0 | 2112.532 | 0 | 356.288 | 307.941
WtrCldCentChlr-NoFric-2Cmp-0.748kwpton-VarSpd-CndRlf | DEER2023 |  | 2022-03-14 23:24:51+00 | Any | Rt3 | New | CZ11 | cWVVG | Cap-Tons | 1 | 120000.5 | None | 1195866 | 514297.1875 | 410310 | 0 | 139831.5938 | 2625.6399 | 39783.8711 | 89017.0391 | 65526.1406 | 11702.25 | 4183.0211 | 0 | 4183.0211 | 0 | 344.214 | 299.169
WtrCldCentChlr-NoFric-2Cmp-0.748kwpton-VarSpd-CndRlf | DEER2023 |  | 2022-03-14 23:24:51+00 | Any | Rt3 | New | CZ12 | cWVVG | Cap-Tons | 1 | 120000.5 | None | 1166324 | 514297.1875 | 410310 | 0 | 115405.8984 | 3708.7051 | 38360.4883 | 84241.2266 | 59973.7695 | 12323.1602 | 4916.7709 | 0 | 4916.7709 | 0 | 350.098 | 302.284
WtrCldCentChlr-NoFric-2Cmp-0.748kwpton-VarSpd-CndRlf | DEER2023 |  | 2022-03-14 23:24:51+00 | Any | Rt3 | New | CZ13 | cWVVG | Cap-Tons | 1 | 120000.5 | None | 1226545 | 514297.1875 | 410310 | 0 | 155945.2031 | 5034.3491 | 45776.8008 | 95180.6406 | 75801.9766 | 10476.7305 | 3853.0531 | 0 | 3853.0531 | 0 | 362.07 | 315.918
WtrCldCentChlr-NoFric-2Cmp-0.748kwpton-VarSpd-CndRlf | DEER2023 |  | 2022-03-14 23:24:51+00 | Any | Rt3 | New | CZ14 | cWVVG | Cap-Tons | 1 | 120000.5 | None | 1190632 | 514297.1875 | 410310 | 0 | 137322.4062 | 1231.452 | 38449.8984 | 89019.9219 | 64941.2812 | 10401.1396 | 3639.0221 | 0 | 3639.0221 | 0 | 338.35 | 288.415
WtrCldCentChlr-NoFric-2Cmp-0.748kwpton-VarSpd-CndRlf | DEER2023 |  | 2022-03-14 23:24:51+00 | Any | Rt3 | New | CZ15 | cWVVG | Cap-Tons | 1 | 120000.5 | None | 1352064 | 514297.1875 | 410310 | 0 | 244320.5 | 3779.1011 | 65677.1406 | 113679 | 106041.6016 | 1605.073 | 342.6938 | 0 | 342.6938 | 0 | 371.389 | 320.846
WtrCldCentChlr-NoFric-2Cmp-0.748kwpton-VarSpd-CndRlf | DEER2023 |  | 2022-03-14 23:24:51+00 | Any | Rt3 | New | CZ16 | cWVVG | Cap-Tons | 1 | 120000.5 | None | 1078683 | 514297.1875 | 410310 | 0 | 56652.4609 | 1089.146 | 18841.2793 | 77491.8672 | 38297.7617 | 24696.8809 | 13352.4902 | 0 | 13352.4902 | 0 | 294.974 | 247.927
WtrCldRecipChlr-0.42kwpton | DEER2023 |  | 2022-03-14 23:49:36+00 | Any | ECC | New | CZ01 | cWVVG | Cap-Tons | 308.237 | 299999.5938 | None | 1673620 | 498675.5 | 838537.625 | 0 | 24804.1406 | 202.7193 | 21292.9707 | 290105.4062 | 4634.2559 | 208151 | 51322.3475 | 97.3874 | 51224.9702 | 0 | 570.64 | 442.142
WtrCldRecipChlr-0.42kwpton | DEER2023 |  | 2022-03-14 23:49:36+00 | Any | ECC | New | CZ02 | cWVVG | Cap-Tons | 557.072 | 299999.5938 | None | 1839224 | 498675.5 | 838537.625 | 0 | 144614.4062 | 1357.306 | 71970.6172 | 284067.5 | 35158.1914 | 110873.7031 | 35666.3603 | 97.3874 | 35568.96 | 0 | 695.636 | 565.391
WtrCldRecipChlr-0.42kwpton | DEER2023 |  | 2022-03-14 23:49:36+00 | Any | ECC | New | CZ03 | cWVVG | Cap-Tons | 427.4718 | 299999.5938 | None | 1777725 | 498675.5 | 838537.625 | 0 | 102913.7969 | 1208.619 | 57221.5898 | 279165.4062 | 27421.5 | 99455.7812 | 30775.36 | 97.3874 | 30677.9802 | 0 | 630.765 | 516.172
WtrCldRecipChlr-0.42kwpton | DEER2023 |  | 2022-03-14 23:49:36+00 | Any | ECC | New | CZ04 | cWVVG | Cap-Tons | 555.1155 | 299999.5938 | None | 1901742 | 498675.5 | 838537.625 | 0 | 188976.2969 | 2763.6589 | 93028.9375 | 279757.6875 | 56983.7383 | 70296.7969 | 25826.071 | 97.3874 | 25728.6912 | 0 | 705.711 | 585.673
WtrCldRecipChlr-0.42kwpton | DEER2023 |  | 2022-03-14 23:49:36+00 | Any | ECC | New | CZ05 | cWVVG | Cap-Tons | 371.7423 | 299999.5938 | None | 1806983 | 498675.5 | 838537.625 | 0 | 120835.7969 | 1588.4821 | 56985.9102 | 290358.3125 | 31677.25 | 95044.2578 | 28310.569 | 97.3874 | 28213.1891 | 0 | 619.629 | 471.384
WtrCldRecipChlr-0.42kwpton | DEER2023 |  | 2022-03-14 23:49:36+00 | Any | ECC | New | CZ06 | cWVVG | Cap-Tons | 598.4948 | 299999.5938 | None | 1996403 | 498675.5 | 838537.625 | 0 | 255959.4062 | 4865.5488 | 118322 | 280041 | 69696.6328 | 33413.6797 | 16123.4701 | 97.3874 | 16026.08 | 0 | 686.696 | 559.351
WtrCldRecipChlr-0.42kwpton | DEER2023 |  | 2022-03-14 23:49:36+00 | Any | ECC | New | CZ07 | cWVVG | Cap-Tons | 564.226 | 299999.5938 | None | 1946823 | 498675.5 | 838537.625 | 0 | 217492.5938 | 3276.0239 | 106122.2969 | 282717.5938 | 71801.8516 | 25091.5703 | 13974.5894 | 97.3874 | 13877.1994 | 0 | 674.419 | 553.424
WtrCldRecipChlr-0.42kwpton | DEER2023 |  | 2022-03-14 23:49:36+00 | Any | ECC | New | CZ08 | cWVVG | Cap-Tons | 651.0405 | 299999.5938 | None | 2058549 | 498675.5 | 838537.625 | 0 | 287821.4062 | 4712.7012 | 132189.2031 | 296610.5 | 90541.0391 | 28194.0293 | 14345.3094 | 97.3874 | 14247.9206 | 0 | 719.388 | 562.36
WtrCldRecipChlr-0.42kwpton | DEER2023 |  | 2022-03-14 23:49:36+00 | Any | ECC | New | CZ09 | cWVVG | Cap-Tons | 783.4161 | 299999.5938 | None | 2007756 | 498675.5 | 838537.625 | 0 | 254567.2969 | 1525.89 | 132498.0938 | 281949.8125 | 82339.2891 | 38711.2695 | 16375.7594 | 97.3874 | 16278.3706 | 0 | 713.25 | 578.766
WtrCldRecipChlr-0.42kwpton | DEER2023 |  | 2022-03-14 23:49:36+00 | Any | ECC | New | CZ10 | cWVVG | Cap-Tons | 696.4335 | 299999.5938 | None | 2048149 | 498675.5 | 838537.625 | 0 | 285950.1875 | 3834.3899 | 130438.7969 | 290710.6875 | 87017.7812 | 44994.9609 | 19309.12 | 97.3874 | 19211.7299 | 0 | 555.15 | 353.236
WtrCldRecipChlr-0.42kwpton | DEER2023 |  | 2022-03-14 23:49:36+00 | Any | ECC | New | CZ11 | cWVVG | Cap-Tons | 638.1592 | 299999.5938 | None | 2002099 | 498675.5 | 838537.625 | 0 | 250339.5938 | 2416.2251 | 115735.7031 | 296393.5 | 76807.5938 | 79634.7812 | 29029.4989 | 97.3874 | 28932.1088 | 0 | 558.41 | 385.492
WtrCldRecipChlr-0.42kwpton | DEER2023 |  | 2022-03-14 23:49:36+00 | Any | ECC | New | CZ12 | cWVVG | Cap-Tons | 584.1678 | 299999.5938 | None | 1946200 | 498675.5 | 838537.625 | 0 | 211330.7969 | 2726.425 | 97588.2109 | 297339.8125 | 64869.4688 | 88576.0703 | 30074.0096 | 97.3874 | 29976.6195 | 0 | 549.275 | 373.13
WtrCldRecipChlr-0.42kwpton | DEER2023 |  | 2022-03-14 23:49:36+00 | Any | ECC | New | CZ13 | cWVVG | Cap-Tons | 689.718 | 299999.5938 | None | 2069932 | 498675.5 | 838537.625 | 0 | 287344.0938 | 3797.03 | 129344 | 312232.5938 | 92388.0625 | 71531.4062 | 25489.3491 | 97.3874 | 25391.959 | 0 | 570.106 | 380.335
WtrCldRecipChlr-0.42kwpton | DEER2023 |  | 2022-03-14 23:49:36+00 | Any | ECC | New | CZ14 | cWVVG | Cap-Tons | 742.6342 | 299999.5938 | None | 2011543 | 498675.5 | 838537.625 | 0 | 252765.5 | 1102.192 | 117848.2031 | 302612.9062 | 79084.8438 | 75070.6172 | 27234.2298 | 97.3874 | 27136.8397 | 0 | 560.655 | 361.193
WtrCldRecipChlr-0.42kwpton | DEER2023 |  | 2022-03-14 23:49:36+00 | Any | ECC | New | CZ15 | cWVVG | Cap-Tons | 966.2557 | 299999.5938 | None | 2341074 | 498675.5 | 838537.625 | 0 | 467179.1875 | 3016.26 | 207022.2969 | 326641.9062 | 148395.7969 | 15751.7197 | 9190.3648 | 97.3874 | 9092.9722 | 0 | 626.265 | 410.583
WtrCldRecipChlr-0.42kwpton | DEER2023 |  | 2022-03-14 23:49:36+00 | Any | ECC | New | CZ16 | cWVVG | Cap-Tons | 382.9707 | 299999.5938 | None | 1799400 | 498675.5 | 838537.625 | 0 | 101769.2969 | 1001.526 | 48837.3984 | 310577.5938 | 39430.5 | 157721.5938 | 59083.0797 | 97.3874 | 58985.6819 | 0 | 153.036 | 117.135
WtrCldRecipChlr-0.42kwpton | DEER2023 |  | 2022-03-14 23:49:36+00 | Any | ESe | New | CZ01 | cWVVG | Cap-Tons | 147.603 | 149998.5938 | None | 606006.375 | 195048.5 | 287781.6875 | 0 | 8459.4473 | 69.3671 | 8943.8516 | 105704.2969 | 411.2486 | 81871.0781 | 28034.7904 | 26.4167 | 28008.3789 | 0 | 228.07 | 105.246
WtrCldRecipChlr-0.42kwpton | DEER2023 |  | 2022-03-14 23:49:36+00 | Any | ESe | New | CZ02 | cWVVG | Cap-Tons | 285.2343 | 149998.5938 | None | 667897.125 | 195048.5 | 287781.6875 | 0 | 51323.6211 | 430.0793 | 28521.6699 | 104792.2969 | 10188.7803 | 49574.0898 | 19469.92 | 26.4167 | 19443.52 | 0 | 294.593 | 148.412
WtrCldRecipChlr-0.42kwpton | DEER2023 |  | 2022-03-14 23:49:36+00 | Any | ESe | New | CZ03 | cWVVG | Cap-Tons | 220.4453 | 149998.5938 | None | 635204 | 195048.5 | 287781.6875 | 0 | 34183.0781 | 379.0172 | 20752.7891 | 97059.7031 | 4249.4551 | 46136.6602 | 16562.0198 | 26.4167 | 16535.6096 | 0 | 255.705 | 121.772
WtrCldRecipChlr-0.42kwpton | DEER2023 |  | 2022-03-14 23:49:36+00 | Any | ESe | New | CZ04 | cWVVG | Cap-Tons | 285.7465 | 149998.5938 | None | 687799.1875 | 195048.5 | 287781.6875 | 0 | 66894.6562 | 937.4273 | 34840.5312 | 102297 | 13974.6904 | 34655.2109 | 13995.5994 | 26.4167 | 13969.1904 | 0 | 297.536 | 150.455
WtrCldRecipChlr-0.42kwpton | DEER2023 |  | 2022-03-14 23:49:36+00 | Any | ESe | New | CZ05 | cWVVG | Cap-Tons | 186.52 | 149998.5938 | None | 647802.625 | 195048.5 | 287781.6875 | 0 | 43905.7695 | 576.4476 | 21259.5391 | 99231.5312 | 5622.0342 | 40647.4297 | 14993.4502 | 26.4167 | 14967.0502 | 0 | 251.516 | 114.238
WtrCldRecipChlr-0.42kwpton | DEER2023 |  | 2022-03-14 23:49:36+00 | Any | ESe | New | CZ06 | cWVVG | Cap-Tons | 322.4655 | 149998.5938 | None | 710520.8125 | 195048.5 | 287781.6875 | 0 | 86679.1562 | 1615.54 | 44129.8594 | 95266.8438 | 12110.9902 | 17769.8105 | 8500.8621 | 26.4167 | 8474.4422 | 0 | 286.678 | 131.939
WtrCldRecipChlr-0.42kwpton | DEER2023 |  | 2022-03-14 23:49:36+00 | Any | ESe | New | CZ07 | cWVVG | Cap-Tons | 308.797 | 149998.5938 | None | 688335.375 | 195048.5 | 287781.6875 | 0 | 71380.8438 | 975.3655 | 39483.75 | 93665.9375 | 11572.8203 | 15766.04 | 7212 | 26.4167 | 7185.5808 | 0 | 281.503 | 125.684
WtrCldRecipChlr-0.42kwpton | DEER2023 |  | 2022-03-14 23:49:36+00 | Any | ESe | New | CZ08 | cWVVG | Cap-Tons | 346.614 | 149998.5938 | None | 751632.3125 | 195048.5 | 287781.6875 | 0 | 107153.8984 | 1674.334 | 52659.3398 | 107315.2031 | 22006.4395 | 15382.5303 | 7441.4208 | 26.4167 | 7415.0029 | 0 | 306.212 | 137.753
WtrCldRecipChlr-0.42kwpton | DEER2023 |  | 2022-03-14 23:49:36+00 | Any | ESe | New | CZ09 | cWVVG | Cap-Tons | 411.9728 | 149998.5938 | None | 738383.3125 | 195048.5 | 287781.6875 | 0 | 94720.4531 | 494.2506 | 53999.3203 | 106339.8984 | 21144.9492 | 20704.0703 | 8742.4269 | 26.4167 | 8716.007 | 0 | 301.975 | 144.44
WtrCldRecipChlr-0.42kwpton | DEER2023 |  | 2022-03-14 23:49:36+00 | Any | ESe | New | CZ10 | cWVVG | Cap-Tons | 362.4923 | 149998.5938 | None | 756941.125 | 195048.5 | 287781.6875 | 0 | 108125.3984 | 1344.912 | 53214.3398 | 111426.8984 | 23355.25 | 23003.1699 | 10225.1398 | 26.4167 | 10198.7098 | 0 | 89.562 | 69.417
WtrCldRecipChlr-0.42kwpton | DEER2023 |  | 2022-03-14 23:49:36+00 | Any | ESe | New | CZ11 | cWVVG | Cap-Tons | 331.4205 | 149998.5938 | None | 727116.625 | 195048.5 | 287781.6875 | 0 | 90535.9531 | 762.915 | 44774.1602 | 108214.2031 | 21714.6992 | 35568.4297 | 15635.2602 | 26.4167 | 15608.8397 | 0 | 88.139 | 76.348
WtrCldRecipChlr-0.42kwpton | DEER2023 |  | 2022-03-14 23:49:36+00 | Any | ESe | New | CZ12 | cWVVG | Cap-Tons | 302.8255 | 149998.5938 | None | 706603.375 | 195048.5 | 287781.6875 | 0 | 76067.2812 | 888.6055 | 37681.1602 | 109136.8984 | 17693.6895 | 40656.7617 | 16194.1606 | 26.4167 | 16167.7504 | 0 | 84.406 | 73.839
WtrCldRecipChlr-0.42kwpton | DEER2023 |  | 2022-03-14 23:49:36+00 | Any | ESe | New | CZ13 | cWVVG | Cap-Tons | 365.916 | 149998.5938 | None | 757303.8125 | 195048.5 | 287781.6875 | 0 | 104302.5 | 1223.209 | 53151.3906 | 115797.2031 | 25708.9707 | 33125.6289 | 13808.7104 | 26.4167 | 13782.3104 | 0 | 87.588 | 76.633
WtrCldRecipChlr-0.42kwpton | DEER2023 |  | 2022-03-14 23:49:36+00 | Any | ESe | New | CZ14 | cWVVG | Cap-Tons | 398.6307 | 149998.5938 | None | 727600.3125 | 195048.5 | 287781.6875 | 0 | 89335.0312 | 284.1573 | 48428.9492 | 106722.7031 | 20119.1504 | 31887.1406 | 14321.4106 | 26.4167 | 14294.9901 | 0 | 89.283 | 68.363
WtrCldRecipChlr-0.42kwpton | DEER2023 |  | 2022-03-14 23:49:36+00 | Any | ESe | New | CZ15 | cWVVG | Cap-Tons | 512.9195 | 149998.5938 | None | 878807.5 | 195048.5 | 287781.6875 | 0 | 178945.2969 | 920.5588 | 90238.8984 | 125873.3984 | 37588.4609 | 8876.3574 | 4784.8669 | 26.4167 | 4758.4442 | 0 | 97.549 | 82.033
WtrCldRecipChlr-0.42kwpton | DEER2023 |  | 2022-03-14 23:49:36+00 | Any | ESe | New | CZ16 | cWVVG | Cap-Tons | 202.1828 | 149998.5938 | None | 648143.375 | 195048.5 | 287781.6875 | 0 | 35654.8906 | 301.6334 | 19108.4102 | 110248.8984 | 12175.1699 | 64864.2812 | 31927.7901 | 26.4167 | 31901.3888 | 0 | 67.736 | 53.034
WtrCldRecipChlr-0.42kwpton | DEER2023 |  | 2022-03-14 23:49:36+00 | Any | EUn | New | CZ01 | cWVVG | Cap-Tons | 1169.1146 | 930201.375 | None | 4926399 | 1432632 | 2778924 | 0 | 65820.1875 | 298.4971 | 64598.8398 | 584120.375 | 37451.1289 | 432943.3125 | 178305.495 | 181.5723 | 178123.8989 | 0 | 1744.822 | 1427.894
WtrCldRecipChlr-0.42kwpton | DEER2023 |  | 2022-03-14 23:49:36+00 | Any | EUn | New | CZ02 | cWVVG | Cap-Tons | 1962.391 | 930201.375 | None | 5456137 | 1432632 | 2778924 | 0 | 430819.0938 | 3271.271 | 183645.5 | 626840.125 | 220622.4062 | 228678.2969 | 118106.2963 | 181.5723 | 117924.8026 | 0 | 2118.709 | 1790.439
WtrCldRecipChlr-0.42kwpton | DEER2023 |  | 2022-03-14 23:49:36+00 | Any | EUn | New | CZ03 | cWVVG | Cap-Tons | 1524.3831 | 930201.375 | None | 5247335 | 1432632 | 2778924 | 0 | 286912.5938 | 2475.8611 | 139724.7031 | 606659.875 | 176912.7969 | 223719.2031 | 98386.3091 | 181.5723 | 98204.7334 | 0 | 1930.749 | 1635.394
WtrCldRecipChlr-0.42kwpton | DEER2023 |  | 2022-03-14 23:49:36+00 | Any | EUn | New | CZ04 | cWVVG | Cap-Tons | 1919.6637 | 930201.375 | None | 5620488 | 1432632 | 2778924 | 0 | 551944.375 | 6839.7959 | 219542.9062 | 630600 | 299306 | 153466.4062 | 80858.6086 | 181.5723 | 80677.0381 | 0 | 2141.868 | 1839.225
WtrCldRecipChlr-0.42kwpton | DEER2023 |  | 2022-03-14 23:49:36+00 | Any | EUn | New | CZ05 | cWVVG | Cap-Tons | 1337.6327 | 930201.375 | None | 5326422 | 1432632 | 2778924 | 0 | 343862.6875 | 3434.781 | 143613.5938 | 623950.1875 | 192175.5 | 196755.5938 | 91514.4704 | 181.5723 | 91332.905 | 0 | 1912.72 | 1520.324
WtrCldRecipChlr-0.42kwpton | DEER2023 |  | 2022-03-14 23:49:36+00 | Any | EUn | New | CZ06 | cWVVG | Cap-Tons | 2007.9266 | 930201.375 | None | 5823724 | 1432632 | 2778924 | 0 | 701846.5 | 10895.3203 | 267968.5938 | 631451.8125 | 343372.8125 | 85247.2031 | 48363.1923 | 181.5723 | 48181.6422 | 0 | 2078.755 | 1726.33
WtrCldRecipChlr-0.42kwpton | DEER2023 |  | 2022-03-14 23:49:36+00 | Any | EUn | New | CZ07 | cWVVG | Cap-Tons | 1946.5936 | 930201.375 | None | 5654745 | 1432632 | 2778924 | 0 | 573113.8125 | 6507.042 | 237389.2031 | 626173.625 | 322738.4062 | 83915.8281 | 41922.6496 | 181.5723 | 41741.0893 | 0 | 2029.775 | 1681.06
WtrCldRecipChlr-0.42kwpton | DEER2023 |  | 2022-03-14 23:49:36+00 | Any | EUn | New | CZ08 | cWVVG | Cap-Tons | 2222.9446 | 930201.375 | None | 5997269 | 1432632 | 2778924 | 0 | 811047.375 | 11054.3896 | 305222.5938 | 658384.625 | 411684.3125 | 68190.1562 | 42846.0493 | 181.5723 | 42664.489 | 0 | 2183.816 | 1759.884
WtrCldRecipChlr-0.42kwpton | DEER2023 |  | 2022-03-14 23:49:36+00 | Any | EUn | New | CZ09 | cWVVG | Cap-Tons | 2584.4678 | 930201.375 | None | 5891401 | 1432632 | 2778924 | 0 | 723712.375 | 3811.6631 | 303727.3125 | 648589.125 | 385727.0938 | 90629.0938 | 48537.7485 | 181.5723 | 48356.1779 | 0 | 2155.954 | 1819.185
WtrCldRecipChlr-0.42kwpton | DEER2023 |  | 2022-03-14 23:49:36+00 | Any | EUn | New | CZ10 | cWVVG | Cap-Tons | 2373.9026 | 930201.375 | None | 6021529 | 1432632 | 2778924 | 0 | 828472.875 | 9438.6924 | 308565.0938 | 663490.625 | 403986.1875 | 99543.0234 | 57719.1219 | 181.5723 | 57537.5616 | 0 | 1646.673 | 1373.925
WtrCldRecipChlr-0.42kwpton | DEER2023 |  | 2022-03-14 23:49:36+00 | Any | EUn | New | CZ11 | cWVVG | Cap-Tons | 2146.9141 | 930201.375 | None | 5941662 | 1432632 | 2778924 | 0 | 764059.125 | 6423.9829 | 276927.9062 | 682688.125 | 388203.9062 | 167394 | 90859.9194 | 181.5723 | 90678.3437 | 0 | 1669.973 | 1498.713
WtrCldRecipChlr-0.42kwpton | DEER2023 |  | 2022-03-14 23:49:36+00 | Any | EUn | New | CZ12 | cWVVG | Cap-Tons | 2018.746 | 930201.375 | None | 5763261 | 1432632 | 2778924 | 0 | 640608.1875 | 7113.8062 | 240089.5 | 663889.3125 | 336104.5938 | 176176.5 | 94664.2534 | 181.5723 | 94482.6573 | 0 | 1634.845 | 1446.586
WtrCldRecipChlr-0.42kwpton | DEER2023 |  | 2022-03-14 23:49:36+00 | Any | EUn | New | CZ13 | cWVVG | Cap-Tons | 2296.1406 | 930201.375 | None | 6104119 | 1432632 | 2778924 | 0 | 864480.5 | 10046.5996 | 310397.6875 | 707633.625 | 446570.4062 | 143165 | 76501.4323 | 181.5723 | 76319.872 | 0 | 1700.777 | 1507.37
WtrCldRecipChlr-0.42kwpton | DEER2023 |  | 2022-03-14 23:49:36+00 | Any | EUn | New | CZ14 | cWVVG | Cap-Tons | 2442.6643 | 930201.375 | None | 5956853 | 1432632 | 2778924 | 0 | 758469.375 | 2904.74 | 289912 | 694006.3125 | 406801 | 146925.2969 | 84219.9091 | 181.5723 | 84038.3078 | 0 | 1659.6 | 1430.543
WtrCldRecipChlr-0.42kwpton | DEER2023 |  | 2022-03-14 23:49:36+00 | Any | EUn | New | CZ15 | cWVVG | Cap-Tons | 3124.6462 | 930201.375 | None | 6841343 | 1432632 | 2778924 | 0 | 1364350 | 7941.502 | 484851.4062 | 772637.875 | 629582.8125 | 35337.9414 | 22494.3104 | 181.5723 | 22312.7398 | 0 | 1843.422 | 1585.25
WtrCldRecipChlr-0.42kwpton | DEER2023 |  | 2022-03-14 23:49:36+00 | Any | EUn | New | CZ16 | cWVVG | Cap-Tons | 1356.2537 | 930201.375 | None | 5314515 | 1432632 | 2778924 | 0 | 310137.5938 | 2553.229 | 132222.4062 | 658041.1875 | 218039.5 | 314321.3125 | 196918.3949 | 181.5723 | 196736.7987 | 0 | 198.957 | 224.702
WtrCldRecipChlr-0.42kwpton | DEER2023 |  | 2022-03-14 23:49:36+00 | Any | Hsp | New | CZ01 | cWVVG | Cap-Tons | 528.477 | 235501 | None | 2488535 | 848496.8125 | 1266427 | 0 | 10181.3096 | 11.837 | 13262.1504 | 350158.5938 | 663.8986 | 288809.3125 | 52993.0906 | 81.3604 | 52911.7184 | 0 | 448.177 | 398.759
WtrCldRecipChlr-0.42kwpton | DEER2023 |  | 2022-03-14 23:49:36+00 | Any | Hsp | New | CZ02 | cWVVG | Cap-Tons | 879.0118 | 235501 | None | 2635999 | 848496.8125 | 1266427 | 0 | 101303.6016 | 208.6817 | 62236 | 357330 | 10314.5303 | 194834.5 | 42794.6906 | 81.3604 | 42713.3389 | 0 | 515.104 | 466.992
WtrCldRecipChlr-0.42kwpton | DEER2023 |  | 2022-03-14 23:49:36+00 | Any | Hsp | New | CZ03 | cWVVG | Cap-Tons | 577.419 | 235501 | None | 2581904 | 848496.8125 | 1266427 | 0 | 65494.3516 | 256.4307 | 46762.6289 | 354468.5938 | 9009.0723 | 183066.7031 | 35159.4189 | 81.3604 | 35078.0493 | 0 | 479.385 | 436.481
WtrCldRecipChlr-0.42kwpton | DEER2023 |  | 2022-03-14 23:49:36+00 | Any | Hsp | New | CZ04 | cWVVG | Cap-Tons | 842.1282 | 235501 | None | 2707172 | 848496.8125 | 1266427 | 0 | 142902.2969 | 764.1403 | 87439.5703 | 361145.1875 | 21335.9609 | 136171.5 | 32938.1606 | 81.3604 | 32856.8013 | 0 | 522.803 | 476.379
WtrCldRecipChlr-0.42kwpton | DEER2023 |  | 2022-03-14 23:49:36+00 | Any | Hsp | New | CZ05 | cWVVG | Cap-Tons | 668.362 | 235501 | None | 2597581 | 848496.8125 | 1266427 | 0 | 75375.1328 | 176.3039 | 52152.5 | 354956.3125 | 8846.1514 | 182299.4062 | 36046.5894 | 81.3604 | 35965.2198 | 0 | 474.859 | 419.922
WtrCldRecipChlr-0.42kwpton | DEER2023 |  | 2022-03-14 23:49:36+00 | Any | Hsp | New | CZ06 | cWVVG | Cap-Tons | 872.4437 | 235501 | None | 2791227 | 848496.8125 | 1266427 | 0 | 197592.2969 | 1496.252 | 116757.6016 | 360459.6875 | 28645.0508 | 84615.7422 | 24992.6502 | 81.3604 | 24911.2806 | 0 | 496.665 | 452.693
WtrCldRecipChlr-0.42kwpton | DEER2023 |  | 2022-03-14 23:49:36+00 | Any | Hsp | New | CZ07 | cWVVG | Cap-Tons | 904.4548 | 235501 | None | 2778348 | 848496.8125 | 1266427 | 0 | 174904.5938 | 745.601 | 127243.5 | 360532.3125 | 30099.9805 | 71395.1328 | 22708.8998 | 81.3604 | 22627.5405 | 0 | 491.687 | 448.702
WtrCldRecipChlr-0.42kwpton | DEER2023 |  | 2022-03-14 23:49:36+00 | Any | Hsp | New | CZ08 | cWVVG | Cap-Tons | 939.9065 | 235501 | None | 2831607 | 848496.8125 | 1266427 | 0 | 220155.7031 | 1293.9821 | 127510.6016 | 367725.0938 | 30603.6699 | 80337.1719 | 23385.1392 | 81.3604 | 23303.7798 | 0 | 517.972 | 465.765
WtrCldRecipChlr-0.42kwpton | DEER2023 |  | 2022-03-14 23:49:36+00 | Any | Hsp | New | CZ09 | cWVVG | Cap-Tons | 1074.3058 | 235501 | None | 2804018 | 848496.8125 | 1266427 | 0 | 191026.7031 | 122.5405 | 130860.2031 | 367086.8125 | 27960.4199 | 96819.5312 | 25619.1104 | 81.3604 | 25537.7613 | 0 | 523.565 | 478.897
WtrCldRecipChlr-0.42kwpton | DEER2023 |  | 2022-03-14 23:49:36+00 | Any | Hsp | New | CZ10 | cWVVG | Cap-Tons | 986.6905 | 235501 | None | 2824418 | 848496.8125 | 1266427 | 0 | 220327.5938 | 1009.25 | 119459.8984 | 368699.9062 | 27890.1504 | 104430.8984 | 29039.4291 | 81.3604 | 28958.08 | 0 | 539.558 | 487.824
WtrCldRecipChlr-0.42kwpton | DEER2023 |  | 2022-03-14 23:49:36+00 | Any | Hsp | New | CZ11 | cWVVG | Cap-Tons | 964.464 | 235501 | None | 2787165 | 848496.8125 | 1266427 | 0 | 206880.7031 | 443.6888 | 98909.4375 | 366009.9062 | 25239.75 | 138573.7969 | 37579.689 | 81.3604 | 37498.3194 | 0 | 551.5 | 505.098
WtrCldRecipChlr-0.42kwpton | DEER2023 |  | 2022-03-14 23:49:36+00 | Any | Hsp | New | CZ12 | cWVVG | Cap-Tons | 908.9833 | 235501 | None | 2728244 | 848496.8125 | 1266427 | 0 | 161267.7031 | 687.9681 | 87934.3594 | 363432.9062 | 20401.5898 | 151518.2031 | 37588.759 | 81.3604 | 37507.3792 | 0 | 549.739 | 501.132
WtrCldRecipChlr-0.42kwpton | DEER2023 |  | 2022-03-14 23:49:36+00 | Any | Hsp | New | CZ13 | cWVVG | Cap-Tons | 967.997 | 235501 | None | 2835007 | 848496.8125 | 1266427 | 0 | 239045.2969 | 1168.103 | 110098.7031 | 369773.8125 | 29498.1992 | 122074.2969 | 33919.1603 | 81.3604 | 33837.8112 | 0 | 553.684 | 507.728
WtrCldRecipChlr-0.42kwpton | DEER2023 |  | 2022-03-14 23:49:36+00 | Any | Hsp | New | CZ14 | cWVVG | Cap-Tons | 1033.6515 | 235501 | None | 2774771 | 848496.8125 | 1266427 | 0 | 191943.0938 | 26.3907 | 102524.2969 | 365356.4062 | 25012.5195 | 136792.7969 | 40231.6006 | 81.3604 | 40150.249 | 0 | 538.117 | 490.009
WtrCldRecipChlr-0.42kwpton | DEER2023 |  | 2022-03-14 23:49:36+00 | Any | Hsp | New | CZ15 | cWVVG | Cap-Tons | 1270.2445 | 235501 | None | 3048202 | 848496.8125 | 1266427 | 0 | 371483 | 476.8185 | 180588.2031 | 380732.5938 | 42098.0508 | 53023.5312 | 20233.12 | 81.3604 | 20151.7594 | 0 | 569.129 | 522.676
WtrCldRecipChlr-0.42kwpton | DEER2023 |  | 2022-03-14 23:49:36+00 | Any | Hsp | New | CZ16 | cWVVG | Cap-Tons | 655.3027 | 235501 | None | 2600678 | 848496.8125 | 1266427 | 0 | 84092.8438 | 118.9036 | 44212.7695 | 357332.8125 | 15175.7305 | 211785 | 66251.8784 | 81.3604 | 66170.5216 | 0 | 487.187 | 443.455
WtrCldRecipChlr-0.42kwpton | DEER2023 |  | 2022-03-14 23:49:36+00 | Any | Htl | New | CZ01 | cWVVG | Cap-Tons | 93.868 | 139998.9062 | None | 541071.375 | 162049.9062 | 293493.5 | 0 | 14505.6602 | 54.3828 | 13470.9199 | 57496.2109 | 5644.8398 | 44996.5195 | 20344.7296 | 0 | 20344.7296 | 0 | 91.871 | 93.876
WtrCldRecipChlr-0.42kwpton | DEER2023 |  | 2022-03-14 23:49:36+00 | Any | Htl | New | CZ02 | cWVVG | Cap-Tons | 161.267 | 139998.9062 | None | 601165.125 | 162049.9062 | 293493.5 | 0 | 55388.0195 | 523.1271 | 30557.5508 | 59152.4805 | 17828.0098 | 26459.0391 | 15114.5498 | 0 | 15114.5498 | 0 | 126.904 | 124.693
WtrCldRecipChlr-0.42kwpton | DEER2023 |  | 2022-03-14 23:49:36+00 | Any | Htl | New | CZ03 | cWVVG | Cap-Tons | 126.2084 | 139998.9062 | None | 580323.3125 | 162049.9062 | 293493.5 | 0 | 40562.4492 | 416.9797 | 25342.0605 | 58457.8594 | 14944.1201 | 26556.5703 | 11540.9894 | 0 | 11540.9894 | 0 | 109.186 | 109.011
WtrCldRecipChlr-0.42kwpton | DEER2023 |  | 2022-03-14 23:49:36+00 | Any | Htl | New | CZ04 | cWVVG | Cap-Tons | 168.1872 | 139998.9062 | None | 626047.875 | 162049.9062 | 293493.5 | 0 | 70613.5938 | 1028.173 | 38305.0898 | 60557.0391 | 22443.3906 | 19336.4902 | 10769.5795 | 0 | 10769.5795 | 0 | 128.368 | 127.864
WtrCldRecipChlr-0.42kwpton | DEER2023 |  | 2022-03-14 23:49:36+00 | Any | Htl | New | CZ05 | cWVVG | Cap-Tons | 107.4484 | 139998.9062 | None | 583168.6875 | 162049.9062 | 293493.5 | 0 | 43908.1992 | 494.076 | 22747.1191 | 60475.3594 | 16597.3496 | 25852.6797 | 11371.9501 | 0 | 11371.9501 | 0 | 108.044 | 99.28
WtrCldRecipChlr-0.42kwpton | DEER2023 |  | 2022-03-14 23:49:36+00 | Any | Htl | New | CZ06 | cWVVG | Cap-Tons | 160.0206 | 139998.9062 | None | 646699.125 | 162049.9062 | 293493.5 | 0 | 83937.0312 | 1491.76 | 43010.7617 | 62715.5195 | 25277.8301 | 12506.9805 | 6703.031 | 0 | 6703.031 | 0 | 118.853 | 114.276
WtrCldRecipChlr-0.42kwpton | DEER2023 |  | 2022-03-14 23:49:36+00 | Any | Htl | New | CZ07 | cWVVG | Cap-Tons | 146.3167 | 139998.9062 | None | 633056.625 | 162049.9062 | 293493.5 | 0 | 73222.7812 | 1047.66 | 40385.7109 | 62856.6719 | 24542.4004 | 11548.2197 | 5687.8432 | 0 | 5687.8432 | 0 | 114.677 | 107.267
WtrCldRecipChlr-0.42kwpton | DEER2023 |  | 2022-03-14 23:49:36+00 | Any | Htl | New | CZ08 | cWVVG | Cap-Tons | 170.0543 | 139998.9062 | None | 668360.8125 | 162049.9062 | 293493.5 | 0 | 98516.1328 | 1668.104 | 48050.75 | 64581.9219 | 29186.0898 | 11115.4297 | 6430.3962 | 0 | 6430.3962 | 0 | 131.432 | 120.841
WtrCldRecipChlr-0.42kwpton | DEER2023 |  | 2022-03-14 23:49:36+00 | Any | Htl | New | CZ09 | cWVVG | Cap-Tons | 220.813 | 139998.9062 | None | 663275.8125 | 162049.9062 | 293493.5 | 0 | 93007.7969 | 577.3929 | 52626.5898 | 61519.9102 | 27486.9902 | 13081.04 | 7307.5898 | 0 | 7307.5898 | 0 | 132.691 | 127.911
WtrCldRecipChlr-0.42kwpton | DEER2023 |  | 2022-03-14 23:49:36+00 | Any | Htl | New | CZ10 | cWVVG | Cap-Tons | 199.322 | 139998.9062 | None | 672831.625 | 162049.9062 | 293493.5 | 0 | 101691.1016 | 1386.004 | 50621.6719 | 63588.8281 | 29204.1309 | 13883.0303 | 8513.6467 | 0 | 8513.6467 | 0 | 136.416 | 133.897
WtrCldRecipChlr-0.42kwpton | DEER2023 |  | 2022-03-14 23:49:36+00 | Any | Htl | New | CZ11 | cWVVG | Cap-Tons | 204.9697 | 139998.9062 | None | 666077.3125 | 162049.9062 | 293493.5 | 0 | 96890.6016 | 981.8003 | 46737.1602 | 65923.9766 | 28160.4395 | 19736.3906 | 13558.1402 | 0 | 13558.1402 | 0 | 140.005 | 148.453
WtrCldRecipChlr-0.42kwpton | DEER2023 |  | 2022-03-14 23:49:36+00 | Any | Htl | New | CZ12 | cWVVG | Cap-Tons | 186.151 | 139998.9062 | None | 642115 | 162049.9062 | 293493.5 | 0 | 80646.3828 | 1052.403 | 41618.6406 | 63253.7305 | 24272.6992 | 21190.5098 | 13287.8797 | 0 | 13287.8797 | 0 | 135.595 | 142.58
WtrCldRecipChlr-0.42kwpton | DEER2023 |  | 2022-03-14 23:49:36+00 | Any | Htl | New | CZ13 | cWVVG | Cap-Tons | 204.4572 | 139998.9062 | None | 686185.8125 | 162049.9062 | 293493.5 | 0 | 109851.7969 | 1565.986 | 51425.6211 | 67798.3984 | 31768.1992 | 17224.9902 | 11541.7894 | 0 | 11541.7894 | 0 | 142.81 | 147.917
WtrCldRecipChlr-0.42kwpton | DEER2023 |  | 2022-03-14 23:49:36+00 | Any | Htl | New | CZ14 | cWVVG | Cap-Tons | 212.2535 | 139998.9062 | None | 668389.625 | 162049.9062 | 293493.5 | 0 | 96729.8281 | 481.6522 | 48615.3594 | 67019 | 29506.7305 | 18841.4492 | 12983.4995 | 0 | 12983.4995 | 0 | 139.25 | 139.813
WtrCldRecipChlr-0.42kwpton | DEER2023 |  | 2022-03-14 23:49:36+00 | Any | Htl | New | CZ15 | cWVVG | Cap-Tons | 273.3933 | 139998.9062 | None | 778649.875 | 162049.9062 | 293493.5 | 0 | 170104.7031 | 1269.837 | 77126.1484 | 74605.2578 | 44901.2891 | 7008.9131 | 5020.6202 | 0 | 5020.6202 | 0 | 159.97 | 159.322
WtrCldRecipChlr-0.42kwpton | DEER2023 |  | 2022-03-14 23:49:36+00 | Any | Htl | New | CZ16 | cWVVG | Cap-Tons | 118.4843 | 139998.9062 | None | 596528 | 162049.9062 | 293493.5 | 0 | 48646.5117 | 476.6842 | 24939.4805 | 66921.4531 | 18495.6992 | 33964.3594 | 25514.7213 | 0 | 25514.7213 | 0 | 114.596 | 114.885
WtrCldRecipChlr-0.42kwpton | DEER2023 |  | 2022-03-14 23:49:36+00 | Any | MBT | New | CZ01 | cWVVG | Cap-Tons | 173.0733 | 199999.2031 | None | 1244567 | 366189 | 737073.3125 | 0 | 16217.5996 | 135.9362 | 12140.9297 | 112803.3984 | 1740.551 | 51532.5898 | 14361.0701 | 0 | 14361.0701 | 0 | 385.611 | 170.814
WtrCldRecipChlr-0.42kwpton | DEER2023 |  | 2022-03-14 23:49:36+00 | Any | MBT | New | CZ02 | cWVVG | Cap-Tons | 285.5302 | 199999.2031 | None | 1333145 | 366189 | 737073.3125 | 0 | 72779.2422 | 753.4276 | 35073.1289 | 121271.2031 | 7367.1689 | 31741.4609 | 11427.7798 | 0 | 11427.7798 | 0 | 437.667 | 206.407
WtrCldRecipChlr-0.42kwpton | DEER2023 |  | 2022-03-14 23:49:36+00 | Any | MBT | New | CZ03 | cWVVG | Cap-Tons | 222.3173 | 199999.2031 | None | 1310328 | 366189 | 737073.3125 | 0 | 56070.4297 | 732.2269 | 28314.0098 | 121943.6016 | 6175.3989 | 26176.8594 | 10405.04 | 0 | 10405.04 | 0 | 411.51 | 186.174
WtrCldRecipChlr-0.42kwpton | DEER2023 |  | 2022-03-14 23:49:36+00 | Any | MBT | New | CZ04 | cWVVG | Cap-Tons | 278.5123 | 199999.2031 | None | 1364123 | 366189 | 737073.3125 | 0 | 90645.7969 | 1463.4611 | 42869.4492 | 125876.2969 | 9664.8301 | 21938.7305 | 9399.824 | 0 | 9399.824 | 0 | 439.231 | 209.263
WtrCldRecipChlr-0.42kwpton | DEER2023 |  | 2022-03-14 23:49:36+00 | Any | MBT | New | CZ05 | cWVVG | Cap-Tons | 214.5538 | 199999.2031 | None | 1324293 | 366189 | 737073.3125 | 0 | 66078.2266 | 908.7123 | 30283.3906 | 123754.2969 | 7119.2129 | 24565.75 | 10170.2099 | 0 | 10170.2099 | 0 | 407.215 | 178.806
WtrCldRecipChlr-0.42kwpton | DEER2023 |  | 2022-03-14 23:49:36+00 | Any | MBT | New | CZ06 | cWVVG | Cap-Tons | 301.4818 | 199999.2031 | None | 1420326 | 366189 | 737073.3125 | 0 | 125523.3984 | 2624.0991 | 59674.9609 | 129235.6016 | 11795.8604 | 11331.8301 | 8087.0573 | 0 | 8087.0573 | 0 | 438.649 | 199.312
WtrCldRecipChlr-0.42kwpton | DEER2023 |  | 2022-03-14 23:49:36+00 | Any | MBT | New | CZ07 | cWVVG | Cap-Tons | 301.131 | 199999.2031 | None | 1394775 | 366189 | 737073.3125 | 0 | 106716.5 | 1747.7679 | 54100.5 | 128941.7969 | 11332.71 | 8298.1162 | 7617.513 | 0 | 7617.513 | 0 | 434.395 | 193.246
WtrCldRecipChlr-0.42kwpton | DEER2023 |  | 2022-03-14 23:49:36+00 | Any | MBT | New | CZ08 | cWVVG | Cap-Tons | 334.8858 | 199999.2031 | None | 1440122 | 366189 | 737073.3125 | 0 | 137142.2031 | 2428.9551 | 64420.3086 | 132862.2969 | 14221.7998 | 10461.2803 | 7689.959 | 0 | 7689.959 | 0 | 450.546 | 202.707
WtrCldRecipChlr-0.42kwpton | DEER2023 |  | 2022-03-14 23:49:36+00 | Any | MBT | New | CZ09 | cWVVG | Cap-Tons | 378.4808 | 199999.2031 | None | 1414981 | 366189 | 737073.3125 | 0 | 120417.2031 | 883.3904 | 59738.5312 | 130673.8984 | 13221.9297 | 13411.5498 | 7819.7568 | 0 | 7819.7568 | 0 | 449.908 | 209.825
WtrCldRecipChlr-0.42kwpton | DEER2023 |  | 2022-03-14 23:49:36+00 | Any | MBT | New | CZ10 | cWVVG | Cap-Tons | 339.4217 | 199999.2031 | None | 1430390 | 366189 | 737073.3125 | 0 | 132791.2969 | 1933.369 | 61320.9883 | 131075.7031 | 14029.8203 | 14999.6699 | 8258.3539 | 0 | 8258.3539 | 0 | 461.956 | 218.215
WtrCldRecipChlr-0.42kwpton | DEER2023 |  | 2022-03-14 23:49:36+00 | Any | MBT | New | CZ11 | cWVVG | Cap-Tons | 345.7535 | 199999.2031 | None | 1404709 | 366189 | 737073.3125 | 0 | 116455.1016 | 1177.608 | 56309.4492 | 127498.2969 | 13547.1904 | 24742.3906 | 10568.2099 | 0 | 10568.2099 | 0 | 464.841 | 236.175
WtrCldRecipChlr-0.42kwpton | DEER2023 |  | 2022-03-14 23:49:36+00 | Any | MBT | New | CZ12 | cWVVG | Cap-Tons | 325.3683 | 199999.2031 | None | 1375494 | 366189 | 737073.3125 | 0 | 98600.3438 | 1330.741 | 46347.2383 | 125947.5 | 10795.6504 | 27133.1094 | 10510.7002 | 0 | 10510.7002 | 0 | 459.89 | 226.564
WtrCldRecipChlr-0.42kwpton | DEER2023 |  | 2022-03-14 23:49:36+00 | Any | MBT | New | CZ13 | cWVVG | Cap-Tons | 353.6912 | 199999.2031 | None | 1425959 | 366189 | 737073.3125 | 0 | 128008.2031 | 1816.868 | 60900.3789 | 131965.9062 | 15160.4102 | 23629.4492 | 9780.137 | 0 | 9780.137 | 0 | 472.61 | 238.563
WtrCldRecipChlr-0.42kwpton | DEER2023 |  | 2022-03-14 23:49:36+00 | Any | MBT | New | CZ14 | cWVVG | Cap-Tons | 365.1983 | 199999.2031 | None | 1408826 | 366189 | 737073.3125 | 0 | 117490.7969 | 668.2982 | 57404.5781 | 129994.7031 | 13630.1299 | 23185.1191 | 10736.3302 | 0 | 10736.3302 | 0 | 465.201 | 226.78
WtrCldRecipChlr-0.42kwpton | DEER2023 |  | 2022-03-14 23:49:36+00 | Any | MBT | New | CZ15 | cWVVG | Cap-Tons | 453.7342 | 199999.2031 | None | 1558033 | 366189 | 737073.3125 | 0 | 206203.9062 | 1553.505 | 100331.8984 | 146675.7031 | 24438.4609 | 6849.1162 | 6644.9472 | 0 | 6644.9472 | 0 | 493.137 | 247.244
WtrCldRecipChlr-0.42kwpton | DEER2023 |  | 2022-03-14 23:49:36+00 | Any | MBT | New | CZ16 | cWVVG | Cap-Tons | 224.0473 | 199999.2031 | None | 1290860 | 366189 | 737073.3125 | 0 | 49051.1602 | 537.1104 | 22975.6191 | 115028.2969 | 5979.6328 | 43807.8008 | 19321.3504 | 0 | 19321.3504 | 0 | 416.061 | 192.511
WtrCldRecipChlr-0.42kwpton | DEER2023 |  | 2022-03-14 23:49:36+00 | Any | Nrs | New | CZ01 | cWVVG | Cap-Tons | 62.0887 | 60654.5781 | None | 641240.125 | 124089.5 | 419568.5938 | 0 | 1672.172 | 7.4346 | 3188.1731 | 92713.5938 | 995.0484 | 74955.3125 | 23791.4598 | 117.2249 | 23674.24 | 0 | 101.953 | 98.082
WtrCldRecipChlr-0.42kwpton | DEER2023 |  | 2022-03-14 23:49:36+00 | Any | Nrs | New | CZ02 | cWVVG | Cap-Tons | 100.1987 | 60654.5781 | None | 674033.375 | 124089.5 | 419568.5938 | 0 | 24039.5098 | 243.1779 | 12919.4004 | 93172.6875 | 14471.7803 | 49962.6602 | 16360.2995 | 117.2249 | 16243.0797 | 0 | 123.917 | 117.875
WtrCldRecipChlr-0.42kwpton | DEER2023 |  | 2022-03-14 23:49:36+00 | Any | Nrs | New | CZ03 | cWVVG | Cap-Tons | 79.9955 | 60654.5781 | None | 660251.8125 | 124089.5 | 419568.5938 | 0 | 13041.4805 | 134.7915 | 10315.6396 | 93100.9062 | 9188.6377 | 50144 | 13932.5005 | 117.2249 | 13815.2704 | 0 | 112.08 | 108.32
WtrCldRecipChlr-0.42kwpton | DEER2023 |  | 2022-03-14 23:49:36+00 | Any | Nrs | New | CZ04 | cWVVG | Cap-Tons | 96.34 | 60654.5781 | None | 687800.375 | 124089.5 | 419568.5938 | 0 | 32753.6699 | 526.1506 | 17527.25 | 93334.5 | 19801.4102 | 37403.25 | 11388.4006 | 117.2249 | 11271.1706 | 0 | 124.697 | 120.577
WtrCldRecipChlr-0.42kwpton | DEER2023 |  | 2022-03-14 23:49:36+00 | Any | Nrs | New | CZ05 | cWVVG | Cap-Tons | 77.4554 | 60654.5781 | None | 662978.375 | 124089.5 | 419568.5938 | 0 | 15516.8496 | 160.111 | 10494.4199 | 93148.2969 | 11479.0098 | 48236.8203 | 14483.8605 | 117.2249 | 14366.6304 | 0 | 111.779 | 102.916
WtrCldRecipChlr-0.42kwpton | DEER2023 |  | 2022-03-14 23:49:36+00 | Any | Nrs | New | CZ06 | cWVVG | Cap-Tons | 102.7728 | 60654.5781 | None | 699841.875 | 124089.5 | 419568.5938 | 0 | 40203.4492 | 679.9229 | 21919.4805 | 93380.2266 | 23860.0801 | 26495.2207 | 7998.6592 | 117.2249 | 7881.4342 | 0 | 117.669 | 114.274
WtrCldRecipChlr-0.42kwpton | DEER2023 |  | 2022-03-14 23:49:36+00 | Any | Nrs | New | CZ07 | cWVVG | Cap-Tons | 103.4675 | 60654.5781 | None | 695028.3125 | 124089.5 | 419568.5938 | 0 | 34772.9219 | 453.2023 | 22776.9805 | 93366.4375 | 22998.7891 | 23755.7695 | 6831.7178 | 117.2249 | 6714.4928 | 0 | 113.538 | 108.448
WtrCldRecipChlr-0.42kwpton | DEER2023 |  | 2022-03-14 23:49:36+00 | Any | Nrs | New | CZ08 | cWVVG | Cap-Tons | 112.107 | 60654.5781 | None | 715358 | 124089.5 | 419568.5938 | 0 | 51239.5781 | 843.9281 | 26124.5293 | 93491.2188 | 28146.5391 | 23892.9609 | 7642.2227 | 117.2249 | 7524.9997 | 0 | 127.129 | 117.991
WtrCldRecipChlr-0.42kwpton | DEER2023 |  | 2022-03-14 23:49:36+00 | Any | Nrs | New | CZ09 | cWVVG | Cap-Tons | 128.8347 | 60654.5781 | None | 711229.3125 | 124089.5 | 419568.5938 | 0 | 47787.1602 | 325.0519 | 25960.8809 | 93497.6094 | 27114.6895 | 26556.8906 | 8027.063 | 117.2249 | 7909.8387 | 0 | 127.544 | 121.865
WtrCldRecipChlr-0.42kwpton | DEER2023 |  | 2022-03-14 23:49:36+00 | Any | Nrs | New | CZ10 | cWVVG | Cap-Tons | 116.0286 | 60654.5781 | None | 717688.875 | 124089.5 | 419568.5938 | 0 | 53975.9805 | 791.821 | 25737.8496 | 93524.4766 | 28141.0898 | 27918.5391 | 9362.9421 | 117.2249 | 9245.7158 | 0 | 130.294 | 123.245
WtrCldRecipChlr-0.42kwpton | DEER2023 |  | 2022-03-14 23:49:36+00 | Any | Nrs | New | CZ11 | cWVVG | Cap-Tons | 118.8625 | 60654.5781 | None | 716604.125 | 124089.5 | 419568.5938 | 0 | 54502.0508 | 602.8873 | 24395.3008 | 93446.0078 | 25659.8105 | 36486.9414 | 13472.9203 | 117.2249 | 13355.7005 | 0 | 134.115 | 132.246
WtrCldRecipChlr-0.42kwpton | DEER2023 |  | 2022-03-14 23:49:36+00 | Any | Nrs | New | CZ12 | cWVVG | Cap-Tons | 110.2839 | 60654.5781 | None | 697449.3125 | 124089.5 | 419568.5938 | 0 | 39922.8984 | 568.4732 | 19938.0898 | 93361.1328 | 21066.5098 | 39437.5312 | 13590.3002 | 117.2249 | 13473.0701 | 0 | 130.587 | 127.956
WtrCldRecipChlr-0.42kwpton | DEER2023 |  | 2022-03-14 23:49:36+00 | Any | Nrs | New | CZ13 | cWVVG | Cap-Tons | 118.2186 | 60654.5781 | None | 727261.1875 | 124089.5 | 419568.5938 | 0 | 62062.6484 | 957.442 | 27036.1992 | 93546.7969 | 29161.5801 | 32067.1504 | 11800.9395 | 117.2249 | 11683.7094 | 0 | 135.389 | 131.844
WtrCldRecipChlr-0.42kwpton | DEER2023 |  | 2022-03-14 23:49:36+00 | Any | Nrs | New | CZ14 | cWVVG | Cap-Tons | 121.6014 | 60654.5781 | None | 716531.875 | 124089.5 | 419568.5938 | 0 | 54662.6992 | 343.7922 | 24338.8398 | 93528.1719 | 26826.3398 | 35014.6992 | 14467.2102 | 117.2249 | 14349.9904 | 0 | 133.601 | 128.747
WtrCldRecipChlr-0.42kwpton | DEER2023 |  | 2022-03-14 23:49:36+00 | Any | Nrs | New | CZ15 | cWVVG | Cap-Tons | 156.3556 | 60654.5781 | None | 787256.625 | 124089.5 | 419568.5938 | 0 | 105525.6016 | 889.6639 | 43153.1289 | 94030.3438 | 43631.8008 | 13733.6699 | 4999.1629 | 117.2249 | 4881.9389 | 0 | 145.188 | 139.34
WtrCldRecipChlr-0.42kwpton | DEER2023 |  | 2022-03-14 23:49:36+00 | Any | Nrs | New | CZ16 | cWVVG | Cap-Tons | 78.6823 | 60654.5781 | None | 667399.1875 | 124089.5 | 419568.5938 | 0 | 19856.3809 | 190.9232 | 10657.0596 | 93035.8906 | 13913.9902 | 54850.1797 | 26251.0899 | 117.2249 | 26133.8701 | 0 | 116.358 | 112.573
WtrCldRecipChlr-0.42kwpton | DEER2023 |  | 2022-03-14 23:49:36+00 | Any | OfL | New | CZ01 | cWVVG | Cap-Tons | 247.2998 | 174998.9062 | None | 1302204 | 289618.8125 | 892052.375 | 0 | 17042.9902 | 110.5254 | 13809.8301 | 89569.2969 | 165.0932 | 50284.5586 | 6667.0707 | 0 | 6667.0707 | 0 | 382.711 | 221.616
WtrCldRecipChlr-0.42kwpton | DEER2023 |  | 2022-03-14 23:49:36+00 | Any | OfL | New | CZ02 | cWVVG | Cap-Tons | 369.5237 | 174998.9062 | None | 1430019 | 289618.8125 | 892052.375 | 0 | 91278.0234 | 906.7042 | 42797.5586 | 113366.1016 | 4558.21 | 27432.7891 | 5273.5901 | 0 | 5273.5901 | 0 | 451.4 | 265.335
WtrCldRecipChlr-0.42kwpton | DEER2023 |  | 2022-03-14 23:49:36+00 | Any | OfL | New | CZ03 | cWVVG | Cap-Tons | 301.2273 | 174998.9062 | None | 1389718 | 289618.8125 | 892052.375 | 0 | 65989.1094 | 815.1109 | 34222.4297 | 107020.5 | 3185.3921 | 23888.7891 | 3831.6851 | 0 | 3831.6851 | 0 | 420.043 | 243.18
WtrCldRecipChlr-0.42kwpton | DEER2023 |  | 2022-03-14 23:49:36+00 | Any | OfL | New | CZ04 | cWVVG | Cap-Tons | 357.9573 | 174998.9062 | None | 1466535 | 289618.8125 | 892052.375 | 0 | 111308.8984 | 1785.49 | 50924.4609 | 120845.1016 | 11496.4199 | 18000.75 | 3651.4691 | 0 | 3651.4691 | 0 | 454.984 | 266.594
WtrCldRecipChlr-0.42kwpton | DEER2023 |  | 2022-03-14 23:49:36+00 | Any | OfL | New | CZ05 | cWVVG | Cap-Tons | 297.8602 | 174998.9062 | None | 1413721 | 289618.8125 | 892052.375 | 0 | 80891.1094 | 1037.218 | 38652.1406 | 111469.6016 | 2898.583 | 18110.3691 | 2842.3482 | 0 | 2842.3482 | 0 | 418.737 | 232.41
WtrCldRecipChlr-0.42kwpton | DEER2023 |  | 2022-03-14 23:49:36+00 | Any | OfL | New | CZ06 | cWVVG | Cap-Tons | 374.8485 | 174998.9062 | None | 1522633 | 289618.8125 | 892052.375 | 0 | 148942.2031 | 3056.7161 | 63751.8594 | 125211.2031 | 31643.3398 | 7660.3242 | 1545.856 | 0 | 1545.856 | 0 | 444.255 | 246.584
WtrCldRecipChlr-0.42kwpton | DEER2023 |  | 2022-03-14 23:49:36+00 | Any | OfL | New | CZ07 | cWVVG | Cap-Tons | 361.6923 | 174998.9062 | None | 1491697 | 289618.8125 | 892052.375 | 0 | 125746.3984 | 2068.363 | 56438.5391 | 125772.3984 | 30897.9395 | 6598.7598 | 931.486 | 0 | 931.486 | 0 | 437.796 | 237.03
WtrCldRecipChlr-0.42kwpton | DEER2023 |  | 2022-03-14 23:49:36+00 | Any | OfL | New | CZ08 | cWVVG | Cap-Tons | 413.4458 | 174998.9062 | None | 1551938 | 289618.8125 | 892052.375 | 0 | 163917.5 | 2869.3159 | 67449.6406 | 136030.5938 | 53628.8516 | 6632.644 | 1481.789 | 0 | 1481.789 | 0 | 464.28 | 249.579
WtrCldRecipChlr-0.42kwpton | DEER2023 |  | 2022-03-14 23:49:36+00 | Any | OfL | New | CZ09 | cWVVG | Cap-Tons | 457.3868 | 174998.9062 | None | 1528192 | 289618.8125 | 892052.375 | 0 | 148940.5 | 1118.447 | 62669.3594 | 133792.7031 | 28576.2793 | 11496.0596 | 1779.884 | 0 | 1779.884 | 0 | 463.828 | 262.581
WtrCldRecipChlr-0.42kwpton | DEER2023 |  | 2022-03-14 23:49:36+00 | Any | OfL | New | CZ10 | cWVVG | Cap-Tons | 429.5983 | 174998.9062 | None | 1550168 | 289618.8125 | 892052.375 | 0 | 161299.5938 | 2351.0669 | 66700.6562 | 138146 | 38855.3789 | 12326.3701 | 2223.911 | 0 | 2223.911 | 0 | 473.586 | 265.761
WtrCldRecipChlr-0.42kwpton | DEER2023 |  | 2022-03-14 23:49:36+00 | Any | OfL | New | CZ11 | cWVVG | Cap-Tons | 428.1677 | 174998.9062 | None | 1524284 | 289618.8125 | 892052.375 | 0 | 142117.9062 | 1450.498 | 61904.1406 | 137140.7969 | 27723.2598 | 23951.7305 | 6072.2592 | 0 | 6072.2592 | 0 | 478.634 | 298.597
WtrCldRecipChlr-0.42kwpton | DEER2023 |  | 2022-03-14 23:49:36+00 | Any | OfL | New | CZ12 | cWVVG | Cap-Tons | 405.647 | 174998.9062 | None | 1488339 | 289618.8125 | 892052.375 | 0 | 122356.5 | 1646.792 | 53822.1914 | 128842.3984 | 14533.1299 | 24504.4805 | 5293.7789 | 0 | 5293.7789 | 0 | 470.971 | 288.698
WtrCldRecipChlr-0.42kwpton | DEER2023 |  | 2022-03-14 23:49:36+00 | Any | OfL | New | CZ13 | cWVVG | Cap-Tons | 419.7743 | 174998.9062 | None | 1548659 | 289618.8125 | 892052.375 | 0 | 155239.7031 | 2304.772 | 65269.4805 | 144173.9062 | 51959.0195 | 22293.0508 | 4801.0362 | 0 | 4801.0362 | 0 | 486.04 | 291.765
WtrCldRecipChlr-0.42kwpton | DEER2023 |  | 2022-03-14 23:49:36+00 | Any | OfL | New | CZ14 | cWVVG | Cap-Tons | 443.5203 | 174998.9062 | None | 1532349 | 289618.8125 | 892052.375 | 0 | 145945.2031 | 837.4183 | 63193.9102 | 140702.0938 | 42262.5312 | 21413.7305 | 5058.6061 | 0 | 5058.6061 | 0 | 480.458 | 278.641
WtrCldRecipChlr-0.42kwpton | DEER2023 |  | 2022-03-14 23:49:36+00 | Any | OfL | New | CZ15 | cWVVG | Cap-Tons | 543.5912 | 174998.9062 | None | 1695349 | 289618.8125 | 892052.375 | 0 | 244452.7969 | 1878.519 | 97184.7578 | 170161.9062 | 96964.2969 | 5014.498 | 1350.549 | 0 | 1350.549 | 0 | 516.832 | 293.805
WtrCldRecipChlr-0.42kwpton | DEER2023 |  | 2022-03-14 23:49:36+00 | Any | OfL | New | CZ16 | cWVVG | Cap-Tons | 294.829 | 174998.9062 | None | 1403827 | 289618.8125 | 892052.375 | 0 | 66246.7734 | 716.5325 | 31299.2305 | 123893.7031 | 8699.6465 | 45789.0703 | 14307.0899 | 0 | 14307.0899 | 0 | 431.429 | 255.548
WtrCldRecipChlr-0.42kwpton | DEER2023 |  | 2022-03-14 23:49:36+00 | Any | OfS | New | CZ01 | cWVVG | Cap-Tons | 13.9541 | 10000.0801 | None | 65162.5312 | 13865.4297 | 42917.1289 | 0 | 969.1801 | 15.5995 | 1660.379 | 5734.7251 | 90.2619 | 3749.2571 | 1204.738 | 0 | 1204.738 | 0 | 22.198 | 10.771
WtrCldRecipChlr-0.42kwpton | DEER2023 |  | 2022-03-14 23:49:36+00 | Any | OfS | New | CZ02 | cWVVG | Cap-Tons | 20.6019 | 10000.0801 | None | 74345.8281 | 13865.4297 | 42917.1289 | 0 | 5715.498 | 86.8714 | 4755.897 | 7004.894 | 1132.551 | 2011.772 | 841.4677 | 0 | 841.4677 | 0 | 26.603 | 13.48
WtrCldRecipChlr-0.42kwpton | DEER2023 |  | 2022-03-14 23:49:36+00 | Any | OfS | New | CZ03 | cWVVG | Cap-Tons | 17.9189 | 10000.0801 | None | 71289.0625 | 13865.4297 | 42917.1289 | 0 | 3909.042 | 80.9183 | 4041.8259 | 6474.6138 | 670.6275 | 1897.647 | 727.7132 | 0 | 727.7132 | 0 | 24.297 | 12.003
WtrCldRecipChlr-0.42kwpton | DEER2023 |  | 2022-03-14 23:49:36+00 | Any | OfS | New | CZ04 | cWVVG | Cap-Tons | 21.4147 | 10000.0801 | None | 76950.2109 | 13865.4297 | 42917.1289 | 0 | 6869.2441 | 158.2501 | 5770.8789 | 7369.1792 | 1655.108 | 1427.489 | 606.2735 | 0 | 606.2735 | 0 | 26.699 | 13.606
WtrCldRecipChlr-0.42kwpton | DEER2023 |  | 2022-03-14 23:49:36+00 | Any | OfS | New | CZ05 | cWVVG | Cap-Tons | 15.8386 | 10000.0801 | None | 72337.4375 | 13865.4297 | 42917.1289 | 0 | 4742.9858 | 92.8405 | 3933.3799 | 6785.584 | 689.3813 | 1586.423 | 671.416 | 0 | 671.416 | 0 | 24.237 | 11.163
WtrCldRecipChlr-0.42kwpton | DEER2023 |  | 2022-03-14 23:49:36+00 | Any | OfS | New | CZ06 | cWVVG | Cap-Tons | 22.3435 | 10000.0801 | None | 80280.0312 | 13865.4297 | 42917.1289 | 0 | 9048.0283 | 248.9162 | 6724.3921 | 7476.0381 | 1607.744 | 688.9059 | 389.475 | 0 | 389.475 | 0 | 26.336 | 12.128
WtrCldRecipChlr-0.42kwpton | DEER2023 |  | 2022-03-14 23:49:36+00 | Any | OfS | New | CZ07 | cWVVG | Cap-Tons | 21.3755 | 10000.0801 | None | 77901.5938 | 13865.4297 | 42917.1289 | 0 | 7554.2852 | 183.759 | 6108.4512 | 7272.4312 | 1485.422 | 619.4046 | 317.9776 | 0 | 317.9776 | 0 | 25.661 | 11.296
WtrCldRecipChlr-0.42kwpton | DEER2023 |  | 2022-03-14 23:49:36+00 | Any | OfS | New | CZ08 | cWVVG | Cap-Tons | 23.315 | 10000.0801 | None | 82439.9531 | 13865.4297 | 42917.1289 | 0 | 10173.1904 | 252.3201 | 7156.9658 | 8074.8208 | 2598.0549 | 645.825 | 378.4289 | 0 | 378.4289 | 0 | 27.578 | 12.997
WtrCldRecipChlr-0.42kwpton | DEER2023 |  | 2022-03-14 23:49:36+00 | Any | OfS | New | CZ09 | cWVVG | Cap-Tons | 27.6906 | 10000.0801 | None | 82477.8906 | 13865.4297 | 42917.1289 | 0 | 9410.2773 | 124.322 | 8252.1055 | 7908.5122 | 2529.3601 | 886.865 | 362.8342 | 0 | 362.8342 | 0 | 27.282 | 13.313
WtrCldRecipChlr-0.42kwpton | DEER2023 |  | 2022-03-14 23:49:36+00 | Any | OfS | New | CZ10 | cWVVG | Cap-Tons | 25.2521 | 10000.0801 | None | 82823.2578 | 13865.4297 | 42917.1289 | 0 | 10194.6797 | 210.3827 | 7470.084 | 8165.4448 | 2984.397 | 967.2519 | 409.742 | 0 | 409.742 | 0 | 28.006 | 13.558
WtrCldRecipChlr-0.42kwpton | DEER2023 |  | 2022-03-14 23:49:36+00 | Any | OfS | New | CZ11 | cWVVG | Cap-Tons | 25.2603 | 10000.0801 | None | 81201.5 | 13865.4297 | 42917.1289 | 0 | 9191.5029 | 129.9435 | 6689.8442 | 8407.5518 | 3506.929 | 1736.788 | 739.5371 | 0 | 739.5371 | 0 | 28.238 | 15.817
WtrCldRecipChlr-0.42kwpton | DEER2023 |  | 2022-03-14 23:49:36+00 | Any | OfS | New | CZ12 | cWVVG | Cap-Tons | 23.6061 | 10000.0801 | None | 78769.8906 | 13865.4297 | 42917.1289 | 0 | 7827.7642 | 151.927 | 6057.9209 | 7949.6182 | 2103.219 | 1808.528 | 757.3002 | 0 | 757.3002 | 0 | 27.992 | 15.165
WtrCldRecipChlr-0.42kwpton | DEER2023 |  | 2022-03-14 23:49:36+00 | Any | OfS | New | CZ13 | cWVVG | Cap-Tons | 25.8755 | 10000.0801 | None | 82856.7031 | 13865.4297 | 42917.1289 | 0 | 9847.043 | 199.4314 | 7258.834 | 8768.7305 | 4121.3848 | 1608.4139 | 639.4871 | 0 | 639.4871 | 0 | 28.679 | 15.372
WtrCldRecipChlr-0.42kwpton | DEER2023 |  | 2022-03-14 23:49:36+00 | Any | OfS | New | CZ14 | cWVVG | Cap-Tons | 27.2422 | 10000.0801 | None | 82686.4062 | 13865.4297 | 42917.1289 | 0 | 9607.042 | 78.7535 | 7559.769 | 8658.1943 | 3539.0991 | 1625.73 | 663.0521 | 0 | 663.0521 | 0 | 28.425 | 14.432
WtrCldRecipChlr-0.42kwpton | DEER2023 |  | 2022-03-14 23:49:36+00 | Any | OfS | New | CZ15 | cWVVG | Cap-Tons | 32.0846 | 10000.0801 | None | 94416.5938 | 13865.4297 | 42917.1289 | 0 | 16053.2598 | 188.9555 | 11063.1602 | 10328.5596 | 6710.8359 | 384.0719 | 173.4966 | 0 | 173.4966 | 0 | 30.795 | 15.464
WtrCldRecipChlr-0.42kwpton | DEER2023 |  | 2022-03-14 23:49:36+00 | Any | OfS | New | CZ16 | cWVVG | Cap-Tons | 17.013 | 10000.0801 | None | 72689.3906 | 13865.4297 | 42917.1289 | 0 | 4164.9038 | 59.6474 | 3485.3401 | 8196.8662 | 1309.468 | 3554.7849 | 1541.7459 | 0 | 1541.7459 | 0 | 25.522 | 12.92
WtrCldRecipChlr-0.42kwpton | DEER2023 |  | 2022-03-14 23:49:36+00 | Any | Rt3 | New | CZ01 | cWVVG | Cap-Tons | 129.1521 | 120000.5 | None | 1006681 | 514297.1875 | 410310 | 0 | 8709.7646 | 57.7409 | 8415.8701 | 64890.2891 | 13582.0596 | 33791.5117 | 8281.4093 | 0 | 8281.4093 | 0 | 250.224 | 203.507
WtrCldRecipChlr-0.42kwpton | DEER2023 |  | 2022-03-14 23:49:36+00 | Any | Rt3 | New | CZ02 | cWVVG | Cap-Tons | 229.7263 | 120000.5 | None | 1099632 | 514297.1875 | 410310 | 0 | 65432.8906 | 681.796 | 31348.0801 | 77561.2109 | 43864.5117 | 15156.21 | 5888.0307 | 0 | 5888.0307 | 0 | 302.031 | 255.888
WtrCldRecipChlr-0.42kwpton | DEER2023 |  | 2022-03-14 23:49:36+00 | Any | Rt3 | New | CZ03 | cWVVG | Cap-Tons | 180.3553 | 120000.5 | None | 1063935 | 514297.1875 | 410310 | 0 | 42514.0898 | 516.2347 | 23784.0293 | 72513.0234 | 39763.8789 | 14628.6201 | 4310.025 | 0 | 4310.025 | 0 | 272.409 | 231.464
WtrCldRecipChlr-0.42kwpton | DEER2023 |  | 2022-03-14 23:49:36+00 | Any | Rt3 | New | CZ04 | cWVVG | Cap-Tons | 230.6758 | 120000.5 | None | 1132101 | 514297.1875 | 410310 | 0 | 84786.9609 | 1405.459 | 38207.9297 | 83092.2969 | 56911.2617 | 10058.3799 | 3534.3501 | 0 | 3534.3501 | 0 | 305.454 | 261.98
WtrCldRecipChlr-0.42kwpton | DEER2023 |  | 2022-03-14 23:49:36+00 | Any | Rt3 | New | CZ05 | cWVVG | Cap-Tons | 169.7127 | 120000.5 | None | 1077032 | 514297.1875 | 410310 | 0 | 49357.1797 | 610.2816 | 24668.7891 | 77787.4062 | 43840.7695 | 11864.9297 | 3201.1322 | 0 | 3201.1322 | 0 | 268.978 | 219.807
WtrCldRecipChlr-0.42kwpton | DEER2023 |  | 2022-03-14 23:49:36+00 | Any | Rt3 | New | CZ06 | cWVVG | Cap-Tons | 237.0563 | 120000.5 | None | 1167134 | 514297.1875 | 410310 | 0 | 107875.8984 | 2235.949 | 48205.0703 | 84208.7031 | 62647.6992 | 4507.6191 | 1317.303 | 0 | 1317.303 | 0 | 300.563 | 250.64
WtrCldRecipChlr-0.42kwpton | DEER2023 |  | 2022-03-14 23:49:36+00 | Any | Rt3 | New | CZ07 | cWVVG | Cap-Tons | 237.0988 | 120000.5 | None | 1150704 | 514297.1875 | 410310 | 0 | 93436.6328 | 1503.803 | 44363.1289 | 86792.4609 | 65603.1406 | 3386.2009 | 815.4517 | 0 | 815.4517 | 0 | 296.399 | 250.311
WtrCldRecipChlr-0.42kwpton | DEER2023 |  | 2022-03-14 23:49:36+00 | Any | Rt3 | New | CZ08 | cWVVG | Cap-Tons | 269.379 | 120000.5 | None | 1204486 | 514297.1875 | 410310 | 0 | 126896.6016 | 2250.281 | 54119.1797 | 96611.8672 | 78662.3828 | 3077.6909 | 1078.94 | 0 | 1078.94 | 0 | 313.209 | 258.485
WtrCldRecipChlr-0.42kwpton | DEER2023 |  | 2022-03-14 23:49:36+00 | Any | Rt3 | New | CZ09 | cWVVG | Cap-Tons | 325.8737 | 120000.5 | None | 1178430 | 514297.1875 | 410310 | 0 | 112242.1016 | 768.3153 | 51330.0703 | 89481.7969 | 72384.5703 | 4692.063 | 1401.936 | 0 | 1401.936 | 0 | 293.866 | 252.706
WtrCldRecipChlr-0.42kwpton | DEER2023 |  | 2022-03-14 23:49:36+00 | Any | Rt3 | New | CZ10 | cWVVG | Cap-Tons | 284.464 | 120000.5 | None | 1199877 | 514297.1875 | 410310 | 0 | 126429.1016 | 1877.676 | 52677.5117 | 94284.4688 | 76256.9609 | 6022.8672 | 2112.532 | 0 | 2112.532 | 0 | 332.015 | 286.058
WtrCldRecipChlr-0.42kwpton | DEER2023 |  | 2022-03-14 23:49:36+00 | Any | Rt3 | New | CZ11 | cWVVG | Cap-Tons | 280.521 | 120000.5 | None | 1172030 | 514297.1875 | 410310 | 0 | 110371.7031 | 1169.658 | 46855.4414 | 89025.6719 | 65534.3516 | 11702.25 | 4183.0131 | 0 | 4183.0131 | 0 | 324.874 | 280.629
WtrCldRecipChlr-0.42kwpton | DEER2023 |  | 2022-03-14 23:49:36+00 | Any | Rt3 | New | CZ12 | cWVVG | Cap-Tons | 268.974 | 120000.5 | None | 1146642 | 514297.1875 | 410310 | 0 | 94431.5781 | 1309.952 | 42044.6016 | 84247.9609 | 59980.1719 | 12323.1602 | 4916.761 | 0 | 4916.761 | 0 | 325.55 | 281.292
WtrCldRecipChlr-0.42kwpton | DEER2023 |  | 2022-03-14 23:49:36+00 | Any | Rt3 | New | CZ13 | cWVVG | Cap-Tons | 288.3937 | 120000.5 | None | 1197995 | 514297.1875 | 410310 | 0 | 124465.2969 | 1867.257 | 51866.9102 | 95187.8438 | 75800.6328 | 10476.7402 | 3852.889 | 0 | 3852.889 | 0 | 335.085 | 290.774
WtrCldRecipChlr-0.42kwpton | DEER2023 |  | 2022-03-14 23:49:36+00 | Any | Rt3 | New | CZ14 | cWVVG | Cap-Tons | 291.3407 | 120000.5 | None | 1168954 | 514297.1875 | 410310 | 0 | 108864.2969 | 602.8503 | 45862.2891 | 89016.6328 | 64930.2305 | 10401.1396 | 3639.761 | 0 | 3639.761 | 0 | 322.479 | 273.849
WtrCldRecipChlr-0.42kwpton | DEER2023 |  | 2022-03-14 23:49:36+00 | Any | Rt3 | New | CZ15 | cWVVG | Cap-Tons | 365.2832 | 120000.5 | None | 1310101 | 514297.1875 | 410310 | 0 | 193208 | 1572.993 | 77031.0781 | 113680.2031 | 106042.7031 | 1605.073 | 342.6936 | 0 | 342.6936 | 0 | 350.96 | 301.049
WtrCldRecipChlr-0.42kwpton | DEER2023 |  | 2022-03-14 23:49:36+00 | Any | Rt3 | New | CZ16 | cWVVG | Cap-Tons | 180.1765 | 120000.5 | None | 1069156 | 514297.1875 | 410310 | 0 | 45718.0312 | 489.006 | 20844.7598 | 77495.8906 | 38309.6992 | 24696.8809 | 13352.0602 | 0 | 13352.0602 | 0 | 284.23 | 238.355
WtrCldRecipChlr-0.748kwpton | DEER2023 |  | 2022-03-14 23:49:36+00 | Any | ECC | New | CZ01 | cWVVG | Cap-Tons | 1 | 299999.5938 | None | 1692743 | 498675.5 | 838537.625 | 0 | 44042.1484 | 208.5525 | 21172.2402 | 290105.4062 | 4634.2559 | 208151 | 51322.3424 | 97.3874 | 51224.9702 | 0 | 638.111 | 489.928
WtrCldRecipChlr-0.748kwpton | DEER2023 |  | 2022-03-14 23:49:36+00 | Any | ECC | New | CZ02 | cWVVG | Cap-Tons | 1 | 299999.5938 | None | 1951581 | 498675.5 | 838537.625 | 0 | 257106 | 1394.3831 | 71799.2422 | 284067.5 | 35158.1914 | 110873.7031 | 35666.3501 | 97.3874 | 35568.96 | 0 | 825.022 | 674.079
WtrCldRecipChlr-0.748kwpton | DEER2023 |  | 2022-03-14 23:49:36+00 | Any | ECC | New | CZ03 | cWVVG | Cap-Tons | 1 | 299999.5938 | None | 1857725 | 498675.5 | 838537.625 | 0 | 182991 | 1243.674 | 57108.9492 | 279165.4062 | 27421.5 | 99455.7812 | 30775.36 | 97.3874 | 30677.9802 | 0 | 724.73 | 600.901
WtrCldRecipChlr-0.748kwpton | DEER2023 |  | 2022-03-14 23:49:36+00 | Any | ECC | New | CZ04 | cWVVG | Cap-Tons | 1 | 299999.5938 | None | 2048682 | 498675.5 | 838537.625 | 0 | 336106.4062 | 2848.918 | 92753.7969 | 279757.6875 | 56983.7383 | 70296.7969 | 25826.071 | 97.3874 | 25728.6912 | 0 | 839.539 | 705.836
WtrCldRecipChlr-0.748kwpton | DEER2023 |  | 2022-03-14 23:49:36+00 | Any | ECC | New | CZ05 | cWVVG | Cap-Tons | 1 | 299999.5938 | None | 1901068 | 498675.5 | 838537.625 | 0 | 214985.9062 | 1643.684 | 56866.6992 | 290358.3125 | 31677.25 | 95044.2578 | 28310.569 | 97.3874 | 28213.1891 | 0 | 708.092 | 531.172
WtrCldRecipChlr-0.748kwpton | DEER2023 |  | 2022-03-14 23:49:36+00 | Any | ECC | New | CZ06 | cWVVG | Cap-Tons | 1 | 299999.5938 | None | 2195922 | 498675.5 | 838537.625 | 0 | 455464.3125 | 5020.3711 | 118181.5 | 280041 | 69696.6328 | 33413.6797 | 16123.4701 | 97.3874 | 16026.08 | 0 | 810.681 | 664.005
WtrCldRecipChlr-0.748kwpton | DEER2023 |  | 2022-03-14 23:49:36+00 | Any | ECC | New | CZ07 | cWVVG | Cap-Tons | 1 | 299999.5938 | None | 2116237 | 498675.5 | 838537.625 | 0 | 386906.0938 | 3369.6289 | 106029.3984 | 282717.5938 | 71801.8516 | 25091.5703 | 13974.5894 | 97.3874 | 13877.1994 | 0 | 794.369 | 659.358
WtrCldRecipChlr-0.748kwpton | DEER2023 |  | 2022-03-14 23:49:36+00 | Any | ECC | New | CZ08 | cWVVG | Cap-Tons | 1 | 299999.5938 | None | 2282853 | 498675.5 | 838537.625 | 0 | 512084.8125 | 4857.2271 | 132084.9062 | 296610.5 | 90541.0391 | 28194.0293 | 14345.3094 | 97.3874 | 14247.9206 | 0 | 855.654 | 668.168
WtrCldRecipChlr-0.748kwpton | DEER2023 |  | 2022-03-14 23:49:36+00 | Any | ECC | New | CZ09 | cWVVG | Cap-Tons | 1 | 299999.5938 | None | 2205051 | 498675.5 | 838537.625 | 0 | 452204.4062 | 1553.449 | 132128 | 281949.8125 | 82339.2891 | 38711.2695 | 16375.7594 | 97.3874 | 16278.3706 | 0 | 844.488 | 698.914
WtrCldRecipChlr-0.748kwpton | DEER2023 |  | 2022-03-14 23:49:36+00 | Any | ECC | New | CZ10 | cWVVG | Cap-Tons | 1 | 299999.5938 | None | 2270677 | 498675.5 | 838537.625 | 0 | 508637.9062 | 3949.6621 | 130164.5 | 290710.8125 | 87017.7812 | 44994.9609 | 19309.12 | 97.3874 | 19211.7299 | 0 | 683.538 | 438.398
WtrCldRecipChlr-0.748kwpton | DEER2023 |  | 2022-03-14 23:49:36+00 | Any | ECC | New | CZ11 | cWVVG | Cap-Tons | 1 | 299999.5938 | None | 2196528 | 498675.5 | 838537.625 | 0 | 445136.9062 | 2486.457 | 115295.7969 | 296393.5 | 76807.5781 | 79634.7812 | 29029.4989 | 97.3874 | 28932.1088 | 0 | 691.394 | 488.788
WtrCldRecipChlr-0.748kwpton | DEER2023 |  | 2022-03-14 23:49:36+00 | Any | ECC | New | CZ12 | cWVVG | Cap-Tons | 1 | 299999.5938 | None | 2110530 | 498675.5 | 838537.625 | 0 | 375889.3125 | 2811.23 | 97275.1172 | 297339.8125 | 64869.4688 | 88576.0703 | 30074.0096 | 97.3874 | 29976.6195 | 0 | 678.373 | 469.358
WtrCldRecipChlr-0.748kwpton | DEER2023 |  | 2022-03-14 23:49:36+00 | Any | ECC | New | CZ13 | cWVVG | Cap-Tons | 1 | 299999.5938 | None | 2293553 | 498675.5 | 838537.625 | 0 | 511131.5 | 3907.2371 | 129067.1016 | 312232.5938 | 92388.0625 | 71531.4062 | 25489.3491 | 97.3874 | 25391.959 | 0 | 707.004 | 480.242
WtrCldRecipChlr-0.748kwpton | DEER2023 |  | 2022-03-14 23:49:36+00 | Any | ECC | New | CZ14 | cWVVG | Cap-Tons | 1 | 299999.5938 | None | 2207098 | 498675.5 | 838537.625 | 0 | 448747.8125 | 1123.149 | 117399.7031 | 302612.9062 | 79084.8438 | 75070.6172 | 27234.2298 | 97.3874 | 27136.8397 | 0 | 691.577 | 452.958
WtrCldRecipChlr-0.748kwpton | DEER2023 |  | 2022-03-14 23:49:36+00 | Any | ECC | New | CZ15 | cWVVG | Cap-Tons | 1 | 299999.5938 | None | 2703410 | 498675.5 | 838537.625 | 0 | 829873.375 | 3074.3369 | 206605.2969 | 326641.9062 | 148395.7969 | 15751.7305 | 9190.3648 | 97.3874 | 9092.9722 | 0 | 787.949 | 528.151
WtrCldRecipChlr-0.748kwpton | DEER2023 |  | 2022-03-14 23:49:36+00 | Any | ECC | New | CZ16 | cWVVG | Cap-Tons | 1 | 299999.5938 | None | 1878536 | 498675.5 | 838537.625 | 0 | 181020.7969 | 1035.4659 | 48688.2305 | 310577.5938 | 39430.5 | 157721.5938 | 59083.0694 | 97.3874 | 58985.6819 | 0 | 183.896 | 143.971
WtrCldRecipChlr-0.748kwpton | DEER2023 |  | 2022-03-14 23:49:36+00 | Any | ESe | New | CZ01 | cWVVG | Cap-Tons | 1 | 149998.5938 | None | 612537.6875 | 195048.5 | 287781.6875 | 0 | 15024.4404 | 71.4081 | 8908.0664 | 105704.2969 | 411.2486 | 81871.0781 | 28034.7904 | 26.4167 | 28008.3789 | 0 | 257.736 | 118.128
WtrCldRecipChlr-0.748kwpton | DEER2023 |  | 2022-03-14 23:49:36+00 | Any | ESe | New | CZ02 | cWVVG | Cap-Tons | 1 | 149998.5938 | None | 707699.8125 | 195048.5 | 287781.6875 | 0 | 91195.0469 | 440.31 | 28442.6797 | 104792.2969 | 10188.7803 | 49574.0898 | 19469.92 | 26.4167 | 19443.52 | 0 | 357.507 | 182.701
WtrCldRecipChlr-0.748kwpton | DEER2023 |  | 2022-03-14 23:49:36+00 | Any | ESe | New | CZ03 | cWVVG | Cap-Tons | 1 | 149998.5938 | None | 661745.3125 | 195048.5 | 287781.6875 | 0 | 60775.0195 | 388.5929 | 20692.6406 | 97059.6797 | 4249.4551 | 46136.6602 | 16562.0198 | 26.4167 | 16535.6096 | 0 | 299.322 | 144.195
WtrCldRecipChlr-0.748kwpton | DEER2023 |  | 2022-03-14 23:49:36+00 | Any | ESe | New | CZ04 | cWVVG | Cap-Tons | 1 | 149998.5938 | None | 739817.3125 | 195048.5 | 287781.6875 | 0 | 118970.7031 | 961.7825 | 34758.3711 | 102297 | 13974.6797 | 34655.2109 | 13995.5994 | 26.4167 | 13969.1904 | 0 | 362.189 | 186.424
WtrCldRecipChlr-0.748kwpton | DEER2023 |  | 2022-03-14 23:49:36+00 | Any | ESe | New | CZ05 | cWVVG | Cap-Tons | 1 | 149998.5938 | None | 681986.375 | 195048.5 | 287781.6875 | 0 | 78119.2266 | 596.2947 | 21210.0098 | 99231.5312 | 5622.0342 | 40647.4297 | 14993.4502 | 26.4167 | 14967.0502 | 0 | 292.331 | 131.662
WtrCldRecipChlr-0.748kwpton | DEER2023 |  | 2022-03-14 23:49:36+00 | Any | ESe | New | CZ06 | cWVVG | Cap-Tons | 1 | 149998.5938 | None | 778084.3125 | 195048.5 | 287781.6875 | 0 | 154224.0938 | 1660.767 | 44103.1211 | 95266.8281 | 12110.9902 | 17769.8105 | 8500.8621 | 26.4167 | 8474.4429 | 0 | 344.296 | 159.443
WtrCldRecipChlr-0.748kwpton | DEER2023 |  | 2022-03-14 23:49:36+00 | Any | ESe | New | CZ07 | cWVVG | Cap-Tons | 1 | 149998.5938 | None | 743875 | 195048.5 | 287781.6875 | 0 | 126937.7969 | 998.3877 | 39443.3516 | 93665.9375 | 11572.8203 | 15766.04 | 7212 | 26.4167 | 7185.5802 | 0 | 337.596 | 150.294
WtrCldRecipChlr-0.748kwpton | DEER2023 |  | 2022-03-14 23:49:36+00 | Any | ESe | New | CZ08 | cWVVG | Cap-Tons | 1 | 149998.5938 | None | 835169.6875 | 195048.5 | 287781.6875 | 0 | 190649.9062 | 1717.197 | 52657.8789 | 107315.2031 | 22006.4395 | 15382.5303 | 7441.4202 | 26.4167 | 7415.0042 | 0 | 372.414 | 168.172
WtrCldRecipChlr-0.748kwpton | DEER2023 |  | 2022-03-14 23:49:36+00 | Any | ESe | New | CZ09 | cWVVG | Cap-Tons | 1 | 149998.5938 | None | 811804.375 | 195048.5 | 287781.6875 | 0 | 168200.2969 | 500.5097 | 53934.1797 | 106339.8984 | 21144.9492 | 20704.0703 | 8742.4269 | 26.4167 | 8716.0058 | 0 | 367.049 | 179.947
WtrCldRecipChlr-0.748kwpton | DEER2023 |  | 2022-03-14 23:49:36+00 | Any | ESe | New | CZ10 | cWVVG | Cap-Tons | 1 | 149998.5938 | None | 841128.3125 | 195048.5 | 287781.6875 | 0 | 192322.4062 | 1378.012 | 53171.4492 | 111426.8984 | 23355.25 | 23003.1699 | 10225.1398 | 26.4167 | 10198.7098 | 0 | 113.328 | 87.709
WtrCldRecipChlr-0.748kwpton | DEER2023 |  | 2022-03-14 23:49:36+00 | Any | ESe | New | CZ11 | cWVVG | Cap-Tons | 1 | 149998.5938 | None | 797417 | 195048.5 | 287781.6875 | 0 | 160931.0938 | 779.6572 | 44662.6211 | 108214.2969 | 21714.6992 | 35568.4297 | 15635.2602 | 26.4167 | 15608.8397 | 0 | 112.152 | 98.686
WtrCldRecipChlr-0.748kwpton | DEER2023 |  | 2022-03-14 23:49:36+00 | Any | ESe | New | CZ12 | cWVVG | Cap-Tons | 1 | 149998.5938 | None | 765768.3125 | 195048.5 | 287781.6875 | 0 | 135274.5938 | 910.1136 | 37617.25 | 109136.8984 | 17693.6895 | 40656.7617 | 16194.1606 | 26.4167 | 16167.7504 | 0 | 106.492 | 94.884
WtrCldRecipChlr-0.748kwpton | DEER2023 |  | 2022-03-14 23:49:36+00 | Any | ESe | New | CZ13 | cWVVG | Cap-Tons | 1 | 149998.5938 | None | 838399 | 195048.5 | 287781.6875 | 0 | 185468.2969 | 1248.29 | 53055.7891 | 115797.2031 | 25708.9707 | 33125.6289 | 13808.7104 | 26.4167 | 13782.3104 | 0 | 110.963 | 98.703
WtrCldRecipChlr-0.748kwpton | DEER2023 |  | 2022-03-14 23:49:36+00 | Any | ESe | New | CZ14 | cWVVG | Cap-Tons | 1 | 149998.5938 | None | 796523.5 | 195048.5 | 287781.6875 | 0 | 158438.7969 | 287.5257 | 48245.1289 | 106722.7031 | 20119.1504 | 31887.1406 | 14321.4106 | 26.4167 | 14294.9901 | 0 | 112.994 | 85.816
WtrCldRecipChlr-0.748kwpton | DEER2023 |  | 2022-03-14 23:49:36+00 | Any | ESe | New | CZ15 | cWVVG | Cap-Tons | 1 | 149998.5938 | None | 1017327 | 195048.5 | 287781.6875 | 0 | 317622.6875 | 930.3265 | 90070.6797 | 125873.3984 | 37588.4609 | 8876.3574 | 4784.8669 | 26.4167 | 4758.4442 | 0 | 125.084 | 106.004
WtrCldRecipChlr-0.748kwpton | DEER2023 |  | 2022-03-14 23:49:36+00 | Any | ESe | New | CZ16 | cWVVG | Cap-Tons | 1 | 149998.5938 | None | 675835.625 | 195048.5 | 287781.6875 | 0 | 63393.8086 | 310.6964 | 19052.5391 | 110248.8984 | 12175.1699 | 64864.2812 | 31927.7901 | 26.4167 | 31901.3888 | 0 | 81.97 | 65.082
WtrCldRecipChlr-0.748kwpton | DEER2023 |  | 2022-03-14 23:49:36+00 | Any | EUn | New | CZ01 | cWVVG | Cap-Tons | 1 | 930201.375 | None | 4977709 | 1432632 | 2778924 | 0 | 117049.5 | 308.9355 | 64669.6797 | 584120.375 | 37451.1289 | 432943.3125 | 178305.495 | 181.5723 | 178123.8989 | 0 | 1947.408 | 1565.885
WtrCldRecipChlr-0.748kwpton | DEER2023 |  | 2022-03-14 23:49:36+00 | Any | EUn | New | CZ02 | cWVVG | Cap-Tons | 1 | 930201.375 | None | 5791347 | 1432632 | 2778924 | 0 | 766128.8125 | 3369.491 | 183448.5 | 626840.375 | 220622.7031 | 228678.2969 | 118106.2963 | 181.5723 | 117924.7002 | 0 | 2512.884 | 2123.654
WtrCldRecipChlr-0.748kwpton | DEER2023 |  | 2022-03-14 23:49:36+00 | Any | EUn | New | CZ03 | cWVVG | Cap-Tons | 1 | 930201.375 | None | 5470478 | 1432632 | 2778924 | 0 | 510182.4062 | 2563 | 139512.7969 | 606659.875 | 176912.7969 | 223719.2031 | 98386.3194 | 181.5723 | 98204.7334 | 0 | 2225.492 | 1893.342
WtrCldRecipChlr-0.748kwpton | DEER2023 |  | 2022-03-14 23:49:36+00 | Any | EUn | New | CZ04 | cWVVG | Cap-Tons | 1 | 930201.375 | None | 6050555 | 1432632 | 2778924 | 0 | 981964.875 | 7079.7769 | 219349.4062 | 630600 | 299306.0938 | 153466.4062 | 80858.6086 | 181.5723 | 80677.0278 | 0 | 2549.902 | 2199.608
WtrCldRecipChlr-0.748kwpton | DEER2023 |  | 2022-03-14 23:49:36+00 | Any | EUn | New | CZ05 | cWVVG | Cap-Tons | 1 | 930201.375 | None | 5594330 | 1432632 | 2778924 | 0 | 611730.125 | 3563.7151 | 143525.0938 | 623950.1875 | 192175.5 | 196755.5 | 91514.4704 | 181.5723 | 91332.905 | 0 | 2203.315 | 1707.684
WtrCldRecipChlr-0.748kwpton | DEER2023 |  | 2022-03-14 23:49:36+00 | Any | EUn | New | CZ06 | cWVVG | Cap-Tons | 1 | 930201.375 | None | 6370968 | 1432632 | 2778924 | 0 | 1248870 | 11298.0303 | 267786.0938 | 631451.8125 | 343372.8125 | 85247.2031 | 48363.1923 | 181.5723 | 48181.6422 | 0 | 2473.581 | 2043.065
WtrCldRecipChlr-0.748kwpton | DEER2023 |  | 2022-03-14 23:49:36+00 | Any | EUn | New | CZ07 | cWVVG | Cap-Tons | 1 | 930201.375 | None | 6100947 | 1432632 | 2778924 | 0 | 1019457 | 6733.1919 | 237021.5 | 626173.625 | 322738.4062 | 83915.8281 | 41922.6496 | 181.5723 | 41741.0893 | 0 | 2395.981 | 1979.023
WtrCldRecipChlr-0.748kwpton | DEER2023 |  | 2022-03-14 23:49:36+00 | Any | EUn | New | CZ08 | cWVVG | Cap-Tons | 1 | 930201.375 | None | 6629229 | 1432632 | 2778924 | 0 | 1443108 | 11451.5596 | 304724.5938 | 658384.625 | 411684.3125 | 68190.1562 | 42846.0493 | 181.5723 | 42664.489 | 0 | 2619.305 | 2082.867
WtrCldRecipChlr-0.748kwpton | DEER2023 |  | 2022-03-14 23:49:36+00 | Any | EUn | New | CZ09 | cWVVG | Cap-Tons | 1 | 930201.375 | None | 6453930 | 1432632 | 2778924 | 0 | 1286527 | 3903.677 | 303350 | 648588.8125 | 385726.6875 | 90629.0938 | 48537.7382 | 181.5723 | 48356.1677 | 0 | 2569.078 | 2178.069
WtrCldRecipChlr-0.748kwpton | DEER2023 |  | 2022-03-14 23:49:36+00 | Any | EUn | New | CZ10 | cWVVG | Cap-Tons | 1 | 930201.375 | None | 6667122 | 1432632 | 2778924 | 0 | 1473954 | 9769.9004 | 308347.1875 | 663490.875 | 403986.3125 | 99543.0234 | 57719.1014 | 181.5723 | 57537.5309 | 0 | 2041.479 | 1700.415
WtrCldRecipChlr-0.748kwpton | DEER2023 |  | 2022-03-14 23:49:36+00 | Any | EUn | New | CZ11 | cWVVG | Cap-Tons | 1 | 930201.375 | None | 6537017 | 1432632 | 2778924 | 0 | 1359354 | 6635.646 | 276773.5 | 682691 | 388201.5938 | 167394 | 90859.9501 | 181.5723 | 90678.3744 | 0 | 2088.155 | 1895.998
WtrCldRecipChlr-0.748kwpton | DEER2023 |  | 2022-03-14 23:49:36+00 | Any | EUn | New | CZ12 | cWVVG | Cap-Tons | 1 | 930201.375 | None | 6262295 | 1432632 | 2778924 | 0 | 1139726 | 7362.2852 | 239755.2031 | 663889.375 | 336104.5938 | 176176.5 | 94664.2739 | 181.5723 | 94482.6675 | 0 | 2032.768 | 1811.003
WtrCldRecipChlr-0.748kwpton | DEER2023 |  | 2022-03-14 23:49:36+00 | Any | EUn | New | CZ13 | cWVVG | Cap-Tons | 1 | 930201.375 | None | 6778067 | 1432632 | 2778924 | 0 | 1538105 | 10398.2695 | 310369.3125 | 707633.6875 | 446570.5 | 143165 | 76501.4323 | 181.5723 | 76319.872 | 0 | 2130.032 | 1906.564
WtrCldRecipChlr-0.748kwpton | DEER2023 |  | 2022-03-14 23:49:36+00 | Any | EUn | New | CZ14 | cWVVG | Cap-Tons | 1 | 930201.375 | None | 6546210 | 1432632 | 2778924 | 0 | 1348346 | 2949.354 | 289348.5 | 694006.3125 | 406801 | 146925.2969 | 84219.8989 | 181.5723 | 84038.3078 | 0 | 2066.575 | 1785.655
WtrCldRecipChlr-0.748kwpton | DEER2023 |  | 2022-03-14 23:49:36+00 | Any | EUn | New | CZ15 | cWVVG | Cap-Tons | 1 | 930201.375 | None | 7902577 | 1432632 | 2778924 | 0 | 2425990 | 8110.3711 | 484273.6875 | 772639.625 | 629583.625 | 35337.9414 | 22497.1213 | 181.5723 | 22315.5507 | 0 | 2349.074 | 2033.107
WtrCldRecipChlr-0.748kwpton | DEER2023 |  | 2022-03-14 23:49:36+00 | Any | EUn | New | CZ16 | cWVVG | Cap-Tons | 1 | 930201.375 | None | 5556460 | 1432632 | 2778924 | 0 | 551887.375 | 2644.9951 | 132327 | 658041 | 218039.4062 | 314321.3125 | 196918.3949 | 181.5723 | 196736.7987 | 0 | 243.672 | 289.897
WtrCldRecipChlr-0.748kwpton | DEER2023 |  | 2022-03-14 23:49:36+00 | Any | Hsp | New | CZ01 | cWVVG | Cap-Tons | 1 | 235501 | None | 2496226 | 848496.8125 | 1266427 | 0 | 18050.6895 | 11.6894 | 13083.8398 | 350158.5938 | 663.8986 | 288809.3125 | 52993.0906 | 81.3604 | 52911.7184 | 0 | 478.728 | 420.055
WtrCldRecipChlr-0.748kwpton | DEER2023 |  | 2022-03-14 23:49:36+00 | Any | Hsp | New | CZ02 | cWVVG | Cap-Tons | 1 | 235501 | None | 2713851 | 848496.8125 | 1266427 | 0 | 179669.7031 | 204.04 | 61726.8594 | 357330 | 10314.5303 | 194834.5 | 42794.6906 | 81.3604 | 42713.3389 | 0 | 586.736 | 528.581
WtrCldRecipChlr-0.748kwpton | DEER2023 |  | 2022-03-14 23:49:36+00 | Any | Hsp | New | CZ03 | cWVVG | Cap-Tons | 1 | 235501 | None | 2632345 | 848496.8125 | 1266427 | 0 | 116252.5 | 257.4753 | 46444.5781 | 354468.5938 | 9009.0723 | 183066.7031 | 35159.4189 | 81.3604 | 35078.0493 | 0 | 528.095 | 479.67
WtrCldRecipChlr-0.748kwpton | DEER2023 |  | 2022-03-14 23:49:36+00 | Any | Hsp | New | CZ04 | cWVVG | Cap-Tons | 1 | 235501 | None | 2817319 | 848496.8125 | 1266427 | 0 | 253773.9062 | 763.254 | 86715.7969 | 361145.1875 | 21335.9609 | 136171.5 | 32938.1606 | 81.3604 | 32856.8013 | 0 | 595.77 | 543.085
WtrCldRecipChlr-0.748kwpton | DEER2023 |  | 2022-03-14 23:49:36+00 | Any | Hsp | New | CZ05 | cWVVG | Cap-Tons | 1 | 235501 | None | 2655516 | 848496.8125 | 1266427 | 0 | 133722.5 | 172.0945 | 51743.8711 | 354956.3125 | 8846.1514 | 182299.4062 | 36046.5894 | 81.3604 | 35965.2198 | 0 | 521.859 | 452.097
WtrCldRecipChlr-0.748kwpton | DEER2023 |  | 2022-03-14 23:49:36+00 | Any | Hsp | New | CZ06 | cWVVG | Cap-Tons | 1 | 235501 | None | 2944220 | 848496.8125 | 1266427 | 0 | 351063.8125 | 1495.085 | 116280.2969 | 360459.6875 | 28645.0508 | 84615.7422 | 24992.6502 | 81.3604 | 24911.2806 | 0 | 554.546 | 504.907
WtrCldRecipChlr-0.748kwpton | DEER2023 |  | 2022-03-14 23:49:36+00 | Any | Hsp | New | CZ07 | cWVVG | Cap-Tons | 1 | 235501 | None | 2913093 | 848496.8125 | 1266427 | 0 | 310421 | 725.6564 | 126492.8984 | 360532.3125 | 30099.9805 | 71395.1328 | 22708.8998 | 81.3604 | 22627.5405 | 0 | 546.489 | 498.558
WtrCldRecipChlr-0.748kwpton | DEER2023 |  | 2022-03-14 23:49:36+00 | Any | Hsp | New | CZ08 | cWVVG | Cap-Tons | 1 | 235501 | None | 3001687 | 848496.8125 | 1266427 | 0 | 391010.9062 | 1287.434 | 126741.5 | 367725.0938 | 30603.6699 | 80337.1719 | 23385.1392 | 81.3604 | 23303.7798 | 0 | 589.543 | 524.689
WtrCldRecipChlr-0.748kwpton | DEER2023 |  | 2022-03-14 23:49:36+00 | Any | Hsp | New | CZ09 | cWVVG | Cap-Tons | 1 | 235501 | None | 2950716 | 848496.8125 | 1266427 | 0 | 338375.1875 | 115.4681 | 130216.3984 | 367086.8125 | 27960.4199 | 96819.5312 | 25619.1104 | 81.3604 | 25537.7613 | 0 | 598.82 | 546.606
WtrCldRecipChlr-0.748kwpton | DEER2023 |  | 2022-03-14 23:49:36+00 | Any | Hsp | New | CZ10 | cWVVG | Cap-Tons | 1 | 235501 | None | 2994879 | 848496.8125 | 1266427 | 0 | 391214.8125 | 1007.763 | 119035.7969 | 368699.9062 | 27890.1504 | 104430.8984 | 29039.4291 | 81.3604 | 28958.08 | 0 | 627.657 | 562.71
WtrCldRecipChlr-0.748kwpton | DEER2023 |  | 2022-03-14 23:49:36+00 | Any | Hsp | New | CZ11 | cWVVG | Cap-Tons | 1 | 235501 | None | 2947268 | 848496.8125 | 1266427 | 0 | 367160.9062 | 433.9382 | 98742.7031 | 366009.9062 | 25239.75 | 138573.7969 | 37579.689 | 81.3604 | 37498.3194 | 0 | 641.275 | 590.197
WtrCldRecipChlr-0.748kwpton | DEER2023 |  | 2022-03-14 23:49:36+00 | Any | Hsp | New | CZ12 | cWVVG | Cap-Tons | 1 | 235501 | None | 2852824 | 848496.8125 | 1266427 | 0 | 286334.9062 | 686.23 | 87449.0312 | 363432.9062 | 20401.5898 | 151518.2031 | 37588.759 | 81.3604 | 37507.3792 | 0 | 637.306 | 580.472
WtrCldRecipChlr-0.748kwpton | DEER2023 |  | 2022-03-14 23:49:36+00 | Any | Hsp | New | CZ13 | cWVVG | Cap-Tons | 1 | 235501 | None | 3020154 | 848496.8125 | 1266427 | 0 | 424614.3125 | 1167.726 | 109675.8984 | 369773.8125 | 29498.1992 | 122074.2969 | 33919.1603 | 81.3604 | 33837.8112 | 0 | 644.547 | 592.269
WtrCldRecipChlr-0.748kwpton | DEER2023 |  | 2022-03-14 23:49:36+00 | Any | Hsp | New | CZ14 | cWVVG | Cap-Tons | 1 | 235501 | None | 2922252 | 848496.8125 | 1266427 | 0 | 339686.9062 | 22.7088 | 102264.6016 | 365356.4062 | 25012.5195 | 136792.7969 | 40231.6006 | 81.3604 | 40150.249 | 0 | 623.752 | 566.261
WtrCldRecipChlr-0.748kwpton | DEER2023 |  | 2022-03-14 23:49:36+00 | Any | Hsp | New | CZ15 | cWVVG | Cap-Tons | 1 | 235501 | None | 3334624 | 848496.8125 | 1266427 | 0 | 658323.3125 | 458.0619 | 180188.2031 | 380732.5938 | 42098.0508 | 53023.5312 | 20233.12 | 81.3604 | 20151.7594 | 0 | 674.611 | 619.963
WtrCldRecipChlr-0.748kwpton | DEER2023 |  | 2022-03-14 23:49:36+00 | Any | Hsp | New | CZ16 | cWVVG | Cap-Tons | 1 | 235501 | None | 2665720 | 848496.8125 | 1266427 | 0 | 149225.2031 | 113.9534 | 44127.5312 | 357332.8125 | 15175.7305 | 211785 | 66251.8784 | 81.3604 | 66170.5216 | 0 | 540.948 | 491.915
WtrCldRecipChlr-0.748kwpton | DEER2023 |  | 2022-03-14 23:49:36+00 | Any | Htl | New | CZ01 | cWVVG | Cap-Tons | 1 | 139998.9062 | None | 552083.375 | 162049.9062 | 293493.5 | 0 | 25711.2891 | 54.4374 | 13277.4199 | 57496.2109 | 5644.8398 | 44996.5195 | 20344.7296 | 0 | 20344.7296 | 0 | 105.948 | 105.258
WtrCldRecipChlr-0.748kwpton | DEER2023 |  | 2022-03-14 23:49:36+00 | Any | Htl | New | CZ02 | cWVVG | Cap-Tons | 1 | 139998.9062 | None | 643975.1875 | 162049.9062 | 293493.5 | 0 | 98426.0469 | 537.0598 | 30315.8398 | 59152.4805 | 17828.0098 | 26459.0391 | 15114.5498 | 0 | 15114.5498 | 0 | 159.236 | 152.272
WtrCldRecipChlr-0.748kwpton | DEER2023 |  | 2022-03-14 23:49:36+00 | Any | Htl | New | CZ03 | cWVVG | Cap-Tons | 1 | 139998.9062 | None | 611690.875 | 162049.9062 | 293493.5 | 0 | 72068.4219 | 426.7326 | 25193.8008 | 58457.8594 | 14944.1201 | 26556.5703 | 11540.9894 | 0 | 11540.9894 | 0 | 131.388 | 128.184
WtrCldRecipChlr-0.748kwpton | DEER2023 |  | 2022-03-14 23:49:36+00 | Any | Htl | New | CZ04 | cWVVG | Cap-Tons | 1 | 139998.9062 | None | 680758.125 | 162049.9062 | 293493.5 | 0 | 125537.8984 | 1057.585 | 38061.7305 | 60557.0391 | 22443.3906 | 19336.4902 | 10769.5795 | 0 | 10769.5795 | 0 | 161.27 | 157.377
WtrCldRecipChlr-0.748kwpton | DEER2023 |  | 2022-03-14 23:49:36+00 | Any | Htl | New | CZ05 | cWVVG | Cap-Tons | 1 | 139998.9062 | None | 617205.6875 | 162049.9062 | 293493.5 | 0 | 78069.5234 | 508.3365 | 22608.5 | 60475.3594 | 16597.3496 | 25852.6797 | 11371.9501 | 0 | 11371.9501 | 0 | 129.851 | 113.361
WtrCldRecipChlr-0.748kwpton | DEER2023 |  | 2022-03-14 23:49:36+00 | Any | Htl | New | CZ06 | cWVVG | Cap-Tons | 1 | 139998.9062 | None | 711955.6875 | 162049.9062 | 293493.5 | 0 | 149303.9062 | 1534.422 | 42857.7109 | 62715.5195 | 25277.8301 | 12506.9805 | 6703.031 | 0 | 6703.031 | 0 | 146.524 | 136.927
WtrCldRecipChlr-0.748kwpton | DEER2023 |  | 2022-03-14 23:49:36+00 | Any | Htl | New | CZ07 | cWVVG | Cap-Tons | 1 | 139998.9062 | None | 689947.8125 | 162049.9062 | 293493.5 | 0 | 130200.5 | 1073.724 | 40273.0195 | 62856.6719 | 24542.4004 | 11548.2197 | 5687.8432 | 0 | 5687.8432 | 0 | 140.077 | 126.27
WtrCldRecipChlr-0.748kwpton | DEER2023 |  | 2022-03-14 23:49:36+00 | Any | Htl | New | CZ08 | cWVVG | Cap-Tons | 1 | 139998.9062 | None | 745001.6875 | 162049.9062 | 293493.5 | 0 | 175247.0938 | 1720.028 | 47908.5703 | 64581.9219 | 29186.0898 | 11115.4297 | 6430.3962 | 0 | 6430.3962 | 0 | 165.759 | 146.418
WtrCldRecipChlr-0.748kwpton | DEER2023 |  | 2022-03-14 23:49:36+00 | Any | Htl | New | CZ09 | cWVVG | Cap-Tons | 1 | 139998.9062 | None | 735038.3125 | 162049.9062 | 293493.5 | 0 | 165195.4062 | 588.5895 | 52190.5 | 61519.9102 | 27486.9902 | 13081.04 | 7307.5898 | 0 | 7307.5898 | 0 | 166.591 | 157.359
WtrCldRecipChlr-0.748kwpton | DEER2023 |  | 2022-03-14 23:49:36+00 | Any | Htl | New | CZ10 | cWVVG | Cap-Tons | 1 | 139998.9062 | None | 751825.5 | 162049.9062 | 293493.5 | 0 | 180841.7969 | 1427.441 | 50423.4609 | 63588.8281 | 29204.1309 | 13883.0303 | 8513.6467 | 0 | 8513.6467 | 0 | 173.78 | 166.444
WtrCldRecipChlr-0.748kwpton | DEER2023 |  | 2022-03-14 23:49:36+00 | Any | Htl | New | CZ11 | cWVVG | Cap-Tons | 1 | 139998.9062 | None | 741296.125 | 162049.9062 | 293493.5 | 0 | 172279 | 1009.795 | 46539.4883 | 65923.9766 | 28160.4395 | 19736.3906 | 13558.1402 | 0 | 13558.1402 | 0 | 179.599 | 188.838
WtrCldRecipChlr-0.748kwpton | DEER2023 |  | 2022-03-14 23:49:36+00 | Any | Htl | New | CZ12 | cWVVG | Cap-Tons | 1 | 139998.9062 | None | 704709.375 | 162049.9062 | 293493.5 | 0 | 143393.5 | 1083.566 | 41434.8594 | 63253.7305 | 24272.6992 | 21190.5098 | 13287.8797 | 0 | 13287.8797 | 0 | 172.825 | 179.718
WtrCldRecipChlr-0.748kwpton | DEER2023 |  | 2022-03-14 23:49:36+00 | Any | Htl | New | CZ13 | cWVVG | Cap-Tons | 1 | 139998.9062 | None | 771486.6875 | 162049.9062 | 293493.5 | 0 | 195383.2969 | 1614.818 | 51146.1992 | 67798.3984 | 31768.1992 | 17224.9902 | 11541.7894 | 0 | 11541.7894 | 0 | 183.912 | 188.515
WtrCldRecipChlr-0.748kwpton | DEER2023 |  | 2022-03-14 23:49:36+00 | Any | Htl | New | CZ14 | cWVVG | Cap-Tons | 1 | 139998.9062 | None | 743189.375 | 162049.9062 | 293493.5 | 0 | 171783.0938 | 491.6527 | 48351.8906 | 67019 | 29506.7305 | 18841.4492 | 12983.4995 | 0 | 12983.4995 | 0 | 178.341 | 176.015
WtrCldRecipChlr-0.748kwpton | DEER2023 |  | 2022-03-14 23:49:36+00 | Any | Htl | New | CZ15 | cWVVG | Cap-Tons | 1 | 139998.9062 | None | 910529.5 | 162049.9062 | 293493.5 | 0 | 302264.5 | 1297.316 | 76818.4297 | 74605.2734 | 44901.2891 | 7008.9141 | 5020.6202 | 0 | 5020.6202 | 0 | 209.332 | 205.132
WtrCldRecipChlr-0.748kwpton | DEER2023 |  | 2022-03-14 23:49:36+00 | Any | Htl | New | CZ16 | cWVVG | Cap-Tons | 1 | 139998.9062 | None | 634320.125 | 162049.9062 | 293493.5 | 0 | 86521.3906 | 492.5629 | 24840.7793 | 66921.4531 | 18495.6992 | 33964.3594 | 25514.7213 | 0 | 25514.7213 | 0 | 139.92 | 137.071
WtrCldRecipChlr-0.748kwpton | DEER2023 |  | 2022-03-14 23:49:36+00 | Any | MBT | New | CZ01 | cWVVG | Cap-Tons | 1 | 199999.2031 | None | 1257064 | 366189 | 737073.3125 | 0 | 28792.0195 | 140.1657 | 12059.8896 | 112803.3984 | 1740.551 | 51532.5898 | 14361.0701 | 0 | 14361.0701 | 0 | 420.855 | 185.146
WtrCldRecipChlr-0.748kwpton | DEER2023 |  | 2022-03-14 23:49:36+00 | Any | MBT | New | CZ02 | cWVVG | Cap-Tons | 1 | 199999.2031 | None | 1389747 | 366189 | 737073.3125 | 0 | 129424 | 777.6503 | 35005.5 | 121271.2031 | 7367.1689 | 31741.4609 | 11427.7798 | 0 | 11427.7798 | 0 | 497.647 | 240.576
WtrCldRecipChlr-0.748kwpton | DEER2023 |  | 2022-03-14 23:49:36+00 | Any | MBT | New | CZ03 | cWVVG | Cap-Tons | 1 | 199999.2031 | None | 1353931 | 366189 | 737073.3125 | 0 | 99739.4219 | 757.821 | 28221.9199 | 121943.6016 | 6175.3989 | 26176.8594 | 10405.04 | 0 | 10405.04 | 0 | 458.07 | 209.33
WtrCldRecipChlr-0.748kwpton | DEER2023 |  | 2022-03-14 23:49:36+00 | Any | MBT | New | CZ04 | cWVVG | Cap-Tons | 1 | 199999.2031 | None | 1434672 | 366189 | 737073.3125 | 0 | 161281.0938 | 1512.106 | 42734.8086 | 125876.2969 | 9664.8301 | 21938.7305 | 9399.824 | 0 | 9399.824 | 0 | 500.361 | 244.956
WtrCldRecipChlr-0.748kwpton | DEER2023 |  | 2022-03-14 23:49:36+00 | Any | MBT | New | CZ05 | cWVVG | Cap-Tons | 1 | 199999.2031 | None | 1375774 | 366189 | 737073.3125 | 0 | 117575.2031 | 942.632 | 30234.0098 | 123754.2969 | 7119.2129 | 24565.75 | 10170.2099 | 0 | 10170.2099 | 0 | 450.604 | 197.346
WtrCldRecipChlr-0.748kwpton | DEER2023 |  | 2022-03-14 23:49:36+00 | Any | MBT | New | CZ06 | cWVVG | Cap-Tons | 1 | 199999.2031 | None | 1518241 | 366189 | 737073.3125 | 0 | 223396.5 | 2705.873 | 59634.9102 | 129235.6016 | 11795.8604 | 11331.8301 | 8087.0573 | 0 | 8087.0573 | 0 | 499.131 | 229.256
WtrCldRecipChlr-0.748kwpton | DEER2023 |  | 2022-03-14 23:49:36+00 | Any | MBT | New | CZ07 | cWVVG | Cap-Tons | 1 | 199999.2031 | None | 1477885 | 366189 | 737073.3125 | 0 | 189854.7969 | 1796.908 | 54023.75 | 128941.7969 | 11332.71 | 8298.1162 | 7617.513 | 0 | 7617.513 | 0 | 492.206 | 220.4
WtrCldRecipChlr-0.748kwpton | DEER2023 |  | 2022-03-14 23:49:36+00 | Any | MBT | New | CZ08 | cWVVG | Cap-Tons | 1 | 199999.2031 | None | 1547036 | 366189 | 737073.3125 | 0 | 244032.9062 | 2506.28 | 64366.2695 | 132862.2969 | 14221.7998 | 10461.2803 | 7689.959 | 0 | 7689.959 | 0 | 514.875 | 235.559
WtrCldRecipChlr-0.748kwpton | DEER2023 |  | 2022-03-14 23:49:36+00 | Any | MBT | New | CZ09 | cWVVG | Cap-Tons | 1 | 199999.2031 | None | 1508527 | 366189 | 737073.3125 | 0 | 214055.9062 | 906.9727 | 59622.5898 | 130673.8984 | 13221.9297 | 13411.54 | 7819.7568 | 0 | 7819.7568 | 0 | 511.936 | 246.896
WtrCldRecipChlr-0.748kwpton | DEER2023 |  | 2022-03-14 23:49:36+00 | Any | MBT | New | CZ10 | cWVVG | Cap-Tons | 1 | 199999.2031 | None | 1533887 | 366189 | 737073.3125 | 0 | 236257.5938 | 1998.6 | 61286.6406 | 131075.7031 | 14029.8203 | 14999.6699 | 8258.3533 | 0 | 8258.3533 | 0 | 535.041 | 258.514
WtrCldRecipChlr-0.748kwpton | DEER2023 |  | 2022-03-14 23:49:36+00 | Any | MBT | New | CZ11 | cWVVG | Cap-Tons | 1 | 199999.2031 | None | 1495259 | 366189 | 737073.3125 | 0 | 207093.5 | 1215.316 | 56184.0117 | 127498.2969 | 13547.1904 | 24742.3809 | 10568.2099 | 0 | 10568.2099 | 0 | 539.228 | 285.638
WtrCldRecipChlr-0.748kwpton | DEER2023 |  | 2022-03-14 23:49:36+00 | Any | MBT | New | CZ12 | cWVVG | Cap-Tons | 1 | 199999.2031 | None | 1452227 | 366189 | 737073.3125 | 0 | 175409.5 | 1372.693 | 46229.5586 | 125947.5 | 10795.6504 | 27133.1094 | 10510.7002 | 0 | 10510.7002 | 0 | 531.781 | 271.487
WtrCldRecipChlr-0.748kwpton | DEER2023 |  | 2022-03-14 23:49:36+00 | Any | MBT | New | CZ13 | cWVVG | Cap-Tons | 1 | 199999.2031 | None | 1525625 | 366189 | 737073.3125 | 0 | 227726.5938 | 1874.042 | 60790.6797 | 131965.9062 | 15160.4102 | 23629.4492 | 9780.135 | 0 | 9780.135 | 0 | 551.356 | 289.068
WtrCldRecipChlr-0.748kwpton | DEER2023 |  | 2022-03-14 23:49:36+00 | Any | MBT | New | CZ14 | cWVVG | Cap-Tons | 1 | 199999.2031 | None | 1499915 | 366189 | 737073.3125 | 0 | 208733 | 685.8297 | 57232.8086 | 129994.7031 | 13630.1299 | 23185.1191 | 10736.3302 | 0 | 10736.3302 | 0 | 538.778 | 271.881
WtrCldRecipChlr-0.748kwpton | DEER2023 |  | 2022-03-14 23:49:36+00 | Any | MBT | New | CZ15 | cWVVG | Cap-Tons | 1 | 199999.2031 | None | 1718041 | 366189 | 737073.3125 | 0 | 366432.3125 | 1591.208 | 100073.7031 | 146675.7031 | 24438.4609 | 6849.1152 | 6644.9478 | 0 | 6644.9478 | 0 | 579.909 | 303.337
WtrCldRecipChlr-0.748kwpton | DEER2023 |  | 2022-03-14 23:49:36+00 | Any | MBT | New | CZ16 | cWVVG | Cap-Tons | 1 | 199999.2031 | None | 1329101 | 366189 | 737073.3125 | 0 | 87285.6016 | 556.856 | 22962.2305 | 115028.2969 | 5979.6328 | 43807.8008 | 19321.3504 | 0 | 19321.3504 | 0 | 464.73 | 219.047
WtrCldRecipChlr-0.748kwpton | DEER2023 |  | 2022-03-14 23:49:36+00 | Any | Nrs | New | CZ01 | cWVVG | Cap-Tons | 1 | 60654.5781 | None | 642519.375 | 124089.5 | 419568.5938 | 0 | 2958.196 | 7.4556 | 3181.3181 | 92713.5938 | 995.0484 | 74955.3125 | 23791.4598 | 117.2249 | 23674.24 | 0 | 108.465 | 102.849
WtrCldRecipChlr-0.748kwpton | DEER2023 |  | 2022-03-14 23:49:36+00 | Any | Nrs | New | CZ02 | cWVVG | Cap-Tons | 1 | 60654.5781 | None | 692676.875 | 124089.5 | 419568.5938 | 0 | 42721.8711 | 249.4718 | 12874.2002 | 93172.6875 | 14471.7803 | 49962.6602 | 16360.2995 | 117.2249 | 16243.0797 | 0 | 143.188 | 134.118
WtrCldRecipChlr-0.748kwpton | DEER2023 |  | 2022-03-14 23:49:36+00 | Any | Nrs | New | CZ03 | cWVVG | Cap-Tons | 1 | 60654.5781 | None | 670344.125 | 124089.5 | 419568.5938 | 0 | 23149.6094 | 137.4426 | 10297.0596 | 93100.9062 | 9188.6377 | 50144 | 13932.5005 | 117.2249 | 13815.2704 | 0 | 124.452 | 119.217
WtrCldRecipChlr-0.748kwpton | DEER2023 |  | 2022-03-14 23:49:36+00 | Any | Nrs | New | CZ04 | cWVVG | Cap-Tons | 1 | 60654.5781 | None | 713262.125 | 124089.5 | 419568.5938 | 0 | 58232.5391 | 541.7927 | 17494.3301 | 93334.5 | 19801.4102 | 37403.25 | 11388.4006 | 117.2249 | 11271.1706 | 0 | 144.406 | 138.581
WtrCldRecipChlr-0.748kwpton | DEER2023 |  | 2022-03-14 23:49:36+00 | Any | Nrs | New | CZ05 | cWVVG | Cap-Tons | 1 | 60654.5781 | None | 674999.375 | 124089.5 | 419568.5938 | 0 | 27564.3105 | 163.4416 | 10464.6699 | 93148.2969 | 11479.0098 | 48236.8203 | 14483.8605 | 117.2249 | 14366.6304 | 0 | 123.771 | 110.477
WtrCldRecipChlr-0.748kwpton | DEER2023 |  | 2022-03-14 23:49:36+00 | Any | Nrs | New | CZ06 | cWVVG | Cap-Tons | 1 | 60654.5781 | None | 731097.625 | 124089.5 | 419568.5938 | 0 | 71487.7266 | 696.5029 | 21874.3398 | 93380.2266 | 23860.0801 | 26495.2207 | 7998.6592 | 117.2249 | 7881.4342 | 0 | 133.225 | 128.649
WtrCldRecipChlr-0.748kwpton | DEER2023 |  | 2022-03-14 23:49:36+00 | Any | Nrs | New | CZ07 | cWVVG | Cap-Tons | 1 | 60654.5781 | None | 722006.875 | 124089.5 | 419568.5938 | 0 | 61779.25 | 461.03 | 22741.4805 | 93366.4375 | 22998.7891 | 23755.7695 | 6831.7178 | 117.2249 | 6714.4928 | 0 | 127.59 | 119.869
WtrCldRecipChlr-0.748kwpton | DEER2023 |  | 2022-03-14 23:49:36+00 | Any | Nrs | New | CZ08 | cWVVG | Cap-Tons | 1 | 60654.5781 | None | 755237.125 | 124089.5 | 419568.5938 | 0 | 91126.7031 | 867.9219 | 26092.5996 | 93491.2188 | 28146.5391 | 23892.9609 | 7642.2227 | 117.2249 | 7524.9997 | 0 | 147.821 | 134.224
WtrCldRecipChlr-0.748kwpton | DEER2023 |  | 2022-03-14 23:49:36+00 | Any | Nrs | New | CZ09 | cWVVG | Cap-Tons | 1 | 60654.5781 | None | 748244 | 124089.5 | 419568.5938 | 0 | 84887.1562 | 331.4971 | 25869.0508 | 93497.6094 | 27114.6895 | 26556.8906 | 8027.063 | 117.2249 | 7909.8387 | 0 | 148.706 | 140.525
WtrCldRecipChlr-0.748kwpton | DEER2023 |  | 2022-03-14 23:49:36+00 | Any | Nrs | New | CZ10 | cWVVG | Cap-Tons | 1 | 60654.5781 | None | 759695.375 | 124089.5 | 419568.5938 | 0 | 95998.2812 | 815.8511 | 25697.9199 | 93524.4766 | 28141.0898 | 27918.5391 | 9362.9421 | 117.2249 | 9245.7158 | 0 | 153.126 | 142.821
WtrCldRecipChlr-0.748kwpton | DEER2023 |  | 2022-03-14 23:49:36+00 | Any | Nrs | New | CZ11 | cWVVG | Cap-Tons | 1 | 60654.5781 | None | 758962.1875 | 124089.5 | 419568.5938 | 0 | 96928.0234 | 620.8617 | 24309.3203 | 93446.0078 | 25659.8105 | 36486.9414 | 13472.9203 | 117.2249 | 13355.7005 | 0 | 159.413 | 157.084
WtrCldRecipChlr-0.748kwpton | DEER2023 |  | 2022-03-14 23:49:36+00 | Any | Nrs | New | CZ12 | cWVVG | Cap-Tons | 1 | 60654.5781 | None | 728495.625 | 124089.5 | 419568.5938 | 0 | 70987.7109 | 585.8202 | 19902.1602 | 93361.1328 | 21066.5098 | 39437.5312 | 13590.3002 | 117.2249 | 13473.0701 | 0 | 153.879 | 150.302
WtrCldRecipChlr-0.748kwpton | DEER2023 |  | 2022-03-14 23:49:36+00 | Any | Nrs | New | CZ13 | cWVVG | Cap-Tons | 1 | 60654.5781 | None | 775571.3125 | 124089.5 | 419568.5938 | 0 | 110405 | 987.8891 | 26973.6309 | 93546.7969 | 29161.5801 | 32067.1504 | 11800.9395 | 117.2249 | 11683.7094 | 0 | 161.202 | 156.564
WtrCldRecipChlr-0.748kwpton | DEER2023 |  | 2022-03-14 23:49:36+00 | Any | Nrs | New | CZ14 | cWVVG | Cap-Tons | 1 | 60654.5781 | None | 758888 | 124089.5 | 419568.5938 | 0 | 97136.8828 | 351.8512 | 24212.7305 | 93528.1719 | 26826.3398 | 35014.6992 | 14467.2102 | 117.2249 | 14349.9904 | 0 | 158.883 | 151.681
WtrCldRecipChlr-0.748kwpton | DEER2023 |  | 2022-03-14 23:49:36+00 | Any | Nrs | New | CZ15 | cWVVG | Cap-Tons | 1 | 60654.5781 | None | 869173.3125 | 124089.5 | 419568.5938 | 0 | 187592.2031 | 910.5052 | 42982.1406 | 94030.3438 | 43631.8008 | 13733.6699 | 4999.1629 | 117.2249 | 4881.9389 | 0 | 176.144 | 168.192
WtrCldRecipChlr-0.748kwpton | DEER2023 |  | 2022-03-14 23:49:36+00 | Any | Nrs | New | CZ16 | cWVVG | Cap-Tons | 1 | 60654.5781 | None | 682795.375 | 124089.5 | 419568.5938 | 0 | 35309.5898 | 196.5357 | 10594.4199 | 93035.8906 | 13913.9902 | 54850.1797 | 26251.0899 | 117.2249 | 26133.8701 | 0 | 131.089 | 125.723
WtrCldRecipChlr-0.748kwpton | DEER2023 |  | 2022-03-14 23:49:36+00 | Any | OfL | New | CZ01 | cWVVG | Cap-Tons | 1 | 174998.9062 | None | 1315354 | 289618.8125 | 892052.375 | 0 | 30241.8906 | 112.7391 | 13758.7002 | 89569.2969 | 165.0932 | 50284.5586 | 6667.072 | 0 | 6667.072 | 0 | 424.727 | 237.061
WtrCldRecipChlr-0.748kwpton | DEER2023 |  | 2022-03-14 23:49:36+00 | Any | OfL | New | CZ02 | cWVVG | Cap-Tons | 1 | 174998.9062 | None | 1500978 | 289618.8125 | 892052.375 | 0 | 162307.2031 | 932.0302 | 42702.2695 | 113366.1016 | 4558.21 | 27432.7891 | 5273.5901 | 0 | 5273.5901 | 0 | 520.954 | 298.571
WtrCldRecipChlr-0.748kwpton | DEER2023 |  | 2022-03-14 23:49:36+00 | Any | OfL | New | CZ03 | cWVVG | Cap-Tons | 1 | 174998.9062 | None | 1441065 | 289618.8125 | 892052.375 | 0 | 117350.1016 | 839.4409 | 34184.2695 | 107020.6016 | 3185.3931 | 23888.8906 | 3831.673 | 0 | 3831.673 | 0 | 476.318 | 267.604
WtrCldRecipChlr-0.748kwpton | DEER2023 |  | 2022-03-14 23:49:36+00 | Any | OfL | New | CZ04 | cWVVG | Cap-Tons | 1 | 174998.9062 | None | 1553237 | 289618.8125 | 892052.375 | 0 | 198024.4062 | 1843.2729 | 50853.2188 | 120845.1016 | 11496.4102 | 18000.75 | 3651.4691 | 0 | 3651.4691 | 0 | 526.597 | 300.855
WtrCldRecipChlr-0.748kwpton | DEER2023 |  | 2022-03-14 23:49:36+00 | Any | OfL | New | CZ05 | cWVVG | Cap-Tons | 1 | 174998.9062 | None | 1476679 | 289618.8125 | 892052.375 | 0 | 143902.7031 | 1069.299 | 38566.1992 | 111469.6016 | 2898.583 | 18110.3691 | 2842.3469 | 0 | 2842.3469 | 0 | 472.63 | 251.734
WtrCldRecipChlr-0.748kwpton | DEER2023 |  | 2022-03-14 23:49:36+00 | Any | OfL | New | CZ06 | cWVVG | Cap-Tons | 1 | 174998.9062 | None | 1638843 | 289618.8125 | 892052.375 | 0 | 265100.6875 | 3162.8411 | 63698.0508 | 125211.2031 | 31643.3301 | 7660.3242 | 1545.856 | 0 | 1545.856 | 0 | 514.13 | 273.126
WtrCldRecipChlr-0.748kwpton | DEER2023 |  | 2022-03-14 23:49:36+00 | Any | OfL | New | CZ07 | cWVVG | Cap-Tons | 1 | 174998.9062 | None | 1589737 | 289618.8125 | 892052.375 | 0 | 223766.7969 | 2135.2639 | 56392.3516 | 125772.3984 | 30897.9395 | 6598.7598 | 931.4861 | 0 | 931.4861 | 0 | 504.721 | 260.688
WtrCldRecipChlr-0.748kwpton | DEER2023 |  | 2022-03-14 23:49:36+00 | Any | OfL | New | CZ08 | cWVVG | Cap-Tons | 1 | 174998.9062 | None | 1679792 | 289618.8125 | 892052.375 | 0 | 291720.4062 | 2965.311 | 67405.1328 | 136030.5938 | 53628.8398 | 6632.644 | 1481.789 | 0 | 1481.789 | 0 | 539.034 | 277.247
WtrCldRecipChlr-0.748kwpton | DEER2023 |  | 2022-03-14 23:49:36+00 | Any | OfL | New | CZ09 | cWVVG | Cap-Tons | 1 | 174998.9062 | None | 1644074 | 289618.8125 | 892052.375 | 0 | 264839 | 1147.757 | 62623.5508 | 133792.7969 | 28576.2793 | 11496.0596 | 1779.884 | 0 | 1779.884 | 0 | 536.919 | 295.026
WtrCldRecipChlr-0.748kwpton | DEER2023 |  | 2022-03-14 23:49:36+00 | Any | OfL | New | CZ10 | cWVVG | Cap-Tons | 1 | 174998.9062 | None | 1675887 | 289618.8125 | 892052.375 | 0 | 287006.0938 | 2428.2419 | 66635.7031 | 138146 | 38855.4102 | 12326.3701 | 2223.911 | 0 | 2223.911 | 0 | 555.142 | 300.105
WtrCldRecipChlr-0.748kwpton | DEER2023 |  | 2022-03-14 23:49:36+00 | Any | OfL | New | CZ11 | cWVVG | Cap-Tons | 1 | 174998.9062 | None | 1634891 | 289618.8125 | 892052.375 | 0 | 252789.4062 | 1493.113 | 61797.1992 | 137140.7969 | 27723.2598 | 23951.7305 | 6072.2592 | 0 | 6072.2592 | 0 | 560.407 | 346.601
WtrCldRecipChlr-0.748kwpton | DEER2023 |  | 2022-03-14 23:49:36+00 | Any | OfL | New | CZ12 | cWVVG | Cap-Tons | 1 | 174998.9062 | None | 1583628 | 289618.8125 | 892052.375 | 0 | 217674.7969 | 1696.5229 | 53743.8789 | 128842.3984 | 14533.1299 | 24504.4805 | 5293.7789 | 0 | 5293.7789 | 0 | 550.567 | 332.502
WtrCldRecipChlr-0.748kwpton | DEER2023 |  | 2022-03-14 23:49:36+00 | Any | OfL | New | CZ13 | cWVVG | Cap-Tons | 1 | 174998.9062 | None | 1669668 | 289618.8125 | 892052.375 | 0 | 276228.5938 | 2379.2271 | 65215.3984 | 144173.9062 | 51959.0312 | 22293.0508 | 4801.0362 | 0 | 4801.0362 | 0 | 573.335 | 337.626
WtrCldRecipChlr-0.748kwpton | DEER2023 |  | 2022-03-14 23:49:36+00 | Any | OfL | New | CZ14 | cWVVG | Cap-Tons | 1 | 174998.9062 | None | 1645619 | 289618.8125 | 892052.375 | 0 | 259371.4062 | 856.2475 | 63018.7891 | 140702.0938 | 42262.5312 | 21413.7305 | 5058.6061 | 0 | 5058.6061 | 0 | 562.833 | 317.723
WtrCldRecipChlr-0.748kwpton | DEER2023 |  | 2022-03-14 23:49:36+00 | Any | OfL | New | CZ15 | cWVVG | Cap-Tons | 1 | 174998.9062 | None | 1885378 | 289618.8125 | 892052.375 | 0 | 434603.3125 | 1921.908 | 97020.6562 | 170161.9062 | 96964.2969 | 5014.498 | 1350.549 | 0 | 1350.549 | 0 | 614.429 | 338.797
WtrCldRecipChlr-0.748kwpton | DEER2023 |  | 2022-03-14 23:49:36+00 | Any | OfL | New | CZ16 | cWVVG | Cap-Tons | 1 | 174998.9062 | None | 1455403 | 289618.8125 | 892052.375 | 0 | 117872.5 | 740.5055 | 31224.7891 | 123893.7031 | 8699.6465 | 45789.0703 | 14307.0899 | 0 | 14307.0899 | 0 | 490.674 | 284.227
WtrCldRecipChlr-0.748kwpton | DEER2023 |  | 2022-03-14 23:49:36+00 | Any | OfS | New | CZ01 | cWVVG | Cap-Tons | 1 | 10000.0801 | None | 65918.0625 | 13865.4297 | 42917.1289 | 0 | 1725.573 | 14.7262 | 1660.376 | 5734.7251 | 90.2619 | 3749.2571 | 1204.738 | 0 | 1204.738 | 0 | 24.774 | 11.791
WtrCldRecipChlr-0.748kwpton | DEER2023 |  | 2022-03-14 23:49:36+00 | Any | OfS | New | CZ02 | cWVVG | Cap-Tons | 1 | 10000.0801 | None | 78800.3594 | 13865.4297 | 42917.1289 | 0 | 10168.96 | 87.9218 | 4755.915 | 7004.8931 | 1132.551 | 2011.772 | 841.4677 | 0 | 841.4677 | 0 | 31.112 | 15.64
WtrCldRecipChlr-0.748kwpton | DEER2023 |  | 2022-03-14 23:49:36+00 | Any | OfS | New | CZ03 | cWVVG | Cap-Tons | 1 | 10000.0801 | None | 74340.6875 | 13865.4297 | 42917.1289 | 0 | 6960.52 | 81.0599 | 4041.8259 | 6474.6138 | 670.6275 | 1897.647 | 727.7132 | 0 | 727.7132 | 0 | 27.632 | 13.544
WtrCldRecipChlr-0.748kwpton | DEER2023 |  | 2022-03-14 23:49:36+00 | Any | OfS | New | CZ04 | cWVVG | Cap-Tons | 1 | 10000.0801 | None | 82314.0469 | 13865.4297 | 42917.1289 | 0 | 12230.6299 | 160.7013 | 5770.8789 | 7369.1792 | 1655.108 | 1427.489 | 606.2735 | 0 | 606.2735 | 0 | 31.089 | 15.769
WtrCldRecipChlr-0.748kwpton | DEER2023 |  | 2022-03-14 23:49:36+00 | Any | OfS | New | CZ05 | cWVVG | Cap-Tons | 1 | 10000.0801 | None | 76041.6094 | 13865.4297 | 42917.1289 | 0 | 8445.7344 | 94.2523 | 3933.3799 | 6785.584 | 689.3813 | 1586.423 | 671.416 | 0 | 671.416 | 0 | 27.617 | 12.361
WtrCldRecipChlr-0.748kwpton | DEER2023 |  | 2022-03-14 23:49:36+00 | Any | OfS | New | CZ06 | cWVVG | Cap-Tons | 1 | 10000.0801 | None | 87350.9609 | 13865.4297 | 42917.1289 | 0 | 16113.0703 | 254.7845 | 6724.3838 | 7476.0381 | 1607.744 | 688.9059 | 389.475 | 0 | 389.475 | 0 | 30.911 | 13.803
WtrCldRecipChlr-0.748kwpton | DEER2023 |  | 2022-03-14 23:49:36+00 | Any | OfS | New | CZ07 | cWVVG | Cap-Tons | 1 | 10000.0801 | None | 83803.4062 | 13865.4297 | 42917.1289 | 0 | 13453.0195 | 186.842 | 6108.4429 | 7272.4312 | 1485.422 | 619.4046 | 317.9776 | 0 | 317.9776 | 0 | 29.975 | 12.68
WtrCldRecipChlr-0.748kwpton | DEER2023 |  | 2022-03-14 23:49:36+00 | Any | OfS | New | CZ08 | cWVVG | Cap-Tons | 1 | 10000.0801 | None | 90389.0312 | 13865.4297 | 42917.1289 | 0 | 18116.2207 | 258.3778 | 7156.9561 | 8074.8218 | 2598.0549 | 645.8249 | 378.4288 | 0 | 378.4288 | 0 | 32.569 | 14.994
WtrCldRecipChlr-0.748kwpton | DEER2023 |  | 2022-03-14 23:49:36+00 | Any | OfS | New | CZ09 | cWVVG | Cap-Tons | 1 | 10000.0801 | None | 89806.3281 | 13865.4297 | 42917.1289 | 0 | 16737.9199 | 125.0943 | 8252.1055 | 7908.5122 | 2529.3601 | 886.865 | 362.8342 | 0 | 362.8342 | 0 | 31.783 | 15.356
WtrCldRecipChlr-0.748kwpton | DEER2023 |  | 2022-03-14 23:49:36+00 | Any | OfS | New | CZ10 | cWVVG | Cap-Tons | 1 | 10000.0801 | None | 90783.6562 | 13865.4297 | 42917.1289 | 0 | 18150.6309 | 214.8247 | 7470.085 | 8165.4458 | 2984.397 | 967.2518 | 409.742 | 0 | 409.742 | 0 | 33.34 | 15.846
WtrCldRecipChlr-0.748kwpton | DEER2023 |  | 2022-03-14 23:49:36+00 | Any | OfS | New | CZ11 | cWVVG | Cap-Tons | 1 | 10000.0801 | None | 88362.8516 | 13865.4297 | 42917.1289 | 0 | 16350.2998 | 132.4711 | 6689.8569 | 8407.5518 | 3506.928 | 1736.788 | 739.537 | 0 | 739.537 | 0 | 33.545 | 18.939
WtrCldRecipChlr-0.748kwpton | DEER2023 |  | 2022-03-14 23:49:36+00 | Any | OfS | New | CZ12 | cWVVG | Cap-Tons | 1 | 10000.0801 | None | 84879.6875 | 13865.4297 | 42917.1289 | 0 | 13934.9199 | 154.559 | 6057.9219 | 7949.6182 | 2103.219 | 1808.528 | 757.3002 | 0 | 757.3002 | 0 | 33.229 | 18.021
WtrCldRecipChlr-0.748kwpton | DEER2023 |  | 2022-03-14 23:49:36+00 | Any | OfS | New | CZ13 | cWVVG | Cap-Tons | 1 | 10000.0801 | None | 90545.2422 | 13865.4297 | 42917.1289 | 0 | 17531.6797 | 203.3218 | 7258.834 | 8768.7305 | 4121.3848 | 1608.4139 | 639.4871 | 0 | 639.4871 | 0 | 34.111 | 18.335
WtrCldRecipChlr-0.748kwpton | DEER2023 |  | 2022-03-14 23:49:36+00 | Any | OfS | New | CZ14 | cWVVG | Cap-Tons | 1 | 10000.0801 | None | 90146.2266 | 13865.4297 | 42917.1289 | 0 | 17065.8496 | 79.6715 | 7559.812 | 8658.1943 | 3539.0991 | 1625.73 | 663.052 | 0 | 663.052 | 0 | 33.704 | 17.001
WtrCldRecipChlr-0.748kwpton | DEER2023 |  | 2022-03-14 23:49:36+00 | Any | OfS | New | CZ15 | cWVVG | Cap-Tons | 1 | 10000.0801 | None | 106917 | 13865.4297 | 42917.1289 | 0 | 28550.6895 | 191.8717 | 11063.1699 | 10328.5596 | 6710.835 | 384.0719 | 173.4966 | 0 | 173.4966 | 0 | 37.17 | 18.506
WtrCldRecipChlr-0.748kwpton | DEER2023 |  | 2022-03-14 23:49:36+00 | Any | OfS | New | CZ16 | cWVVG | Cap-Tons | 1 | 10000.0801 | None | 75935.6484 | 13865.4297 | 42917.1289 | 0 | 7409.792 | 60.9983 | 3485.3491 | 8196.8662 | 1309.468 | 3554.7849 | 1541.7459 | 0 | 1541.7459 | 0 | 29.37 | 14.785
WtrCldRecipChlr-0.748kwpton | DEER2023 |  | 2022-03-14 23:49:36+00 | Any | Rt3 | New | CZ01 | cWVVG | Cap-Tons | 1 | 120000.5 | None | 1013401 | 514297.1875 | 410310 | 0 | 15445.6699 | 58.7711 | 8398.4092 | 64890.2812 | 13582.0703 | 33791.5117 | 8281.4093 | 0 | 8281.4093 | 0 | 270.084 | 218.113
WtrCldRecipChlr-0.748kwpton | DEER2023 |  | 2022-03-14 23:49:36+00 | Any | Rt3 | New | CZ02 | cWVVG | Cap-Tons | 1 | 120000.5 | None | 1150485 | 514297.1875 | 410310 | 0 | 116350.2969 | 702.2354 | 31263.25 | 77561.2031 | 43864.5117 | 15156.21 | 5888.0288 | 0 | 5888.0288 | 0 | 345.142 | 293.998
WtrCldRecipChlr-0.748kwpton | DEER2023 |  | 2022-03-14 23:49:36+00 | Any | Rt3 | New | CZ03 | cWVVG | Cap-Tons | 1 | 120000.5 | None | 1096975 | 514297.1875 | 410310 | 0 | 75583.7969 | 530.8297 | 23739.0996 | 72513.0469 | 39763.8789 | 14628.6201 | 4310.025 | 0 | 4310.025 | 0 | 302.947 | 260.137
WtrCldRecipChlr-0.748kwpton | DEER2023 |  | 2022-03-14 23:49:36+00 | Any | Rt3 | New | CZ04 | cWVVG | Cap-Tons | 1 | 120000.5 | None | 1198082 | 514297.1875 | 410310 | 0 | 150836.7031 | 1454.4771 | 38090.4688 | 83092.2969 | 56911.2617 | 10058.3799 | 3534.3501 | 0 | 3534.3501 | 0 | 350.147 | 303.939
WtrCldRecipChlr-0.748kwpton | DEER2023 |  | 2022-03-14 23:49:36+00 | Any | Rt3 | New | CZ05 | cWVVG | Cap-Tons | 1 | 120000.5 | None | 1115416 | 514297.1875 | 410310 | 0 | 87787.9297 | 628.2988 | 24604.7598 | 77787.3906 | 43840.7695 | 11864.9297 | 3201.1322 | 0 | 3201.1322 | 0 | 296.38 | 240.353
WtrCldRecipChlr-0.748kwpton | DEER2023 |  | 2022-03-14 23:49:36+00 | Any | Rt3 | New | CZ06 | cWVVG | Cap-Tons | 1 | 120000.5 | None | 1251256 | 514297.1875 | 410310 | 0 | 191985.2969 | 2314.4131 | 48139.1602 | 84208.6562 | 62647.6602 | 4507.6191 | 1317.303 | 0 | 1317.303 | 0 | 344.44 | 288.696
WtrCldRecipChlr-0.748kwpton | DEER2023 |  | 2022-03-14 23:49:36+00 | Any | Rt3 | New | CZ07 | cWVVG | Cap-Tons | 1 | 120000.5 | None | 1223543 | 514297.1875 | 410310 | 0 | 166236 | 1551.319 | 44355.2188 | 86792.4688 | 65603.1328 | 3386.2 | 815.4517 | 0 | 815.4517 | 0 | 337.847 | 287.413
WtrCldRecipChlr-0.748kwpton | DEER2023 |  | 2022-03-14 23:49:36+00 | Any | Rt3 | New | CZ08 | cWVVG | Cap-Tons | 1 | 120000.5 | None | 1303441 | 514297.1875 | 410310 | 0 | 225823.4062 | 2328.217 | 54069.0898 | 96611.8672 | 78662.3906 | 3077.6899 | 1078.94 | 0 | 1078.94 | 0 | 360.236 | 297.636
WtrCldRecipChlr-0.748kwpton | DEER2023 |  | 2022-03-14 23:49:36+00 | Any | Rt3 | New | CZ09 | cWVVG | Cap-Tons | 1 | 120000.5 | None | 1265531 | 514297.1875 | 410310 | 0 | 199513.5938 | 785.6151 | 51141.5508 | 89481.7969 | 72384.5781 | 4692.063 | 1401.936 | 0 | 1401.936 | 0 | 339.561 | 294.964
WtrCldRecipChlr-0.748kwpton | DEER2023 |  | 2022-03-14 23:49:36+00 | Any | Rt3 | New | CZ10 | cWVVG | Cap-Tons | 1 | 120000.5 | None | 1298414 | 514297.1875 | 410310 | 0 | 224958.2969 | 1941.849 | 52621.0312 | 94284.4766 | 76256.9531 | 6022.8672 | 2112.532 | 0 | 2112.532 | 0 | 388.826 | 338.668
WtrCldRecipChlr-0.748kwpton | DEER2023 |  | 2022-03-14 23:49:36+00 | Any | Rt3 | New | CZ11 | cWVVG | Cap-Tons | 1 | 120000.5 | None | 1257881 | 514297.1875 | 410310 | 0 | 196336.4062 | 1206.111 | 46704.7891 | 89025.6719 | 65534.3594 | 11702.25 | 4183.0131 | 0 | 4183.0131 | 0 | 378.669 | 331.468
WtrCldRecipChlr-0.748kwpton | DEER2023 |  | 2022-03-14 23:49:36+00 | Any | Rt3 | New | CZ12 | cWVVG | Cap-Tons | 1 | 120000.5 | None | 1220129 | 514297.1875 | 410310 | 0 | 167977.5 | 1351.235 | 41943.9688 | 84247.9609 | 59980.1602 | 12323.1602 | 4916.761 | 0 | 4916.761 | 0 | 379.588 | 331.809
WtrCldRecipChlr-0.748kwpton | DEER2023 |  | 2022-03-14 23:49:36+00 | Any | Rt3 | New | CZ13 | cWVVG | Cap-Tons | 1 | 120000.5 | None | 1295032 | 514297.1875 | 410310 | 0 | 221476.0938 | 1929.821 | 51830.2695 | 95187.8828 | 75800.6719 | 10476.7402 | 3852.888 | 0 | 3852.888 | 0 | 394.251 | 346.998
WtrCldRecipChlr-0.748kwpton | DEER2023 |  | 2022-03-14 23:49:36+00 | Any | Rt3 | New | CZ14 | cWVVG | Cap-Tons | 1 | 120000.5 | None | 1253495 | 514297.1875 | 410310 | 0 | 193478.5938 | 616.418 | 45775.6992 | 89016.6328 | 64930.2305 | 10401.1396 | 3639.761 | 0 | 3639.761 | 0 | 375.017 | 321.506
WtrCldRecipChlr-0.748kwpton | DEER2023 |  | 2022-03-14 23:49:36+00 | Any | Rt3 | New | CZ15 | cWVVG | Cap-Tons | 1 | 120000.5 | None | 1460364 | 514297.1875 | 410310 | 0 | 343491.5 | 1612.656 | 76971.7031 | 113680.2031 | 106042.7031 | 1605.073 | 342.6937 | 0 | 342.6937 | 0 | 415.863 | 361.738
WtrCldRecipChlr-0.748kwpton | DEER2023 |  | 2022-03-14 23:49:36+00 | Any | Rt3 | New | CZ16 | cWVVG | Cap-Tons | 1 | 120000.5 | None | 1104764 | 514297.1875 | 410310 | 0 | 81345.4219 | 505.5421 | 20808.8691 | 77495.8984 | 38309.6992 | 24696.8809 | 13352.0602 | 0 | 13352.0602 | 0 | 317.857 | 268.177
WtrCldScrewChlr-0.42kwpton | DEER2023 |  | 2022-03-15 00:09:18+00 | Any | ECC | New | CZ01 | cWVVG | Cap-Tons | 308.237 | 299999.5938 | None | 1671478 | 498675.5 | 838537.625 | 0 | 22809.4707 | 205.8856 | 21142.1992 | 290105.4062 | 4634.2559 | 208151 | 51322.3475 | 97.3874 | 51224.9702 | 0 | 576.044 | 445.88
WtrCldScrewChlr-0.42kwpton | DEER2023 |  | 2022-03-15 00:09:18+00 | Any | ECC | New | CZ02 | cWVVG | Cap-Tons | 557.072 | 299999.5938 | None | 1845662 | 498675.5 | 838537.625 | 0 | 151426.4062 | 1380.0179 | 71573.4766 | 284067.5 | 35158.1914 | 110873.7031 | 35666.3501 | 97.3874 | 35568.96 | 0 | 712.539 | 582.178
WtrCldScrewChlr-0.42kwpton | DEER2023 |  | 2022-03-15 00:09:18+00 | Any | ECC | New | CZ03 | cWVVG | Cap-Tons | 427.4718 | 299999.5938 | None | 1778769 | 498675.5 | 838537.625 | 0 | 104163.3984 | 1223.951 | 57000.7617 | 279165.4062 | 27421.5 | 99455.7812 | 30775.36 | 97.3874 | 30677.9802 | 0 | 642.407 | 526.888
WtrCldScrewChlr-0.42kwpton | DEER2023 |  | 2022-03-15 00:09:18+00 | Any | ECC | New | CZ04 | cWVVG | Cap-Tons | 555.1155 | 299999.5938 | None | 1906012 | 498675.5 | 838537.625 | 0 | 193624 | 2794.875 | 92620.1328 | 279757.6875 | 56983.7383 | 70296.7969 | 25826.071 | 97.3874 | 25728.6912 | 0 | 719.639 | 600.352
WtrCldScrewChlr-0.42kwpton | DEER2023 |  | 2022-03-15 00:09:18+00 | Any | ECC | New | CZ05 | cWVVG | Cap-Tons | 371.7423 | 299999.5938 | None | 1812528 | 498675.5 | 838537.625 | 0 | 126477.2969 | 1607.797 | 56870.6289 | 290358.3125 | 31677.2598 | 95044.2578 | 28310.569 | 97.3874 | 28213.1891 | 0 | 629.861 | 480.655
WtrCldScrewChlr-0.42kwpton | DEER2023 |  | 2022-03-15 00:09:18+00 | Any | ECC | New | CZ06 | cWVVG | Cap-Tons | 598.4948 | 299999.5938 | None | 2007822 | 498675.5 | 838537.625 | 0 | 267576.5938 | 4909.0552 | 118080 | 280041 | 69696.6328 | 33413.6797 | 16123.4701 | 97.3874 | 16026.08 | 0 | 703.225 | 573.975
WtrCldScrewChlr-0.42kwpton | DEER2023 |  | 2022-03-15 00:09:18+00 | Any | ECC | New | CZ07 | cWVVG | Cap-Tons | 564.226 | 299999.5938 | None | 1952901 | 498675.5 | 838537.625 | 0 | 223793 | 3310.6001 | 105865.2031 | 282717.5938 | 71801.8516 | 25091.5703 | 13974.5894 | 97.3874 | 13877.1994 | 0 | 691.515 | 570.785
WtrCldScrewChlr-0.42kwpton | DEER2023 |  | 2022-03-15 00:09:18+00 | Any | ECC | New | CZ08 | cWVVG | Cap-Tons | 651.0405 | 299999.5938 | None | 2071619 | 498675.5 | 838537.625 | 0 | 301136.8125 | 4762.04 | 131894.5938 | 296610.5 | 90541.0391 | 28194.0293 | 14345.3094 | 97.3874 | 14247.9206 | 0 | 738.793 | 577.052
WtrCldScrewChlr-0.42kwpton | DEER2023 |  | 2022-03-15 00:09:18+00 | Any | ECC | New | CZ09 | cWVVG | Cap-Tons | 783.4161 | 299999.5938 | None | 2015614 | 498675.5 | 838537.625 | 0 | 263367.9062 | 1561.326 | 131520.4062 | 281949.8125 | 82339.2891 | 38711.2695 | 16375.7696 | 97.3874 | 16278.3706 | 0 | 742.07 | 597.199
WtrCldScrewChlr-0.42kwpton | DEER2023 |  | 2022-03-15 00:09:18+00 | Any | ECC | New | CZ10 | cWVVG | Cap-Tons | 696.4335 | 299999.5938 | None | 2061894 | 498675.5 | 838537.625 | 0 | 300261.9062 | 3882.3 | 129824.3984 | 290710.8125 | 87017.7812 | 44994.9609 | 19309.12 | 97.3874 | 19211.7299 | 0 | 576.586 | 366.428
WtrCldScrewChlr-0.42kwpton | DEER2023 |  | 2022-03-15 00:09:18+00 | Any | ECC | New | CZ11 | cWVVG | Cap-Tons | 638.1592 | 299999.5938 | None | 2019194 | 498675.5 | 838537.625 | 0 | 268125.1875 | 2455.554 | 115004.7969 | 296393.5 | 76807.5781 | 79634.7812 | 29029.4989 | 97.3874 | 28932.1088 | 0 | 578.599 | 401.852
WtrCldScrewChlr-0.42kwpton | DEER2023 |  | 2022-03-15 00:09:18+00 | Any | ECC | New | CZ12 | cWVVG | Cap-Tons | 584.1678 | 299999.5938 | None | 1956738 | 498675.5 | 838537.625 | 0 | 222461.9062 | 2762.468 | 96958.6797 | 297339.8125 | 64869.4688 | 88576.0703 | 30074.0096 | 97.3874 | 29976.6195 | 0 | 565.837 | 386.121
WtrCldScrewChlr-0.42kwpton | DEER2023 |  | 2022-03-15 00:09:18+00 | Any | ECC | New | CZ13 | cWVVG | Cap-Tons | 689.718 | 299999.5938 | None | 2087522 | 498675.5 | 838537.625 | 0 | 305335 | 3846.375 | 128893.2031 | 312232.5938 | 92388.0625 | 71531.4062 | 25489.3491 | 97.3874 | 25391.959 | 0 | 590.986 | 395.044
WtrCldScrewChlr-0.42kwpton | DEER2023 |  | 2022-03-15 00:09:18+00 | Any | ECC | New | CZ14 | cWVVG | Cap-Tons | 742.6342 | 299999.5938 | None | 2020024 | 498675.5 | 838537.625 | 0 | 262525.9062 | 1127.4351 | 116542.8984 | 302612.9062 | 79084.8438 | 75070.6172 | 27234.2298 | 97.3874 | 27136.8397 | 0 | 588.743 | 379.267
WtrCldScrewChlr-0.42kwpton | DEER2023 |  | 2022-03-15 00:09:18+00 | Any | ECC | New | CZ15 | cWVVG | Cap-Tons | 966.2557 | 299999.5938 | None | 2369405 | 498675.5 | 838537.625 | 0 | 497141.9062 | 3078.3711 | 205328.0938 | 326641.9062 | 148395.7969 | 15751.7305 | 9190.3642 | 97.3874 | 9092.9722 | 0 | 661.366 | 433.348
WtrCldScrewChlr-0.42kwpton | DEER2023 |  | 2022-03-15 00:09:18+00 | Any | ECC | New | CZ16 | cWVVG | Cap-Tons | 382.9707 | 299999.5938 | None | 1801304 | 498675.5 | 838537.625 | 0 | 104179.8984 | 1014.624 | 48317.5508 | 310577.5938 | 39430.5 | 157721.5938 | 59083.0694 | 97.3874 | 58985.6819 | 0 | 156.622 | 120.332
WtrCldScrewChlr-0.42kwpton | DEER2023 |  | 2022-03-15 00:09:18+00 | Any | ESe | New | CZ01 | cWVVG | Cap-Tons | 147.603 | 149998.5938 | None | 605265.625 | 195048.5 | 287781.6875 | 0 | 7740.832 | 70.3086 | 8920.7256 | 105704.2969 | 411.2486 | 81871.0781 | 28034.7904 | 26.4167 | 28008.3789 | 0 | 231.067 | 106.422
WtrCldScrewChlr-0.42kwpton | DEER2023 |  | 2022-03-15 00:09:18+00 | Any | ESe | New | CZ02 | cWVVG | Cap-Tons | 285.2343 | 149998.5938 | None | 669781.3125 | 195048.5 | 287781.6875 | 0 | 53303.9219 | 437.3997 | 28418.2891 | 104792.2969 | 10188.7803 | 49574.0898 | 19469.92 | 26.4167 | 19443.52 | 0 | 303.436 | 153.858
WtrCldScrewChlr-0.42kwpton | DEER2023 |  | 2022-03-15 00:09:18+00 | Any | ESe | New | CZ03 | cWVVG | Cap-Tons | 220.4453 | 149998.5938 | None | 635336.375 | 195048.5 | 287781.6875 | 0 | 34385.3789 | 383.9157 | 20678.1094 | 97059.6797 | 4249.4551 | 46136.6602 | 16562.0198 | 26.4167 | 16535.6096 | 0 | 260.797 | 124.541
WtrCldScrewChlr-0.42kwpton | DEER2023 |  | 2022-03-15 00:09:18+00 | Any | ESe | New | CZ04 | cWVVG | Cap-Tons | 285.7465 | 149998.5938 | None | 689118.125 | 195048.5 | 287781.6875 | 0 | 68376.2891 | 947.1481 | 34668.25 | 102297 | 13974.6904 | 34655.2109 | 13995.5994 | 26.4167 | 13969.1904 | 0 | 305.166 | 155.073
WtrCldScrewChlr-0.42kwpton | DEER2023 |  | 2022-03-15 00:09:18+00 | Any | ESe | New | CZ05 | cWVVG | Cap-Tons | 186.52 | 149998.5938 | None | 649871.125 | 195048.5 | 287781.6875 | 0 | 46046.0117 | 583.2413 | 21181.0996 | 99231.3828 | 5622.0342 | 40647.4297 | 14993.4502 | 26.4167 | 14967.0502 | 0 | 256.736 | 116.799
WtrCldScrewChlr-0.42kwpton | DEER2023 |  | 2022-03-15 00:09:18+00 | Any | ESe | New | CZ06 | cWVVG | Cap-Tons | 322.4655 | 149998.5938 | None | 712958.8125 | 195048.5 | 287781.6875 | 0 | 89188.9062 | 1628.473 | 44045.1484 | 95266.8438 | 12110.9902 | 17769.8105 | 8500.8608 | 26.4167 | 8474.4429 | 0 | 294.566 | 135.463
WtrCldScrewChlr-0.42kwpton | DEER2023 |  | 2022-03-15 00:09:18+00 | Any | ESe | New | CZ07 | cWVVG | Cap-Tons | 308.797 | 149998.5938 | None | 688635 | 195048.5 | 287781.6875 | 0 | 71775.8906 | 985.6531 | 39378.0586 | 93665.9375 | 11572.8203 | 15766.04 | 7212 | 26.4167 | 7185.5802 | 0 | 290.586 | 129.238
WtrCldScrewChlr-0.42kwpton | DEER2023 |  | 2022-03-15 00:09:18+00 | Any | ESe | New | CZ08 | cWVVG | Cap-Tons | 346.614 | 149998.5938 | None | 755497.625 | 195048.5 | 287781.6875 | 0 | 111067.2969 | 1690.463 | 52595.0195 | 107315.2031 | 22006.4395 | 15382.5303 | 7441.4208 | 26.4167 | 7415.0029 | 0 | 316.236 | 141.523
WtrCldScrewChlr-0.42kwpton | DEER2023 |  | 2022-03-15 00:09:18+00 | Any | ESe | New | CZ09 | cWVVG | Cap-Tons | 411.9728 | 149998.5938 | None | 740674.625 | 195048.5 | 287781.6875 | 0 | 97251.0781 | 506.8521 | 53747.4102 | 106339.8984 | 21144.9492 | 20704.0703 | 8742.4269 | 26.4167 | 8716.0077 | 0 | 313.824 | 148.157
WtrCldScrewChlr-0.42kwpton | DEER2023 |  | 2022-03-15 00:09:18+00 | Any | ESe | New | CZ10 | cWVVG | Cap-Tons | 362.4923 | 149998.5938 | None | 761947 | 195048.5 | 287781.6875 | 0 | 113271.7969 | 1362.7 | 53056.1406 | 111426.8984 | 23355.25 | 23003.1699 | 10225.1398 | 26.4167 | 10198.7098 | 0 | 93.5 | 71.624
WtrCldScrewChlr-0.42kwpton | DEER2023 |  | 2022-03-15 00:09:18+00 | Any | ESe | New | CZ11 | cWVVG | Cap-Tons | 331.4205 | 149998.5938 | None | 733415.125 | 195048.5 | 287781.6875 | 0 | 96971.25 | 776.54 | 44623.6406 | 108214.2969 | 21714.6992 | 35568.4297 | 15635.2602 | 26.4167 | 15608.8397 | 0 | 92.982 | 80.736
WtrCldScrewChlr-0.42kwpton | DEER2023 |  | 2022-03-15 00:09:18+00 | Any | ESe | New | CZ12 | cWVVG | Cap-Tons | 302.8255 | 149998.5938 | None | 710776.625 | 195048.5 | 287781.6875 | 0 | 80318.8828 | 900.781 | 37590.6914 | 109136.8984 | 17693.6895 | 40656.7617 | 16194.1606 | 26.4167 | 16167.7504 | 0 | 87.92 | 77.089
WtrCldScrewChlr-0.42kwpton | DEER2023 |  | 2022-03-15 00:09:18+00 | Any | ESe | New | CZ13 | cWVVG | Cap-Tons | 365.916 | 149998.5938 | None | 762878.5 | 195048.5 | 287781.6875 | 0 | 109950.6016 | 1240.374 | 53060.8984 | 115797.2031 | 25708.9707 | 33125.6289 | 13808.7194 | 26.4167 | 13782.3104 | 0 | 91.425 | 80.099
WtrCldScrewChlr-0.42kwpton | DEER2023 |  | 2022-03-15 00:09:18+00 | Any | ESe | New | CZ14 | cWVVG | Cap-Tons | 398.6307 | 149998.5938 | None | 728944.8125 | 195048.5 | 287781.6875 | 0 | 91132.9375 | 292.2631 | 47967.4492 | 106722.7031 | 20119.1504 | 31887.1406 | 14321.4106 | 26.4167 | 14294.9901 | 0 | 95.433 | 71.101
WtrCldScrewChlr-0.42kwpton | DEER2023 |  | 2022-03-15 00:09:18+00 | Any | ESe | New | CZ15 | cWVVG | Cap-Tons | 512.9195 | 149998.5938 | None | 888580.125 | 195048.5 | 287781.6875 | 0 | 189277.7969 | 943.3845 | 89655.8984 | 125873.3984 | 37588.4609 | 8876.3574 | 4784.8669 | 26.4167 | 4758.4442 | 0 | 104.762 | 87.808
WtrCldScrewChlr-0.42kwpton | DEER2023 |  | 2022-03-15 00:09:18+00 | Any | ESe | New | CZ16 | cWVVG | Cap-Tons | 202.1828 | 149998.5938 | None | 648612.1875 | 195048.5 | 287781.6875 | 0 | 36261.6406 | 305.9827 | 18966.1406 | 110248.8984 | 12175.1699 | 64864.2695 | 31927.7798 | 26.4167 | 31901.3888 | 0 | 69.276 | 54.431
WtrCldScrewChlr-0.42kwpton | DEER2023 |  | 2022-03-15 00:09:18+00 | Any | EUn | New | CZ01 | cWVVG | Cap-Tons | 1169.1146 | 930201.375 | None | 4903895 | 1432632 | 2778924 | 0 | 46552.75 | 302.7892 | 61357.1094 | 584120.375 | 37451.1406 | 432943.3125 | 178305.3926 | 181.5723 | 178123.8989 | 0 | 1766.591 | 1440.761
WtrCldScrewChlr-0.42kwpton | DEER2023 |  | 2022-03-15 00:09:18+00 | Any | EUn | New | CZ02 | cWVVG | Cap-Tons | 1962.391 | 930201.375 | None | 5450789 | 1432632 | 2778924 | 0 | 429654.3125 | 3313.9661 | 179418.9062 | 626840.1875 | 220622.5 | 228678.2969 | 118106.2963 | 181.5723 | 117924.8026 | 0 | 2161.031 | 1826.533
WtrCldScrewChlr-0.42kwpton | DEER2023 |  | 2022-03-15 00:09:18+00 | Any | EUn | New | CZ03 | cWVVG | Cap-Tons | 1524.3831 | 930201.375 | None | 5231297 | 1432632 | 2778924 | 0 | 274130.0938 | 2503.4641 | 136441.7031 | 606659.875 | 176912.9062 | 223719.2031 | 98386.3091 | 181.5723 | 98204.7334 | 0 | 1962.299 | 1655.546
WtrCldScrewChlr-0.42kwpton | DEER2023 |  | 2022-03-15 00:09:18+00 | Any | EUn | New | CZ04 | cWVVG | Cap-Tons | 1919.6637 | 930201.375 | None | 5617839 | 1432632 | 2778924 | 0 | 552726.6875 | 6907.3999 | 216042.7969 | 630600 | 299306 | 153466.4062 | 80858.5984 | 181.5723 | 80677.0278 | 0 | 2176.264 | 1870.909
WtrCldScrewChlr-0.42kwpton | DEER2023 |  | 2022-03-15 00:09:18+00 | Any | EUn | New | CZ05 | cWVVG | Cap-Tons | 1337.6327 | 930201.375 | None | 5323388 | 1432632 | 2778924 | 0 | 343550.8125 | 3470.2729 | 140855.5938 | 623950.1875 | 192175.5 | 196755.5938 | 91514.4704 | 181.5723 | 91332.905 | 0 | 1929.451 | 1539.755
WtrCldScrewChlr-0.42kwpton | DEER2023 |  | 2022-03-15 00:09:18+00 | Any | EUn | New | CZ06 | cWVVG | Cap-Tons | 2007.9266 | 930201.375 | None | 5834446 | 1432632 | 2778924 | 0 | 715350.5 | 10995.1104 | 265087.0938 | 631451.8125 | 343372.8125 | 85247.2031 | 48363.1923 | 181.5723 | 48181.632 | 0 | 2113.129 | 1756.577
WtrCldScrewChlr-0.42kwpton | DEER2023 |  | 2022-03-15 00:09:18+00 | Any | EUn | New | CZ07 | cWVVG | Cap-Tons | 1946.5936 | 930201.375 | None | 5648748 | 1432632 | 2778924 | 0 | 569947.625 | 6574.979 | 234491 | 626173.625 | 322738.4062 | 83915.8281 | 41922.6598 | 181.5723 | 41741.0893 | 0 | 2065.768 | 1708.908
WtrCldScrewChlr-0.42kwpton | DEER2023 |  | 2022-03-15 00:09:18+00 | Any | EUn | New | CZ08 | cWVVG | Cap-Tons | 2222.9446 | 930201.375 | None | 6010644 | 1432632 | 2778924 | 0 | 827065.8125 | 11167 | 302466.9062 | 658384.625 | 411684.3125 | 68190.1562 | 42846.0493 | 181.5723 | 42664.489 | 0 | 2219.986 | 1791.495
WtrCldScrewChlr-0.42kwpton | DEER2023 |  | 2022-03-15 00:09:18+00 | Any | EUn | New | CZ09 | cWVVG | Cap-Tons | 2584.4678 | 930201.375 | None | 5894760 | 1432632 | 2778924 | 0 | 731447.8125 | 3884.364 | 299278.3125 | 648589.125 | 385727 | 90629.0938 | 48537.7382 | 181.5723 | 48356.1677 | 0 | 2222.913 | 1865.72
WtrCldScrewChlr-0.42kwpton | DEER2023 |  | 2022-03-15 00:09:18+00 | Any | EUn | New | CZ10 | cWVVG | Cap-Tons | 2373.9026 | 930201.375 | None | 6036553 | 1432632 | 2778924 | 0 | 846924.5 | 9545.6289 | 305029.9062 | 663490.8125 | 403986.3125 | 99543.0078 | 57719.1014 | 181.5723 | 57537.5309 | 0 | 1698.194 | 1410.311
WtrCldScrewChlr-0.42kwpton | DEER2023 |  | 2022-03-15 00:09:18+00 | Any | EUn | New | CZ11 | cWVVG | Cap-Tons | 2146.9141 | 930201.375 | None | 5965547 | 1432632 | 2778924 | 0 | 791612.625 | 6506.6968 | 273175.5938 | 682691.125 | 388201.4062 | 167394 | 90859.9603 | 181.5723 | 90678.3846 | 0 | 1708.177 | 1538.465
WtrCldScrewChlr-0.42kwpton | DEER2023 |  | 2022-03-15 00:09:18+00 | Any | EUn | New | CZ12 | cWVVG | Cap-Tons | 2018.746 | 930201.375 | None | 5772409 | 1432632 | 2778924 | 0 | 653316.375 | 7190.3442 | 236453.0938 | 663889.375 | 336104.5938 | 176176.5 | 94664.2739 | 181.5723 | 94482.6675 | 0 | 1664.638 | 1478.982
WtrCldScrewChlr-0.42kwpton | DEER2023 |  | 2022-03-15 00:09:18+00 | Any | EUn | New | CZ13 | cWVVG | Cap-Tons | 2296.1406 | 930201.375 | None | 6124731 | 1432632 | 2778924 | 0 | 888729.875 | 10150 | 306657.5 | 707633.6875 | 446570.5 | 143165 | 76501.4323 | 181.5723 | 76319.872 | 0 | 1741.904 | 1548.363
WtrCldScrewChlr-0.42kwpton | DEER2023 |  | 2022-03-15 00:09:18+00 | Any | EUn | New | CZ14 | cWVVG | Cap-Tons | 2442.6643 | 930201.375 | None | 5966266 | 1432632 | 2778924 | 0 | 773274.5 | 2976 | 284450.4062 | 694005.3125 | 406801.5938 | 146925.2969 | 84219.8989 | 181.5723 | 84038.2976 | 0 | 1717.802 | 1483.782
WtrCldScrewChlr-0.42kwpton | DEER2023 |  | 2022-03-15 00:09:18+00 | Any | EUn | New | CZ15 | cWVVG | Cap-Tons | 3124.6462 | 930201.375 | None | 6893291 | 1432632 | 2778924 | 0 | 1423404 | 8087.041 | 477600.5938 | 772639.3125 | 629583.3125 | 35337.9414 | 22497.111 | 181.5723 | 22315.5405 | 0 | 1917.061 | 1643.487
WtrCldScrewChlr-0.42kwpton | DEER2023 |  | 2022-03-15 00:09:18+00 | Any | EUn | New | CZ16 | cWVVG | Cap-Tons | 1356.2537 | 930201.375 | None | 5305188 | 1432632 | 2778924 | 0 | 303611.5938 | 2583.0459 | 129392 | 658041.8125 | 218034.7969 | 314321.3125 | 196918.3949 | 181.5723 | 196736.7987 | 0 | 198.285 | 229.214
WtrCldScrewChlr-0.42kwpton | DEER2023 |  | 2022-03-15 00:09:18+00 | Any | Hsp | New | CZ01 | cWVVG | Cap-Tons | 528.477 | 235501 | None | 2482662 | 848496.8125 | 1266427 | 0 | 4605.498 | 12.2094 | 12964.1396 | 350158.5938 | 663.8986 | 288809.3125 | 52993.0906 | 81.3604 | 52911.7184 | 0 | 450.378 | 397.881
WtrCldScrewChlr-0.42kwpton | DEER2023 |  | 2022-03-15 00:09:18+00 | Any | Hsp | New | CZ02 | cWVVG | Cap-Tons | 879.0118 | 235501 | None | 2620696 | 848496.8125 | 1266427 | 0 | 86891.7734 | 215.4859 | 61337.3086 | 357330 | 10314.5303 | 194834.5 | 42794.6906 | 81.3604 | 42713.3389 | 0 | 521.993 | 473.906
WtrCldScrewChlr-0.42kwpton | DEER2023 |  | 2022-03-15 00:09:18+00 | Any | Hsp | New | CZ03 | cWVVG | Cap-Tons | 577.419 | 235501 | None | 2566751 | 848496.8125 | 1266427 | 0 | 50968.3789 | 261.8665 | 46129.6992 | 354468.5938 | 9009.0723 | 183066.7031 | 35159.4189 | 81.3604 | 35078.0493 | 0 | 484.4 | 441.382
WtrCldScrewChlr-0.42kwpton | DEER2023 |  | 2022-03-15 00:09:18+00 | Any | Hsp | New | CZ04 | cWVVG | Cap-Tons | 842.1282 | 235501 | None | 2682725 | 848496.8125 | 1266427 | 0 | 120179.5 | 779.5763 | 85698.9219 | 361145.1875 | 21335.9609 | 136171.5 | 32938.1606 | 81.3604 | 32856.8013 | 0 | 531.003 | 483.296
WtrCldScrewChlr-0.42kwpton | DEER2023 |  | 2022-03-15 00:09:18+00 | Any | Hsp | New | CZ05 | cWVVG | Cap-Tons | 668.362 | 235501 | None | 2580787 | 848496.8125 | 1266427 | 0 | 59460.0195 | 182.0261 | 51267.3281 | 354956.3125 | 8846.1514 | 182299.4062 | 36046.5894 | 81.3604 | 35965.2198 | 0 | 480.357 | 421.455
WtrCldScrewChlr-0.42kwpton | DEER2023 |  | 2022-03-15 00:09:18+00 | Any | Hsp | New | CZ06 | cWVVG | Cap-Tons | 872.4437 | 235501 | None | 2771213 | 848496.8125 | 1266427 | 0 | 178847.4062 | 1524.4091 | 115460 | 360459.6875 | 28645.0508 | 84615.7422 | 24992.6502 | 81.3604 | 24911.2806 | 0 | 503.924 | 459.693
WtrCldScrewChlr-0.42kwpton | DEER2023 |  | 2022-03-15 00:09:18+00 | Any | Hsp | New | CZ07 | cWVVG | Cap-Tons | 904.4548 | 235501 | None | 2741920 | 848496.8125 | 1266427 | 0 | 139572.9062 | 762.8968 | 126130.7031 | 360532.3125 | 30099.9805 | 71395.1328 | 22708.8998 | 81.3604 | 22627.5405 | 0 | 499.134 | 455.693
WtrCldScrewChlr-0.42kwpton | DEER2023 |  | 2022-03-15 00:09:18+00 | Any | Hsp | New | CZ08 | cWVVG | Cap-Tons | 939.9065 | 235501 | None | 2809820 | 848496.8125 | 1266427 | 0 | 199662.0938 | 1322.204 | 126188.7969 | 367725.0938 | 30603.6699 | 80337.1719 | 23385.1392 | 81.3604 | 23303.7798 | 0 | 525.486 | 473.4
WtrCldScrewChlr-0.42kwpton | DEER2023 |  | 2022-03-15 00:09:18+00 | Any | Hsp | New | CZ09 | cWVVG | Cap-Tons | 1074.3058 | 235501 | None | 2771246 | 848496.8125 | 1266427 | 0 | 160103.9062 | 129.2561 | 129003.7031 | 367086.8125 | 27960.4199 | 96819.5312 | 25619.1104 | 81.3604 | 25537.7613 | 0 | 534.766 | 489.792
WtrCldScrewChlr-0.42kwpton | DEER2023 |  | 2022-03-15 00:09:18+00 | Any | Hsp | New | CZ10 | cWVVG | Cap-Tons | 986.6905 | 235501 | None | 2804485 | 848496.8125 | 1266427 | 0 | 201924 | 1032.53 | 117907.7031 | 368699.9062 | 27890.1504 | 104430.8984 | 29039.4291 | 81.3604 | 28958.08 | 0 | 545.962 | 495.737
WtrCldScrewChlr-0.42kwpton | DEER2023 |  | 2022-03-15 00:09:18+00 | Any | Hsp | New | CZ11 | cWVVG | Cap-Tons | 964.464 | 235501 | None | 2775010 | 848496.8125 | 1266427 | 0 | 196352.2031 | 458.1035 | 97268.8672 | 366009.9062 | 25239.75 | 138573.7969 | 37579.689 | 81.3604 | 37498.3194 | 0 | 564.316 | 515.815
WtrCldScrewChlr-0.42kwpton | DEER2023 |  | 2022-03-15 00:09:18+00 | Any | Hsp | New | CZ12 | cWVVG | Cap-Tons | 908.9833 | 235501 | None | 2710059 | 848496.8125 | 1266427 | 0 | 144431.7031 | 704.1581 | 86569.2734 | 363432.9062 | 20401.5898 | 151518.2031 | 37588.759 | 81.3604 | 37507.3792 | 0 | 560.954 | 511.616
WtrCldScrewChlr-0.42kwpton | DEER2023 |  | 2022-03-15 00:09:18+00 | Any | Hsp | New | CZ13 | cWVVG | Cap-Tons | 967.997 | 235501 | None | 2824702 | 848496.8125 | 1266427 | 0 | 230230.4062 | 1194.835 | 108581.7031 | 369773.8125 | 29498.1992 | 122074.2969 | 33919.1603 | 81.3604 | 33837.8112 | 0 | 564.554 | 518.113
WtrCldScrewChlr-0.42kwpton | DEER2023 |  | 2022-03-15 00:09:18+00 | Any | Hsp | New | CZ14 | cWVVG | Cap-Tons | 1033.6512 | 235501 | None | 2750129 | 848496.8125 | 1266427 | 0 | 170006.2031 | 28.7435 | 99816.6875 | 365356.4062 | 25012.5195 | 136792.7969 | 40231.6006 | 81.3604 | 40150.249 | 0 | 547.143 | 499.907
WtrCldScrewChlr-0.42kwpton | DEER2023 |  | 2022-03-15 00:09:18+00 | Any | Hsp | New | CZ15 | cWVVG | Cap-Tons | 1270.2445 | 235501 | None | 3026500 | 848496.8125 | 1266427 | 0 | 353029 | 495.5174 | 177321 | 380732.5938 | 42098.0508 | 53023.5312 | 20233.12 | 81.3604 | 20151.7594 | 0 | 580.65 | 535.401
WtrCldScrewChlr-0.42kwpton | DEER2023 |  | 2022-03-15 00:09:18+00 | Any | Hsp | New | CZ16 | cWVVG | Cap-Tons | 655.3027 | 235501 | None | 2589018 | 848496.8125 | 1266427 | 0 | 73677.0938 | 123.6191 | 42964.0508 | 357332.8125 | 15175.7305 | 211785 | 66251.8784 | 81.3604 | 66170.5216 | 0 | 491.869 | 448.407
WtrCldScrewChlr-0.42kwpton | DEER2023 |  | 2022-03-15 00:09:18+00 | Any | Htl | New | CZ01 | cWVVG | Cap-Tons | 93.868 | 139998.9062 | None | 536928.8125 | 162049.9062 | 293493.5 | 0 | 10737.8096 | 55.535 | 13095.0898 | 57496.2109 | 5644.8398 | 44996.5195 | 20344.7296 | 0 | 20344.7296 | 0 | 93.271 | 94.974
WtrCldScrewChlr-0.42kwpton | DEER2023 |  | 2022-03-15 00:09:18+00 | Any | Htl | New | CZ02 | cWVVG | Cap-Tons | 161.267 | 139998.9062 | None | 599396.3125 | 162049.9062 | 293493.5 | 0 | 54209.0195 | 530.9319 | 29959.9395 | 59152.4805 | 17828.0098 | 26459.0391 | 15114.5498 | 0 | 15114.5498 | 0 | 131.478 | 128.794
WtrCldScrewChlr-0.42kwpton | DEER2023 |  | 2022-03-15 00:09:18+00 | Any | Htl | New | CZ03 | cWVVG | Cap-Tons | 126.2084 | 139998.9062 | None | 577582.375 | 162049.9062 | 293493.5 | 0 | 38052.4414 | 422.0223 | 25106.0098 | 58457.8594 | 14944.1201 | 26556.5703 | 11540.9894 | 0 | 11540.9894 | 0 | 112.139 | 111.425
WtrCldScrewChlr-0.42kwpton | DEER2023 |  | 2022-03-15 00:09:18+00 | Any | Htl | New | CZ04 | cWVVG | Cap-Tons | 168.1872 | 139998.9062 | None | 623287.3125 | 162049.9062 | 293493.5 | 0 | 68525.3516 | 1038.519 | 37622.3516 | 60557.0312 | 22443.3809 | 19336.4902 | 10769.5795 | 0 | 10769.5795 | 0 | 132.383 | 131.453
WtrCldScrewChlr-0.42kwpton | DEER2023 |  | 2022-03-15 00:09:18+00 | Any | Htl | New | CZ05 | cWVVG | Cap-Tons | 107.4484 | 139998.9062 | None | 581984.125 | 162049.9062 | 293493.5 | 0 | 42898.2812 | 499.3654 | 22567.1992 | 60475.3789 | 16597.3594 | 25852.6797 | 11371.9501 | 0 | 11371.9501 | 0 | 110.732 | 101.118
WtrCldScrewChlr-0.42kwpton | DEER2023 |  | 2022-03-15 00:09:18+00 | Any | Htl | New | CZ06 | cWVVG | Cap-Tons | 160.0206 | 139998.9062 | None | 647602.3125 | 162049.9062 | 293493.5 | 0 | 84967.7812 | 1504.399 | 42870.5898 | 62715.5195 | 25277.8301 | 12506.9805 | 6703.031 | 0 | 6703.031 | 0 | 122.725 | 117.161
WtrCldScrewChlr-0.42kwpton | DEER2023 |  | 2022-03-15 00:09:18+00 | Any | Htl | New | CZ07 | cWVVG | Cap-Tons | 146.3167 | 139998.9062 | None | 632980.5 | 162049.9062 | 293493.5 | 0 | 73359.4766 | 1057.662 | 40162.7695 | 62856.6602 | 24542.4004 | 11548.2197 | 5687.8432 | 0 | 5687.8432 | 0 | 118.218 | 109.612
WtrCldScrewChlr-0.42kwpton | DEER2023 |  | 2022-03-15 00:09:18+00 | Any | Htl | New | CZ08 | cWVVG | Cap-Tons | 170.0543 | 139998.9062 | None | 670740.1875 | 162049.9062 | 293493.5 | 0 | 101135.5 | 1683.734 | 47795.0898 | 64581.9219 | 29186.0898 | 11115.4297 | 6430.3949 | 0 | 6430.3949 | 0 | 135.753 | 124.161
WtrCldScrewChlr-0.42kwpton | DEER2023 |  | 2022-03-15 00:09:18+00 | Any | Htl | New | CZ09 | cWVVG | Cap-Tons | 220.813 | 139998.9062 | None | 663314.125 | 162049.9062 | 293493.5 | 0 | 93954.1797 | 589.6841 | 51706.3281 | 61519.9219 | 27487 | 13081.04 | 7307.591 | 0 | 7307.591 | 0 | 139.669 | 133.142
WtrCldScrewChlr-0.42kwpton | DEER2023 |  | 2022-03-15 00:09:18+00 | Any | Htl | New | CZ10 | cWVVG | Cap-Tons | 199.322 | 139998.9062 | None | 674163.3125 | 162049.9062 | 293493.5 | 0 | 103499.2031 | 1402.0601 | 50129.4492 | 63588.8281 | 29204.1309 | 13883.0303 | 8513.6467 | 0 | 8513.6467 | 0 | 141.868 | 138.767
WtrCldScrewChlr-0.42kwpton | DEER2023 |  | 2022-03-15 00:09:18+00 | Any | Htl | New | CZ11 | cWVVG | Cap-Tons | 204.9697 | 139998.9062 | None | 668103.3125 | 162049.9062 | 293493.5 | 0 | 99547.6484 | 996.2476 | 46091.6406 | 65923.9766 | 28160.4395 | 19736.3906 | 13558.1402 | 0 | 13558.1402 | 0 | 146.282 | 154.663
WtrCldScrewChlr-0.42kwpton | DEER2023 |  | 2022-03-15 00:09:18+00 | Any | Htl | New | CZ12 | cWVVG | Cap-Tons | 186.151 | 139998.9062 | None | 641418.3125 | 162049.9062 | 293493.5 | 0 | 80474.2734 | 1064.958 | 41081.5312 | 63253.7188 | 24272.6895 | 21190.5098 | 13287.8797 | 0 | 13287.8797 | 0 | 140.479 | 147.446
WtrCldScrewChlr-0.42kwpton | DEER2023 |  | 2022-03-15 00:09:18+00 | Any | Htl | New | CZ13 | cWVVG | Cap-Tons | 204.4572 | 139998.9062 | None | 688830.8125 | 162049.9062 | 293493.5 | 0 | 113059.3984 | 1583.7679 | 50845.25 | 67798.3984 | 31768.1992 | 17224.9902 | 11541.7894 | 0 | 11541.7894 | 0 | 148.344 | 153.216
WtrCldScrewChlr-0.42kwpton | DEER2023 |  | 2022-03-15 00:09:18+00 | Any | Htl | New | CZ14 | cWVVG | Cap-Tons | 212.2535 | 139998.9062 | None | 667408.8125 | 162049.9062 | 293493.5 | 0 | 96634.5234 | 492.2084 | 47719.25 | 67019.0234 | 29506.7402 | 18841.4492 | 12983.4995 | 0 | 12983.4995 | 0 | 146.895 | 146.455
WtrCldScrewChlr-0.42kwpton | DEER2023 |  | 2022-03-15 00:09:18+00 | Any | Htl | New | CZ15 | cWVVG | Cap-Tons | 273.3933 | 139998.9062 | None | 787365.625 | 162049.9062 | 293493.5 | 0 | 179533.4062 | 1293.53 | 76389.2266 | 74605.2578 | 44901.2891 | 7008.9131 | 5020.6211 | 0 | 5020.6211 | 0 | 169.58 | 168.388
WtrCldScrewChlr-0.42kwpton | DEER2023 |  | 2022-03-15 00:09:18+00 | Any | Htl | New | CZ16 | cWVVG | Cap-Tons | 118.4843 | 139998.9062 | None | 593614.625 | 162049.9062 | 293493.5 | 0 | 46227.1289 | 482.4235 | 24439.6094 | 66921.4531 | 18495.6992 | 33964.3594 | 25514.7213 | 0 | 25514.7213 | 0 | 117.504 | 117.461
WtrCldScrewChlr-0.42kwpton | DEER2023 |  | 2022-03-15 00:09:18+00 | Any | MBT | New | CZ01 | cWVVG | Cap-Tons | 173.0733 | 199999.2031 | None | 1243363 | 366189 | 737073.3125 | 0 | 15121.5 | 138.0157 | 12030.8896 | 112803.3984 | 1740.551 | 51532.5898 | 14361.0701 | 0 | 14361.0701 | 0 | 389.086 | 171.884
WtrCldScrewChlr-0.42kwpton | DEER2023 |  | 2022-03-15 00:09:18+00 | Any | MBT | New | CZ02 | cWVVG | Cap-Tons | 285.5302 | 199999.2031 | None | 1337247 | 366189 | 737073.3125 | 0 | 77029.4531 | 764.8219 | 34912.7812 | 121271.2031 | 7367.1689 | 31741.4609 | 11427.7798 | 0 | 11427.7798 | 0 | 446.61 | 211.518
WtrCldScrewChlr-0.42kwpton | DEER2023 |  | 2022-03-15 00:09:18+00 | Any | MBT | New | CZ03 | cWVVG | Cap-Tons | 222.3173 | 199999.2031 | None | 1312279 | 366189 | 737073.3125 | 0 | 58276.1211 | 741.5717 | 28049.7402 | 121943.6016 | 6175.3989 | 26176.8594 | 10405.04 | 0 | 10405.04 | 0 | 417.831 | 189.047
WtrCldScrewChlr-0.42kwpton | DEER2023 |  | 2022-03-15 00:09:18+00 | Any | MBT | New | CZ04 | cWVVG | Cap-Tons | 278.5123 | 199999.2031 | None | 1368634 | 366189 | 737073.3125 | 0 | 95359.7422 | 1479.364 | 42650.9219 | 125876.2969 | 9664.8301 | 21938.7305 | 9399.8227 | 0 | 9399.8227 | 0 | 446.934 | 213.715
WtrCldScrewChlr-0.42kwpton | DEER2023 |  | 2022-03-15 00:09:18+00 | Any | MBT | New | CZ05 | cWVVG | Cap-Tons | 214.5538 | 199999.2031 | None | 1327991 | 366189 | 737073.3125 | 0 | 69830.0625 | 919.2666 | 30219.1797 | 123754.2969 | 7119.2129 | 24565.75 | 10170.2099 | 0 | 10170.2099 | 0 | 413.075 | 180.929
WtrCldScrewChlr-0.42kwpton | DEER2023 |  | 2022-03-15 00:09:18+00 | Any | MBT | New | CZ06 | cWVVG | Cap-Tons | 301.4818 | 199999.2031 | None | 1428184 | 366189 | 737073.3125 | 0 | 133420.2969 | 2647.4551 | 59613.1289 | 129235.6016 | 11795.8604 | 11331.8301 | 8087.0573 | 0 | 8087.0573 | 0 | 446.731 | 203.333
WtrCldScrewChlr-0.42kwpton | DEER2023 |  | 2022-03-15 00:09:18+00 | Any | MBT | New | CZ07 | cWVVG | Cap-Tons | 301.131 | 199999.2031 | None | 1399365 | 366189 | 737073.3125 | 0 | 111399.6016 | 1765.722 | 53989.8789 | 128941.7969 | 11332.71 | 8298.1152 | 7617.5117 | 0 | 7617.5117 | 0 | 442.253 | 196.897
WtrCldScrewChlr-0.42kwpton | DEER2023 |  | 2022-03-15 00:09:18+00 | Any | MBT | New | CZ08 | cWVVG | Cap-Tons | 334.8858 | 199999.2031 | None | 1448203 | 366189 | 737073.3125 | 0 | 145293.7969 | 2452.771 | 64326.4805 | 132862.2969 | 14222.25 | 10461.2803 | 7689.9597 | 0 | 7689.9597 | 0 | 459.827 | 206.496
WtrCldScrewChlr-0.42kwpton | DEER2023 |  | 2022-03-15 00:09:18+00 | Any | MBT | New | CZ09 | cWVVG | Cap-Tons | 378.4808 | 199999.2031 | None | 1421948 | 366189 | 737073.3125 | 0 | 127715.3984 | 900.1245 | 59390.0586 | 130674 | 13221.9297 | 13411.54 | 7819.7581 | 0 | 7819.7581 | 0 | 463.196 | 215.479
WtrCldScrewChlr-0.42kwpton | DEER2023 |  | 2022-03-15 00:09:18+00 | Any | MBT | New | CZ10 | cWVVG | Cap-Tons | 339.4217 | 199999.2031 | None | 1439359 | 366189 | 737073.3125 | 0 | 141957.5 | 1956.973 | 61100.2695 | 131075.7031 | 14029.8203 | 14999.6699 | 8258.3552 | 0 | 8258.3552 | 0 | 472.555 | 224.021
WtrCldScrewChlr-0.42kwpton | DEER2023 |  | 2022-03-15 00:09:18+00 | Any | MBT | New | CZ11 | cWVVG | Cap-Tons | 345.7535 | 199999.2031 | None | 1413064 | 366189 | 737073.3125 | 0 | 125155.6016 | 1196.3781 | 55946.0391 | 127498.2969 | 13547.1904 | 24742.3906 | 10568.2099 | 0 | 10568.2099 | 0 | 476.548 | 243.602
WtrCldScrewChlr-0.42kwpton | DEER2023 |  | 2022-03-15 00:09:18+00 | Any | MBT | New | CZ12 | cWVVG | Cap-Tons | 325.3683 | 199999.2031 | None | 1381845 | 366189 | 737073.3125 | 0 | 105104.1016 | 1347.882 | 46177.1719 | 125947.5 | 10795.6504 | 27133.1094 | 10510.7002 | 0 | 10510.7002 | 0 | 469.402 | 232.539
WtrCldScrewChlr-0.42kwpton | DEER2023 |  | 2022-03-15 00:09:18+00 | Any | MBT | New | CZ13 | cWVVG | Cap-Tons | 353.6912 | 199999.2031 | None | 1434597 | 366189 | 737073.3125 | 0 | 136786.0938 | 1838.551 | 60738.8086 | 131966 | 15160.4102 | 23629.4492 | 9780.1357 | 0 | 9780.1357 | 0 | 483.28 | 245.947
WtrCldScrewChlr-0.42kwpton | DEER2023 |  | 2022-03-15 00:09:18+00 | Any | MBT | New | CZ14 | cWVVG | Cap-Tons | 365.1983 | 199999.2031 | None | 1416500 | 366189 | 737073.3125 | 0 | 125619.2031 | 682.4852 | 56935.9297 | 129994.7031 | 13630.1299 | 23185.1191 | 10736.3302 | 0 | 10736.3302 | 0 | 479.316 | 235.246
WtrCldScrewChlr-0.42kwpton | DEER2023 |  | 2022-03-15 00:09:18+00 | Any | MBT | New | CZ15 | cWVVG | Cap-Tons | 453.7342 | 199999.2031 | None | 1574571 | 366189 | 737073.3125 | 0 | 223199.7969 | 1582.877 | 99844.5469 | 146675.7031 | 24438.4609 | 6849.1152 | 6644.9478 | 0 | 6644.9478 | 0 | 510.478 | 256.487
WtrCldScrewChlr-0.42kwpton | DEER2023 |  | 2022-03-15 00:09:18+00 | Any | MBT | New | CZ16 | cWVVG | Cap-Tons | 224.0473 | 199999.2031 | None | 1292884 | 366189 | 737073.3125 | 0 | 51181.2891 | 544.204 | 22861.5703 | 115028.2969 | 5979.6328 | 43807.8008 | 19321.3504 | 0 | 19321.3504 | 0 | 422.36 | 195.731
WtrCldScrewChlr-0.42kwpton | DEER2023 |  | 2022-03-15 00:09:18+00 | Any | Nrs | New | CZ01 | cWVVG | Cap-Tons | 62.0887 | 60654.5781 | None | 640640.5 | 124089.5 | 419568.5938 | 0 | 1078.199 | 7.529 | 3182.4109 | 92713.5938 | 995.0484 | 74955.3125 | 23791.4598 | 117.2249 | 23674.24 | 0 | 102.687 | 98.339
WtrCldScrewChlr-0.42kwpton | DEER2023 |  | 2022-03-15 00:09:18+00 | Any | Nrs | New | CZ02 | cWVVG | Cap-Tons | 100.1987 | 60654.5781 | None | 674089.125 | 124089.5 | 419568.5938 | 0 | 24168.0996 | 246.6982 | 12843.04 | 93172.6875 | 14471.7803 | 49962.6602 | 16360.2995 | 117.2249 | 16243.0797 | 0 | 126.803 | 120.262
WtrCldScrewChlr-0.42kwpton | DEER2023 |  | 2022-03-15 00:09:18+00 | Any | Nrs | New | CZ03 | cWVVG | Cap-Tons | 79.9955 | 60654.5781 | None | 658731.3125 | 124089.5 | 419568.5938 | 0 | 11553.0898 | 136.1604 | 10282.0898 | 93100.9062 | 9188.6377 | 50144 | 13932.5005 | 117.2249 | 13815.2704 | 0 | 113.67 | 109.632
WtrCldScrewChlr-0.42kwpton | DEER2023 |  | 2022-03-15 00:09:18+00 | Any | Nrs | New | CZ04 | cWVVG | Cap-Tons | 96.34 | 60654.5781 | None | 687046.375 | 124089.5 | 419568.5938 | 0 | 32109.3809 | 530.9724 | 17412.7109 | 93334.5 | 19801.4102 | 37403.25 | 11388.4006 | 117.2249 | 11271.1706 | 0 | 126.973 | 122.638
WtrCldScrewChlr-0.42kwpton | DEER2023 |  | 2022-03-15 00:09:18+00 | Any | Nrs | New | CZ05 | cWVVG | Cap-Tons | 77.4554 | 60654.5781 | None | 661861 | 124089.5 | 419568.5938 | 0 | 14455.7402 | 161.9261 | 10436.4102 | 93148.2969 | 11479.0098 | 48236.8203 | 14483.8605 | 117.2249 | 14366.6304 | 0 | 113.497 | 103.62
WtrCldScrewChlr-0.42kwpton | DEER2023 |  | 2022-03-15 00:09:18+00 | Any | Nrs | New | CZ06 | cWVVG | Cap-Tons | 102.7728 | 60654.5781 | None | 699322.6875 | 124089.5 | 419568.5938 | 0 | 39733.8008 | 685.2322 | 21864.5195 | 93380.2266 | 23860.0801 | 26495.2207 | 7998.6592 | 117.2249 | 7881.4342 | 0 | 119.452 | 116.021
WtrCldScrewChlr-0.42kwpton | DEER2023 |  | 2022-03-15 00:09:18+00 | Any | Nrs | New | CZ07 | cWVVG | Cap-Tons | 103.4675 | 60654.5781 | None | 692845.625 | 124089.5 | 419568.5938 | 0 | 32673.75 | 457.1778 | 22689.5 | 93366.4375 | 22998.7891 | 23755.7695 | 6831.7178 | 117.2249 | 6714.4928 | 0 | 114.858 | 109.87
WtrCldScrewChlr-0.42kwpton | DEER2023 |  | 2022-03-15 00:09:18+00 | Any | Nrs | New | CZ08 | cWVVG | Cap-Tons | 112.107 | 60654.5781 | None | 715663.625 | 124089.5 | 419568.5938 | 0 | 51611.2891 | 851.306 | 26050.9492 | 93491.2188 | 28146.5391 | 23892.9609 | 7642.2227 | 117.2249 | 7524.999 | 0 | 129.979 | 120.047
WtrCldScrewChlr-0.42kwpton | DEER2023 |  | 2022-03-15 00:09:18+00 | Any | Nrs | New | CZ09 | cWVVG | Cap-Tons | 128.8347 | 60654.5781 | None | 711642.3125 | 124089.5 | 419568.5938 | 0 | 48483.4609 | 331.5535 | 25671.0195 | 93497.6094 | 27114.6895 | 26556.8906 | 8027.0618 | 117.2249 | 7909.8387 | 0 | 131.339 | 124.907
WtrCldScrewChlr-0.42kwpton | DEER2023 |  | 2022-03-15 00:09:18+00 | Any | Nrs | New | CZ10 | cWVVG | Cap-Tons | 116.0286 | 60654.5781 | None | 719107.875 | 124089.5 | 419568.5938 | 0 | 55522.6094 | 800.4667 | 25601.3203 | 93524.4766 | 28141.0898 | 27918.5391 | 9362.9408 | 117.2249 | 9245.7158 | 0 | 133.491 | 125.637
WtrCldScrewChlr-0.42kwpton | DEER2023 |  | 2022-03-15 00:09:18+00 | Any | Nrs | New | CZ11 | cWVVG | Cap-Tons | 118.8625 | 60654.5781 | None | 719328.3125 | 124089.5 | 419568.5938 | 0 | 57410.1914 | 611.204 | 24202.8906 | 93446.0078 | 25659.8105 | 36486.9414 | 13472.9203 | 117.2249 | 13355.7005 | 0 | 137.644 | 135.627
WtrCldScrewChlr-0.42kwpton | DEER2023 |  | 2022-03-15 00:09:18+00 | Any | Nrs | New | CZ12 | cWVVG | Cap-Tons | 110.2839 | 60654.5781 | None | 697904.625 | 124089.5 | 419568.5938 | 0 | 40479.5508 | 574.7183 | 19830.5293 | 93361.1328 | 21066.5098 | 39437.5312 | 13590.3002 | 117.2249 | 13473.0701 | 0 | 133.452 | 130.58
WtrCldScrewChlr-0.42kwpton | DEER2023 |  | 2022-03-15 00:09:18+00 | Any | Nrs | New | CZ13 | cWVVG | Cap-Tons | 118.2186 | 60654.5781 | None | 730299.375 | 124089.5 | 419568.5938 | 0 | 65190.0508 | 967.6446 | 26936.9297 | 93546.7969 | 29161.5801 | 32067.1504 | 11800.9395 | 117.2249 | 11683.7094 | 0 | 138.5 | 134.868
WtrCldScrewChlr-0.42kwpton | DEER2023 |  | 2022-03-15 00:09:18+00 | Any | Nrs | New | CZ14 | cWVVG | Cap-Tons | 121.6014 | 60654.5781 | None | 718689.3125 | 124089.5 | 419568.5938 | 0 | 57182.1289 | 350.4675 | 23970.1094 | 93528.1797 | 26826.3398 | 35014.6992 | 14467.2102 | 117.2249 | 14349.9904 | 0 | 137.795 | 132.356
WtrCldScrewChlr-0.42kwpton | DEER2023 |  | 2022-03-15 00:09:18+00 | Any | Nrs | New | CZ15 | cWVVG | Cap-Tons | 156.3556 | 60654.5781 | None | 794949.8125 | 124089.5 | 419568.5938 | 0 | 113685.1016 | 905.3033 | 42670.8398 | 94030.3438 | 43631.8008 | 13733.6699 | 4999.1629 | 117.2249 | 4881.9389 | 0 | 150.61 | 144.194
WtrCldScrewChlr-0.42kwpton | DEER2023 |  | 2022-03-15 00:09:18+00 | Any | Nrs | New | CZ16 | cWVVG | Cap-Tons | 78.6823 | 60654.5781 | None | 666548 | 124089.5 | 419568.5938 | 0 | 19206.2793 | 193.2625 | 10453.4902 | 93035.8906 | 13913.9902 | 54850.1797 | 26251.0899 | 117.2249 | 26133.8701 | 0 | 118.311 | 114.263
WtrCldScrewChlr-0.42kwpton | DEER2023 |  | 2022-03-15 00:09:18+00 | Any | OfL | New | CZ01 | cWVVG | Cap-Tons | 247.2998 | 174998.9062 | None | 1300144 | 289618.8125 | 892052.375 | 0 | 15066.5703 | 112.4146 | 13724.2998 | 89569.2969 | 165.0932 | 50284.5586 | 6667.0701 | 0 | 6667.0701 | 0 | 387.981 | 223.122
WtrCldScrewChlr-0.42kwpton | DEER2023 |  | 2022-03-15 00:09:18+00 | Any | OfL | New | CZ02 | cWVVG | Cap-Tons | 369.5237 | 174998.9062 | None | 1434818 | 289618.8125 | 892052.375 | 0 | 96163.4766 | 920.4644 | 42696.8711 | 113366.1016 | 4558.21 | 27432.7891 | 5273.5891 | 0 | 5273.5891 | 0 | 462.184 | 269.785
WtrCldScrewChlr-0.42kwpton | DEER2023 |  | 2022-03-15 00:09:18+00 | Any | OfL | New | CZ03 | cWVVG | Cap-Tons | 301.2273 | 174998.9062 | None | 1391312 | 289618.8125 | 892052.375 | 0 | 67679.6562 | 825.2669 | 34115.3008 | 107020.6016 | 3185.3931 | 23888.8906 | 3831.672 | 0 | 3831.672 | 0 | 427.387 | 245.282
WtrCldScrewChlr-0.42kwpton | DEER2023 |  | 2022-03-15 00:09:18+00 | Any | OfL | New | CZ04 | cWVVG | Cap-Tons | 357.9573 | 174998.9062 | None | 1471149 | 289618.8125 | 892052.375 | 0 | 116044.3984 | 1803.121 | 50785 | 120845.1016 | 11496.4102 | 18000.75 | 3651.4691 | 0 | 3651.4691 | 0 | 463.788 | 270.295
WtrCldScrewChlr-0.42kwpton | DEER2023 |  | 2022-03-15 00:09:18+00 | Any | OfL | New | CZ05 | cWVVG | Cap-Tons | 297.8602 | 174998.9062 | None | 1417234 | 289618.8125 | 892052.375 | 0 | 84469.7734 | 1050.024 | 38573.3789 | 111469.6016 | 2898.583 | 18110.3691 | 2842.3482 | 0 | 2842.3482 | 0 | 426.097 | 234.417
WtrCldScrewChlr-0.42kwpton | DEER2023 |  | 2022-03-15 00:09:18+00 | Any | OfL | New | CZ06 | cWVVG | Cap-Tons | 374.8485 | 174998.9062 | None | 1531682 | 289618.8125 | 892052.375 | 0 | 158104.4062 | 3082.7681 | 63612.5117 | 125211.2031 | 31643.3398 | 7660.3242 | 1545.856 | 0 | 1545.856 | 0 | 453.633 | 249.729
WtrCldScrewChlr-0.42kwpton | DEER2023 |  | 2022-03-15 00:09:18+00 | Any | OfL | New | CZ07 | cWVVG | Cap-Tons | 361.6923 | 174998.9062 | None | 1498004 | 289618.8125 | 892052.375 | 0 | 132133.2969 | 2088.6541 | 56339.5391 | 125772.3984 | 30897.9395 | 6598.7598 | 931.4858 | 0 | 931.4858 | 0 | 446.823 | 240.073
WtrCldScrewChlr-0.42kwpton | DEER2023 |  | 2022-03-15 00:09:18+00 | Any | OfL | New | CZ08 | cWVVG | Cap-Tons | 413.4458 | 174998.9062 | None | 1561596 | 289618.8125 | 892052.375 | 0 | 173653.9062 | 2895.5249 | 67344.7031 | 136030.5938 | 53628.8398 | 6632.644 | 1481.789 | 0 | 1481.789 | 0 | 474.67 | 251.969
WtrCldScrewChlr-0.42kwpton | DEER2023 |  | 2022-03-15 00:09:18+00 | Any | OfL | New | CZ09 | cWVVG | Cap-Tons | 457.3868 | 174998.9062 | None | 1538061 | 289618.8125 | 892052.375 | 0 | 159058 | 1139.0551 | 62400.5508 | 133792.7031 | 28576.2793 | 11496.0596 | 1779.884 | 0 | 1779.884 | 0 | 478.514 | 268.032
WtrCldScrewChlr-0.42kwpton | DEER2023 |  | 2022-03-15 00:09:18+00 | Any | OfL | New | CZ10 | cWVVG | Cap-Tons | 429.5983 | 174998.9062 | None | 1560367 | 289618.8125 | 892052.375 | 0 | 171708.4062 | 2377.0769 | 66464.1562 | 138146 | 38855.4102 | 12326.3701 | 2223.911 | 0 | 2223.911 | 0 | 485.387 | 270.119
WtrCldScrewChlr-0.42kwpton | DEER2023 |  | 2022-03-15 00:09:18+00 | Any | OfL | New | CZ11 | cWVVG | Cap-Tons | 428.1677 | 174998.9062 | None | 1534692 | 289618.8125 | 892052.375 | 0 | 152730.2969 | 1473.093 | 61677.0898 | 137140.7969 | 27723.2598 | 23951.7305 | 6072.2592 | 0 | 6072.2592 | 0 | 491.946 | 306.534
WtrCldScrewChlr-0.42kwpton | DEER2023 |  | 2022-03-15 00:09:18+00 | Any | OfL | New | CZ12 | cWVVG | Cap-Tons | 405.647 | 174998.9062 | None | 1495633 | 289618.8125 | 892052.375 | 0 | 129761 | 1666.79 | 53692.2383 | 128842.3984 | 14533.1299 | 24504.4805 | 5293.7789 | 0 | 5293.7789 | 0 | 481.872 | 294.806
WtrCldScrewChlr-0.42kwpton | DEER2023 |  | 2022-03-15 00:09:18+00 | Any | OfL | New | CZ13 | cWVVG | Cap-Tons | 419.7743 | 174998.9062 | None | 1559827 | 289618.8125 | 892052.375 | 0 | 166503.2031 | 2331.0791 | 65148.2891 | 144173.9062 | 51959.0312 | 22293.0508 | 4801.0362 | 0 | 4801.0362 | 0 | 497.498 | 297.834
WtrCldScrewChlr-0.42kwpton | DEER2023 |  | 2022-03-15 00:09:18+00 | Any | OfL | New | CZ14 | cWVVG | Cap-Tons | 443.5203 | 174998.9062 | None | 1541876 | 289618.8125 | 892052.375 | 0 | 155896 | 854.4965 | 62752.1914 | 140702.0938 | 42262.5312 | 21413.7305 | 5058.6061 | 0 | 5058.6061 | 0 | 496.477 | 285.816
WtrCldScrewChlr-0.42kwpton | DEER2023 |  | 2022-03-15 00:09:18+00 | Any | OfL | New | CZ15 | cWVVG | Cap-Tons | 543.5912 | 174998.9062 | None | 1717055 | 289618.8125 | 892052.375 | 0 | 266549.8125 | 1912.578 | 96760.1875 | 170161.7969 | 96964.2891 | 5014.498 | 1350.549 | 0 | 1350.549 | 0 | 536.014 | 301.975
WtrCldScrewChlr-0.42kwpton | DEER2023 |  | 2022-03-15 00:09:18+00 | Any | OfL | New | CZ16 | cWVVG | Cap-Tons | 294.829 | 174998.9062 | None | 1405892 | 289618.8125 | 892052.375 | 0 | 68583.4609 | 725.3872 | 31018.4902 | 123893.7031 | 8699.6465 | 45789.0703 | 14307.0899 | 0 | 14307.0899 | 0 | 438.843 | 258.359
WtrCldScrewChlr-0.42kwpton | DEER2023 |  | 2022-03-15 00:09:18+00 | Any | OfS | New | CZ01 | cWVVG | Cap-Tons | 13.9541 | 10000.0801 | None | 65054.9609 | 13865.4297 | 42917.1289 | 0 | 861.6311 | 15.5777 | 1660.379 | 5734.7251 | 90.2619 | 3749.2571 | 1204.738 | 0 | 1204.738 | 0 | 22.535 | 10.863
WtrCldScrewChlr-0.42kwpton | DEER2023 |  | 2022-03-15 00:09:18+00 | Any | OfS | New | CZ02 | cWVVG | Cap-Tons | 20.6019 | 10000.0801 | None | 74898.2031 | 13865.4297 | 42917.1289 | 0 | 6266.8721 | 87.884 | 4755.8931 | 7004.8931 | 1132.551 | 2011.772 | 841.4678 | 0 | 841.4678 | 0 | 27.278 | 13.762
WtrCldScrewChlr-0.42kwpton | DEER2023 |  | 2022-03-15 00:09:18+00 | Any | OfS | New | CZ03 | cWVVG | Cap-Tons | 17.9189 | 10000.0801 | None | 71166.2109 | 13865.4297 | 42917.1289 | 0 | 3786.1289 | 80.9883 | 4041.8259 | 6474.6138 | 670.6275 | 1897.647 | 727.7132 | 0 | 727.7132 | 0 | 24.731 | 12.174
WtrCldScrewChlr-0.42kwpton | DEER2023 |  | 2022-03-15 00:09:18+00 | Any | OfS | New | CZ04 | cWVVG | Cap-Tons | 21.4147 | 10000.0801 | None | 77023.4219 | 13865.4297 | 42917.1289 | 0 | 6941.9229 | 158.7799 | 5770.8789 | 7369.1792 | 1655.108 | 1427.489 | 606.2735 | 0 | 606.2735 | 0 | 27.222 | 13.75
WtrCldScrewChlr-0.42kwpton | DEER2023 |  | 2022-03-15 00:09:18+00 | Any | OfS | New | CZ05 | cWVVG | Cap-Tons | 15.8386 | 10000.0801 | None | 72483.0625 | 13865.4297 | 42917.1289 | 0 | 4888.1758 | 93.2648 | 3933.3811 | 6785.585 | 689.3812 | 1586.423 | 671.416 | 0 | 671.416 | 0 | 24.724 | 11.308
WtrCldScrewChlr-0.42kwpton | DEER2023 |  | 2022-03-15 00:09:18+00 | Any | OfS | New | CZ06 | cWVVG | Cap-Tons | 22.3435 | 10000.0801 | None | 80716.1719 | 13865.4297 | 42917.1289 | 0 | 9482.8408 | 250.2171 | 6724.3979 | 7476.0381 | 1607.744 | 688.9059 | 389.475 | 0 | 389.475 | 0 | 27.042 | 12.336
WtrCldScrewChlr-0.42kwpton | DEER2023 |  | 2022-03-15 00:09:18+00 | Any | OfS | New | CZ07 | cWVVG | Cap-Tons | 21.3755 | 10000.0801 | None | 78090.0312 | 13865.4297 | 42917.1289 | 0 | 7741.9009 | 184.5713 | 6108.4502 | 7272.4312 | 1485.422 | 619.4046 | 317.9776 | 0 | 317.9776 | 0 | 26.332 | 11.503
WtrCldScrewChlr-0.42kwpton | DEER2023 |  | 2022-03-15 00:09:18+00 | Any | OfS | New | CZ08 | cWVVG | Cap-Tons | 23.315 | 10000.0801 | None | 83038.5469 | 13865.4297 | 42917.1289 | 0 | 10770.29 | 253.8487 | 7156.9468 | 8074.8208 | 2598.0549 | 645.825 | 378.4288 | 0 | 378.4288 | 0 | 28.286 | 13.263
WtrCldScrewChlr-0.42kwpton | DEER2023 |  | 2022-03-15 00:09:18+00 | Any | OfS | New | CZ09 | cWVVG | Cap-Tons | 27.6906 | 10000.0801 | None | 83697.5938 | 13865.4297 | 42917.1289 | 0 | 10628.1104 | 126.1774 | 8252.1055 | 7908.5122 | 2529.3601 | 886.865 | 362.8342 | 0 | 362.8342 | 0 | 28.176 | 13.712
WtrCldScrewChlr-0.42kwpton | DEER2023 |  | 2022-03-15 00:09:18+00 | Any | OfS | New | CZ10 | cWVVG | Cap-Tons | 25.2521 | 10000.0801 | None | 83656.9688 | 13865.4297 | 42917.1289 | 0 | 11026.6396 | 212.1656 | 7470.0449 | 8165.4448 | 2984.397 | 967.2518 | 409.742 | 0 | 409.742 | 0 | 28.831 | 13.863
WtrCldScrewChlr-0.42kwpton | DEER2023 |  | 2022-03-15 00:09:18+00 | Any | OfS | New | CZ11 | cWVVG | Cap-Tons | 25.2603 | 10000.0801 | None | 82386.1484 | 13865.4297 | 42917.1289 | 0 | 10374.3096 | 131.806 | 6689.8188 | 8407.5518 | 3506.928 | 1736.788 | 739.5371 | 0 | 739.5371 | 0 | 29.129 | 16.324
WtrCldScrewChlr-0.42kwpton | DEER2023 |  | 2022-03-15 00:09:18+00 | Any | OfS | New | CZ12 | cWVVG | Cap-Tons | 23.6061 | 10000.0801 | None | 79380.9219 | 13865.4297 | 42917.1289 | 0 | 8437.542 | 153.1909 | 6057.9189 | 7949.6182 | 2103.219 | 1808.528 | 757.3002 | 0 | 757.3002 | 0 | 28.713 | 15.488
WtrCldScrewChlr-0.42kwpton | DEER2023 |  | 2022-03-15 00:09:18+00 | Any | OfS | New | CZ13 | cWVVG | Cap-Tons | 25.8754 | 10000.0801 | None | 83599.1562 | 13865.4297 | 42917.1289 | 0 | 10588.0498 | 200.9024 | 7258.834 | 8768.7305 | 4121.3848 | 1608.4139 | 639.4871 | 0 | 639.4871 | 0 | 29.383 | 15.709
WtrCldScrewChlr-0.42kwpton | DEER2023 |  | 2022-03-15 00:09:18+00 | Any | OfS | New | CZ14 | cWVVG | Cap-Tons | 27.2422 | 10000.0801 | None | 84237.0391 | 13865.4297 | 42917.1289 | 0 | 11155.5195 | 80.8484 | 7559.8052 | 8658.1943 | 3539.1001 | 1625.73 | 663.052 | 0 | 663.052 | 0 | 29.511 | 15.01
WtrCldScrewChlr-0.42kwpton | DEER2023 |  | 2022-03-15 00:09:18+00 | Any | OfS | New | CZ15 | cWVVG | Cap-Tons | 32.0846 | 10000.0801 | None | 97146.1484 | 13865.4297 | 42917.1289 | 0 | 18778.8008 | 192.8404 | 11063.29 | 10328.5596 | 6710.835 | 384.0719 | 173.4966 | 0 | 173.4966 | 0 | 32.048 | 16.106
WtrCldScrewChlr-0.42kwpton | DEER2023 |  | 2022-03-15 00:09:18+00 | Any | OfS | New | CZ16 | cWVVG | Cap-Tons | 17.013 | 10000.0801 | None | 72874.3281 | 13865.4297 | 42917.1289 | 0 | 4349.3579 | 60.1177 | 3485.3511 | 8196.8652 | 1309.468 | 3554.7849 | 1541.7459 | 0 | 1541.7459 | 0 | 26.028 | 13.088
WtrCldScrewChlr-0.42kwpton | DEER2023 |  | 2022-03-15 00:09:18+00 | Any | Rt3 | New | CZ01 | cWVVG | Cap-Tons | 129.1521 | 120000.5 | None | 1005231 | 514297.1875 | 410310 | 0 | 7298.0298 | 58.6892 | 8375.8936 | 64890.2695 | 13582.0596 | 33791.5117 | 8281.4099 | 0 | 8281.4099 | 0 | 252.961 | 205.189
WtrCldScrewChlr-0.42kwpton | DEER2023 |  | 2022-03-15 00:09:18+00 | Any | Rt3 | New | CZ02 | cWVVG | Cap-Tons | 229.7263 | 120000.5 | None | 1102758 | 514297.1875 | 410310 | 0 | 68642.6562 | 692.0079 | 31254.2207 | 77561.2031 | 43864.5117 | 15156.21 | 5888.0288 | 0 | 5888.0288 | 0 | 309.741 | 262.746
WtrCldScrewChlr-0.42kwpton | DEER2023 |  | 2022-03-15 00:09:18+00 | Any | Rt3 | New | CZ03 | cWVVG | Cap-Tons | 180.3553 | 120000.5 | None | 1063677 | 514297.1875 | 410310 | 0 | 42318.4805 | 522.3286 | 23715.0293 | 72513.0234 | 39763.8789 | 14628.6201 | 4310.025 | 0 | 4310.025 | 0 | 276.22 | 234.868
WtrCldScrewChlr-0.42kwpton | DEER2023 |  | 2022-03-15 00:09:18+00 | Any | Rt3 | New | CZ04 | cWVVG | Cap-Tons | 230.6758 | 120000.5 | None | 1135034 | 514297.1875 | 410310 | 0 | 87917.4062 | 1420.458 | 37995.25 | 83092.2891 | 56911.2617 | 10058.3799 | 3534.3501 | 0 | 3534.3501 | 0 | 312.106 | 267.851
WtrCldScrewChlr-0.42kwpton | DEER2023 |  | 2022-03-15 00:09:18+00 | Any | Rt3 | New | CZ05 | cWVVG | Cap-Tons | 169.7127 | 120000.5 | None | 1078060 | 514297.1875 | 410310 | 0 | 50479.5781 | 617.9412 | 24567.1406 | 77787.4062 | 43840.7695 | 11864.9297 | 3201.1322 | 0 | 3201.1322 | 0 | 272.767 | 222.324
WtrCldScrewChlr-0.42kwpton | DEER2023 |  | 2022-03-15 00:09:18+00 | Any | Rt3 | New | CZ06 | cWVVG | Cap-Tons | 237.0563 | 120000.5 | None | 1172830 | 514297.1875 | 410310 | 0 | 113712.7969 | 2256.1211 | 48044.5 | 84208.6875 | 62647.7109 | 4507.6191 | 1317.303 | 0 | 1317.303 | 0 | 307.747 | 255.971
WtrCldScrewChlr-0.42kwpton | DEER2023 |  | 2022-03-15 00:09:18+00 | Any | Rt3 | New | CZ07 | cWVVG | Cap-Tons | 237.0988 | 120000.5 | None | 1153917 | 514297.1875 | 410310 | 0 | 96788.8984 | 1519.51 | 44208.0312 | 86792.4609 | 65603.1328 | 3386.2009 | 815.4517 | 0 | 815.4517 | 0 | 303.408 | 256.467
WtrCldScrewChlr-0.42kwpton | DEER2023 |  | 2022-03-15 00:09:18+00 | Any | Rt3 | New | CZ08 | cWVVG | Cap-Tons | 269.379 | 120000.5 | None | 1211375 | 514297.1875 | 410310 | 0 | 133907.5938 | 2273.1279 | 53974.7305 | 96611.8672 | 78662.3906 | 3077.6909 | 1078.94 | 0 | 1078.94 | 0 | 321.067 | 264.243
WtrCldScrewChlr-0.42kwpton | DEER2023 |  | 2022-03-15 00:09:18+00 | Any | Rt3 | New | CZ09 | cWVVG | Cap-Tons | 325.8737 | 120000.5 | None | 1183808 | 514297.1875 | 410310 | 0 | 118078.7031 | 784.1426 | 50854.8711 | 89481.7969 | 72384.5703 | 4692.063 | 1401.936 | 0 | 1401.936 | 0 | 296.983 | 256.509
WtrCldScrewChlr-0.42kwpton | DEER2023 |  | 2022-03-15 00:09:18+00 | Any | Rt3 | New | CZ10 | cWVVG | Cap-Tons | 284.464 | 120000.5 | None | 1207787 | 514297.1875 | 410310 | 0 | 134484 | 1899.964 | 52510.5898 | 94284.4766 | 76256.9609 | 6022.8672 | 2112.532 | 0 | 2112.532 | 0 | 341.351 | 294.961
WtrCldScrewChlr-0.42kwpton | DEER2023 |  | 2022-03-15 00:09:18+00 | Any | Rt3 | New | CZ11 | cWVVG | Cap-Tons | 280.521 | 120000.5 | None | 1179710 | 514297.1875 | 410310 | 0 | 118375.8984 | 1187.05 | 46513.3711 | 89025.6719 | 65534.3516 | 11702.25 | 4183.0131 | 0 | 4183.0131 | 0 | 334.835 | 289.849
WtrCldScrewChlr-0.42kwpton | DEER2023 |  | 2022-03-15 00:09:18+00 | Any | Rt3 | New | CZ12 | cWVVG | Cap-Tons | 268.974 | 120000.5 | None | 1151316 | 514297.1875 | 410310 | 0 | 99212.1797 | 1325.567 | 41922.2383 | 84247.9609 | 59980.1719 | 12323.1602 | 4916.761 | 0 | 4916.761 | 0 | 333.996 | 289.113
WtrCldScrewChlr-0.42kwpton | DEER2023 |  | 2022-03-15 00:09:18+00 | Any | Rt3 | New | CZ13 | cWVVG | Cap-Tons | 288.3937 | 120000.5 | None | 1206929 | 514297.1875 | 410310 | 0 | 133549.7031 | 1889.97 | 51693.7188 | 95187.8828 | 75800.6719 | 10476.7402 | 3852.889 | 0 | 3852.889 | 0 | 344.443 | 299.4
WtrCldScrewChlr-0.42kwpton | DEER2023 |  | 2022-03-15 00:09:18+00 | Any | Rt3 | New | CZ14 | cWVVG | Cap-Tons | 291.3407 | 120000.5 | None | 1175689 | 514297.1875 | 410310 | 0 | 116139.5 | 615.5496 | 45309.8203 | 89016.6328 | 64930.2305 | 10401.1396 | 3639.761 | 0 | 3639.761 | 0 | 334.108 | 284.011
WtrCldScrewChlr-0.42kwpton | DEER2023 |  | 2022-03-15 00:09:18+00 | Any | Rt3 | New | CZ15 | cWVVG | Cap-Tons | 365.2832 | 120000.5 | None | 1327038 | 514297.1875 | 410310 | 0 | 210728.2031 | 1600.527 | 76421.3438 | 113680.2031 | 106042.7031 | 1605.073 | 342.6936 | 0 | 342.6936 | 0 | 365.228 | 312.913
WtrCldScrewChlr-0.42kwpton | DEER2023 |  | 2022-03-15 00:09:18+00 | Any | Rt3 | New | CZ16 | cWVVG | Cap-Tons | 180.1765 | 120000.5 | None | 1070585 | 514297.1875 | 410310 | 0 | 47327.5312 | 495.1542 | 20657.8594 | 77495.8984 | 38309.6992 | 24696.8809 | 13352.0602 | 0 | 13352.0602 | 0 | 289.286 | 242.674
WtrCldScrewChlr-0.748kwpton | DEER2023 |  | 2022-03-15 00:09:18+00 | Any | ECC | New | CZ01 | cWVVG | Cap-Tons | 1 | 299999.5938 | None | 1688485 | 498675.5 | 838537.625 | 0 | 40009.7891 | 213.9874 | 20940.5801 | 290105.4062 | 4634.2559 | 208151 | 51322.3424 | 97.3874 | 51224.9702 | 0 | 647.726 | 496.535
WtrCldScrewChlr-0.748kwpton | DEER2023 |  | 2022-03-15 00:09:18+00 | Any | ECC | New | CZ02 | cWVVG | Cap-Tons | 1 | 299999.5938 | None | 1961843 | 498675.5 | 838537.625 | 0 | 267971.1875 | 1433.1219 | 71156.7812 | 284067.5 | 35158.1914 | 110873.7031 | 35666.3603 | 97.3874 | 35568.96 | 0 | 855.122 | 703.982
WtrCldScrewChlr-0.748kwpton | DEER2023 |  | 2022-03-15 00:09:18+00 | Any | ECC | New | CZ03 | cWVVG | Cap-Tons | 1 | 299999.5938 | None | 1858335 | 498675.5 | 838537.625 | 0 | 184096.7969 | 1270.415 | 56587.3594 | 279165.4062 | 27421.5 | 99455.7812 | 30775.36 | 97.3874 | 30677.9802 | 0 | 745.469 | 619.979
WtrCldScrewChlr-0.748kwpton | DEER2023 |  | 2022-03-15 00:09:18+00 | Any | ECC | New | CZ04 | cWVVG | Cap-Tons | 1 | 299999.5938 | None | 2054556 | 498675.5 | 838537.625 | 0 | 342815.5 | 2903.634 | 91863.2891 | 279757.6875 | 56983.7383 | 70296.7969 | 25826.071 | 97.3874 | 25728.6912 | 0 | 864.34 | 731.972
WtrCldScrewChlr-0.748kwpton | DEER2023 |  | 2022-03-15 00:09:18+00 | Any | ECC | New | CZ05 | cWVVG | Cap-Tons | 1 | 299999.5938 | None | 1910116 | 498675.5 | 838537.625 | 0 | 224330.0938 | 1677.2111 | 56536.6992 | 290358.3125 | 31677.2598 | 95044.2578 | 28310.569 | 97.3874 | 28213.1891 | 0 | 726.314 | 547.682
WtrCldScrewChlr-0.748kwpton | DEER2023 |  | 2022-03-15 00:09:18+00 | Any | ECC | New | CZ06 | cWVVG | Cap-Tons | 1 | 299999.5938 | None | 2214910 | 498675.5 | 838537.625 | 0 | 474711.8125 | 5096.5288 | 117845.5 | 280041 | 69696.6328 | 33413.6797 | 16123.4701 | 97.3874 | 16026.08 | 0 | 840.108 | 690.05
WtrCldScrewChlr-0.748kwpton | DEER2023 |  | 2022-03-15 00:09:18+00 | Any | ECC | New | CZ07 | cWVVG | Cap-Tons | 1 | 299999.5938 | None | 2125343 | 498675.5 | 838537.625 | 0 | 396391.5938 | 3429.645 | 105590.1016 | 282717.5938 | 71801.8516 | 25091.5703 | 13974.5894 | 97.3874 | 13877.1994 | 0 | 824.816 | 690.275
WtrCldScrewChlr-0.748kwpton | DEER2023 |  | 2022-03-15 00:09:18+00 | Any | ECC | New | CZ08 | cWVVG | Cap-Tons | 1 | 299999.5938 | None | 2304137 | 498675.5 | 838537.625 | 0 | 533887.125 | 4943.4648 | 131481.4062 | 296610.5 | 90541.0391 | 28194.0293 | 14345.3094 | 97.3874 | 14247.9206 | 0 | 890.205 | 694.337
WtrCldScrewChlr-0.748kwpton | DEER2023 |  | 2022-03-15 00:09:18+00 | Any | ECC | New | CZ09 | cWVVG | Cap-Tons | 1 | 299999.5938 | None | 2215954 | 498675.5 | 838537.625 | 0 | 464707 | 1614.436 | 130467.7031 | 281949.8125 | 82339.2891 | 38711.2695 | 16375.7696 | 97.3874 | 16278.3706 | 0 | 895.822 | 731.765
WtrCldScrewChlr-0.748kwpton | DEER2023 |  | 2022-03-15 00:09:18+00 | Any | ECC | New | CZ10 | cWVVG | Cap-Tons | 1 | 299999.5938 | None | 2293526 | 498675.5 | 838537.625 | 0 | 532064 | 4033.2629 | 129504.1016 | 290710.8125 | 87017.7812 | 44994.9609 | 19309.12 | 97.3874 | 19211.7299 | 0 | 721.711 | 461.888
WtrCldScrewChlr-0.748kwpton | DEER2023 |  | 2022-03-15 00:09:18+00 | Any | ECC | New | CZ11 | cWVVG | Cap-Tons | 1 | 299999.5938 | None | 2225487 | 498675.5 | 838537.625 | 0 | 475106.5 | 2553.833 | 114218.1016 | 296393.5 | 76807.5938 | 79634.7812 | 29029.4989 | 97.3874 | 28932.1088 | 0 | 727.339 | 517.867
WtrCldScrewChlr-0.748kwpton | DEER2023 |  | 2022-03-15 00:09:18+00 | Any | ECC | New | CZ12 | cWVVG | Cap-Tons | 1 | 299999.5938 | None | 2128337 | 498675.5 | 838537.625 | 0 | 394350.5938 | 2872.8999 | 96559.0391 | 297339.8125 | 64869.4688 | 88576.0703 | 30074.0096 | 97.3874 | 29976.6195 | 0 | 707.869 | 492.497
WtrCldScrewChlr-0.748kwpton | DEER2023 |  | 2022-03-15 00:09:18+00 | Any | ECC | New | CZ13 | cWVVG | Cap-Tons | 1 | 299999.5938 | None | 2322994 | 498675.5 | 838537.625 | 0 | 541328.8125 | 3993.5801 | 128224.6016 | 312232.5938 | 92388.0625 | 71531.4062 | 25489.3491 | 97.3874 | 25391.959 | 0 | 744.176 | 506.434
WtrCldScrewChlr-0.748kwpton | DEER2023 |  | 2022-03-15 00:09:18+00 | Any | ECC | New | CZ14 | cWVVG | Cap-Tons | 1 | 299999.5938 | None | 2220300 | 498675.5 | 838537.625 | 0 | 463869.5 | 1166.557 | 115436.2969 | 302612.9062 | 79084.8438 | 75070.6172 | 27234.2298 | 97.3874 | 27136.8397 | 0 | 741.604 | 485.146
WtrCldScrewChlr-0.748kwpton | DEER2023 |  | 2022-03-15 00:09:18+00 | Any | ECC | New | CZ15 | cWVVG | Cap-Tons | 1 | 299999.5938 | None | 2750965 | 498675.5 | 838537.625 | 0 | 879464.375 | 3177.3279 | 204466.2031 | 326641.9062 | 148395.7969 | 15751.7305 | 9190.3648 | 97.3874 | 9092.9722 | 0 | 850.475 | 568.69
WtrCldScrewChlr-0.748kwpton | DEER2023 |  | 2022-03-15 00:09:18+00 | Any | ECC | New | CZ16 | cWVVG | Cap-Tons | 1 | 299999.5938 | None | 1881735 | 498675.5 | 838537.625 | 0 | 184834.2969 | 1058.157 | 48050.2383 | 310577.5938 | 39430.5 | 157721.5938 | 59083.0694 | 97.3874 | 58985.6717 | 0 | 190.286 | 149.667
WtrCldScrewChlr-0.748kwpton | DEER2023 |  | 2022-03-15 00:09:18+00 | Any | ESe | New | CZ01 | cWVVG | Cap-Tons | 1 | 149998.5938 | None | 610957.5 | 195048.5 | 287781.6875 | 0 | 13567.4004 | 73.1625 | 8783.1748 | 105704.2969 | 411.2486 | 81871.0781 | 28034.7904 | 26.4167 | 28008.3789 | 0 | 263.072 | 120.202
WtrCldScrewChlr-0.748kwpton | DEER2023 |  | 2022-03-15 00:09:18+00 | Any | ESe | New | CZ02 | cWVVG | Cap-Tons | 1 | 149998.5938 | None | 710552.8125 | 195048.5 | 287781.6875 | 0 | 94185.6328 | 452.851 | 28292.6406 | 104792.2969 | 10188.7803 | 49574.0898 | 19469.92 | 26.4167 | 19443.52 | 0 | 373.252 | 192.344
WtrCldScrewChlr-0.748kwpton | DEER2023 |  | 2022-03-15 00:09:18+00 | Any | ESe | New | CZ03 | cWVVG | Cap-Tons | 1 | 149998.5938 | None | 661641.8125 | 195048.5 | 287781.6875 | 0 | 60770.1602 | 397.152 | 20585.3809 | 97059.6797 | 4249.4551 | 46136.6602 | 16562.0198 | 26.4167 | 16535.6096 | 0 | 308.39 | 149.127
WtrCldScrewChlr-0.748kwpton | DEER2023 |  | 2022-03-15 00:09:18+00 | Any | ESe | New | CZ04 | cWVVG | Cap-Tons | 1 | 149998.5938 | None | 741727.3125 | 195048.5 | 287781.6875 | 0 | 121092.5 | 978.7666 | 34529.4219 | 102297 | 13974.6904 | 34655.2109 | 13995.5994 | 26.4167 | 13969.1802 | 0 | 375.768 | 194.648
WtrCldScrewChlr-0.748kwpton | DEER2023 |  | 2022-03-15 00:09:18+00 | Any | ESe | New | CZ05 | cWVVG | Cap-Tons | 1 | 149998.5938 | None | 685478.8125 | 195048.5 | 287781.6875 | 0 | 81695.3203 | 607.9016 | 21114.6992 | 99231.3828 | 5622.0342 | 40647.4297 | 14993.4502 | 26.4167 | 14967.0502 | 0 | 301.628 | 136.224
WtrCldScrewChlr-0.748kwpton | DEER2023 |  | 2022-03-15 00:09:18+00 | Any | ESe | New | CZ06 | cWVVG | Cap-Tons | 1 | 149998.5938 | None | 781867.125 | 195048.5 | 287781.6875 | 0 | 158120.2969 | 1683.2531 | 43967.3008 | 95266.8438 | 12110.9902 | 17769.8105 | 8500.8608 | 26.4167 | 8474.4429 | 0 | 358.347 | 165.719
WtrCldScrewChlr-0.748kwpton | DEER2023 |  | 2022-03-15 00:09:18+00 | Any | ESe | New | CZ07 | cWVVG | Cap-Tons | 1 | 149998.5938 | None | 743711.875 | 195048.5 | 287781.6875 | 0 | 126925.7969 | 1015.97 | 39274.6094 | 93665.9375 | 11572.8203 | 15766.04 | 7212.0013 | 26.4167 | 7185.5802 | 0 | 353.772 | 156.624
WtrCldScrewChlr-0.748kwpton | DEER2023 |  | 2022-03-15 00:09:18+00 | Any | ESe | New | CZ08 | cWVVG | Cap-Tons | 1 | 149998.5938 | None | 841288.125 | 195048.5 | 287781.6875 | 0 | 196908.7969 | 1745.702 | 52488.8906 | 107315.2031 | 22006.4395 | 15382.5303 | 7441.4208 | 26.4167 | 7415.0029 | 0 | 390.269 | 174.886
WtrCldScrewChlr-0.748kwpton | DEER2023 |  | 2022-03-15 00:09:18+00 | Any | ESe | New | CZ09 | cWVVG | Cap-Tons | 1 | 149998.5938 | None | 814591.125 | 195048.5 | 287781.6875 | 0 | 171380.5 | 521.9821 | 53519.1719 | 106339.8984 | 21144.9492 | 20704.0703 | 8742.4269 | 26.4167 | 8716.007 | 0 | 388.149 | 186.52
WtrCldScrewChlr-0.748kwpton | DEER2023 |  | 2022-03-15 00:09:18+00 | Any | ESe | New | CZ10 | cWVVG | Cap-Tons | 1 | 149998.5938 | None | 849358.125 | 195048.5 | 287781.6875 | 0 | 200710.5 | 1408.578 | 52982.5117 | 111426.8984 | 23355.25 | 23003.1699 | 10225.1398 | 26.4167 | 10198.7098 | 0 | 120.337 | 91.637
WtrCldScrewChlr-0.748kwpton | DEER2023 |  | 2022-03-15 00:09:18+00 | Any | ESe | New | CZ11 | cWVVG | Cap-Tons | 1 | 149998.5938 | None | 807968.1875 | 195048.5 | 287781.6875 | 0 | 171706.2969 | 803.7331 | 44414.3789 | 108214.2031 | 21714.6992 | 35568.4297 | 15635.2602 | 26.4167 | 15608.8397 | 0 | 120.78 | 106.473
WtrCldScrewChlr-0.748kwpton | DEER2023 |  | 2022-03-15 00:09:18+00 | Any | ESe | New | CZ12 | cWVVG | Cap-Tons | 1 | 149998.5938 | None | 772666.3125 | 195048.5 | 287781.6875 | 0 | 142303.4062 | 931.1002 | 37465.4414 | 109136.8984 | 17693.6895 | 40656.7617 | 16194.1606 | 26.4167 | 16167.7504 | 0 | 112.757 | 100.675
WtrCldScrewChlr-0.748kwpton | DEER2023 |  | 2022-03-15 00:09:18+00 | Any | ESe | New | CZ13 | cWVVG | Cap-Tons | 1 | 149998.5938 | None | 847442.3125 | 195048.5 | 287781.6875 | 0 | 194687.5 | 1277.785 | 52850.4102 | 115797.2031 | 25708.9707 | 33125.6289 | 13808.7194 | 26.4167 | 13782.3104 | 0 | 117.79 | 104.876
WtrCldScrewChlr-0.748kwpton | DEER2023 |  | 2022-03-15 00:09:18+00 | Any | ESe | New | CZ14 | cWVVG | Cap-Tons | 1 | 149998.5938 | None | 797813.5 | 195048.5 | 287781.6875 | 0 | 160425.2969 | 301.1523 | 47534.7109 | 106722.7031 | 20119.1504 | 31887.1406 | 14321.4106 | 26.4167 | 14294.9901 | 0 | 123.865 | 90.361
WtrCldScrewChlr-0.748kwpton | DEER2023 |  | 2022-03-15 00:09:18+00 | Any | ESe | New | CZ15 | cWVVG | Cap-Tons | 1 | 149998.5938 | None | 1032870 | 195048.5 | 287781.6875 | 0 | 334065.8125 | 968.2811 | 89133.3438 | 125873.3984 | 37588.4609 | 8876.3574 | 4784.8669 | 26.4167 | 4758.4442 | 0 | 137.928 | 116.114
WtrCldScrewChlr-0.748kwpton | DEER2023 |  | 2022-03-15 00:09:18+00 | Any | ESe | New | CZ16 | cWVVG | Cap-Tons | 1 | 149998.5938 | None | 676448.125 | 195048.5 | 287781.6875 | 0 | 64202.4688 | 318.192 | 18848.9102 | 110248.8984 | 12175.1699 | 64864.2695 | 31927.7901 | 26.4167 | 31901.3811 | 0 | 84.651 | 67.55
WtrCldScrewChlr-0.748kwpton | DEER2023 |  | 2022-03-15 00:09:18+00 | Any | EUn | New | CZ01 | cWVVG | Cap-Tons | 1 | 930201.375 | None | 4938915 | 1432632 | 2778924 | 0 | 82253.9219 | 315.9756 | 60664.2812 | 584120.375 | 37451.1406 | 432943.3125 | 178305.3926 | 181.5723 | 178123.8989 | 0 | 1986.179 | 1588.463
WtrCldScrewChlr-0.748kwpton | DEER2023 |  | 2022-03-15 00:09:18+00 | Any | EUn | New | CZ02 | cWVVG | Cap-Tons | 1 | 930201.375 | None | 5783301 | 1432632 | 2778924 | 0 | 763036.3125 | 3447.708 | 178416.5938 | 626840.3125 | 220622.5938 | 228678.2969 | 118106.2963 | 181.5723 | 117924.8026 | 0 | 2588.231 | 2187.92
WtrCldScrewChlr-0.748kwpton | DEER2023 |  | 2022-03-15 00:09:18+00 | Any | EUn | New | CZ03 | cWVVG | Cap-Tons | 1 | 930201.375 | None | 5442430 | 1432632 | 2778924 | 0 | 486301.9062 | 2611.5791 | 135295.2969 | 606659.875 | 176912.9062 | 223719.2031 | 98386.3194 | 181.5723 | 98204.7334 | 0 | 2281.67 | 1929.213
WtrCldScrewChlr-0.748kwpton | DEER2023 |  | 2022-03-15 00:09:18+00 | Any | EUn | New | CZ04 | cWVVG | Cap-Tons | 1 | 930201.375 | None | 6045800 | 1432632 | 2778924 | 0 | 981736.1875 | 7196.5859 | 214706.0938 | 630600 | 299306.0938 | 153466.4062 | 80858.6086 | 181.5723 | 80677.0278 | 0 | 2611.158 | 2256.041
WtrCldScrewChlr-0.748kwpton | DEER2023 |  | 2022-03-15 00:09:18+00 | Any | EUn | New | CZ05 | cWVVG | Cap-Tons | 1 | 930201.375 | None | 5589828 | 1432632 | 2778924 | 0 | 610590 | 3624.114 | 140103 | 623950.1875 | 192175.5 | 196755.5 | 91514.4704 | 181.5723 | 91332.905 | 0 | 2233.133 | 1742.27
WtrCldScrewChlr-0.748kwpton | DEER2023 |  | 2022-03-15 00:09:18+00 | Any | EUn | New | CZ06 | cWVVG | Cap-Tons | 1 | 930201.375 | None | 6389892 | 1432632 | 2778924 | 0 | 1271119 | 11471.9102 | 264287.6875 | 631451.8125 | 343372.8125 | 85247.2031 | 48363.1923 | 181.5723 | 48181.6422 | 0 | 2534.774 | 2096.953
WtrCldScrewChlr-0.748kwpton | DEER2023 |  | 2022-03-15 00:09:18+00 | Any | EUn | New | CZ07 | cWVVG | Cap-Tons | 1 | 930201.375 | None | 6089701 | 1432632 | 2778924 | 0 | 1011756 | 6849.4761 | 233358.2031 | 626173.625 | 322738.4062 | 83915.8281 | 41922.6598 | 181.5723 | 41741.0893 | 0 | 2460.035 | 2028.605
WtrCldScrewChlr-0.748kwpton | DEER2023 |  | 2022-03-15 00:09:18+00 | Any | EUn | New | CZ08 | cWVVG | Cap-Tons | 1 | 930201.375 | None | 6652318 | 1432632 | 2778924 | 0 | 1469593 | 11644.04 | 301136.3125 | 658384.625 | 411684.3125 | 68190.1562 | 42846.0493 | 181.5723 | 42664.489 | 0 | 2683.676 | 2139.126
WtrCldScrewChlr-0.748kwpton | DEER2023 |  | 2022-03-15 00:09:18+00 | Any | EUn | New | CZ09 | cWVVG | Cap-Tons | 1 | 930201.375 | None | 6460170 | 1432632 | 2778924 | 0 | 1298176 | 4037.228 | 297807 | 648589.125 | 385727 | 90629.0938 | 48537.7382 | 181.5723 | 48356.1677 | 0 | 2688.326 | 2260.948
WtrCldScrewChlr-0.748kwpton | DEER2023 |  | 2022-03-15 00:09:18+00 | Any | EUn | New | CZ10 | cWVVG | Cap-Tons | 1 | 930201.375 | None | 6693784 | 1432632 | 2778924 | 0 | 1505030 | 9951.2188 | 303752.0938 | 663490.8125 | 403986.3125 | 99543.0234 | 57719.1014 | 181.5723 | 57537.5309 | 0 | 2133.136 | 1765.212
WtrCldScrewChlr-0.748kwpton | DEER2023 |  | 2022-03-15 00:09:18+00 | Any | EUn | New | CZ11 | cWVVG | Cap-Tons | 1 | 930201.375 | None | 6579758 | 1432632 | 2778924 | 0 | 1406742 | 6783.3662 | 271984.8125 | 682686.875 | 388203.0938 | 167394 | 90860.0115 | 181.5723 | 90678.4563 | 0 | 2156.195 | 1966.797
WtrCldScrewChlr-0.748kwpton | DEER2023 |  | 2022-03-15 00:09:18+00 | Any | EUn | New | CZ12 | cWVVG | Cap-Tons | 1 | 930201.375 | None | 6279200 | 1432632 | 2778924 | 0 | 1161065 | 7495.7842 | 235190.2031 | 663889.375 | 336104.5938 | 176176.5 | 94664.2739 | 181.5723 | 94482.6675 | 0 | 2085.843 | 1868.723
WtrCldScrewChlr-0.748kwpton | DEER2023 |  | 2022-03-15 00:09:18+00 | Any | EUn | New | CZ13 | cWVVG | Cap-Tons | 1 | 930201.375 | None | 6814587 | 1432632 | 2778924 | 0 | 1579547 | 10581.8203 | 305262.4062 | 707633.6875 | 446570.5 | 143165 | 76501.4323 | 181.5723 | 76319.872 | 0 | 2203.264 | 1979.567
WtrCldScrewChlr-0.748kwpton | DEER2023 |  | 2022-03-15 00:09:18+00 | Any | EUn | New | CZ14 | cWVVG | Cap-Tons | 1 | 930201.375 | None | 6564256 | 1432632 | 2778924 | 0 | 1372755 | 3067.218 | 282868.6875 | 694005.3125 | 406801.5 | 146925.2969 | 84219.8989 | 181.5723 | 84038.2976 | 0 | 2170.17 | 1880.409
WtrCldScrewChlr-0.748kwpton | DEER2023 |  | 2022-03-15 00:09:18+00 | Any | EUn | New | CZ15 | cWVVG | Cap-Tons | 1 | 930201.375 | None | 7995631 | 1432632 | 2778924 | 0 | 2527431 | 8361.8799 | 475637.5938 | 772639.625 | 629583.1875 | 35337.9414 | 22497.111 | 181.5723 | 22315.5405 | 0 | 2480.204 | 2136.806
WtrCldScrewChlr-0.748kwpton | DEER2023 |  | 2022-03-15 00:09:18+00 | Any | EUn | New | CZ16 | cWVVG | Cap-Tons | 1 | 930201.375 | None | 5540903 | 1432632 | 2778924 | 0 | 539747.375 | 2698.552 | 128856.7969 | 658041.6875 | 218034.7969 | 314321.3125 | 196918.3949 | 181.5723 | 196736.7987 | 0 | 242.61 | 296.363
WtrCldScrewChlr-0.748kwpton | DEER2023 |  | 2022-03-15 00:09:18+00 | Any | Hsp | New | CZ01 | cWVVG | Cap-Tons | 1 | 235501 | None | 2485555 | 848496.8125 | 1266427 | 0 | 7870.6411 | 12.0846 | 12592.0498 | 350158.5938 | 663.8986 | 288809.3125 | 52993.0906 | 81.3604 | 52911.7184 | 0 | 482.496 | 418.154
WtrCldScrewChlr-0.748kwpton | DEER2023 |  | 2022-03-15 00:09:18+00 | Any | Hsp | New | CZ02 | cWVVG | Cap-Tons | 1 | 235501 | None | 2685143 | 848496.8125 | 1266427 | 0 | 152506.9062 | 215.9991 | 60169.4805 | 357330 | 10314.5303 | 194834.5 | 42794.6906 | 81.3604 | 42713.3389 | 0 | 599.014 | 540.824
WtrCldScrewChlr-0.748kwpton | DEER2023 |  | 2022-03-15 00:09:18+00 | Any | Hsp | New | CZ03 | cWVVG | Cap-Tons | 1 | 235501 | None | 2604139 | 848496.8125 | 1266427 | 0 | 89267.2734 | 266.1704 | 45214.5391 | 354468.5938 | 9009.0723 | 183066.7031 | 35159.4189 | 81.3604 | 35078.0493 | 0 | 537.022 | 488.383
WtrCldScrewChlr-0.748kwpton | DEER2023 |  | 2022-03-15 00:09:18+00 | Any | Hsp | New | CZ04 | cWVVG | Cap-Tons | 1 | 235501 | None | 2772404 | 848496.8125 | 1266427 | 0 | 211403.9062 | 788.9892 | 84145.7422 | 361145.1875 | 21335.9609 | 136171.5 | 32938.1606 | 81.3604 | 32856.8013 | 0 | 610.384 | 555.392
WtrCldScrewChlr-0.748kwpton | DEER2023 |  | 2022-03-15 00:09:18+00 | Any | Hsp | New | CZ05 | cWVVG | Cap-Tons | 1 | 235501 | None | 2624602 | 848496.8125 | 1266427 | 0 | 104023.8984 | 181.0983 | 50519.9219 | 354956.3125 | 8846.1514 | 182299.4062 | 36046.5894 | 81.3604 | 35965.2198 | 0 | 531.647 | 454.827
WtrCldScrewChlr-0.748kwpton | DEER2023 |  | 2022-03-15 00:09:18+00 | Any | Hsp | New | CZ06 | cWVVG | Cap-Tons | 1 | 235501 | None | 2906452 | 848496.8125 | 1266427 | 0 | 315127 | 1541.76 | 114401.5 | 360459.6875 | 28645.0508 | 84615.7422 | 24992.6502 | 81.3604 | 24911.2806 | 0 | 567.491 | 517.377
WtrCldScrewChlr-0.748kwpton | DEER2023 |  | 2022-03-15 00:09:18+00 | Any | Hsp | New | CZ07 | cWVVG | Cap-Tons | 1 | 235501 | None | 2844438 | 848496.8125 | 1266427 | 0 | 243915.4062 | 755.9468 | 124313.1016 | 360532.3125 | 30099.9805 | 71395.1328 | 22708.8998 | 81.3604 | 22627.5405 | 0 | 559.745 | 511.004
WtrCldScrewChlr-0.748kwpton | DEER2023 |  | 2022-03-15 00:09:18+00 | Any | Hsp | New | CZ08 | cWVVG | Cap-Tons | 1 | 235501 | None | 2960494 | 848496.8125 | 1266427 | 0 | 351635.5938 | 1334.464 | 124877.5 | 367725.0938 | 30603.6699 | 80337.1719 | 23385.1392 | 81.3604 | 23303.7798 | 0 | 602.934 | 538.284
WtrCldScrewChlr-0.748kwpton | DEER2023 |  | 2022-03-15 00:09:18+00 | Any | Hsp | New | CZ09 | cWVVG | Cap-Tons | 1 | 235501 | None | 2888929 | 848496.8125 | 1266427 | 0 | 279692.6875 | 126.9869 | 127101 | 367086.8125 | 27960.4199 | 96819.5312 | 25619.1104 | 81.3604 | 25537.7613 | 0 | 618.766 | 565.967
WtrCldScrewChlr-0.748kwpton | DEER2023 |  | 2022-03-15 00:09:18+00 | Any | Hsp | New | CZ10 | cWVVG | Cap-Tons | 1 | 235501 | None | 2957246 | 848496.8125 | 1266427 | 0 | 355706.0938 | 1047.541 | 116871 | 368699.9062 | 27890.1504 | 104430.8984 | 29039.4291 | 81.3604 | 28958.08 | 0 | 639.084 | 576.796
WtrCldScrewChlr-0.748kwpton | DEER2023 |  | 2022-03-15 00:09:18+00 | Any | Hsp | New | CZ11 | cWVVG | Cap-Tons | 1 | 235501 | None | 2924787 | 848496.8125 | 1266427 | 0 | 346826.8125 | 459.1308 | 96570.5 | 366009.9062 | 25239.75 | 138573.7969 | 37579.689 | 81.3604 | 37498.3194 | 0 | 664.087 | 609.278
WtrCldScrewChlr-0.748kwpton | DEER2023 |  | 2022-03-15 00:09:18+00 | Any | Hsp | New | CZ12 | cWVVG | Cap-Tons | 1 | 235501 | None | 2819145 | 848496.8125 | 1266427 | 0 | 254529.7969 | 712.7408 | 85548.4922 | 363432.9062 | 20401.5898 | 151518.2031 | 37588.759 | 81.3604 | 37507.3792 | 0 | 657.271 | 599.137
WtrCldScrewChlr-0.748kwpton | DEER2023 |  | 2022-03-15 00:09:18+00 | Any | Hsp | New | CZ13 | cWVVG | Cap-Tons | 1 | 235501 | None | 3000256 | 848496.8125 | 1266427 | 0 | 406959.1875 | 1212.166 | 107389.2031 | 369773.8125 | 29498.1992 | 122074.2969 | 33919.1603 | 81.3604 | 33837.8112 | 0 | 663.904 | 610.76
WtrCldScrewChlr-0.748kwpton | DEER2023 |  | 2022-03-15 00:09:18+00 | Any | Hsp | New | CZ14 | cWVVG | Cap-Tons | 1 | 235501 | None | 2877661 | 848496.8125 | 1266427 | 0 | 298536.3125 | 26.3339 | 98820.0391 | 365356.4062 | 25012.5195 | 136792.7969 | 40231.6006 | 81.3604 | 40150.249 | 0 | 639.8 | 583.808
WtrCldScrewChlr-0.748kwpton | DEER2023 |  | 2022-03-15 00:09:18+00 | Any | Hsp | New | CZ15 | cWVVG | Cap-Tons | 1 | 235501 | None | 3292947 | 848496.8125 | 1266427 | 0 | 621177.1875 | 488.8166 | 175627 | 380732.5938 | 42098.0508 | 53023.5312 | 20233.12 | 81.3604 | 20151.7594 | 0 | 695.139 | 642.608
WtrCldScrewChlr-0.748kwpton | DEER2023 |  | 2022-03-15 00:09:18+00 | Any | Hsp | New | CZ16 | cWVVG | Cap-Tons | 1 | 235501 | None | 2645131 | 848496.8125 | 1266427 | 0 | 130207.8984 | 122.2098 | 42547.9492 | 357332.8125 | 15175.7305 | 211785 | 66251.8784 | 81.3604 | 66170.5216 | 0 | 549.279 | 500.725
WtrCldScrewChlr-0.748kwpton | DEER2023 |  | 2022-03-15 00:09:18+00 | Any | Htl | New | CZ01 | cWVVG | Cap-Tons | 1 | 139998.9062 | None | 544470.8125 | 162049.9062 | 293493.5 | 0 | 18598.4609 | 56.2698 | 12775.6104 | 57496.2109 | 5644.8398 | 44996.5195 | 20344.7296 | 0 | 20344.7296 | 0 | 108.442 | 107.2
WtrCldScrewChlr-0.748kwpton | DEER2023 |  | 2022-03-15 00:09:18+00 | Any | Htl | New | CZ02 | cWVVG | Cap-Tons | 1 | 139998.9062 | None | 640462.1875 | 162049.9062 | 293493.5 | 0 | 95715.2578 | 550.5394 | 29499.9805 | 59152.4805 | 17828.0098 | 26459.0391 | 15114.5498 | 0 | 15114.5498 | 0 | 167.382 | 159.575
WtrCldScrewChlr-0.748kwpton | DEER2023 |  | 2022-03-15 00:09:18+00 | Any | Htl | New | CZ03 | cWVVG | Cap-Tons | 1 | 139998.9062 | None | 606191.375 | 162049.9062 | 293493.5 | 0 | 66974.8828 | 435.7172 | 24778.9902 | 58457.8594 | 14944.1201 | 26556.5703 | 11540.9894 | 0 | 11540.9894 | 0 | 136.648 | 132.484
WtrCldScrewChlr-0.748kwpton | DEER2023 |  | 2022-03-15 00:09:18+00 | Any | Htl | New | CZ04 | cWVVG | Cap-Tons | 1 | 139998.9062 | None | 675312.6875 | 162049.9062 | 293493.5 | 0 | 121054.8984 | 1076.063 | 37080.6406 | 60557.0312 | 22443.3906 | 19336.4902 | 10769.5795 | 0 | 10769.5795 | 0 | 168.417 | 163.766
WtrCldScrewChlr-0.748kwpton | DEER2023 |  | 2022-03-15 00:09:18+00 | Any | Htl | New | CZ05 | cWVVG | Cap-Tons | 1 | 139998.9062 | None | 614603.375 | 162049.9062 | 293493.5 | 0 | 75793.0938 | 517.5222 | 22273.6191 | 60475.3789 | 16597.3594 | 25852.6797 | 11371.9501 | 0 | 11371.9501 | 0 | 134.638 | 116.636
WtrCldScrewChlr-0.748kwpton | DEER2023 |  | 2022-03-15 00:09:18+00 | Any | Htl | New | CZ06 | cWVVG | Cap-Tons | 1 | 139998.9062 | None | 712745.375 | 162049.9062 | 293493.5 | 0 | 150409.5938 | 1557.073 | 42519.3203 | 62715.5195 | 25277.8301 | 12506.9805 | 6703.031 | 0 | 6703.031 | 0 | 153.416 | 142.064
WtrCldScrewChlr-0.748kwpton | DEER2023 |  | 2022-03-15 00:09:18+00 | Any | Htl | New | CZ07 | cWVVG | Cap-Tons | 1 | 139998.9062 | None | 689270.3125 | 162049.9062 | 293493.5 | 0 | 129743.5 | 1091.691 | 40034.4492 | 62856.6602 | 24542.4004 | 11548.2197 | 5687.8432 | 0 | 5687.8432 | 0 | 146.383 | 130.444
WtrCldScrewChlr-0.748kwpton | DEER2023 |  | 2022-03-15 00:09:18+00 | Any | Htl | New | CZ08 | cWVVG | Cap-Tons | 1 | 139998.9062 | None | 748626.625 | 162049.9062 | 293493.5 | 0 | 179177.9062 | 1747.1689 | 47575.6602 | 64581.9297 | 29186.0898 | 11115.4297 | 6430.3949 | 0 | 6430.3949 | 0 | 173.454 | 152.33
WtrCldScrewChlr-0.748kwpton | DEER2023 |  | 2022-03-15 00:09:18+00 | Any | Htl | New | CZ09 | cWVVG | Cap-Tons | 1 | 139998.9062 | None | 734691.3125 | 162049.9062 | 293493.5 | 0 | 165754.2969 | 609.9387 | 51263.0703 | 61519.9102 | 27486.9902 | 13081.04 | 7307.591 | 0 | 7307.591 | 0 | 179.016 | 166.672
WtrCldScrewChlr-0.748kwpton | DEER2023 |  | 2022-03-15 00:09:18+00 | Any | Htl | New | CZ10 | cWVVG | Cap-Tons | 1 | 139998.9062 | None | 753542.1875 | 162049.9062 | 293493.5 | 0 | 183202.5938 | 1455.806 | 49751.0781 | 63588.8281 | 29204.1309 | 13883.0303 | 8513.6467 | 0 | 8513.6467 | 0 | 183.492 | 175.119
WtrCldScrewChlr-0.748kwpton | DEER2023 |  | 2022-03-15 00:09:18+00 | Any | Htl | New | CZ11 | cWVVG | Cap-Tons | 1 | 139998.9062 | None | 744301.8125 | 162049.9062 | 293493.5 | 0 | 176229.4062 | 1035.24 | 45569.3594 | 65923.9766 | 28160.4395 | 19736.3906 | 13558.1402 | 0 | 13558.1402 | 0 | 190.779 | 199.902
WtrCldScrewChlr-0.748kwpton | DEER2023 |  | 2022-03-15 00:09:18+00 | Any | Htl | New | CZ12 | cWVVG | Cap-Tons | 1 | 139998.9062 | None | 702679.375 | 162049.9062 | 293493.5 | 0 | 142299 | 1105.335 | 40477.4297 | 63253.7188 | 24272.6895 | 21190.5098 | 13287.8797 | 0 | 13287.8797 | 0 | 181.523 | 188.383
WtrCldScrewChlr-0.748kwpton | DEER2023 |  | 2022-03-15 00:09:18+00 | Any | Htl | New | CZ13 | cWVVG | Cap-Tons | 1 | 139998.9062 | None | 775660.8125 | 162049.9062 | 293493.5 | 0 | 200308.5938 | 1645.757 | 50364.1289 | 67798.3984 | 31768.1992 | 17224.9902 | 11541.7894 | 0 | 11541.7894 | 0 | 193.767 | 197.951
WtrCldScrewChlr-0.748kwpton | DEER2023 |  | 2022-03-15 00:09:18+00 | Any | Htl | New | CZ14 | cWVVG | Cap-Tons | 1 | 139998.9062 | None | 740948.875 | 162049.9062 | 293493.5 | 0 | 170731.2031 | 509.8087 | 47145.2383 | 67018.9922 | 29506.7207 | 18841.4492 | 12983.4995 | 0 | 12983.4995 | 0 | 191.955 | 187.848
WtrCldScrewChlr-0.748kwpton | DEER2023 |  | 2022-03-15 00:09:18+00 | Any | Htl | New | CZ15 | cWVVG | Cap-Tons | 1 | 139998.9062 | None | 924987.875 | 162049.9062 | 293493.5 | 0 | 317792.3125 | 1337.743 | 75708.5391 | 74605.2578 | 44901.2891 | 7008.9131 | 5020.6211 | 0 | 5020.6211 | 0 | 226.45 | 221.281
WtrCldScrewChlr-0.748kwpton | DEER2023 |  | 2022-03-15 00:09:18+00 | Any | Htl | New | CZ16 | cWVVG | Cap-Tons | 1 | 139998.9062 | None | 629150.3125 | 162049.9062 | 293493.5 | 0 | 81957.0938 | 502.3973 | 24225.3398 | 66921.4531 | 18495.6992 | 33964.3594 | 25514.7213 | 0 | 25514.7213 | 0 | 145.095 | 141.658
WtrCldScrewChlr-0.748kwpton | DEER2023 |  | 2022-03-15 00:09:18+00 | Any | MBT | New | CZ01 | cWVVG | Cap-Tons | 1 | 199999.2031 | None | 1254672 | 366189 | 737073.3125 | 0 | 26544.9609 | 143.8236 | 11910.8896 | 112803.3984 | 1740.551 | 51532.6016 | 14361.0701 | 0 | 14361.0701 | 0 | 427.043 | 186.973
WtrCldScrewChlr-0.748kwpton | DEER2023 |  | 2022-03-15 00:09:18+00 | Any | MBT | New | CZ02 | cWVVG | Cap-Tons | 1 | 199999.2031 | None | 1396650 | 366189 | 737073.3125 | 0 | 136514.2969 | 797.2104 | 34799.3906 | 121271.2031 | 7367.168 | 31741.4609 | 11427.7798 | 0 | 11427.7798 | 0 | 513.573 | 249.68
WtrCldScrewChlr-0.748kwpton | DEER2023 |  | 2022-03-15 00:09:18+00 | Any | MBT | New | CZ03 | cWVVG | Cap-Tons | 1 | 199999.2031 | None | 1357249 | 366189 | 737073.3125 | 0 | 103291.7031 | 773.7938 | 27971.7598 | 121943.6016 | 6175.3989 | 26176.8594 | 10405.04 | 0 | 10405.04 | 0 | 469.326 | 214.445
WtrCldScrewChlr-0.748kwpton | DEER2023 |  | 2022-03-15 00:09:18+00 | Any | MBT | New | CZ04 | cWVVG | Cap-Tons | 1 | 199999.2031 | None | 1442316 | 366189 | 737073.3125 | 0 | 169197.4062 | 1540.35 | 42433.7383 | 125876.2969 | 9664.8301 | 21938.7305 | 9399.8227 | 0 | 9399.8227 | 0 | 514.077 | 252.887
WtrCldScrewChlr-0.748kwpton | DEER2023 |  | 2022-03-15 00:09:18+00 | Any | MBT | New | CZ05 | cWVVG | Cap-Tons | 1 | 199999.2031 | None | 1381941 | 366189 | 737073.3125 | 0 | 123858.5 | 961.6128 | 30098.2695 | 123754.2969 | 7119.2129 | 24565.75 | 10170.2099 | 0 | 10170.2099 | 0 | 461.043 | 201.082
WtrCldScrewChlr-0.748kwpton | DEER2023 |  | 2022-03-15 00:09:18+00 | Any | MBT | New | CZ06 | cWVVG | Cap-Tons | 1 | 199999.2031 | None | 1531720 | 366189 | 737073.3125 | 0 | 236915.2969 | 2746.74 | 59554.6289 | 129235.6016 | 11795.8604 | 11331.8301 | 8087.0573 | 0 | 8087.0573 | 0 | 513.519 | 236.418
WtrCldScrewChlr-0.748kwpton | DEER2023 |  | 2022-03-15 00:09:18+00 | Any | MBT | New | CZ07 | cWVVG | Cap-Tons | 1 | 199999.2031 | None | 1485390 | 366189 | 737073.3125 | 0 | 197491.9062 | 1827.86 | 53860.4805 | 128941.7969 | 11332.71 | 8298.1152 | 7617.5117 | 0 | 7617.5117 | 0 | 506.2 | 226.897
WtrCldScrewChlr-0.748kwpton | DEER2023 |  | 2022-03-15 00:09:18+00 | Any | MBT | New | CZ08 | cWVVG | Cap-Tons | 1 | 199999.2031 | None | 1560749 | 366189 | 737073.3125 | 0 | 257825.0938 | 2547.834 | 64246.2617 | 132862.2969 | 14222.25 | 10461.2803 | 7689.961 | 0 | 7689.961 | 0 | 531.402 | 242.308
WtrCldScrewChlr-0.748kwpton | DEER2023 |  | 2022-03-15 00:09:18+00 | Any | MBT | New | CZ09 | cWVVG | Cap-Tons | 1 | 199999.2031 | None | 1520104 | 366189 | 737073.3125 | 0 | 226098.7969 | 936.2953 | 59126.6211 | 130674 | 13221.9297 | 13411.5498 | 7819.7568 | 0 | 7819.7568 | 0 | 535.601 | 256.968
WtrCldScrewChlr-0.748kwpton | DEER2023 |  | 2022-03-15 00:09:18+00 | Any | MBT | New | CZ10 | cWVVG | Cap-Tons | 1 | 199999.2031 | None | 1549219 | 366189 | 737073.3125 | 0 | 251872 | 2039.254 | 60963.5586 | 131075.7031 | 14029.8203 | 14999.6699 | 8258.3539 | 0 | 8258.3539 | 0 | 553.915 | 268.852
WtrCldScrewChlr-0.748kwpton | DEER2023 |  | 2022-03-15 00:09:18+00 | Any | MBT | New | CZ11 | cWVVG | Cap-Tons | 1 | 199999.2031 | None | 1509556 | 366189 | 737073.3125 | 0 | 221856.2969 | 1246.933 | 55686.3086 | 127498.2969 | 13547.1904 | 24742.3906 | 10568.2099 | 0 | 10568.2099 | 0 | 560.077 | 298.826
WtrCldScrewChlr-0.748kwpton | DEER2023 |  | 2022-03-15 00:09:18+00 | Any | MBT | New | CZ12 | cWVVG | Cap-Tons | 1 | 199999.2031 | None | 1462982 | 366189 | 737073.3125 | 0 | 186434 | 1402.538 | 45929.6797 | 125947.5 | 10795.6504 | 27133.1094 | 10510.7002 | 0 | 10510.7002 | 0 | 548.726 | 282.129
WtrCldScrewChlr-0.748kwpton | DEER2023 |  | 2022-03-15 00:09:18+00 | Any | MBT | New | CZ13 | cWVVG | Cap-Tons | 1 | 199999.2031 | None | 1540211 | 366189 | 737073.3125 | 0 | 242629.5938 | 1912.473 | 60435.2891 | 131966 | 15160.4102 | 23629.4492 | 9780.135 | 0 | 9780.135 | 0 | 570.363 | 302.219
WtrCldScrewChlr-0.748kwpton | DEER2023 |  | 2022-03-15 00:09:18+00 | Any | MBT | New | CZ14 | cWVVG | Cap-Tons | 1 | 199999.2031 | None | 1512835 | 366189 | 737073.3125 | 0 | 222373.5938 | 710.2087 | 56488.3281 | 129994.7031 | 13630.1299 | 23185.1191 | 10736.3302 | 0 | 10736.3302 | 0 | 563.91 | 286.953
WtrCldScrewChlr-0.748kwpton | DEER2023 |  | 2022-03-15 00:09:18+00 | Any | MBT | New | CZ15 | cWVVG | Cap-Tons | 1 | 199999.2031 | None | 1746184 | 366189 | 737073.3125 | 0 | 395272.5 | 1641.8621 | 99326.1562 | 146675.7031 | 24438.4609 | 6849.1152 | 6644.9472 | 0 | 6644.9472 | 0 | 610.767 | 319.759
WtrCldScrewChlr-0.748kwpton | DEER2023 |  | 2022-03-15 00:09:18+00 | Any | MBT | New | CZ16 | cWVVG | Cap-Tons | 1 | 199999.2031 | None | 1332418 | 366189 | 737073.3125 | 0 | 90836.0312 | 569.2658 | 22715.9102 | 115028.2969 | 5979.6328 | 43807.8008 | 19321.3504 | 0 | 19321.3504 | 0 | 475.948 | 224.78
WtrCldScrewChlr-0.748kwpton | DEER2023 |  | 2022-03-15 00:09:18+00 | Any | Nrs | New | CZ01 | cWVVG | Cap-Tons | 1 | 60654.5781 | None | 641375.5 | 124089.5 | 419568.5938 | 0 | 1822.309 | 7.6096 | 3173.1189 | 92713.5938 | 995.0484 | 74955.3125 | 23791.4598 | 117.2249 | 23674.24 | 0 | 109.749 | 103.266
WtrCldScrewChlr-0.748kwpton | DEER2023 |  | 2022-03-15 00:09:18+00 | Any | Nrs | New | CZ02 | cWVVG | Cap-Tons | 1 | 60654.5781 | None | 692502.8125 | 124089.5 | 419568.5938 | 0 | 42666.0898 | 255.4843 | 12750.1104 | 93172.6875 | 14471.7803 | 49962.6602 | 16360.2995 | 117.2249 | 16243.0797 | 0 | 148.327 | 138.367
WtrCldScrewChlr-0.748kwpton | DEER2023 |  | 2022-03-15 00:09:18+00 | Any | Nrs | New | CZ03 | cWVVG | Cap-Tons | 1 | 60654.5781 | None | 667316.8125 | 124089.5 | 419568.5938 | 0 | 20192.8301 | 139.923 | 10224.1299 | 93100.9062 | 9188.6377 | 50144 | 13932.5005 | 117.2249 | 13815.2704 | 0 | 127.282 | 121.551
WtrCldScrewChlr-0.748kwpton | DEER2023 |  | 2022-03-15 00:09:18+00 | Any | Nrs | New | CZ04 | cWVVG | Cap-Tons | 1 | 60654.5781 | None | 711611.125 | 124089.5 | 419568.5938 | 0 | 56711.9883 | 550.2815 | 17355.5898 | 93334.5 | 19801.4102 | 37403.25 | 11388.4006 | 117.2249 | 11271.1706 | 0 | 148.46 | 142.252
WtrCldScrewChlr-0.748kwpton | DEER2023 |  | 2022-03-15 00:09:18+00 | Any | Nrs | New | CZ05 | cWVVG | Cap-Tons | 1 | 60654.5781 | None | 672764.8125 | 124089.5 | 419568.5938 | 0 | 25405.1602 | 166.6569 | 10386 | 93148.2969 | 11479.0098 | 48236.8203 | 14483.8605 | 117.2249 | 14366.6304 | 0 | 126.831 | 111.701
WtrCldScrewChlr-0.748kwpton | DEER2023 |  | 2022-03-15 00:09:18+00 | Any | Nrs | New | CZ06 | cWVVG | Cap-Tons | 1 | 60654.5781 | None | 729756.375 | 124089.5 | 419568.5938 | 0 | 70215.4375 | 705.9766 | 21796.1992 | 93380.2266 | 23860.0801 | 26495.2207 | 7998.6592 | 117.2249 | 7881.4342 | 0 | 136.401 | 131.759
WtrCldScrewChlr-0.748kwpton | DEER2023 |  | 2022-03-15 00:09:18+00 | Any | Nrs | New | CZ07 | cWVVG | Cap-Tons | 1 | 60654.5781 | None | 717514.6875 | 124089.5 | 419568.5938 | 0 | 57441.4805 | 468.107 | 22579.9395 | 93366.4375 | 22998.7891 | 23755.7695 | 6831.7178 | 117.2249 | 6714.4928 | 0 | 129.94 | 122.402
WtrCldScrewChlr-0.748kwpton | DEER2023 |  | 2022-03-15 00:09:18+00 | Any | Nrs | New | CZ08 | cWVVG | Cap-Tons | 1 | 60654.5781 | None | 755341.8125 | 124089.5 | 419568.5938 | 0 | 91308.8203 | 880.8018 | 26002.1895 | 93491.2188 | 28146.5391 | 23892.9609 | 7642.2227 | 117.2249 | 7524.999 | 0 | 152.902 | 137.89
WtrCldScrewChlr-0.748kwpton | DEER2023 |  | 2022-03-15 00:09:18+00 | Any | Nrs | New | CZ09 | cWVVG | Cap-Tons | 1 | 60654.5781 | None | 748472.3125 | 124089.5 | 419568.5938 | 0 | 85508.8594 | 342.6872 | 25464.2891 | 93497.6094 | 27114.6895 | 26556.8906 | 8027.0618 | 117.2249 | 7909.8387 | 0 | 155.463 | 145.942
WtrCldScrewChlr-0.748kwpton | DEER2023 |  | 2022-03-15 00:09:18+00 | Any | Nrs | New | CZ10 | cWVVG | Cap-Tons | 1 | 60654.5781 | None | 761808.625 | 124089.5 | 419568.5938 | 0 | 98302.7969 | 830.824 | 25491.4199 | 93524.4766 | 28141.0898 | 27918.5391 | 9362.9408 | 117.2249 | 9245.7158 | 0 | 158.82 | 147.079
WtrCldScrewChlr-0.748kwpton | DEER2023 |  | 2022-03-15 00:09:18+00 | Any | Nrs | New | CZ11 | cWVVG | Cap-Tons | 1 | 60654.5781 | None | 763388.125 | 124089.5 | 419568.5938 | 0 | 101719.5 | 635.2917 | 23929.4707 | 93446.0078 | 25659.8105 | 36486.9414 | 13472.9203 | 117.2249 | 13355.7005 | 0 | 165.699 | 163.107
WtrCldScrewChlr-0.748kwpton | DEER2023 |  | 2022-03-15 00:09:18+00 | Any | Nrs | New | CZ12 | cWVVG | Cap-Tons | 1 | 60654.5781 | None | 728926.5 | 124089.5 | 419568.5938 | 0 | 71572.8594 | 596.6971 | 19737.1309 | 93361.1328 | 21066.5098 | 39437.5312 | 13590.3002 | 117.2249 | 13473.0701 | 0 | 158.982 | 154.974
WtrCldScrewChlr-0.748kwpton | DEER2023 |  | 2022-03-15 00:09:18+00 | Any | Nrs | New | CZ13 | cWVVG | Cap-Tons | 1 | 60654.5781 | None | 780562.375 | 124089.5 | 419568.5938 | 0 | 115560.2031 | 1005.778 | 26791.8105 | 93546.7969 | 29161.5801 | 32067.1504 | 11800.9395 | 117.2249 | 11683.7094 | 0 | 166.744 | 161.946
WtrCldScrewChlr-0.748kwpton | DEER2023 |  | 2022-03-15 00:09:18+00 | Any | Nrs | New | CZ14 | cWVVG | Cap-Tons | 1 | 60654.5781 | None | 762407.125 | 124089.5 | 419568.5938 | 0 | 101191.5 | 363.5275 | 23665.4609 | 93528.1797 | 26826.3398 | 35014.6992 | 14467.2102 | 117.2249 | 14349.9904 | 0 | 166.351 | 158.107
WtrCldScrewChlr-0.748kwpton | DEER2023 |  | 2022-03-15 00:09:18+00 | Any | Nrs | New | CZ15 | cWVVG | Cap-Tons | 1 | 60654.5781 | None | 882483.3125 | 124089.5 | 419568.5938 | 0 | 201525.7031 | 937.2302 | 42331.9805 | 94030.3438 | 43631.8008 | 13733.6699 | 4999.1629 | 117.2249 | 4881.9389 | 0 | 185.796 | 176.838
WtrCldScrewChlr-0.748kwpton | DEER2023 |  | 2022-03-15 00:09:18+00 | Any | Nrs | New | CZ16 | cWVVG | Cap-Tons | 1 | 60654.5781 | None | 681189.8125 | 124089.5 | 419568.5938 | 0 | 33987.3086 | 200.6436 | 10307.1396 | 93035.8906 | 13913.9902 | 54850.1797 | 26251.0899 | 117.2249 | 26133.8701 | 0 | 134.568 | 128.732
WtrCldScrewChlr-0.748kwpton | DEER2023 |  | 2022-03-15 00:09:18+00 | Any | OfL | New | CZ01 | cWVVG | Cap-Tons | 1 | 174998.9062 | None | 1311300 | 289618.8125 | 892052.375 | 0 | 26314.4297 | 116.1067 | 13629.2402 | 89569.2969 | 165.0932 | 50284.5586 | 6667.0707 | 0 | 6667.0707 | 0 | 434.113 | 239.707
WtrCldScrewChlr-0.748kwpton | DEER2023 |  | 2022-03-15 00:09:18+00 | Any | OfL | New | CZ02 | cWVVG | Cap-Tons | 1 | 174998.9062 | None | 1508803 | 289618.8125 | 892052.375 | 0 | 170310.5938 | 955.8549 | 42500.0195 | 113366.1016 | 4558.21 | 27432.7891 | 5273.5901 | 0 | 5273.5901 | 0 | 540.168 | 306.352
WtrCldScrewChlr-0.748kwpton | DEER2023 |  | 2022-03-15 00:09:18+00 | Any | OfL | New | CZ03 | cWVVG | Cap-Tons | 1 | 174998.9062 | None | 1443320 | 289618.8125 | 892052.375 | 0 | 119784.5 | 857.2 | 33986.8086 | 107020.6016 | 3185.3921 | 23888.8906 | 3831.672 | 0 | 3831.672 | 0 | 489.397 | 271.202
WtrCldScrewChlr-0.748kwpton | DEER2023 |  | 2022-03-15 00:09:18+00 | Any | OfL | New | CZ04 | cWVVG | Cap-Tons | 1 | 174998.9062 | None | 1560800 | 289618.8125 | 892052.375 | 0 | 205800.2031 | 1873.9399 | 50609.8281 | 120845.1016 | 11496.4102 | 18000.75 | 3651.4691 | 0 | 3651.4691 | 0 | 542.276 | 307.403
WtrCldScrewChlr-0.748kwpton | DEER2023 |  | 2022-03-15 00:09:18+00 | Any | OfL | New | CZ05 | cWVVG | Cap-Tons | 1 | 174998.9062 | None | 1482392 | 289618.8125 | 892052.375 | 0 | 149735.2969 | 1091.462 | 38424.9883 | 111469.6016 | 2898.583 | 18110.3691 | 2842.3482 | 0 | 2842.3482 | 0 | 485.736 | 255.255
WtrCldScrewChlr-0.748kwpton | DEER2023 |  | 2022-03-15 00:09:18+00 | Any | OfL | New | CZ06 | cWVVG | Cap-Tons | 1 | 174998.9062 | None | 1654512 | 289618.8125 | 892052.375 | 0 | 280863.6875 | 3207.6951 | 63558.6406 | 125211.2031 | 31643.3398 | 7660.3242 | 1545.856 | 0 | 1545.856 | 0 | 530.829 | 278.727
WtrCldScrewChlr-0.748kwpton | DEER2023 |  | 2022-03-15 00:09:18+00 | Any | OfL | New | CZ07 | cWVVG | Cap-Tons | 1 | 174998.9062 | None | 1600326 | 289618.8125 | 892052.375 | 0 | 234469.0938 | 2170.241 | 56243.0703 | 125772.2969 | 30897.9395 | 6598.7588 | 931.4858 | 0 | 931.4858 | 0 | 520.795 | 266.109
WtrCldScrewChlr-0.748kwpton | DEER2023 |  | 2022-03-15 00:09:18+00 | Any | OfL | New | CZ08 | cWVVG | Cap-Tons | 1 | 174998.9062 | None | 1696388 | 289618.8125 | 892052.375 | 0 | 308384.3125 | 3011.5811 | 67291.1094 | 136030.5938 | 53628.8398 | 6632.645 | 1481.789 | 0 | 1481.789 | 0 | 557.539 | 281.408
WtrCldScrewChlr-0.748kwpton | DEER2023 |  | 2022-03-15 00:09:18+00 | Any | OfL | New | CZ09 | cWVVG | Cap-Tons | 1 | 174998.9062 | None | 1660689 | 289618.8125 | 892052.375 | 0 | 281838.3125 | 1183.585 | 62203.5 | 133792.7969 | 28576.2793 | 11496.0596 | 1779.884 | 0 | 1779.884 | 0 | 563.062 | 304.639
WtrCldScrewChlr-0.748kwpton | DEER2023 |  | 2022-03-15 00:09:18+00 | Any | OfL | New | CZ10 | cWVVG | Cap-Tons | 1 | 174998.9062 | None | 1693369 | 289618.8125 | 892052.375 | 0 | 304775.4062 | 2473.7571 | 66303.3203 | 138146 | 38855.3789 | 12326.3701 | 2223.911 | 0 | 2223.911 | 0 | 576.162 | 307.81
WtrCldScrewChlr-0.748kwpton | DEER2023 |  | 2022-03-15 00:09:18+00 | Any | OfL | New | CZ11 | cWVVG | Cap-Tons | 1 | 174998.9062 | None | 1652487 | 289618.8125 | 892052.375 | 0 | 270802.0938 | 1531.813 | 61341.1094 | 137140.7969 | 27723.2598 | 23951.7305 | 6072.2592 | 0 | 6072.2592 | 0 | 584.115 | 360.64
WtrCldScrewChlr-0.748kwpton | DEER2023 |  | 2022-03-15 00:09:18+00 | Any | OfL | New | CZ12 | cWVVG | Cap-Tons | 1 | 174998.9062 | None | 1595977 | 289618.8125 | 892052.375 | 0 | 230176.2969 | 1731.255 | 53556.2109 | 128842.3984 | 14533.1299 | 24504.4805 | 5293.7789 | 0 | 5293.7789 | 0 | 569.977 | 343.329
WtrCldScrewChlr-0.748kwpton | DEER2023 |  | 2022-03-15 00:09:18+00 | Any | OfL | New | CZ13 | cWVVG | Cap-Tons | 1 | 174998.9062 | None | 1688849 | 289618.8125 | 892052.375 | 0 | 295570.8125 | 2424.936 | 65008.9609 | 144173.9062 | 51959.0312 | 22293.0508 | 4801.0371 | 0 | 4801.0371 | 0 | 593.738 | 348.43
WtrCldScrewChlr-0.748kwpton | DEER2023 |  | 2022-03-15 00:09:18+00 | Any | OfL | New | CZ14 | cWVVG | Cap-Tons | 1 | 174998.9062 | None | 1661724 | 289618.8125 | 892052.375 | 0 | 276203.8125 | 886.1587 | 62261.9609 | 140702.0938 | 42262.5312 | 21413.7305 | 5058.6061 | 0 | 5058.6061 | 0 | 591.361 | 330.388
WtrCldScrewChlr-0.748kwpton | DEER2023 |  | 2022-03-15 00:09:18+00 | Any | OfL | New | CZ15 | cWVVG | Cap-Tons | 1 | 174998.9062 | None | 1923077 | 289618.8125 | 892052.375 | 0 | 472884.8125 | 1980.479 | 96379.3281 | 170161.7969 | 96964.2969 | 5014.498 | 1350.549 | 0 | 1350.549 | 0 | 648.588 | 353.102
WtrCldScrewChlr-0.748kwpton | DEER2023 |  | 2022-03-15 00:09:18+00 | Any | OfL | New | CZ16 | cWVVG | Cap-Tons | 1 | 174998.9062 | None | 1458943 | 289618.8125 | 892052.375 | 0 | 121743.7031 | 756.2663 | 30878.8105 | 123893.6016 | 8699.6465 | 45789.0703 | 14307.0899 | 0 | 14307.0899 | 0 | 503.876 | 289.105
WtrCldScrewChlr-0.748kwpton | DEER2023 |  | 2022-03-15 00:09:18+00 | Any | OfS | New | CZ01 | cWVVG | Cap-Tons | 1 | 10000.0801 | None | 65724.7734 | 13865.4297 | 42917.1289 | 0 | 1532.356 | 14.6576 | 1660.381 | 5734.7251 | 90.2619 | 3749.2571 | 1204.738 | 0 | 1204.738 | 0 | 25.374 | 11.954
WtrCldScrewChlr-0.748kwpton | DEER2023 |  | 2022-03-15 00:09:18+00 | Any | OfS | New | CZ02 | cWVVG | Cap-Tons | 1 | 10000.0801 | None | 79750.3438 | 13865.4297 | 42917.1289 | 0 | 11117.1699 | 89.6866 | 4755.9258 | 7004.894 | 1132.551 | 2011.772 | 841.4677 | 0 | 841.4677 | 0 | 32.313 | 16.143
WtrCldScrewChlr-0.748kwpton | DEER2023 |  | 2022-03-15 00:09:18+00 | Any | OfS | New | CZ03 | cWVVG | Cap-Tons | 1 | 10000.0801 | None | 74117.3516 | 13865.4297 | 42917.1289 | 0 | 6737.1162 | 81.1264 | 4041.8259 | 6474.6138 | 670.6275 | 1897.647 | 727.7132 | 0 | 727.7132 | 0 | 28.405 | 13.848
WtrCldScrewChlr-0.748kwpton | DEER2023 |  | 2022-03-15 00:09:18+00 | Any | OfS | New | CZ04 | cWVVG | Cap-Tons | 1 | 10000.0801 | None | 82432.75 | 13865.4297 | 42917.1289 | 0 | 12348.5098 | 161.5248 | 5770.8789 | 7369.1792 | 1655.108 | 1427.489 | 606.2735 | 0 | 606.2735 | 0 | 32.021 | 16.025
WtrCldScrewChlr-0.748kwpton | DEER2023 |  | 2022-03-15 00:09:18+00 | Any | OfS | New | CZ05 | cWVVG | Cap-Tons | 1 | 10000.0801 | None | 76295.7812 | 13865.4297 | 42917.1289 | 0 | 8699.1758 | 94.9904 | 3933.3799 | 6785.584 | 689.3813 | 1586.423 | 671.416 | 0 | 671.416 | 0 | 28.485 | 12.618
WtrCldScrewChlr-0.748kwpton | DEER2023 |  | 2022-03-15 00:09:18+00 | Any | OfS | New | CZ06 | cWVVG | Cap-Tons | 1 | 10000.0801 | None | 88123.6719 | 13865.4297 | 42917.1289 | 0 | 16883.5293 | 257.0604 | 6724.377 | 7476.0381 | 1607.744 | 688.9059 | 389.4751 | 0 | 389.4751 | 0 | 32.169 | 14.173
WtrCldScrewChlr-0.748kwpton | DEER2023 |  | 2022-03-15 00:09:18+00 | Any | OfS | New | CZ07 | cWVVG | Cap-Tons | 1 | 10000.0801 | None | 84136.0469 | 13865.4297 | 42917.1289 | 0 | 13784.3301 | 188.1724 | 6108.4429 | 7272.4312 | 1485.422 | 619.4046 | 317.9776 | 0 | 317.9776 | 0 | 31.171 | 13.049
WtrCldScrewChlr-0.748kwpton | DEER2023 |  | 2022-03-15 00:09:18+00 | Any | OfS | New | CZ08 | cWVVG | Cap-Tons | 1 | 10000.0801 | None | 91448.4688 | 13865.4297 | 42917.1289 | 0 | 19173.0195 | 260.9966 | 7156.959 | 8074.8208 | 2598.0549 | 645.825 | 378.4288 | 0 | 378.4288 | 0 | 33.83 | 15.468
WtrCldScrewChlr-0.748kwpton | DEER2023 |  | 2022-03-15 00:09:18+00 | Any | OfS | New | CZ09 | cWVVG | Cap-Tons | 1 | 10000.0801 | None | 91908.5234 | 13865.4297 | 42917.1289 | 0 | 18836.8594 | 128.3509 | 8252.1055 | 7908.5122 | 2529.3601 | 886.865 | 362.8342 | 0 | 362.8342 | 0 | 33.374 | 16.068
WtrCldScrewChlr-0.748kwpton | DEER2023 |  | 2022-03-15 00:09:18+00 | Any | OfS | New | CZ10 | cWVVG | Cap-Tons | 1 | 10000.0801 | None | 92247.4688 | 13865.4297 | 42917.1289 | 0 | 19611.4297 | 217.8732 | 7470.04 | 8165.4448 | 2984.397 | 967.2518 | 409.742 | 0 | 409.742 | 0 | 34.809 | 16.389
WtrCldScrewChlr-0.748kwpton | DEER2023 |  | 2022-03-15 00:09:18+00 | Any | OfS | New | CZ11 | cWVVG | Cap-Tons | 1 | 10000.0801 | None | 90406.6328 | 13865.4297 | 42917.1289 | 0 | 18390.6992 | 135.8087 | 6689.8979 | 8407.5518 | 3506.928 | 1736.788 | 739.5371 | 0 | 739.5371 | 0 | 35.131 | 19.841
WtrCldScrewChlr-0.748kwpton | DEER2023 |  | 2022-03-15 00:09:18+00 | Any | OfS | New | CZ12 | cWVVG | Cap-Tons | 1 | 10000.0801 | None | 85947.4062 | 13865.4297 | 42917.1289 | 0 | 15000.4199 | 156.7451 | 6057.9282 | 7949.6182 | 2103.219 | 1808.528 | 757.3002 | 0 | 757.3002 | 0 | 34.515 | 18.595
WtrCldScrewChlr-0.748kwpton | DEER2023 |  | 2022-03-15 00:09:18+00 | Any | OfS | New | CZ13 | cWVVG | Cap-Tons | 1 | 10000.0801 | None | 91848.5469 | 13865.4297 | 42917.1289 | 0 | 18832.3809 | 205.9241 | 7258.834 | 8768.7305 | 4121.3848 | 1608.4139 | 639.4871 | 0 | 639.4871 | 0 | 35.365 | 18.935
WtrCldScrewChlr-0.748kwpton | DEER2023 |  | 2022-03-15 00:09:18+00 | Any | OfS | New | CZ14 | cWVVG | Cap-Tons | 1 | 10000.0801 | None | 92770.7188 | 13865.4297 | 42917.1289 | 0 | 19686.6309 | 83.3349 | 7559.876 | 8658.1934 | 3539.0979 | 1625.73 | 663.0521 | 0 | 663.0521 | 0 | 35.637 | 18.03
WtrCldScrewChlr-0.748kwpton | DEER2023 |  | 2022-03-15 00:09:18+00 | Any | OfS | New | CZ15 | cWVVG | Cap-Tons | 1 | 10000.0801 | None | 111650.7031 | 13865.4297 | 42917.1289 | 0 | 33277.4102 | 198.7486 | 11063.3096 | 10328.5596 | 6710.8369 | 384.0719 | 173.4966 | 0 | 173.4966 | 0 | 39.402 | 19.649
WtrCldScrewChlr-0.748kwpton | DEER2023 |  | 2022-03-15 00:09:18+00 | Any | OfS | New | CZ16 | cWVVG | Cap-Tons | 1 | 10000.0801 | None | 76235.4766 | 13865.4297 | 42917.1289 | 0 | 7708.792 | 61.7961 | 3485.376 | 8196.8662 | 1309.468 | 3554.7849 | 1541.7459 | 0 | 1541.7459 | 0 | 30.272 | 15.085
WtrCldScrewChlr-0.748kwpton | DEER2023 |  | 2022-03-15 00:09:18+00 | Any | Rt3 | New | CZ01 | cWVVG | Cap-Tons | 1 | 120000.5 | None | 1010554 | 514297.1875 | 410310 | 0 | 12676.6299 | 60.4536 | 8318.8682 | 64890.2812 | 13582.0596 | 33791.5117 | 8281.4099 | 0 | 8281.4099 | 0 | 274.958 | 221.083
WtrCldScrewChlr-0.748kwpton | DEER2023 |  | 2022-03-15 00:09:18+00 | Any | Rt3 | New | CZ02 | cWVVG | Cap-Tons | 1 | 120000.5 | None | 1155472 | 514297.1875 | 410310 | 0 | 121538.5 | 719.7049 | 31044.5996 | 77561.2109 | 43864.5117 | 15156.21 | 5888.0288 | 0 | 5888.0288 | 0 | 358.869 | 306.213
WtrCldScrewChlr-0.748kwpton | DEER2023 |  | 2022-03-15 00:09:18+00 | Any | Rt3 | New | CZ03 | cWVVG | Cap-Tons | 1 | 120000.5 | None | 1095977 | 514297.1875 | 410310 | 0 | 74721.1484 | 541.6583 | 23593.0293 | 72513.0234 | 39763.8789 | 14628.6201 | 4310.025 | 0 | 4310.025 | 0 | 309.735 | 266.202
WtrCldScrewChlr-0.748kwpton | DEER2023 |  | 2022-03-15 00:09:18+00 | Any | Rt3 | New | CZ04 | cWVVG | Cap-Tons | 1 | 120000.5 | None | 1202803 | 514297.1875 | 410310 | 0 | 155827.4062 | 1480.493 | 37794.5117 | 83092.2891 | 56911.2617 | 10058.3799 | 3534.3501 | 0 | 3534.3501 | 0 | 361.996 | 314.394
WtrCldScrewChlr-0.748kwpton | DEER2023 |  | 2022-03-15 00:09:18+00 | Any | Rt3 | New | CZ05 | cWVVG | Cap-Tons | 1 | 120000.5 | None | 1116834 | 514297.1875 | 410310 | 0 | 89369.7188 | 641.0862 | 24427.6602 | 77787.4062 | 43840.7812 | 11864.9297 | 3201.1322 | 0 | 3201.1322 | 0 | 303.13 | 244.786
WtrCldScrewChlr-0.748kwpton | DEER2023 |  | 2022-03-15 00:09:18+00 | Any | Rt3 | New | CZ06 | cWVVG | Cap-Tons | 1 | 120000.5 | None | 1260788 | 514297.1875 | 410310 | 0 | 201807.0938 | 2349.5549 | 47814.6211 | 84208.6719 | 62647.6797 | 4507.6191 | 1317.303 | 0 | 1317.303 | 0 | 357.233 | 298.189
WtrCldScrewChlr-0.748kwpton | DEER2023 |  | 2022-03-15 00:09:18+00 | Any | Rt3 | New | CZ07 | cWVVG | Cap-Tons | 1 | 120000.5 | None | 1228547 | 514297.1875 | 410310 | 0 | 171508.5 | 1579.0081 | 44058.7695 | 86792.4688 | 65603.1328 | 3386.2009 | 815.4516 | 0 | 815.4516 | 0 | 350.328 | 298.377
WtrCldScrewChlr-0.748kwpton | DEER2023 |  | 2022-03-15 00:09:18+00 | Any | Rt3 | New | CZ08 | cWVVG | Cap-Tons | 1 | 120000.5 | None | 1314929 | 514297.1875 | 410310 | 0 | 237623.0938 | 2368.4729 | 53717.7109 | 96611.8672 | 78662.3984 | 3077.6899 | 1078.94 | 0 | 1078.94 | 0 | 374.231 | 307.89
WtrCldScrewChlr-0.748kwpton | DEER2023 |  | 2022-03-15 00:09:18+00 | Any | Rt3 | New | CZ09 | cWVVG | Cap-Tons | 1 | 120000.5 | None | 1274458 | 514297.1875 | 410310 | 0 | 208957.2031 | 813.434 | 50597.4414 | 89481.7812 | 72384.5703 | 4692.062 | 1401.9379 | 0 | 1401.9379 | 0 | 345.112 | 301.735
WtrCldScrewChlr-0.748kwpton | DEER2023 |  | 2022-03-15 00:09:18+00 | Any | Rt3 | New | CZ10 | cWVVG | Cap-Tons | 1 | 120000.5 | None | 1311772 | 514297.1875 | 410310 | 0 | 238596.7969 | 1981.2159 | 52301.6484 | 94284.4922 | 76256.9609 | 6022.8682 | 2112.532 | 0 | 2112.532 | 0 | 405.456 | 354.523
WtrCldScrewChlr-0.748kwpton | DEER2023 |  | 2022-03-15 00:09:18+00 | Any | Rt3 | New | CZ11 | cWVVG | Cap-Tons | 1 | 120000.5 | None | 1270978 | 514297.1875 | 410310 | 0 | 209984 | 1236.267 | 46123.75 | 89025.6562 | 65534.3516 | 11702.25 | 4183.0131 | 0 | 4183.0131 | 0 | 396.41 | 347.883
WtrCldScrewChlr-0.748kwpton | DEER2023 |  | 2022-03-15 00:09:18+00 | Any | Rt3 | New | CZ12 | cWVVG | Cap-Tons | 1 | 120000.5 | None | 1227771 | 514297.1875 | 410310 | 0 | 175848.7031 | 1378.418 | 41688.2812 | 84247.9688 | 59980.1719 | 12323.1602 | 4916.761 | 0 | 4916.761 | 0 | 394.63 | 345.738
WtrCldScrewChlr-0.748kwpton | DEER2023 |  | 2022-03-15 00:09:18+00 | Any | Rt3 | New | CZ13 | cWVVG | Cap-Tons | 1 | 120000.5 | None | 1310369 | 514297.1875 | 410310 | 0 | 237087.4062 | 1968.504 | 51516.9102 | 95187.8828 | 75800.6797 | 10476.7402 | 3852.888 | 0 | 3852.888 | 0 | 410.92 | 362.361
WtrCldScrewChlr-0.748kwpton | DEER2023 |  | 2022-03-15 00:09:18+00 | Any | Rt3 | New | CZ14 | cWVVG | Cap-Tons | 1 | 120000.5 | None | 1265132 | 514297.1875 | 410310 | 0 | 205826.7969 | 639.1783 | 45041.2617 | 89016.6328 | 64930.2305 | 10401.1396 | 3639.761 | 0 | 3639.761 | 0 | 395.735 | 339.611
WtrCldScrewChlr-0.748kwpton | DEER2023 |  | 2022-03-15 00:09:18+00 | Any | Rt3 | New | CZ15 | cWVVG | Cap-Tons | 1 | 120000.5 | None | 1489913 | 514297.1875 | 410310 | 0 | 373854.5 | 1660.83 | 76109.2578 | 113680.2031 | 106042.7031 | 1605.073 | 342.6937 | 0 | 342.6937 | 0 | 441.271 | 382.863
WtrCldScrewChlr-0.748kwpton | DEER2023 |  | 2022-03-15 00:09:18+00 | Any | Rt3 | New | CZ16 | cWVVG | Cap-Tons | 1 | 120000.5 | None | 1107180 | 514297.1875 | 410310 | 0 | 84035.1406 | 516.3268 | 20524.3809 | 77495.8984 | 38309.6992 | 24696.8809 | 13352.0602 | 0 | 13352.0602 | 0 | 326.862 | 275.868
WtrCldScrewChlr-0.439kwpton-VarSpd | DEER2023 |  | 2022-03-15 00:41:06+00 | Any | ECC | New | CZ01 | cWVVG | Cap-Tons | 308.237 | 299999.5938 | None | 1669649 | 498675.5 | 838537.625 | 0 | 20977.5 | 197.3801 | 21153.9297 | 290105.4062 | 4634.2559 | 208151 | 51322.3424 | 97.3874 | 51224.9702 | 0 | 565.287 | 437.58
WtrCldScrewChlr-0.439kwpton-VarSpd | DEER2023 |  | 2022-03-15 00:41:06+00 | Any | ECC | New | CZ02 | cWVVG | Cap-Tons | 557.072 | 299999.5938 | None | 1813530 | 498675.5 | 838537.625 | 0 | 119258.5 | 1321.636 | 71668.0234 | 284067.5 | 35158.1914 | 110873.7031 | 35666.3501 | 97.3874 | 35568.96 | 0 | 677.519 | 546.824
WtrCldScrewChlr-0.439kwpton-VarSpd | DEER2023 |  | 2022-03-15 00:41:06+00 | Any | ECC | New | CZ03 | cWVVG | Cap-Tons | 427.4718 | 299999.5938 | None | 1760106 | 498675.5 | 838537.625 | 0 | 85492.0703 | 1177.6071 | 57056.1719 | 279165.4062 | 27421.5 | 99455.7812 | 30775.3702 | 97.3874 | 30677.9802 | 0 | 617.286 | 503.976
WtrCldScrewChlr-0.439kwpton-VarSpd | DEER2023 |  | 2022-03-15 00:41:06+00 | Any | ECC | New | CZ04 | cWVVG | Cap-Tons | 555.1155 | 299999.5938 | None | 1869965 | 498675.5 | 838537.625 | 0 | 157727.7031 | 2704.0649 | 92559.7266 | 279757.6875 | 56983.7383 | 70296.7969 | 25826.071 | 97.3874 | 25728.6912 | 0 | 691.355 | 569.185
WtrCldScrewChlr-0.439kwpton-VarSpd | DEER2023 |  | 2022-03-15 00:41:06+00 | Any | ECC | New | CZ05 | cWVVG | Cap-Tons | 371.7423 | 299999.5938 | None | 1787763 | 498675.5 | 838537.625 | 0 | 101712.7031 | 1554.601 | 56869.7695 | 290411.8125 | 31701.3203 | 95044.2812 | 28309.929 | 97.3874 | 28212.5491 | 0 | 608.503 | 460.179
WtrCldScrewChlr-0.439kwpton-VarSpd | DEER2023 |  | 2022-03-15 00:41:06+00 | Any | ECC | New | CZ06 | cWVVG | Cap-Tons | 598.4948 | 299999.5938 | None | 1951886 | 498675.5 | 838537.625 | 0 | 211759.7031 | 4768.894 | 118101.7031 | 280041 | 69696.6328 | 33413.6797 | 16123.4701 | 97.3874 | 16026.08 | 0 | 660.289 | 531.425
WtrCldScrewChlr-0.439kwpton-VarSpd | DEER2023 |  | 2022-03-15 00:41:06+00 | Any | ECC | New | CZ07 | cWVVG | Cap-Tons | 564.226 | 299999.5938 | None | 1909359 | 498675.5 | 838537.625 | 0 | 180277.4062 | 3200.01 | 105950 | 282717.5938 | 71801.8516 | 25091.5703 | 13974.5894 | 97.3874 | 13877.1994 | 0 | 653.681 | 531.821
WtrCldScrewChlr-0.439kwpton-VarSpd | DEER2023 |  | 2022-03-15 00:41:06+00 | Any | ECC | New | CZ08 | cWVVG | Cap-Tons | 651.0405 | 299999.5938 | None | 2009085 | 498675.5 | 838537.625 | 0 | 238832.7031 | 4613.752 | 131813.9062 | 296610.5 | 90541.0391 | 28194.0293 | 14345.3094 | 97.3874 | 14247.9206 | 0 | 694.754 | 541.795
WtrCldScrewChlr-0.439kwpton-VarSpd | DEER2023 |  | 2022-03-15 00:41:06+00 | Any | ECC | New | CZ09 | cWVVG | Cap-Tons | 783.4161 | 299999.5938 | None | 1960799 | 498675.5 | 838537.625 | 0 | 208883.5938 | 1471.746 | 131279.0938 | 281949.8125 | 82339.2891 | 38711.2695 | 16375.7594 | 97.3874 | 16278.3706 | 0 | 682.629 | 558.584
WtrCldScrewChlr-0.439kwpton-VarSpd | DEER2023 |  | 2022-03-15 00:41:06+00 | Any | ECC | New | CZ10 | cWVVG | Cap-Tons | 696.4335 | 299999.5938 | None | 1998675 | 498675.5 | 838537.625 | 0 | 237075.2969 | 3747.3611 | 129927.3984 | 290710.6875 | 87017.7812 | 44994.9609 | 19309.12 | 97.3874 | 19211.7299 | 0 | 525.591 | 330.253
WtrCldScrewChlr-0.439kwpton-VarSpd | DEER2023 |  | 2022-03-15 00:41:06+00 | Any | ECC | New | CZ11 | cWVVG | Cap-Tons | 638.1592 | 299999.5938 | None | 1954414 | 498675.5 | 838537.625 | 0 | 203427.5938 | 2354.561 | 115023.8984 | 296393.5 | 76807.5781 | 79634.7812 | 29029.4989 | 97.3874 | 28932.1088 | 0 | 529.769 | 361.592
WtrCldScrewChlr-0.439kwpton-VarSpd | DEER2023 |  | 2022-03-15 00:41:06+00 | Any | ECC | New | CZ12 | cWVVG | Cap-Tons | 584.1678 | 299999.5938 | None | 1910428 | 498675.5 | 838537.625 | 0 | 176007.2031 | 2667.8789 | 97198.0625 | 297339.8125 | 64869.4688 | 88576.0703 | 30073.9994 | 97.3874 | 29976.6195 | 0 | 527.348 | 351.969
WtrCldScrewChlr-0.439kwpton-VarSpd | DEER2023 |  | 2022-03-15 00:41:06+00 | Any | ECC | New | CZ13 | cWVVG | Cap-Tons | 689.718 | 299999.5938 | None | 2018151 | 498675.5 | 838537.625 | 0 | 236002.7969 | 3709.363 | 128991.5 | 312232.5938 | 92388.0625 | 71531.4062 | 25489.3491 | 97.3874 | 25391.959 | 0 | 540.949 | 354.644
WtrCldScrewChlr-0.439kwpton-VarSpd | DEER2023 |  | 2022-03-15 00:41:06+00 | Any | ECC | New | CZ14 | cWVVG | Cap-Tons | 742.6342 | 299999.5938 | None | 1960963 | 498675.5 | 838537.625 | 0 | 203257.0938 | 1063.821 | 116814.6016 | 302612.9062 | 79084.8438 | 75070.6172 | 27234.2298 | 97.3874 | 27136.8397 | 0 | 528.162 | 336.534
WtrCldScrewChlr-0.439kwpton-VarSpd | DEER2023 |  | 2022-03-15 00:41:06+00 | Any | ECC | New | CZ15 | cWVVG | Cap-Tons | 966.2557 | 299999.5938 | None | 2253495 | 498675.5 | 838537.625 | 0 | 380995.5 | 2928.8369 | 205714.5938 | 326641.8125 | 148395.7969 | 15751.7197 | 9190.3661 | 97.3874 | 9092.9722 | 0 | 583.165 | 379.352
WtrCldScrewChlr-0.439kwpton-VarSpd | DEER2023 |  | 2022-03-15 00:41:06+00 | Any | ECC | New | CZ16 | cWVVG | Cap-Tons | 382.9707 | 299999.5938 | None | 1780448 | 498675.5 | 838537.625 | 0 | 83232.5 | 975.4755 | 48448.7383 | 310577.5938 | 39430.5 | 157721.5938 | 59083.0694 | 97.3874 | 58985.6717 | 0 | 145.125 | 110.075
WtrCldScrewChlr-0.439kwpton-VarSpd | DEER2023 |  | 2022-03-15 00:41:06+00 | Any | ESe | New | CZ01 | cWVVG | Cap-Tons | 147.603 | 149998.5938 | None | 604634.625 | 195048.5 | 287781.6875 | 0 | 7102.6021 | 67.4908 | 8930.7617 | 105704.2969 | 411.2486 | 81871.0781 | 28034.7904 | 26.4167 | 28008.3789 | 0 | 224.254 | 103.041
WtrCldScrewChlr-0.439kwpton-VarSpd | DEER2023 |  | 2022-03-15 00:41:06+00 | Any | ESe | New | CZ02 | cWVVG | Cap-Tons | 285.2343 | 149998.5938 | None | 658585.875 | 195048.5 | 287781.6875 | 0 | 42128.0117 | 418.3639 | 28417.9102 | 104792.2969 | 10188.7803 | 49574.0898 | 19469.92 | 26.4167 | 19443.52 | 0 | 283.891 | 140.963
WtrCldScrewChlr-0.439kwpton-VarSpd | DEER2023 |  | 2022-03-15 00:41:06+00 | Any | ESe | New | CZ03 | cWVVG | Cap-Tons | 220.4453 | 149998.5938 | None | 629128.125 | 195048.5 | 287781.6875 | 0 | 28194.7793 | 368.6097 | 20675.6797 | 97059.6797 | 4249.4551 | 46136.6602 | 16562.0198 | 26.4167 | 16535.6198 | 0 | 249.314 | 117.866
WtrCldScrewChlr-0.439kwpton-VarSpd | DEER2023 |  | 2022-03-15 00:41:06+00 | Any | ESe | New | CZ04 | cWVVG | Cap-Tons | 285.7465 | 149998.5938 | None | 676341.625 | 195048.5 | 287781.6875 | 0 | 55574.8203 | 916.0425 | 34724.3203 | 102297 | 13974.6797 | 34655.2109 | 13995.5994 | 26.4167 | 13969.1802 | 0 | 288.306 | 143.456
WtrCldScrewChlr-0.439kwpton-VarSpd | DEER2023 |  | 2022-03-15 00:41:06+00 | Any | ESe | New | CZ05 | cWVVG | Cap-Tons | 186.52 | 149998.5938 | None | 640923.625 | 195048.5 | 287781.6875 | 0 | 37041.0898 | 564.3277 | 21222.7305 | 99266.25 | 5622.1758 | 40647.4492 | 14992.9498 | 26.4167 | 14966.5498 | 0 | 245.011 | 110.323
WtrCldScrewChlr-0.439kwpton-VarSpd | DEER2023 |  | 2022-03-15 00:41:06+00 | Any | ESe | New | CZ06 | cWVVG | Cap-Tons | 322.4655 | 149998.5938 | None | 694909.1875 | 195048.5 | 287781.6875 | 0 | 71150.5469 | 1580.929 | 44081.6797 | 95266.8281 | 12110.9902 | 17769.8105 | 8500.8627 | 26.4167 | 8474.4442 | 0 | 270.359 | 124.65
WtrCldScrewChlr-0.439kwpton-VarSpd | DEER2023 |  | 2022-03-15 00:41:06+00 | Any | ESe | New | CZ07 | cWVVG | Cap-Tons | 308.797 | 149998.5938 | None | 675833.125 | 195048.5 | 287781.6875 | 0 | 59015.7305 | 950.706 | 39371.3516 | 93665.9375 | 11572.8203 | 15766.04 | 7212 | 26.4167 | 7185.5808 | 0 | 268.991 | 119.811
WtrCldScrewChlr-0.439kwpton-VarSpd | DEER2023 |  | 2022-03-15 00:41:06+00 | Any | ESe | New | CZ08 | cWVVG | Cap-Tons | 346.614 | 149998.5938 | None | 733044.375 | 195048.5 | 287781.6875 | 0 | 88670.1328 | 1636.349 | 52593.1602 | 107315.2031 | 22006.4395 | 15382.5303 | 7441.4208 | 26.4167 | 7415.0029 | 0 | 291.989 | 131.605
WtrCldScrewChlr-0.439kwpton-VarSpd | DEER2023 |  | 2022-03-15 00:41:06+00 | Any | ESe | New | CZ09 | cWVVG | Cap-Tons | 411.9728 | 149998.5938 | None | 721368.6875 | 195048.5 | 287781.6875 | 0 | 77947.25 | 475.0718 | 53777.1406 | 106339.8984 | 21144.9492 | 20704.0703 | 8742.4262 | 26.4167 | 8716.0051 | 0 | 288.863 | 138.955
WtrCldScrewChlr-0.439kwpton-VarSpd | DEER2023 |  | 2022-03-15 00:41:06+00 | Any | ESe | New | CZ10 | cWVVG | Cap-Tons | 362.4923 | 149998.5938 | None | 738103.8125 | 195048.5 | 287781.6875 | 0 | 89447.4297 | 1311.786 | 53088.1406 | 111426.8984 | 23355.25 | 23003.1699 | 10225.1398 | 26.4167 | 10198.7098 | 0 | 82.139 | 64.347
WtrCldScrewChlr-0.439kwpton-VarSpd | DEER2023 |  | 2022-03-15 00:41:06+00 | Any | ESe | New | CZ11 | cWVVG | Cap-Tons | 331.4205 | 149998.5938 | None | 709593.125 | 195048.5 | 287781.6875 | 0 | 73158.25 | 739.7177 | 44651.7109 | 108214.2969 | 21714.6992 | 35568.4297 | 15635.2602 | 26.4167 | 15608.8397 | 0 | 80.933 | 69.798
WtrCldScrewChlr-0.439kwpton-VarSpd | DEER2023 |  | 2022-03-15 00:41:06+00 | Any | ESe | New | CZ12 | cWVVG | Cap-Tons | 302.8255 | 149998.5938 | None | 693269.625 | 195048.5 | 287781.6875 | 0 | 62840.7695 | 866.5297 | 37596.0703 | 109136.8984 | 17693.6895 | 40656.7695 | 16194.1606 | 26.4167 | 16167.7504 | 0 | 77.783 | 67.602
WtrCldScrewChlr-0.439kwpton-VarSpd | DEER2023 |  | 2022-03-15 00:41:06+00 | Any | ESe | New | CZ13 | cWVVG | Cap-Tons | 365.916 | 149998.5938 | None | 737784 | 195048.5 | 287781.6875 | 0 | 84899.25 | 1190.276 | 53067.8516 | 115797.2031 | 25708.9707 | 33125.6406 | 13808.7104 | 26.4167 | 13782.3104 | 0 | 80.493 | 70.061
WtrCldScrewChlr-0.439kwpton-VarSpd | DEER2023 |  | 2022-03-15 00:41:06+00 | Any | ESe | New | CZ14 | cWVVG | Cap-Tons | 398.6307 | 149998.5938 | None | 708973.375 | 195048.5 | 287781.6875 | 0 | 71145.3281 | 272.7688 | 48003.2109 | 106722.7031 | 20119.1504 | 31887.1406 | 14321.4106 | 26.4167 | 14294.9901 | 0 | 82.525 | 63.681
WtrCldScrewChlr-0.439kwpton-VarSpd | DEER2023 |  | 2022-03-15 00:41:06+00 | Any | ESe | New | CZ15 | cWVVG | Cap-Tons | 512.9195 | 149998.5938 | None | 845762.375 | 195048.5 | 287781.6875 | 0 | 146397.9062 | 890.3296 | 89771.2969 | 125873.3984 | 37588.4609 | 8876.3574 | 4784.8669 | 26.4167 | 4758.4442 | 0 | 90.315 | 76.531
WtrCldScrewChlr-0.439kwpton-VarSpd | DEER2023 |  | 2022-03-15 00:41:06+00 | Any | ESe | New | CZ16 | cWVVG | Cap-Tons | 202.1828 | 149998.5938 | None | 641600.3125 | 195048.5 | 287781.6875 | 0 | 29257.1797 | 293.1995 | 18971.1797 | 110249.2969 | 12175.1797 | 64864.2812 | 31927.7798 | 26.4167 | 31901.3811 | 0 | 63.774 | 49.65
WtrCldScrewChlr-0.439kwpton-VarSpd | DEER2023 |  | 2022-03-15 00:41:06+00 | Any | EUn | New | CZ01 | cWVVG | Cap-Tons | 1169.1146 | 930201.375 | None | 4911776 | 1432632 | 2778924 | 0 | 54302.6797 | 291.8695 | 61501.1406 | 584120.375 | 37451.0703 | 432943.3125 | 178305.495 | 181.5723 | 178123.8989 | 0 | 1708.867 | 1403.696
WtrCldScrewChlr-0.439kwpton-VarSpd | DEER2023 |  | 2022-03-15 00:41:06+00 | Any | EUn | New | CZ02 | cWVVG | Cap-Tons | 1962.391 | 930201.375 | None | 5373398 | 1432632 | 2778924 | 0 | 352102.5 | 3191.135 | 179702.7031 | 626840.5 | 220619.2031 | 228678.2969 | 118106.2042 | 181.5723 | 117924.7002 | 0 | 2052.747 | 1739.476
WtrCldScrewChlr-0.439kwpton-VarSpd | DEER2023 |  | 2022-03-15 00:41:06+00 | Any | EUn | New | CZ03 | cWVVG | Cap-Tons | 1524.3831 | 930201.375 | None | 5193708 | 1432632 | 2778924 | 0 | 236505 | 2422.4109 | 136558 | 606660.3125 | 176913.2031 | 223719.2031 | 98386.3194 | 181.5723 | 98204.7334 | 0 | 1880.35 | 1609.237
WtrCldScrewChlr-0.439kwpton-VarSpd | DEER2023 |  | 2022-03-15 00:41:06+00 | Any | EUn | New | CZ04 | cWVVG | Cap-Tons | 1919.6637 | 930201.375 | None | 5525058 | 1432632 | 2778924 | 0 | 460064.4062 | 6711.6548 | 216121 | 630599.8125 | 299305.5 | 153466.4062 | 80858.6598 | 181.5723 | 80677.0893 | 0 | 2085.883 | 1790.669
WtrCldScrewChlr-0.439kwpton-VarSpd | DEER2023 |  | 2022-03-15 00:41:06+00 | Any | EUn | New | CZ05 | cWVVG | Cap-Tons | 1337.6327 | 930201.375 | None | 5268820 | 1432632 | 2778924 | 0 | 289025.3125 | 3369.429 | 140913.5 | 623950.3125 | 192174.5 | 196755.5 | 91514.5318 | 181.5723 | 91332.9459 | 0 | 1895.956 | 1493.899
WtrCldScrewChlr-0.439kwpton-VarSpd | DEER2023 |  | 2022-03-15 00:41:06+00 | Any | EUn | New | CZ06 | cWVVG | Cap-Tons | 2007.9266 | 930201.375 | None | 5708893 | 1432632 | 2778924 | 0 | 589744.1875 | 10713.75 | 265423 | 631451.125 | 343372.5 | 85247.2031 | 48363.2077 | 181.5723 | 48181.6422 | 0 | 2041.523 | 1685.33
WtrCldScrewChlr-0.439kwpton-VarSpd | DEER2023 |  | 2022-03-15 00:41:06+00 | Any | EUn | New | CZ07 | cWVVG | Cap-Tons | 1946.5936 | 930201.375 | None | 5551635 | 1432632 | 2778924 | 0 | 472897.5938 | 6368.479 | 234635 | 626173.625 | 322738.3125 | 83915.8281 | 41922.6496 | 181.5723 | 41741.0893 | 0 | 1983.286 | 1644.01
WtrCldScrewChlr-0.439kwpton-VarSpd | DEER2023 |  | 2022-03-15 00:41:06+00 | Any | EUn | New | CZ08 | cWVVG | Cap-Tons | 2222.9446 | 930201.375 | None | 5857694 | 1432632 | 2778924 | 0 | 674003.125 | 10865.4502 | 302880.6875 | 658384.375 | 411684 | 68190.1562 | 42846.0595 | 181.5723 | 42664.489 | 0 | 2134.554 | 1713.464
WtrCldScrewChlr-0.439kwpton-VarSpd | DEER2023 |  | 2022-03-15 00:41:06+00 | Any | EUn | New | CZ09 | cWVVG | Cap-Tons | 2584.4678 | 930201.375 | None | 5744084 | 1432632 | 2778924 | 0 | 581025.3125 | 3688.1169 | 299222.0938 | 648588.8125 | 385726.8125 | 90629.1094 | 48537.769 | 181.5723 | 48356.1984 | 0 | 2073.576 | 1755.788
WtrCldScrewChlr-0.439kwpton-VarSpd | DEER2023 |  | 2022-03-15 00:41:06+00 | Any | EUn | New | CZ10 | cWVVG | Cap-Tons | 2373.9026 | 930201.375 | None | 5874806 | 1432632 | 2778924 | 0 | 685287.8125 | 9244.7529 | 305223.1875 | 663490.8125 | 403986.1875 | 99543.0234 | 57719.1424 | 181.5723 | 57537.5718 | 0 | 1569.674 | 1315.538
WtrCldScrewChlr-0.439kwpton-VarSpd | DEER2023 |  | 2022-03-15 00:41:06+00 | Any | EUn | New | CZ11 | cWVVG | Cap-Tons | 2146.9141 | 930201.375 | None | 5810759 | 1432632 | 2778924 | 0 | 636731.3125 | 6275.689 | 273506.8125 | 682683.8125 | 388206.4062 | 167394 | 90859.991 | 181.5723 | 90678.4358 | 0 | 1614.402 | 1441.121
WtrCldScrewChlr-0.439kwpton-VarSpd | DEER2023 |  | 2022-03-15 00:41:06+00 | Any | EUn | New | CZ12 | cWVVG | Cap-Tons | 2018.746 | 930201.375 | None | 5653551 | 1432632 | 2778924 | 0 | 534520.375 | 6983.5869 | 236597.7031 | 663888.875 | 336104.3125 | 176176.5 | 94664.2944 | 181.5723 | 94482.6982 | 0 | 1586.924 | 1394.391
WtrCldScrewChlr-0.439kwpton-VarSpd | DEER2023 |  | 2022-03-15 00:41:06+00 | Any | EUn | New | CZ13 | cWVVG | Cap-Tons | 2296.1406 | 930201.375 | None | 5955405 | 1432632 | 2778924 | 0 | 719403.125 | 9850.0527 | 306957.0938 | 707633.625 | 446570.4062 | 143167.5 | 76501.4323 | 181.5723 | 76319.8618 | 0 | 1636.779 | 1441.812
WtrCldScrewChlr-0.439kwpton-VarSpd | DEER2023 |  | 2022-03-15 00:41:06+00 | Any | EUn | New | CZ14 | cWVVG | Cap-Tons | 2442.6643 | 930201.375 | None | 5803762 | 1432632 | 2778924 | 0 | 611090.6875 | 2784.072 | 284322.8125 | 694004.875 | 406799.3125 | 146925.4062 | 84219.9091 | 181.5723 | 84038.3181 | 0 | 1578.252 | 1354.381
WtrCldScrewChlr-0.439kwpton-VarSpd | DEER2023 |  | 2022-03-15 00:41:06+00 | Any | EUn | New | CZ15 | cWVVG | Cap-Tons | 3124.6462 | 930201.375 | None | 6579195 | 1432632 | 2778924 | 0 | 1108894 | 7695.167 | 478405.9062 | 772639.125 | 629583 | 35337.9414 | 22497.1213 | 181.5723 | 22315.5507 | 0 | 1751.666 | 1500.013
WtrCldScrewChlr-0.439kwpton-VarSpd | DEER2023 |  | 2022-03-15 00:41:06+00 | Any | EUn | New | CZ16 | cWVVG | Cap-Tons | 1356.2537 | 930201.375 | None | 5263235 | 1432632 | 2778924 | 0 | 261460.2031 | 2494.2639 | 129679.7969 | 658040.8125 | 218039.0938 | 314321.3125 | 196918.4973 | 181.5723 | 196736.9011 | 0 | 185.115 | 205.724
WtrCldScrewChlr-0.439kwpton-VarSpd | DEER2023 |  | 2022-03-15 00:41:06+00 | Any | Hsp | New | CZ01 | cWVVG | Cap-Tons | 528.477 | 235501 | None | 2485906 | 848496.8125 | 1266427 | 0 | 7831.9932 | 11.1125 | 12983.8096 | 350158.5938 | 663.8986 | 288809.3125 | 52993.0906 | 81.3604 | 52911.7184 | 0 | 439.941 | 393.129
WtrCldScrewChlr-0.439kwpton-VarSpd | DEER2023 |  | 2022-03-15 00:41:06+00 | Any | Hsp | New | CZ02 | cWVVG | Cap-Tons | 879.0118 | 235501 | None | 2609473 | 848496.8125 | 1266427 | 0 | 75533.6328 | 193.9571 | 61494.4805 | 357330 | 10314.5303 | 194834.5 | 42794.6906 | 81.3604 | 42713.3389 | 0 | 500.259 | 452.164
WtrCldScrewChlr-0.439kwpton-VarSpd | DEER2023 |  | 2022-03-15 00:41:06+00 | Any | Hsp | New | CZ03 | cWVVG | Cap-Tons | 577.419 | 235501 | None | 2566232 | 848496.8125 | 1266427 | 0 | 50391.1719 | 243.3283 | 46207.7891 | 354468.5938 | 9009.0723 | 183066.7031 | 35159.4189 | 81.3604 | 35078.0493 | 0 | 468.319 | 425.494
WtrCldScrewChlr-0.439kwpton-VarSpd | DEER2023 |  | 2022-03-15 00:41:06+00 | Any | Hsp | New | CZ04 | cWVVG | Cap-Tons | 842.1282 | 235501 | None | 2672754 | 848496.8125 | 1266427 | 0 | 109951.2031 | 724.9035 | 86012.6562 | 361145.1875 | 21335.9609 | 136171.5 | 32938.1606 | 81.3604 | 32856.8013 | 0 | 504.897 | 461.127
WtrCldScrewChlr-0.439kwpton-VarSpd | DEER2023 |  | 2022-03-15 00:41:06+00 | Any | Hsp | New | CZ05 | cWVVG | Cap-Tons | 668.362 | 235501 | None | 2578334 | 848496.8125 | 1266427 | 0 | 56875.3203 | 162.7035 | 51419.0195 | 354956.3125 | 8846.1514 | 182299.4062 | 36046.5894 | 81.3604 | 35965.2198 | 0 | 463.357 | 410.642
WtrCldScrewChlr-0.439kwpton-VarSpd | DEER2023 |  | 2022-03-15 00:41:06+00 | Any | Hsp | New | CZ06 | cWVVG | Cap-Tons | 872.4437 | 235501 | None | 2745046 | 848496.8125 | 1266427 | 0 | 152388 | 1422.63 | 115854.8984 | 360459.6875 | 28645.0508 | 84615.7422 | 24992.6502 | 81.3604 | 24911.2806 | 0 | 481.605 | 438.105
WtrCldScrewChlr-0.439kwpton-VarSpd | DEER2023 |  | 2022-03-15 00:41:06+00 | Any | Hsp | New | CZ07 | cWVVG | Cap-Tons | 904.4548 | 235501 | None | 2737120 | 848496.8125 | 1266427 | 0 | 134843.7969 | 693.7642 | 126128.8984 | 360532.3125 | 30099.9805 | 71395.1328 | 22708.8998 | 81.3604 | 22627.5405 | 0 | 476.322 | 434.014
WtrCldScrewChlr-0.439kwpton-VarSpd | DEER2023 |  | 2022-03-15 00:41:06+00 | Any | Hsp | New | CZ08 | cWVVG | Cap-Tons | 939.9065 | 235501 | None | 2779241 | 848496.8125 | 1266427 | 0 | 169062.5 | 1222.89 | 126308.2969 | 367725.0938 | 30603.6699 | 80337.1719 | 23385.129 | 81.3604 | 23303.7798 | 0 | 501.972 | 450.059
WtrCldScrewChlr-0.439kwpton-VarSpd | DEER2023 |  | 2022-03-15 00:41:06+00 | Any | Hsp | New | CZ09 | cWVVG | Cap-Tons | 1074.3058 | 235501 | None | 2752219 | 848496.8125 | 1266427 | 0 | 141241.2969 | 109.2291 | 128859.5 | 367086.8125 | 27960.4199 | 96819.5312 | 25619.1104 | 81.3604 | 25537.7613 | 0 | 504.328 | 460.207
WtrCldScrewChlr-0.439kwpton-VarSpd | DEER2023 |  | 2022-03-15 00:41:06+00 | Any | Hsp | New | CZ10 | cWVVG | Cap-Tons | 986.6905 | 235501 | None | 2771162 | 848496.8125 | 1266427 | 0 | 168311.2969 | 954.9084 | 118275.7031 | 368699.9062 | 27890.1504 | 104430.8984 | 29039.4291 | 81.3604 | 28958.08 | 0 | 525.625 | 471.9
WtrCldScrewChlr-0.439kwpton-VarSpd | DEER2023 |  | 2022-03-15 00:41:06+00 | Any | Hsp | New | CZ11 | cWVVG | Cap-Tons | 964.464 | 235501 | None | 2735298 | 848496.8125 | 1266427 | 0 | 156349.4062 | 411.9551 | 97606.1562 | 366009.9062 | 25239.75 | 138573.7969 | 37579.689 | 81.3604 | 37498.3194 | 0 | 529.173 | 485.486
WtrCldScrewChlr-0.439kwpton-VarSpd | DEER2023 |  | 2022-03-15 00:41:06+00 | Any | Hsp | New | CZ12 | cWVVG | Cap-Tons | 908.9833 | 235501 | None | 2688867 | 848496.8125 | 1266427 | 0 | 123165.2969 | 651.6907 | 86695.9766 | 363432.8125 | 20401.5898 | 151518.2031 | 37588.759 | 81.3604 | 37507.3792 | 0 | 529.117 | 480.687
WtrCldScrewChlr-0.439kwpton-VarSpd | DEER2023 |  | 2022-03-15 00:41:06+00 | Any | Hsp | New | CZ13 | cWVVG | Cap-Tons | 967.997 | 235501 | None | 2777883 | 848496.8125 | 1266427 | 0 | 183343.7969 | 1108.406 | 108735.3984 | 369773.9062 | 29498.1992 | 122074.2969 | 33919.1706 | 81.3604 | 33837.8112 | 0 | 533.578 | 489.233
WtrCldScrewChlr-0.439kwpton-VarSpd | DEER2023 |  | 2022-03-15 00:41:06+00 | Any | Hsp | New | CZ14 | cWVVG | Cap-Tons | 1033.6512 | 235501 | None | 2716491 | 848496.8125 | 1266427 | 0 | 136124 | 22.1188 | 100067.7031 | 365356.4062 | 25012.5195 | 136792.7969 | 40231.6006 | 81.3604 | 40150.249 | 0 | 518.928 | 470.571
WtrCldScrewChlr-0.439kwpton-VarSpd | DEER2023 |  | 2022-03-15 00:41:06+00 | Any | Hsp | New | CZ15 | cWVVG | Cap-Tons | 1270.2445 | 235501 | None | 2945254 | 848496.8125 | 1266427 | 0 | 271623.5938 | 441.5482 | 177534.5 | 380732.5938 | 42098.0508 | 53023.5312 | 20233.12 | 81.3604 | 20151.7594 | 0 | 546.432 | 500.09
WtrCldScrewChlr-0.439kwpton-VarSpd | DEER2023 |  | 2022-03-15 00:41:06+00 | Any | Hsp | New | CZ16 | cWVVG | Cap-Tons | 655.3027 | 235501 | None | 2578106 | 848496.8125 | 1266427 | 0 | 62688.1914 | 107.0116 | 43057.3984 | 357332.8125 | 15175.7305 | 211785 | 66251.8784 | 81.3604 | 66170.5216 | 0 | 476.602 | 432.548
WtrCldScrewChlr-0.439kwpton-VarSpd | DEER2023 |  | 2022-03-15 00:41:06+00 | Any | Htl | New | CZ01 | cWVVG | Cap-Tons | 93.868 | 139998.9062 | None | 537651.625 | 162049.9062 | 293493.5 | 0 | 11397.7197 | 51.6334 | 13161.9697 | 57496.2109 | 5644.8398 | 44996.5195 | 20344.7296 | 0 | 20344.7296 | 0 | 88.875 | 91.251
WtrCldScrewChlr-0.439kwpton-VarSpd | DEER2023 |  | 2022-03-15 00:41:06+00 | Any | Htl | New | CZ02 | cWVVG | Cap-Tons | 161.267 | 139998.9062 | None | 589221.875 | 162049.9062 | 293493.5 | 0 | 43976.8398 | 508.0181 | 30040.7793 | 59152.4688 | 17828.0098 | 26459.0391 | 15114.5498 | 0 | 15114.5498 | 0 | 118.528 | 117.399
WtrCldScrewChlr-0.439kwpton-VarSpd | DEER2023 |  | 2022-03-15 00:41:06+00 | Any | Htl | New | CZ03 | cWVVG | Cap-Tons | 126.2084 | 139998.9062 | None | 571775.125 | 162049.9062 | 293493.5 | 0 | 32226.1699 | 403.3015 | 25143.7207 | 58457.8594 | 14944.1201 | 26556.5703 | 11540.9894 | 0 | 11540.9894 | 0 | 102.973 | 103.883
WtrCldScrewChlr-0.439kwpton-VarSpd | DEER2023 |  | 2022-03-15 00:41:06+00 | Any | Htl | New | CZ04 | cWVVG | Cap-Tons | 168.1872 | 139998.9062 | None | 611624.5 | 162049.9062 | 293493.5 | 0 | 56760.3008 | 1002.058 | 37761.1602 | 60556.9492 | 22443.3301 | 19336.4902 | 10769.5795 | 0 | 10769.5795 | 0 | 119.914 | 120.401
WtrCldScrewChlr-0.439kwpton-VarSpd | DEER2023 |  | 2022-03-15 00:41:06+00 | Any | Htl | New | CZ05 | cWVVG | Cap-Tons | 107.4484 | 139998.9062 | None | 574252.625 | 162049.9062 | 293493.5 | 0 | 35003.3008 | 488.8734 | 22739.9199 | 60476.6914 | 16598.3301 | 25852.6797 | 11371.9194 | 0 | 11371.9194 | 0 | 102.472 | 95.347
WtrCldScrewChlr-0.439kwpton-VarSpd | DEER2023 |  | 2022-03-15 00:41:06+00 | Any | Htl | New | CZ06 | cWVVG | Cap-Tons | 160.0206 | 139998.9062 | None | 630874.8125 | 162049.9062 | 293493.5 | 0 | 68284.8984 | 1457.303 | 42873.1992 | 62715.4297 | 25277.7402 | 12506.9805 | 6703.033 | 0 | 6703.033 | 0 | 110.831 | 108.215
WtrCldScrewChlr-0.439kwpton-VarSpd | DEER2023 |  | 2022-03-15 00:41:06+00 | Any | Htl | New | CZ07 | cWVVG | Cap-Tons | 146.3167 | 139998.9062 | None | 619286.625 | 162049.9062 | 293493.5 | 0 | 59606.8008 | 1019.52 | 40259.8398 | 62856.6094 | 24542.3496 | 11548.2197 | 5687.8432 | 0 | 5687.8432 | 0 | 107.339 | 102.381
WtrCldScrewChlr-0.439kwpton-VarSpd | DEER2023 |  | 2022-03-15 00:41:06+00 | Any | Htl | New | CZ08 | cWVVG | Cap-Tons | 170.0543 | 139998.9062 | None | 649877.8125 | 162049.9062 | 293493.5 | 0 | 80281.4688 | 1630.557 | 47839.7891 | 64581.8281 | 29186 | 11115.4297 | 6430.3987 | 0 | 6430.3987 | 0 | 122.609 | 114.224
WtrCldScrewChlr-0.439kwpton-VarSpd | DEER2023 |  | 2022-03-15 00:41:06+00 | Any | Htl | New | CZ09 | cWVVG | Cap-Tons | 220.813 | 139998.9062 | None | 644762.125 | 162049.9062 | 293493.5 | 0 | 75136.0938 | 556.5355 | 52005.5508 | 61519.9102 | 27486.9902 | 13081.04 | 7307.5898 | 0 | 7307.5898 | 0 | 122.697 | 120.216
WtrCldScrewChlr-0.439kwpton-VarSpd | DEER2023 |  | 2022-03-15 00:41:06+00 | Any | Htl | New | CZ10 | cWVVG | Cap-Tons | 199.322 | 139998.9062 | None | 652885.125 | 162049.9062 | 293493.5 | 0 | 82213.3906 | 1352.224 | 50186.8398 | 63588.8203 | 29204.1309 | 13883.0303 | 8513.6467 | 0 | 8513.6467 | 0 | 126.112 | 124.837
WtrCldScrewChlr-0.439kwpton-VarSpd | DEER2023 |  | 2022-03-15 00:41:06+00 | Any | Htl | New | CZ11 | cWVVG | Cap-Tons | 204.9697 | 139998.9062 | None | 646253.5 | 162049.9062 | 293493.5 | 0 | 77665.0781 | 956.0297 | 46164.4805 | 65923.9766 | 28160.4395 | 19736.3906 | 13558.1402 | 0 | 13558.1402 | 0 | 129.412 | 137.828
WtrCldScrewChlr-0.439kwpton-VarSpd | DEER2023 |  | 2022-03-15 00:41:06+00 | Any | Htl | New | CZ12 | cWVVG | Cap-Tons | 186.151 | 139998.9062 | None | 625641 | 162049.9062 | 293493.5 | 0 | 64712.5898 | 1026.45 | 41104.4609 | 63253.6602 | 24272.6406 | 21190.5098 | 13287.8797 | 0 | 13287.8797 | 0 | 126.088 | 133.102
WtrCldScrewChlr-0.439kwpton-VarSpd | DEER2023 |  | 2022-03-15 00:41:06+00 | Any | Htl | New | CZ13 | cWVVG | Cap-Tons | 204.4572 | 139998.9062 | None | 664349.5 | 162049.9062 | 293493.5 | 0 | 88550.2422 | 1529.693 | 50927.1094 | 67798.3828 | 31768.1797 | 17224.9902 | 11541.7894 | 0 | 11541.7894 | 0 | 132.227 | 137.786
WtrCldScrewChlr-0.439kwpton-VarSpd | DEER2023 |  | 2022-03-15 00:41:06+00 | Any | Htl | New | CZ14 | cWVVG | Cap-Tons | 212.2535 | 139998.9062 | None | 647829.8125 | 162049.9062 | 293493.5 | 0 | 77010.7109 | 465.4374 | 47790.8281 | 67019.0234 | 29506.7402 | 18841.4492 | 12983.4995 | 0 | 12983.4995 | 0 | 128.541 | 130.521
WtrCldScrewChlr-0.439kwpton-VarSpd | DEER2023 |  | 2022-03-15 00:41:06+00 | Any | Htl | New | CZ15 | cWVVG | Cap-Tons | 273.3933 | 139998.9062 | None | 744944.875 | 162049.9062 | 293493.5 | 0 | 137141.4062 | 1233.285 | 76420.9688 | 74605.2734 | 44901.3008 | 7008.9131 | 5020.6189 | 0 | 5020.6189 | 0 | 146.247 | 146.875
WtrCldScrewChlr-0.439kwpton-VarSpd | DEER2023 |  | 2022-03-15 00:41:06+00 | Any | Htl | New | CZ16 | cWVVG | Cap-Tons | 118.4843 | 139998.9062 | None | 586029.8125 | 162049.9062 | 293493.5 | 0 | 38599.3008 | 463.4971 | 24501.5801 | 66921.4219 | 18495.6699 | 33964.3594 | 25514.7213 | 0 | 25514.7213 | 0 | 108.491 | 109.477
WtrCldScrewChlr-0.439kwpton-VarSpd | DEER2023 |  | 2022-03-15 00:41:06+00 | Any | MBT | New | CZ01 | cWVVG | Cap-Tons | 173.0733 | 199999.2031 | None | 1241909 | 366189 | 737073.3125 | 0 | 13621.1797 | 132.4381 | 12083.5703 | 112803.3984 | 1740.551 | 51532.5898 | 14361.0701 | 0 | 14361.0701 | 0 | 380.309 | 167.452
WtrCldScrewChlr-0.439kwpton-VarSpd | DEER2023 |  | 2022-03-15 00:41:06+00 | Any | MBT | New | CZ02 | cWVVG | Cap-Tons | 285.5302 | 199999.2031 | None | 1321621 | 366189 | 737073.3125 | 0 | 61388.8516 | 737.0983 | 34955.2188 | 121271.2969 | 7367.1689 | 31741.4609 | 11427.7798 | 0 | 11427.7798 | 0 | 425.345 | 197.455
WtrCldScrewChlr-0.439kwpton-VarSpd | DEER2023 |  | 2022-03-15 00:41:06+00 | Any | MBT | New | CZ03 | cWVVG | Cap-Tons | 222.3173 | 199999.2031 | None | 1301811 | 366189 | 737073.3125 | 0 | 47754.1484 | 717.4537 | 28126.9395 | 121943.6016 | 6175.3989 | 26176.8594 | 10405.04 | 0 | 10405.04 | 0 | 403.061 | 180.476
WtrCldScrewChlr-0.439kwpton-VarSpd | DEER2023 |  | 2022-03-15 00:41:06+00 | Any | MBT | New | CZ04 | cWVVG | Cap-Tons | 278.5123 | 199999.2031 | None | 1349929 | 366189 | 737073.3125 | 0 | 76661 | 1435.981 | 42687.7812 | 125876.2969 | 9664.8291 | 21938.7305 | 9399.824 | 0 | 9399.824 | 0 | 428.657 | 200.315
WtrCldScrewChlr-0.439kwpton-VarSpd | DEER2023 |  | 2022-03-15 00:41:06+00 | Any | MBT | New | CZ05 | cWVVG | Cap-Tons | 214.5538 | 199999.2031 | None | 1314129 | 366189 | 737073.3125 | 0 | 55992.1094 | 890.8293 | 30223.1992 | 123754.2969 | 7119.2129 | 24565.75 | 10170.2099 | 0 | 10170.2099 | 0 | 397.969 | 173.921
WtrCldScrewChlr-0.439kwpton-VarSpd | DEER2023 |  | 2022-03-15 00:41:06+00 | Any | MBT | New | CZ06 | cWVVG | Cap-Tons | 301.4818 | 199999.2031 | None | 1399203 | 366189 | 737073.3125 | 0 | 104503.5 | 2577.519 | 59618.8711 | 129235.6016 | 11795.8604 | 11331.8301 | 8087.0573 | 0 | 8087.0573 | 0 | 424.283 | 190.877
WtrCldScrewChlr-0.439kwpton-VarSpd | DEER2023 |  | 2022-03-15 00:41:06+00 | Any | MBT | New | CZ07 | cWVVG | Cap-Tons | 301.131 | 199999.2031 | None | 1376894 | 366189 | 737073.3125 | 0 | 88928.4375 | 1711.1219 | 54044.1094 | 128941.7969 | 11332.71 | 8298.1162 | 7617.5117 | 0 | 7617.5117 | 0 | 419.601 | 185.662
WtrCldScrewChlr-0.439kwpton-VarSpd | DEER2023 |  | 2022-03-15 00:41:06+00 | Any | MBT | New | CZ08 | cWVVG | Cap-Tons | 334.8858 | 199999.2031 | None | 1418894 | 366189 | 737073.3125 | 0 | 116017.8984 | 2384.553 | 64361.0781 | 132862.2969 | 14222.25 | 10461.2803 | 7689.961 | 0 | 7689.961 | 0 | 435.858 | 195.41
WtrCldScrewChlr-0.439kwpton-VarSpd | DEER2023 |  | 2022-03-15 00:41:06+00 | Any | MBT | New | CZ09 | cWVVG | Cap-Tons | 378.4808 | 199999.2031 | None | 1395670 | 366189 | 737073.3125 | 0 | 101375.5 | 858.6953 | 59494.3008 | 130674 | 13221.9297 | 13411.5498 | 7819.7568 | 0 | 7819.7568 | 0 | 434.197 | 201.094
WtrCldScrewChlr-0.439kwpton-VarSpd | DEER2023 |  | 2022-03-15 00:41:06+00 | Any | MBT | New | CZ10 | cWVVG | Cap-Tons | 339.4217 | 199999.2031 | None | 1409851 | 366189 | 737073.3125 | 0 | 112442.1016 | 1896.447 | 61168.7109 | 131075.7031 | 14029.8203 | 14999.6699 | 8258.3533 | 0 | 8258.3533 | 0 | 449.367 | 208.179
WtrCldScrewChlr-0.439kwpton-VarSpd | DEER2023 |  | 2022-03-15 00:41:06+00 | Any | MBT | New | CZ11 | cWVVG | Cap-Tons | 345.7535 | 199999.2031 | None | 1385661 | 366189 | 737073.3125 | 0 | 97672.6797 | 1151.4611 | 56070.3984 | 127498.2969 | 13547.1904 | 24742.3809 | 10568.2099 | 0 | 10568.2099 | 0 | 452.1 | 225.243
WtrCldScrewChlr-0.439kwpton-VarSpd | DEER2023 |  | 2022-03-15 00:41:06+00 | Any | MBT | New | CZ12 | cWVVG | Cap-Tons | 325.3683 | 199999.2031 | None | 1359527 | 366189 | 737073.3125 | 0 | 82793.9609 | 1303.145 | 46214.3594 | 125947.5 | 10795.6504 | 27133.1094 | 10510.7002 | 0 | 10510.7002 | 0 | 448.203 | 216.96
WtrCldScrewChlr-0.439kwpton-VarSpd | DEER2023 |  | 2022-03-15 00:41:06+00 | Any | MBT | New | CZ13 | cWVVG | Cap-Tons | 353.6912 | 199999.2031 | None | 1405382 | 366189 | 737073.3125 | 0 | 107567.5 | 1779.677 | 60800.7891 | 131965.9062 | 15160.4102 | 23629.4492 | 9780.1357 | 0 | 9780.1357 | 0 | 459.401 | 225.731
WtrCldScrewChlr-0.439kwpton-VarSpd | DEER2023 |  | 2022-03-15 00:41:06+00 | Any | MBT | New | CZ14 | cWVVG | Cap-Tons | 365.1983 | 199999.2031 | None | 1387875 | 366189 | 737073.3125 | 0 | 96925.9688 | 649.7949 | 57036.8203 | 129994.7031 | 13630.1299 | 23185.1191 | 10736.3302 | 0 | 10736.3302 | 0 | 450.538 | 215.698
WtrCldScrewChlr-0.439kwpton-VarSpd | DEER2023 |  | 2022-03-15 00:41:06+00 | Any | MBT | New | CZ15 | cWVVG | Cap-Tons | 453.7342 | 199999.2031 | None | 1523195 | 366189 | 737073.3125 | 0 | 171742.7969 | 1513.948 | 99994.7969 | 146675.7031 | 24438.4609 | 6849.1162 | 6644.9478 | 0 | 6644.9478 | 0 | 474.386 | 234.097
WtrCldScrewChlr-0.439kwpton-VarSpd | DEER2023 |  | 2022-03-15 00:41:06+00 | Any | MBT | New | CZ16 | cWVVG | Cap-Tons | 224.0473 | 199999.2031 | None | 1282656 | 366189 | 737073.3125 | 0 | 40939.1797 | 524.7733 | 22895.7305 | 115028.2969 | 5979.6328 | 43807.8008 | 19321.3504 | 0 | 19321.3504 | 0 | 406.955 | 186.014
WtrCldScrewChlr-0.439kwpton-VarSpd | DEER2023 |  | 2022-03-15 00:41:06+00 | Any | Nrs | New | CZ01 | cWVVG | Cap-Tons | 62.0887 | 60654.5781 | None | 640973.125 | 124089.5 | 419568.5938 | 0 | 1407.75 | 7.2118 | 3185.854 | 92713.5938 | 995.0484 | 74955.3125 | 23791.4598 | 117.2249 | 23674.24 | 0 | 100.122 | 96.919
WtrCldScrewChlr-0.439kwpton-VarSpd | DEER2023 |  | 2022-03-15 00:41:06+00 | Any | Nrs | New | CZ02 | cWVVG | Cap-Tons | 100.1987 | 60654.5781 | None | 669119.125 | 124089.5 | 419568.5938 | 0 | 19210.2109 | 236.188 | 12841.54 | 93172.6875 | 14471.7803 | 49962.6602 | 16360.2995 | 117.2249 | 16243.0797 | 0 | 118.84 | 113.73
WtrCldScrewChlr-0.439kwpton-VarSpd | DEER2023 |  | 2022-03-15 00:41:06+00 | Any | Nrs | New | CZ03 | cWVVG | Cap-Tons | 79.9955 | 60654.5781 | None | 657881.375 | 124089.5 | 419568.5938 | 0 | 10702.3799 | 130.5539 | 10288.5801 | 93100.9062 | 9188.6377 | 50144 | 13932.5005 | 117.2249 | 13815.2704 | 0 | 108.781 | 105.665
WtrCldScrewChlr-0.439kwpton-VarSpd | DEER2023 |  | 2022-03-15 00:41:06+00 | Any | Nrs | New | CZ04 | cWVVG | Cap-Tons | 96.34 | 60654.5781 | None | 681431.875 | 124089.5 | 419568.5938 | 0 | 26461.5195 | 515.055 | 17461.9805 | 93334.5 | 19801.4102 | 37403.25 | 11388.4006 | 117.2249 | 11271.1706 | 0 | 119.999 | 116.428
WtrCldScrewChlr-0.439kwpton-VarSpd | DEER2023 |  | 2022-03-15 00:41:06+00 | Any | Nrs | New | CZ05 | cWVVG | Cap-Tons | 77.4554 | 60654.5781 | None | 659935.375 | 124089.5 | 419568.5938 | 0 | 12519.3896 | 155.2239 | 10453.7803 | 93148.2969 | 11479.0098 | 48236.8203 | 14483.8605 | 117.2249 | 14366.6304 | 0 | 108.122 | 100.882
WtrCldScrewChlr-0.439kwpton-VarSpd | DEER2023 |  | 2022-03-15 00:41:06+00 | Any | Nrs | New | CZ06 | cWVVG | Cap-Tons | 102.7728 | 60654.5781 | None | 692475.3125 | 124089.5 | 419568.5938 | 0 | 32903.4492 | 663.3205 | 21869.4395 | 93380.2266 | 23860.0801 | 26495.2207 | 7998.6592 | 117.2249 | 7881.4349 | 0 | 113.858 | 110.798
WtrCldScrewChlr-0.439kwpton-VarSpd | DEER2023 |  | 2022-03-15 00:41:06+00 | Any | Nrs | New | CZ07 | cWVVG | Cap-Tons | 103.4675 | 60654.5781 | None | 688843.875 | 124089.5 | 419568.5938 | 0 | 28652.5391 | 439.645 | 22726.4297 | 93366.4375 | 22998.7891 | 23755.7695 | 6831.7178 | 117.2249 | 6714.4947 | 0 | 110.555 | 105.418
WtrCldScrewChlr-0.439kwpton-VarSpd | DEER2023 |  | 2022-03-15 00:41:06+00 | Any | Nrs | New | CZ08 | cWVVG | Cap-Tons | 112.107 | 60654.5781 | None | 705833.125 | 124089.5 | 419568.5938 | 0 | 41771.8594 | 825.7716 | 26085.4707 | 93491.2188 | 28146.5391 | 23892.9609 | 7642.2227 | 117.2249 | 7524.9997 | 0 | 121.426 | 113.937
WtrCldScrewChlr-0.439kwpton-VarSpd | DEER2023 |  | 2022-03-15 00:41:06+00 | Any | Nrs | New | CZ09 | cWVVG | Cap-Tons | 128.8347 | 60654.5781 | None | 701803.8125 | 124089.5 | 419568.5938 | 0 | 38564.2617 | 313.4805 | 25769.6094 | 93497.6094 | 27114.6895 | 26556.8906 | 8027.063 | 117.2249 | 7909.8387 | 0 | 121.709 | 116.955
WtrCldScrewChlr-0.439kwpton-VarSpd | DEER2023 |  | 2022-03-15 00:41:06+00 | Any | Nrs | New | CZ10 | cWVVG | Cap-Tons | 116.0286 | 60654.5781 | None | 707029.375 | 124089.5 | 419568.5938 | 0 | 43428.9414 | 773.1835 | 25643.9707 | 93524.4766 | 28141.0898 | 27918.5391 | 9362.9421 | 117.2249 | 9245.7158 | 0 | 124.337 | 118.718
WtrCldScrewChlr-0.439kwpton-VarSpd | DEER2023 |  | 2022-03-15 00:41:06+00 | Any | Nrs | New | CZ11 | cWVVG | Cap-Tons | 118.8625 | 60654.5781 | None | 705393.375 | 124089.5 | 419568.5938 | 0 | 43444.3008 | 587.4868 | 24257.6699 | 93446.0078 | 25659.8105 | 36486.9414 | 13472.9203 | 117.2249 | 13355.7005 | 0 | 128.048 | 126.527
WtrCldScrewChlr-0.439kwpton-VarSpd | DEER2023 |  | 2022-03-15 00:41:06+00 | Any | Nrs | New | CZ12 | cWVVG | Cap-Tons | 110.2839 | 60654.5781 | None | 689526 | 124089.5 | 419568.5938 | 0 | 32093.0508 | 555.4604 | 19857.6797 | 93361.1328 | 21066.5098 | 39437.5312 | 13590.3002 | 117.2249 | 13473.0701 | 0 | 125.104 | 123.04
WtrCldScrewChlr-0.439kwpton-VarSpd | DEER2023 |  | 2022-03-15 00:41:06+00 | Any | Nrs | New | CZ13 | cWVVG | Cap-Tons | 118.2186 | 60654.5781 | None | 714804.875 | 124089.5 | 419568.5938 | 0 | 49699.4297 | 936.7961 | 26963.7402 | 93546.7969 | 29161.5801 | 32067.1504 | 11800.9395 | 117.2249 | 11683.7094 | 0 | 129.612 | 126.396
WtrCldScrewChlr-0.439kwpton-VarSpd | DEER2023 |  | 2022-03-15 00:41:06+00 | Any | Nrs | New | CZ14 | cWVVG | Cap-Tons | 121.6014 | 60654.5781 | None | 704525.625 | 124089.5 | 419568.5938 | 0 | 42983.5703 | 332.5477 | 24023.0605 | 93528.1797 | 26826.3398 | 35014.6992 | 14467.2102 | 117.2249 | 14349.9904 | 0 | 127.183 | 123.19
WtrCldScrewChlr-0.439kwpton-VarSpd | DEER2023 |  | 2022-03-15 00:41:06+00 | Any | Nrs | New | CZ15 | cWVVG | Cap-Tons | 156.3556 | 60654.5781 | None | 764574.1875 | 124089.5 | 419568.5938 | 0 | 83338.75 | 863.804 | 42683.3594 | 94030.3438 | 43631.8008 | 13733.6699 | 4999.1629 | 117.2249 | 4881.9398 | 0 | 137.081 | 132.045
WtrCldScrewChlr-0.439kwpton-VarSpd | DEER2023 |  | 2022-03-15 00:41:06+00 | Any | Nrs | New | CZ16 | cWVVG | Cap-Tons | 78.6823 | 60654.5781 | None | 663129.8125 | 124089.5 | 419568.5938 | 0 | 15754.3203 | 185.0797 | 10495.5 | 93035.8906 | 13913.9902 | 54850.1797 | 26251.0899 | 117.2249 | 26133.8701 | 0 | 112.409 | 109.237
WtrCldScrewChlr-0.439kwpton-VarSpd | DEER2023 |  | 2022-03-15 00:41:06+00 | Any | OfL | New | CZ01 | cWVVG | Cap-Tons | 247.2998 | 174998.9062 | None | 1299152 | 289618.8125 | 892052.375 | 0 | 14033.3799 | 106.7261 | 13771.3896 | 89569.2969 | 165.0932 | 50284.5586 | 6667.0707 | 0 | 6667.0707 | 0 | 372.588 | 218.1
WtrCldScrewChlr-0.439kwpton-VarSpd | DEER2023 |  | 2022-03-15 00:41:06+00 | Any | OfL | New | CZ02 | cWVVG | Cap-Tons | 369.5237 | 174998.9062 | None | 1413339 | 289618.8125 | 892052.375 | 0 | 74715.5469 | 882.8568 | 42703.3594 | 113366.1016 | 4558.21 | 27432.7891 | 5273.5901 | 0 | 5273.5901 | 0 | 432.299 | 256.125
WtrCldScrewChlr-0.439kwpton-VarSpd | DEER2023 |  | 2022-03-15 00:41:06+00 | Any | OfL | New | CZ03 | cWVVG | Cap-Tons | 301.2273 | 174998.9062 | None | 1377799 | 289618.8125 | 892052.375 | 0 | 54120.1797 | 794.4509 | 34192.8516 | 107020.6016 | 3185.3931 | 23888.8906 | 3831.673 | 0 | 3831.673 | 0 | 404.771 | 237.413
WtrCldScrewChlr-0.439kwpton-VarSpd | DEER2023 |  | 2022-03-15 00:41:06+00 | Any | OfL | New | CZ04 | cWVVG | Cap-Tons | 357.9573 | 174998.9062 | None | 1446250 | 289618.8125 | 892052.375 | 0 | 91125.2734 | 1747.386 | 50861.6289 | 120845.1016 | 11496.4297 | 18000.75 | 3651.4691 | 0 | 3651.4691 | 0 | 436.63 | 257.639
WtrCldScrewChlr-0.439kwpton-VarSpd | DEER2023 |  | 2022-03-15 00:41:06+00 | Any | OfL | New | CZ05 | cWVVG | Cap-Tons | 297.8602 | 174998.9062 | None | 1398505 | 289618.8125 | 892052.375 | 0 | 65775.3594 | 1010.45 | 38578.4492 | 111469.6016 | 2898.583 | 18110.3691 | 2842.3482 | 0 | 2842.3482 | 0 | 403.56 | 227.34
WtrCldScrewChlr-0.439kwpton-VarSpd | DEER2023 |  | 2022-03-15 00:41:06+00 | Any | OfL | New | CZ06 | cWVVG | Cap-Tons | 374.8485 | 174998.9062 | None | 1495997 | 289618.8125 | 892052.375 | 0 | 122488.7031 | 2999.623 | 63626.9219 | 125211.2031 | 31643.3203 | 7660.3242 | 1545.856 | 0 | 1545.856 | 0 | 424.963 | 239.301
WtrCldScrewChlr-0.439kwpton-VarSpd | DEER2023 |  | 2022-03-15 00:41:06+00 | Any | OfL | New | CZ07 | cWVVG | Cap-Tons | 361.6923 | 174998.9062 | None | 1469009 | 289618.8125 | 892052.375 | 0 | 103156.7969 | 2022.948 | 56386.0391 | 125772.2969 | 30897.9492 | 6598.7588 | 931.4861 | 0 | 931.4861 | 0 | 419.218 | 230.745
WtrCldScrewChlr-0.439kwpton-VarSpd | DEER2023 |  | 2022-03-15 00:41:06+00 | Any | OfL | New | CZ08 | cWVVG | Cap-Tons | 413.4458 | 174998.9062 | None | 1523525 | 289618.8125 | 892052.375 | 0 | 135664.2969 | 2811.665 | 67348.0078 | 136030.5938 | 53628.8281 | 6632.645 | 1481.789 | 0 | 1481.789 | 0 | 443.269 | 243.726
WtrCldScrewChlr-0.439kwpton-VarSpd | DEER2023 |  | 2022-03-15 00:41:06+00 | Any | OfL | New | CZ09 | cWVVG | Cap-Tons | 457.3868 | 174998.9062 | None | 1502798 | 289618.8125 | 892052.375 | 0 | 123737.3984 | 1086.349 | 62510.7812 | 133792.7031 | 28576.2598 | 11496.0703 | 1779.884 | 0 | 1779.884 | 0 | 442.409 | 254.22
WtrCldScrewChlr-0.439kwpton-VarSpd | DEER2023 |  | 2022-03-15 00:41:06+00 | Any | OfL | New | CZ10 | cWVVG | Cap-Tons | 429.5983 | 174998.9062 | None | 1521403 | 289618.8125 | 892052.375 | 0 | 132736.5 | 2300.332 | 66548.8438 | 138146 | 38855.3789 | 12326.3701 | 2223.911 | 0 | 2223.911 | 0 | 451.248 | 256.799
WtrCldScrewChlr-0.439kwpton-VarSpd | DEER2023 |  | 2022-03-15 00:41:06+00 | Any | OfL | New | CZ11 | cWVVG | Cap-Tons | 428.1677 | 174998.9062 | None | 1497171 | 289618.8125 | 892052.375 | 0 | 115234.3984 | 1412.969 | 61712.0117 | 137140.7969 | 27723.2598 | 23951.7305 | 6072.2592 | 0 | 6072.2592 | 0 | 456.394 | 285.405
WtrCldScrewChlr-0.439kwpton-VarSpd | DEER2023 |  | 2022-03-15 00:41:06+00 | Any | OfL | New | CZ12 | cWVVG | Cap-Tons | 405.647 | 174998.9062 | None | 1465986 | 289618.8125 | 892052.375 | 0 | 100163.6016 | 1608.426 | 53700.5703 | 128842.3984 | 14533.1299 | 24504.4805 | 5293.7789 | 0 | 5293.7789 | 0 | 450.042 | 276.797
WtrCldScrewChlr-0.439kwpton-VarSpd | DEER2023 |  | 2022-03-15 00:41:06+00 | Any | OfL | New | CZ13 | cWVVG | Cap-Tons | 419.7743 | 174998.9062 | None | 1519577 | 289618.8125 | 892052.375 | 0 | 126274.6016 | 2254.1069 | 65203.6094 | 144173.9062 | 51959.0312 | 22293.0508 | 4801.0362 | 0 | 4801.0362 | 0 | 463.961 | 279.899
WtrCldScrewChlr-0.439kwpton-VarSpd | DEER2023 |  | 2022-03-15 00:41:06+00 | Any | OfL | New | CZ14 | cWVVG | Cap-Tons | 443.5203 | 174998.9062 | None | 1504123 | 289618.8125 | 892052.375 | 0 | 118127.8984 | 810.1947 | 62811.6094 | 140702.0938 | 42262.5312 | 21413.7305 | 5058.607 | 0 | 5058.607 | 0 | 457.888 | 268.082
WtrCldScrewChlr-0.439kwpton-VarSpd | DEER2023 |  | 2022-03-15 00:41:06+00 | Any | OfL | New | CZ15 | cWVVG | Cap-Tons | 543.5912 | 174998.9062 | None | 1650272 | 289618.8125 | 892052.375 | 0 | 199769.2969 | 1825.61 | 96844.6016 | 170161.7969 | 96964.2969 | 5014.498 | 1350.549 | 0 | 1350.549 | 0 | 489.583 | 282.433
WtrCldScrewChlr-0.439kwpton-VarSpd | DEER2023 |  | 2022-03-15 00:41:06+00 | Any | OfL | New | CZ16 | cWVVG | Cap-Tons | 294.829 | 174998.9062 | None | 1390684 | 289618.8125 | 892052.375 | 0 | 53354.75 | 697.3416 | 31067.5508 | 123893.6016 | 8699.6445 | 45789.0703 | 14307.0899 | 0 | 14307.0899 | 0 | 416.11 | 247.757
WtrCldScrewChlr-0.439kwpton-VarSpd | DEER2023 |  | 2022-03-15 00:41:06+00 | Any | OfS | New | CZ01 | cWVVG | Cap-Tons | 13.9541 | 10000.0801 | None | 65125.5117 | 13865.4297 | 42917.1289 | 0 | 932.4128 | 15.3419 | 1660.379 | 5734.7251 | 90.2619 | 3749.2571 | 1204.738 | 0 | 1204.738 | 0 | 21.801 | 10.61
WtrCldScrewChlr-0.439kwpton-VarSpd | DEER2023 |  | 2022-03-15 00:41:06+00 | Any | OfS | New | CZ02 | cWVVG | Cap-Tons | 20.6019 | 10000.0801 | None | 73595.5469 | 13865.4297 | 42917.1289 | 0 | 4966.8359 | 85.2438 | 4755.9082 | 7004.8931 | 1132.551 | 2011.772 | 841.4677 | 0 | 841.4677 | 0 | 25.887 | 13.141
WtrCldScrewChlr-0.439kwpton-VarSpd | DEER2023 |  | 2022-03-15 00:41:06+00 | Any | OfS | New | CZ03 | cWVVG | Cap-Tons | 17.9189 | 10000.0801 | None | 70707.7969 | 13865.4297 | 42917.1289 | 0 | 3329.302 | 79.3997 | 4041.8259 | 6474.6138 | 670.6275 | 1897.647 | 727.7132 | 0 | 727.7132 | 0 | 23.392 | 11.578
WtrCldScrewChlr-0.439kwpton-VarSpd | DEER2023 |  | 2022-03-15 00:41:06+00 | Any | OfS | New | CZ04 | cWVVG | Cap-Tons | 21.4147 | 10000.0801 | None | 75730.7969 | 13865.4297 | 42917.1289 | 0 | 5652.7651 | 155.3217 | 5770.8789 | 7369.1792 | 1655.108 | 1427.489 | 606.2735 | 0 | 606.2735 | 0 | 25.603 | 13.099
WtrCldScrewChlr-0.439kwpton-VarSpd | DEER2023 |  | 2022-03-15 00:41:06+00 | Any | OfS | New | CZ05 | cWVVG | Cap-Tons | 15.8386 | 10000.0801 | None | 71646.2266 | 13865.4297 | 42917.1289 | 0 | 4053.3989 | 91.225 | 3933.384 | 6785.584 | 689.3813 | 1586.423 | 671.416 | 0 | 671.416 | 0 | 23.679 | 10.924
WtrCldScrewChlr-0.439kwpton-VarSpd | DEER2023 |  | 2022-03-15 00:41:06+00 | Any | OfS | New | CZ06 | cWVVG | Cap-Tons | 22.3435 | 10000.0801 | None | 78852.5 | 13865.4297 | 42917.1289 | 0 | 7624.1221 | 245.2631 | 6724.4028 | 7476.0391 | 1607.744 | 688.9059 | 389.4751 | 0 | 389.4751 | 0 | 25.54 | 11.799
WtrCldScrewChlr-0.439kwpton-VarSpd | DEER2023 |  | 2022-03-15 00:41:06+00 | Any | OfS | New | CZ07 | cWVVG | Cap-Tons | 21.3755 | 10000.0801 | None | 76775.4297 | 13865.4297 | 42917.1289 | 0 | 6430.9492 | 180.9349 | 6108.4531 | 7272.4312 | 1485.422 | 619.4046 | 317.9776 | 0 | 317.9776 | 0 | 24.874 | 10.965
WtrCldScrewChlr-0.439kwpton-VarSpd | DEER2023 |  | 2022-03-15 00:41:06+00 | Any | OfS | New | CZ08 | cWVVG | Cap-Tons | 23.315 | 10000.0801 | None | 80810.4922 | 13865.4297 | 42917.1289 | 0 | 8547.6064 | 248.4427 | 7156.9668 | 8074.8198 | 2598.0549 | 645.825 | 378.4289 | 0 | 378.4289 | 0 | 26.741 | 12.557
WtrCldScrewChlr-0.439kwpton-VarSpd | DEER2023 |  | 2022-03-15 00:41:06+00 | Any | OfS | New | CZ09 | cWVVG | Cap-Tons | 27.6906 | 10000.0801 | None | 81195.8828 | 13865.4297 | 42917.1289 | 0 | 8130.8701 | 121.7147 | 8252.1055 | 7908.5122 | 2529.3601 | 886.865 | 362.8342 | 0 | 362.8342 | 0 | 25.968 | 12.778
WtrCldScrewChlr-0.439kwpton-VarSpd | DEER2023 |  | 2022-03-15 00:41:06+00 | Any | OfS | New | CZ10 | cWVVG | Cap-Tons | 25.2521 | 10000.0801 | None | 81242.7578 | 13865.4297 | 42917.1289 | 0 | 8617.6768 | 206.8817 | 7470.1079 | 8165.4448 | 2984.397 | 967.2518 | 409.742 | 0 | 409.742 | 0 | 27.098 | 13.153
WtrCldScrewChlr-0.439kwpton-VarSpd | DEER2023 |  | 2022-03-15 00:41:06+00 | Any | OfS | New | CZ11 | cWVVG | Cap-Tons | 25.2603 | 10000.0801 | None | 79936.5469 | 13865.4297 | 42917.1289 | 0 | 7928.978 | 127.5051 | 6689.8428 | 8407.5518 | 3506.929 | 1736.788 | 739.5371 | 0 | 739.5371 | 0 | 27.331 | 15.286
WtrCldScrewChlr-0.439kwpton-VarSpd | DEER2023 |  | 2022-03-15 00:41:06+00 | Any | OfS | New | CZ12 | cWVVG | Cap-Tons | 23.6061 | 10000.0801 | None | 77625.9375 | 13865.4297 | 42917.1289 | 0 | 6686.4858 | 149.3349 | 6057.8418 | 7949.6182 | 2103.219 | 1808.528 | 757.3002 | 0 | 757.3002 | 0 | 27.222 | 14.67
WtrCldScrewChlr-0.439kwpton-VarSpd | DEER2023 |  | 2022-03-15 00:41:06+00 | Any | OfS | New | CZ13 | cWVVG | Cap-Tons | 25.8755 | 10000.0801 | None | 81064.7422 | 13865.4297 | 42917.1289 | 0 | 8058.9448 | 195.577 | 7258.834 | 8768.7305 | 4121.3848 | 1608.4139 | 639.4871 | 0 | 639.4871 | 0 | 27.317 | 14.65
WtrCldScrewChlr-0.439kwpton-VarSpd | DEER2023 |  | 2022-03-15 00:41:06+00 | Any | OfS | New | CZ14 | cWVVG | Cap-Tons | 27.2422 | 10000.0801 | None | 81440.8281 | 13865.4297 | 42917.1289 | 0 | 8363.4717 | 76.7304 | 7559.7729 | 8658.1943 | 3539.1001 | 1625.73 | 663.0521 | 0 | 663.0521 | 0 | 27.359 | 13.977
WtrCldScrewChlr-0.439kwpton-VarSpd | DEER2023 |  | 2022-03-15 00:41:06+00 | Any | OfS | New | CZ15 | cWVVG | Cap-Tons | 32.0846 | 10000.0801 | None | 92236.3906 | 13865.4297 | 42917.1289 | 0 | 13876.7695 | 185.1441 | 11063.25 | 10328.5596 | 6710.8359 | 384.0719 | 173.4966 | 0 | 173.4966 | 0 | 29.571 | 14.935
WtrCldScrewChlr-0.439kwpton-VarSpd | DEER2023 |  | 2022-03-15 00:41:06+00 | Any | OfS | New | CZ16 | cWVVG | Cap-Tons | 17.013 | 10000.0801 | None | 72035.6094 | 13865.4297 | 42917.1289 | 0 | 3512.354 | 58.3584 | 3485.386 | 8196.8652 | 1309.468 | 3554.7849 | 1541.7459 | 0 | 1541.7459 | 0 | 24.981 | 12.602
WtrCldScrewChlr-0.439kwpton-VarSpd | DEER2023 |  | 2022-03-15 00:41:06+00 | Any | Rt3 | New | CZ01 | cWVVG | Cap-Tons | 129.1521 | 120000.5 | None | 1005116 | 514297.1875 | 410310 | 0 | 7151.7471 | 55.6463 | 8410.9141 | 64890.2812 | 13582.0703 | 33791.5117 | 8281.4093 | 0 | 8281.4093 | 0 | 245.403 | 200.382
WtrCldScrewChlr-0.439kwpton-VarSpd | DEER2023 |  | 2022-03-15 00:41:06+00 | Any | Rt3 | New | CZ02 | cWVVG | Cap-Tons | 229.7263 | 120000.5 | None | 1088270 | 514297.1875 | 410310 | 0 | 54181.9219 | 665.666 | 31252.8203 | 77561.2188 | 43864.5117 | 15156.21 | 5888.0307 | 0 | 5888.0307 | 0 | 292.785 | 247.64
WtrCldScrewChlr-0.439kwpton-VarSpd | DEER2023 |  | 2022-03-15 00:41:06+00 | Any | Rt3 | New | CZ03 | cWVVG | Cap-Tons | 180.3553 | 120000.5 | None | 1056385 | 514297.1875 | 410310 | 0 | 35023.1992 | 502.7371 | 23738.2305 | 72513.0234 | 39763.8789 | 14628.6201 | 4310.025 | 0 | 4310.025 | 0 | 266.112 | 226.064
WtrCldScrewChlr-0.439kwpton-VarSpd | DEER2023 |  | 2022-03-15 00:41:06+00 | Any | Rt3 | New | CZ04 | cWVVG | Cap-Tons | 230.6758 | 120000.5 | None | 1118296 | 514297.1875 | 410310 | 0 | 71177.5938 | 1379.542 | 38038.4102 | 83092.2891 | 56911.2617 | 10058.3799 | 3534.3501 | 0 | 3534.3501 | 0 | 296.659 | 254.152
WtrCldScrewChlr-0.439kwpton-VarSpd | DEER2023 |  | 2022-03-15 00:41:06+00 | Any | Rt3 | New | CZ05 | cWVVG | Cap-Tons | 169.7127 | 120000.5 | None | 1067933 | 514297.1875 | 410310 | 0 | 40365.4883 | 594.5083 | 24577.3105 | 77787.7969 | 43841.1602 | 11864.9297 | 3201.1309 | 0 | 3201.1309 | 0 | 261.491 | 214.695
WtrCldScrewChlr-0.439kwpton-VarSpd | DEER2023 |  | 2022-03-15 00:41:06+00 | Any | Rt3 | New | CZ06 | cWVVG | Cap-Tons | 237.0563 | 120000.5 | None | 1148447 | 514297.1875 | 410310 | 0 | 89303.2891 | 2195.3799 | 48131.4414 | 84208.6797 | 62647.6797 | 4507.6191 | 1317.303 | 0 | 1317.303 | 0 | 291.136 | 242.975
WtrCldScrewChlr-0.439kwpton-VarSpd | DEER2023 |  | 2022-03-15 00:41:06+00 | Any | Rt3 | New | CZ07 | cWVVG | Cap-Tons | 237.0988 | 120000.5 | None | 1134771 | 514297.1875 | 410310 | 0 | 77609.1328 | 1471.538 | 44290.25 | 86792.4609 | 65603.1328 | 3386.2009 | 815.4518 | 0 | 815.4518 | 0 | 286.773 | 241.574
WtrCldScrewChlr-0.439kwpton-VarSpd | DEER2023 |  | 2022-03-15 00:41:06+00 | Any | Rt3 | New | CZ08 | cWVVG | Cap-Tons | 269.379 | 120000.5 | None | 1183599 | 514297.1875 | 410310 | 0 | 106127.7031 | 2208.3301 | 54043.1992 | 96611.8516 | 78662.3828 | 3077.6899 | 1078.94 | 0 | 1078.94 | 0 | 302.081 | 249.927
WtrCldScrewChlr-0.439kwpton-VarSpd | DEER2023 |  | 2022-03-15 00:41:06+00 | Any | Rt3 | New | CZ09 | cWVVG | Cap-Tons | 325.8737 | 120000.5 | None | 1157717 | 514297.1875 | 410310 | 0 | 91863.8516 | 743.0614 | 51019.9297 | 89481.7812 | 72384.5703 | 4692.063 | 1401.936 | 0 | 1401.936 | 0 | 288.812 | 246.309
WtrCldScrewChlr-0.439kwpton-VarSpd | DEER2023 |  | 2022-03-15 00:41:06+00 | Any | Rt3 | New | CZ10 | cWVVG | Cap-Tons | 284.464 | 120000.5 | None | 1178725 | 514297.1875 | 410310 | 0 | 105465.7969 | 1840.319 | 52526.4609 | 94284.4766 | 76256.9609 | 6022.8672 | 2112.532 | 0 | 2112.532 | 0 | 321.188 | 275.736
WtrCldScrewChlr-0.439kwpton-VarSpd | DEER2023 |  | 2022-03-15 00:41:06+00 | Any | Rt3 | New | CZ11 | cWVVG | Cap-Tons | 280.521 | 120000.5 | None | 1152312 | 514297.1875 | 410310 | 0 | 90897.9297 | 1142.325 | 46638.1797 | 89025.6562 | 65534.3594 | 11702.25 | 4183.0131 | 0 | 4183.0131 | 0 | 313.751 | 269.372
WtrCldScrewChlr-0.439kwpton-VarSpd | DEER2023 |  | 2022-03-15 00:41:06+00 | Any | Rt3 | New | CZ12 | cWVVG | Cap-Tons | 268.974 | 120000.5 | None | 1129735 | 514297.1875 | 410310 | 0 | 77680.3906 | 1281.123 | 41917.2188 | 84247.9609 | 59980.1602 | 12323.1602 | 4916.761 | 0 | 4916.761 | 0 | 315.23 | 270.605
WtrCldScrewChlr-0.439kwpton-VarSpd | DEER2023 |  | 2022-03-15 00:41:06+00 | Any | Rt3 | New | CZ13 | cWVVG | Cap-Tons | 288.3937 | 120000.5 | None | 1175770 | 514297.1875 | 410310 | 0 | 102422.3984 | 1829.236 | 51722.6914 | 95187.8828 | 75800.6719 | 10476.7402 | 3852.888 | 0 | 3852.888 | 0 | 324.077 | 279.448
WtrCldScrewChlr-0.439kwpton-VarSpd | DEER2023 |  | 2022-03-15 00:41:06+00 | Any | Rt3 | New | CZ14 | cWVVG | Cap-Tons | 291.3407 | 120000.5 | None | 1148971 | 514297.1875 | 410310 | 0 | 89313.9062 | 584.408 | 45448.1094 | 89016.6094 | 64930.2305 | 10401.1396 | 3639.761 | 0 | 3639.761 | 0 | 310.899 | 263.36
WtrCldScrewChlr-0.439kwpton-VarSpd | DEER2023 |  | 2022-03-15 00:41:06+00 | Any | Rt3 | New | CZ15 | cWVVG | Cap-Tons | 365.2832 | 120000.5 | None | 1274625 | 514297.1875 | 410310 | 0 | 158228.7031 | 1533.822 | 76574.3906 | 113680.2031 | 106042.7031 | 1605.073 | 342.6937 | 0 | 342.6937 | 0 | 336.331 | 288.2
WtrCldScrewChlr-0.439kwpton-VarSpd | DEER2023 |  | 2022-03-15 00:41:06+00 | Any | Rt3 | New | CZ16 | cWVVG | Cap-Tons | 180.1765 | 120000.5 | None | 1060813 | 514297.1875 | 410310 | 0 | 37580.4492 | 476.6239 | 20651.6602 | 77495.8984 | 38309.6992 | 24696.8809 | 13352.0602 | 0 | 13352.0602 | 0 | 276.217 | 231.08
WtrCldScrewChlr-0.748kwpton-VarSpd | DEER2023 |  | 2022-03-15 00:41:06+00 | Any | ECC | New | CZ01 | cWVVG | Cap-Tons | 1 | 299999.5938 | None | 1684053 | 498675.5 | 838537.625 | 0 | 35495.4414 | 199.2962 | 21037.7891 | 290105.4062 | 4634.2559 | 208151 | 51322.3424 | 97.3874 | 51224.9702 | 0 | 622.342 | 477.421
WtrCldScrewChlr-0.748kwpton-VarSpd | DEER2023 |  | 2022-03-15 00:41:06+00 | Any | ECC | New | CZ02 | cWVVG | Cap-Tons | 1 | 299999.5938 | None | 1896371 | 498675.5 | 838537.625 | 0 | 202338.5 | 1331.817 | 71418.9922 | 284067.5 | 35158.1914 | 110873.7031 | 35666.3501 | 97.3874 | 35568.96 | 0 | 781.385 | 631.718
WtrCldScrewChlr-0.748kwpton-VarSpd | DEER2023 |  | 2022-03-15 00:41:06+00 | Any | ECC | New | CZ03 | cWVVG | Cap-Tons | 1 | 299999.5938 | None | 1819525 | 498675.5 | 838537.625 | 0 | 145071.5938 | 1189.249 | 56883.5117 | 279165.4062 | 27421.5 | 99455.7812 | 30775.3702 | 97.3874 | 30677.9802 | 0 | 692.493 | 571.756
WtrCldScrewChlr-0.748kwpton-VarSpd | DEER2023 |  | 2022-03-15 00:41:06+00 | Any | ECC | New | CZ04 | cWVVG | Cap-Tons | 1 | 299999.5938 | None | 1979815 | 498675.5 | 838537.625 | 0 | 267884.1875 | 2741.9951 | 92216.2422 | 279757.6875 | 56983.7383 | 70296.7969 | 25826.071 | 97.3874 | 25728.6912 | 0 | 801.865 | 665.897
WtrCldScrewChlr-0.748kwpton-VarSpd | DEER2023 |  | 2022-03-15 00:41:06+00 | Any | ECC | New | CZ05 | cWVVG | Cap-Tons | 1 | 299999.5938 | None | 1858782 | 498675.5 | 838537.625 | 0 | 172886.2031 | 1582.162 | 56687.8711 | 290411.9062 | 31701.3203 | 95044.2812 | 28309.929 | 97.3874 | 28212.5389 | 0 | 680.406 | 506.177
WtrCldScrewChlr-0.748kwpton-VarSpd | DEER2023 |  | 2022-03-15 00:41:06+00 | Any | ECC | New | CZ06 | cWVVG | Cap-Tons | 1 | 299999.5938 | None | 2100032 | 498675.5 | 838537.625 | 0 | 360029.5 | 4844.0781 | 117902.8984 | 280041 | 69696.6328 | 33413.6797 | 16123.4701 | 97.3874 | 16026.08 | 0 | 753.445 | 606.098
WtrCldScrewChlr-0.748kwpton-VarSpd | DEER2023 |  | 2022-03-15 00:41:06+00 | Any | ECC | New | CZ07 | cWVVG | Cap-Tons | 1 | 299999.5938 | None | 2035197 | 498675.5 | 838537.625 | 0 | 306264.5938 | 3233.584 | 105766.2969 | 282717.5938 | 71801.8516 | 25091.5703 | 13974.5894 | 97.3874 | 13877.1994 | 0 | 747.196 | 612.098
WtrCldScrewChlr-0.748kwpton-VarSpd | DEER2023 |  | 2022-03-15 00:41:06+00 | Any | ECC | New | CZ08 | cWVVG | Cap-Tons | 1 | 299999.5938 | None | 2176072 | 498675.5 | 838537.625 | 0 | 405907.8125 | 4676.4111 | 131662.9062 | 296610.5 | 90541.0391 | 28194.0293 | 14345.3094 | 97.3874 | 14247.9206 | 0 | 800.242 | 622.69
WtrCldScrewChlr-0.748kwpton-VarSpd | DEER2023 |  | 2022-03-15 00:41:06+00 | Any | ECC | New | CZ09 | cWVVG | Cap-Tons | 1 | 299999.5938 | None | 2105413 | 498675.5 | 838537.625 | 0 | 353697.3125 | 1460.672 | 131090.5938 | 281949.8125 | 82339.2891 | 38711.2695 | 16375.7594 | 97.3874 | 16278.3706 | 0 | 779.354 | 652.665
WtrCldScrewChlr-0.748kwpton-VarSpd | DEER2023 |  | 2022-03-15 00:41:06+00 | Any | ECC | New | CZ10 | cWVVG | Cap-Tons | 1 | 299999.5938 | None | 2164193 | 498675.5 | 838537.625 | 0 | 402708 | 3794.2959 | 129765.5 | 290710.6875 | 87017.7812 | 44994.9609 | 19309.1302 | 97.3874 | 19211.7299 | 0 | 620.517 | 390.829
WtrCldScrewChlr-0.748kwpton-VarSpd | DEER2023 |  | 2022-03-15 00:41:06+00 | Any | ECC | New | CZ11 | cWVVG | Cap-Tons | 1 | 299999.5938 | None | 2095989 | 498675.5 | 838537.625 | 0 | 345290.8125 | 2375.396 | 114714.7969 | 296393.5 | 76807.5938 | 79634.7812 | 29029.4989 | 97.3874 | 28932.1088 | 0 | 629.463 | 437.839
WtrCldScrewChlr-0.748kwpton-VarSpd | DEER2023 |  | 2022-03-15 00:41:06+00 | Any | ECC | New | CZ12 | cWVVG | Cap-Tons | 1 | 299999.5938 | None | 2033088 | 498675.5 | 838537.625 | 0 | 298962 | 2705.0681 | 96865.9688 | 297339.8125 | 64869.4688 | 88576.0703 | 30073.9994 | 97.3874 | 29976.6195 | 0 | 628.285 | 423.813
WtrCldScrewChlr-0.748kwpton-VarSpd | DEER2023 |  | 2022-03-15 00:41:06+00 | Any | ECC | New | CZ13 | cWVVG | Cap-Tons | 1 | 299999.5938 | None | 2182617 | 498675.5 | 838537.625 | 0 | 400877.1875 | 3751.1001 | 128540.7969 | 312232.5938 | 92388.0625 | 71531.4062 | 25489.3594 | 97.3874 | 25391.959 | 0 | 643.83 | 426.621
WtrCldScrewChlr-0.748kwpton-VarSpd | DEER2023 |  | 2022-03-15 00:41:06+00 | Any | ECC | New | CZ14 | cWVVG | Cap-Tons | 1 | 299999.5938 | None | 2100635 | 498675.5 | 838537.625 | 0 | 343709.8125 | 1058.427 | 116038.6016 | 302612.9062 | 79084.8438 | 75070.6172 | 27234.2298 | 97.3874 | 27136.8397 | 0 | 623.294 | 401.888
WtrCldScrewChlr-0.748kwpton-VarSpd | DEER2023 |  | 2022-03-15 00:41:06+00 | Any | ECC | New | CZ15 | cWVVG | Cap-Tons | 1 | 299999.5938 | None | 2517040 | 498675.5 | 838537.625 | 0 | 645016.5 | 2924.791 | 205242.2969 | 326641.8125 | 148395.7969 | 15751.7197 | 9190.3661 | 97.3874 | 9092.9709 | 0 | 698.575 | 463.335
WtrCldScrewChlr-0.748kwpton-VarSpd | DEER2023 |  | 2022-03-15 00:41:06+00 | Any | ECC | New | CZ16 | cWVVG | Cap-Tons | 1 | 299999.5938 | None | 1838379 | 498675.5 | 838537.625 | 0 | 141378.0938 | 988.8171 | 48220.4805 | 310577.5938 | 39430.5 | 157721.5938 | 59083.0694 | 97.3874 | 58985.6717 | 0 | 167.374 | 129.259
WtrCldScrewChlr-0.748kwpton-VarSpd | DEER2023 |  | 2022-03-15 00:41:06+00 | Any | ESe | New | CZ01 | cWVVG | Cap-Tons | 1 | 149998.5938 | None | 609454 | 195048.5 | 287781.6875 | 0 | 12010.0801 | 68.1955 | 8841.9434 | 105704.2969 | 411.2486 | 81871.0781 | 28034.7904 | 26.4167 | 28008.3789 | 0 | 248.291 | 113.097
WtrCldScrewChlr-0.748kwpton-VarSpd | DEER2023 |  | 2022-03-15 00:41:06+00 | Any | ESe | New | CZ02 | cWVVG | Cap-Tons | 1 | 149998.5938 | None | 687750.5 | 195048.5 | 287781.6875 | 0 | 71379.1562 | 419.6892 | 28329.9492 | 104792.2969 | 10188.7803 | 49574.0898 | 19469.92 | 26.4167 | 19443.52 | 0 | 333.058 | 166.599
WtrCldScrewChlr-0.748kwpton-VarSpd | DEER2023 |  | 2022-03-15 00:41:06+00 | Any | ESe | New | CZ03 | cWVVG | Cap-Tons | 1 | 149998.5938 | None | 648717 | 195048.5 | 287781.6875 | 0 | 47834.8906 | 370.4847 | 20622.5098 | 97059.6797 | 4249.4551 | 46136.6602 | 16562.0198 | 26.4167 | 16535.6198 | 0 | 284.122 | 135.322
WtrCldScrewChlr-0.748kwpton-VarSpd | DEER2023 |  | 2022-03-15 00:41:06+00 | Any | ESe | New | CZ04 | cWVVG | Cap-Tons | 1 | 149998.5938 | None | 715032.3125 | 195048.5 | 287781.6875 | 0 | 94371.4531 | 924.0264 | 34610.4492 | 102297 | 13974.6904 | 34655.2109 | 13995.5994 | 26.4167 | 13969.1904 | 0 | 340.08 | 170.95
WtrCldScrewChlr-0.748kwpton-VarSpd | DEER2023 |  | 2022-03-15 00:41:06+00 | Any | ESe | New | CZ05 | cWVVG | Cap-Tons | 1 | 149998.5938 | None | 666780.875 | 195048.5 | 287781.6875 | 0 | 62964.0781 | 574.367 | 21146.9902 | 99266.25 | 5622.1758 | 40647.4492 | 14992.9498 | 26.4167 | 14966.5498 | 0 | 277.215 | 123.273
WtrCldScrewChlr-0.748kwpton-VarSpd | DEER2023 |  | 2022-03-15 00:41:06+00 | Any | ESe | New | CZ06 | cWVVG | Cap-Tons | 1 | 149998.5938 | None | 744617.625 | 195048.5 | 287781.6875 | 0 | 120922.1016 | 1598.808 | 44000.6016 | 95266.8281 | 12110.9902 | 17769.8105 | 8500.8627 | 26.4167 | 8474.4442 | 0 | 310.805 | 144.311
WtrCldScrewChlr-0.748kwpton-VarSpd | DEER2023 |  | 2022-03-15 00:41:06+00 | Any | ESe | New | CZ07 | cWVVG | Cap-Tons | 1 | 149998.5938 | None | 716974.625 | 195048.5 | 287781.6875 | 0 | 100187.6016 | 954.7148 | 39336.9102 | 93665.9375 | 11572.8203 | 15766.04 | 7212 | 26.4167 | 7185.5802 | 0 | 310.729 | 137.863
WtrCldScrewChlr-0.748kwpton-VarSpd | DEER2023 |  | 2022-03-15 00:41:06+00 | Any | ESe | New | CZ08 | cWVVG | Cap-Tons | 1 | 149998.5938 | None | 795040.3125 | 195048.5 | 287781.6875 | 0 | 150695 | 1649.139 | 52551.2305 | 107315.2031 | 22006.4395 | 15382.5303 | 7441.4208 | 26.4167 | 7415.0029 | 0 | 341.646 | 154.691
WtrCldScrewChlr-0.748kwpton-VarSpd | DEER2023 |  | 2022-03-15 00:41:06+00 | Any | ESe | New | CZ09 | cWVVG | Cap-Tons | 1 | 149998.5938 | None | 775120.375 | 195048.5 | 287781.6875 | 0 | 131843.5 | 468.1628 | 53639.4492 | 106339.8984 | 21144.9492 | 20704.0703 | 8742.4262 | 26.4167 | 8716.0058 | 0 | 338.283 | 167.07
WtrCldScrewChlr-0.748kwpton-VarSpd | DEER2023 |  | 2022-03-15 00:41:06+00 | Any | ESe | New | CZ10 | cWVVG | Cap-Tons | 1 | 149998.5938 | None | 800501.375 | 195048.5 | 287781.6875 | 0 | 151907 | 1319.734 | 53018.3086 | 111426.8984 | 23355.25 | 23003.1699 | 10225.1398 | 26.4167 | 10198.7098 | 0 | 98.33 | 77.262
WtrCldScrewChlr-0.748kwpton-VarSpd | DEER2023 |  | 2022-03-15 00:41:06+00 | Any | ESe | New | CZ11 | cWVVG | Cap-Tons | 1 | 149998.5938 | None | 760386.625 | 195048.5 | 287781.6875 | 0 | 124075.2969 | 739.9677 | 44527.7109 | 108214.2031 | 21714.6992 | 35568.4297 | 15635.2602 | 26.4167 | 15608.8397 | 0 | 97.5 | 85.304
WtrCldScrewChlr-0.748kwpton-VarSpd | DEER2023 |  | 2022-03-15 00:41:06+00 | Any | ESe | New | CZ12 | cWVVG | Cap-Tons | 1 | 149998.5938 | None | 737032.375 | 195048.5 | 287781.6875 | 0 | 106683.7969 | 871.3787 | 37510.8203 | 109136.8984 | 17693.6895 | 40656.7695 | 16194.1606 | 26.4167 | 16167.7504 | 0 | 93.029 | 82.181
WtrCldScrewChlr-0.748kwpton-VarSpd | DEER2023 |  | 2022-03-15 00:41:06+00 | Any | ESe | New | CZ13 | cWVVG | Cap-Tons | 1 | 149998.5938 | None | 796855.875 | 195048.5 | 287781.6875 | 0 | 144088 | 1190.946 | 52950.3008 | 115797.2031 | 25708.9707 | 33125.6289 | 13808.7104 | 26.4167 | 13782.3104 | 0 | 96.561 | 85.329
WtrCldScrewChlr-0.748kwpton-VarSpd | DEER2023 |  | 2022-03-15 00:41:06+00 | Any | ESe | New | CZ14 | cWVVG | Cap-Tons | 1 | 149998.5938 | None | 757582 | 195048.5 | 287781.6875 | 0 | 120024.2969 | 268.7087 | 47736.7188 | 106722.7031 | 20119.1504 | 31887.1406 | 14321.4106 | 26.4167 | 14294.9901 | 0 | 98.998 | 75.92
WtrCldScrewChlr-0.748kwpton-VarSpd | DEER2023 |  | 2022-03-15 00:41:06+00 | Any | ESe | New | CZ15 | cWVVG | Cap-Tons | 1 | 149998.5938 | None | 946463.375 | 195048.5 | 287781.6875 | 0 | 247373.4062 | 880.4875 | 89506.5938 | 125873.3984 | 37588.4609 | 8876.3574 | 4784.8669 | 26.4167 | 4758.4442 | 0 | 109.864 | 94.106
WtrCldScrewChlr-0.748kwpton-VarSpd | DEER2023 |  | 2022-03-15 00:41:06+00 | Any | ESe | New | CZ16 | cWVVG | Cap-Tons | 1 | 149998.5938 | None | 661944.125 | 195048.5 | 287781.6875 | 0 | 49645.7695 | 295.9738 | 18923.4805 | 110249.2969 | 12175.1797 | 64864.2812 | 31927.7798 | 26.4167 | 31901.3811 | 0 | 73.783 | 58.116
WtrCldScrewChlr-0.748kwpton-VarSpd | DEER2023 |  | 2022-03-15 00:41:06+00 | Any | EUn | New | CZ01 | cWVVG | Cap-Tons | 1 | 930201.375 | None | 4949578 | 1432632 | 2778924 | 0 | 92264.5312 | 296.1436 | 61336.9297 | 584120.375 | 37451.0703 | 432943.3125 | 178305.495 | 181.5723 | 178123.8989 | 0 | 1866.171 | 1510.786
WtrCldScrewChlr-0.748kwpton-VarSpd | DEER2023 |  | 2022-03-15 00:41:06+00 | Any | EUn | New | CZ02 | cWVVG | Cap-Tons | 1 | 930201.375 | None | 5619251 | 1432632 | 2778924 | 0 | 598401.3125 | 3224.646 | 179224.2969 | 626840.6875 | 220619.2969 | 228678.2969 | 118106.2963 | 181.5723 | 117924.7002 | 0 | 2361.59 | 2003.901
WtrCldScrewChlr-0.748kwpton-VarSpd | DEER2023 |  | 2022-03-15 00:41:06+00 | Any | EUn | New | CZ03 | cWVVG | Cap-Tons | 1 | 930201.375 | None | 5358665 | 1432632 | 2778924 | 0 | 401714.6875 | 2468.0381 | 136260.5 | 606660.3125 | 176913.0938 | 223719.2031 | 98386.3194 | 181.5723 | 98204.7334 | 0 | 2110.554 | 1823.313
WtrCldScrewChlr-0.748kwpton-VarSpd | DEER2023 |  | 2022-03-15 00:41:06+00 | Any | EUn | New | CZ04 | cWVVG | Cap-Tons | 1 | 930201.375 | None | 5846917 | 1432632 | 2778924 | 0 | 782254.5 | 6839.7139 | 215662 | 630599.8125 | 299305.5 | 153466.4062 | 80858.6598 | 181.5723 | 80677.0893 | 0 | 2414.155 | 2081.295
WtrCldScrewChlr-0.748kwpton-VarSpd | DEER2023 |  | 2022-03-15 00:41:06+00 | Any | EUn | New | CZ05 | cWVVG | Cap-Tons | 1 | 930201.375 | None | 5471039 | 1432632 | 2778924 | 0 | 491389.6875 | 3439.134 | 140698.2969 | 623950.1875 | 192174.5 | 196755.5 | 91514.5421 | 181.5723 | 91332.9562 | 0 | 2147.538 | 1644.05
WtrCldScrewChlr-0.748kwpton-VarSpd | DEER2023 |  | 2022-03-15 00:41:06+00 | Any | EUn | New | CZ06 | cWVVG | Cap-Tons | 1 | 930201.375 | None | 6122177 | 1432632 | 2778924 | 0 | 1003152 | 10951.9199 | 265058.9062 | 631451.125 | 343372.5 | 85247.2031 | 48363.2077 | 181.5723 | 48181.6422 | 0 | 2371.176 | 1941.97
WtrCldScrewChlr-0.748kwpton-VarSpd | DEER2023 |  | 2022-03-15 00:41:06+00 | Any | EUn | New | CZ07 | cWVVG | Cap-Tons | 1 | 930201.375 | None | 5882156 | 1432632 | 2778924 | 0 | 803753.625 | 6480.7798 | 234186.2031 | 626173.625 | 322738.4062 | 83915.8125 | 41922.6598 | 181.5723 | 41741.0893 | 0 | 2280.613 | 1886.485
WtrCldScrewChlr-0.748kwpton-VarSpd | DEER2023 |  | 2022-03-15 00:41:06+00 | Any | EUn | New | CZ08 | cWVVG | Cap-Tons | 1 | 930201.375 | None | 6329843 | 1432632 | 2778924 | 0 | 1146470 | 11078.71 | 302347.9062 | 658384.375 | 411684.0938 | 68190.1562 | 42846.0595 | 181.5723 | 42664.489 | 0 | 2492.414 | 1971.795
WtrCldScrewChlr-0.748kwpton-VarSpd | DEER2023 |  | 2022-03-15 00:41:06+00 | Any | EUn | New | CZ09 | cWVVG | Cap-Tons | 1 | 930201.375 | None | 6148112 | 1432632 | 2778924 | 0 | 985731.3125 | 3689.5911 | 298541.3125 | 648589.125 | 385727 | 90629.1094 | 48537.7485 | 181.5723 | 48356.1882 | 0 | 2387.925 | 2034.605
WtrCldScrewChlr-0.748kwpton-VarSpd | DEER2023 |  | 2022-03-15 00:41:06+00 | Any | EUn | New | CZ10 | cWVVG | Cap-Tons | 1 | 930201.375 | None | 6354529 | 1432632 | 2778924 | 0 | 1165463 | 9410.0938 | 304603.9062 | 663490.8125 | 403986.1875 | 99543.0312 | 57719.1117 | 181.5723 | 57537.5514 | 0 | 1871.193 | 1568.667
WtrCldScrewChlr-0.748kwpton-VarSpd | DEER2023 |  | 2022-03-15 00:41:06+00 | Any | EUn | New | CZ11 | cWVVG | Cap-Tons | 1 | 930201.375 | None | 6256785 | 1432632 | 2778924 | 0 | 1082951 | 6363.9102 | 273218.5938 | 682689.5 | 388201.5938 | 167394 | 90860.0218 | 181.5723 | 90678.4563 | 0 | 1952.207 | 1758.605
WtrCldScrewChlr-0.748kwpton-VarSpd | DEER2023 |  | 2022-03-15 00:41:06+00 | Any | EUn | New | CZ12 | cWVVG | Cap-Tons | 1 | 930201.375 | None | 6027851 | 1432632 | 2778924 | 0 | 909061.625 | 7112.6812 | 236226.2031 | 663888.8125 | 336104.3125 | 176176.5 | 94664.3046 | 181.5723 | 94482.6982 | 0 | 1911.864 | 1686.081
WtrCldScrewChlr-0.748kwpton-VarSpd | DEER2023 |  | 2022-03-15 00:41:06+00 | Any | EUn | New | CZ13 | cWVVG | Cap-Tons | 1 | 930201.375 | None | 6459121 | 1432632 | 2778924 | 0 | 1223425 | 10035.7305 | 306466.5 | 707633.6875 | 446570.5 | 143167.5 | 76501.4323 | 181.5723 | 76319.8515 | 0 | 1978.555 | 1755.475
WtrCldScrewChlr-0.748kwpton-VarSpd | DEER2023 |  | 2022-03-15 00:41:06+00 | Any | EUn | New | CZ14 | cWVVG | Cap-Tons | 1 | 930201.375 | None | 6229383 | 1432632 | 2778924 | 0 | 1037404 | 2746.5129 | 283667.8125 | 694006.125 | 406799.8125 | 146925.4062 | 84219.8989 | 181.5723 | 84038.3078 | 0 | 1887.845 | 1620.84
WtrCldScrewChlr-0.748kwpton-VarSpd | DEER2023 |  | 2022-03-15 00:41:06+00 | Any | EUn | New | CZ15 | cWVVG | Cap-Tons | 1 | 930201.375 | None | 7352854 | 1432632 | 2778924 | 0 | 1883894 | 7682.3828 | 477077.4062 | 772638.625 | 629582.375 | 35337.9414 | 22497.111 | 181.5723 | 22315.5507 | 0 | 2142.823 | 1843.674
WtrCldScrewChlr-0.748kwpton-VarSpd | DEER2023 |  | 2022-03-15 00:41:06+00 | Any | EUn | New | CZ16 | cWVVG | Cap-Tons | 1 | 930201.375 | None | 5446563 | 1432632 | 2778924 | 0 | 444844.5938 | 2537.9241 | 129579.2969 | 658040.6875 | 218039 | 314321.3125 | 196918.4973 | 181.5723 | 196736.9011 | 0 | 215.831 | 251.514
WtrCldScrewChlr-0.748kwpton-VarSpd | DEER2023 |  | 2022-03-15 00:41:06+00 | Any | Hsp | New | CZ01 | cWVVG | Cap-Tons | 1 | 235501 | None | 2491082 | 848496.8125 | 1266427 | 0 | 13231.71 | 10.3582 | 12760.4404 | 350158.5938 | 663.8986 | 288809.3125 | 52993.0906 | 81.3604 | 52911.7184 | 0 | 461.631 | 408.175
WtrCldScrewChlr-0.748kwpton-VarSpd | DEER2023 |  | 2022-03-15 00:41:06+00 | Any | Hsp | New | CZ02 | cWVVG | Cap-Tons | 1 | 235501 | None | 2660690 | 848496.8125 | 1266427 | 0 | 127457.7031 | 182.5418 | 60797.9883 | 357330 | 10314.5303 | 194834.5 | 42794.6906 | 81.3604 | 42713.3389 | 0 | 554.371 | 497.073
WtrCldScrewChlr-0.748kwpton-VarSpd | DEER2023 |  | 2022-03-15 00:41:06+00 | Any | Hsp | New | CZ03 | cWVVG | Cap-Tons | 1 | 235501 | None | 2600421 | 848496.8125 | 1266427 | 0 | 85153.7812 | 235.6372 | 45640.8008 | 354468.5938 | 9009.0723 | 183066.7031 | 35159.4189 | 81.3604 | 35078.0493 | 0 | 504.429 | 456.683
WtrCldScrewChlr-0.748kwpton-VarSpd | DEER2023 |  | 2022-03-15 00:41:06+00 | Any | Hsp | New | CZ04 | cWVVG | Cap-Tons | 1 | 235501 | None | 2747768 | 848496.8125 | 1266427 | 0 | 186085.0938 | 700.4504 | 84916.4609 | 361145.1875 | 21335.9609 | 136171.5 | 32938.1606 | 81.3604 | 32856.8013 | 0 | 558.067 | 510.51
WtrCldScrewChlr-0.748kwpton-VarSpd | DEER2023 |  | 2022-03-15 00:41:06+00 | Any | Hsp | New | CZ05 | cWVVG | Cap-Tons | 1 | 235501 | None | 2616879 | 848496.8125 | 1266427 | 0 | 96009.3438 | 150.7888 | 50841.6914 | 354956.3125 | 8846.1514 | 182299.4062 | 36046.5894 | 81.3604 | 35965.2198 | 0 | 497.625 | 432.8
WtrCldScrewChlr-0.748kwpton-VarSpd | DEER2023 |  | 2022-03-15 00:41:06+00 | Any | Hsp | New | CZ06 | cWVVG | Cap-Tons | 1 | 235501 | None | 2849782 | 848496.8125 | 1266427 | 0 | 258090 | 1372.957 | 114938.3984 | 360459.6875 | 28645.0508 | 84615.7422 | 24992.6502 | 81.3604 | 24911.2806 | 0 | 523.185 | 474.903
WtrCldScrewChlr-0.748kwpton-VarSpd | DEER2023 |  | 2022-03-15 00:41:06+00 | Any | Hsp | New | CZ07 | cWVVG | Cap-Tons | 1 | 235501 | None | 2828878 | 848496.8125 | 1266427 | 0 | 227799 | 646.5362 | 124979.1016 | 360532.3125 | 30099.9805 | 71395.1328 | 22708.8998 | 81.3604 | 22627.5405 | 0 | 514.893 | 468.609
WtrCldScrewChlr-0.748kwpton-VarSpd | DEER2023 |  | 2022-03-15 00:41:06+00 | Any | Hsp | New | CZ08 | cWVVG | Cap-Tons | 1 | 235501 | None | 2895541 | 848496.8125 | 1266427 | 0 | 286189.9062 | 1171.61 | 125532.5 | 367725.0938 | 30603.6699 | 80337.1719 | 23385.129 | 81.3604 | 23303.7798 | 0 | 555.224 | 492.103
WtrCldScrewChlr-0.748kwpton-VarSpd | DEER2023 |  | 2022-03-15 00:41:06+00 | Any | Hsp | New | CZ09 | cWVVG | Cap-Tons | 1 | 235501 | None | 2847654 | 848496.8125 | 1266427 | 0 | 237598.5938 | 96.0701 | 127950.2969 | 367086.8125 | 27960.4199 | 96819.5312 | 25619.1104 | 81.3604 | 25537.7613 | 0 | 558.619 | 507.897
WtrCldScrewChlr-0.748kwpton-VarSpd | DEER2023 |  | 2022-03-15 00:41:06+00 | Any | Hsp | New | CZ10 | cWVVG | Cap-Tons | 1 | 235501 | None | 2886860 | 848496.8125 | 1266427 | 0 | 284697.5938 | 919.9538 | 117621.6016 | 368699.9062 | 27890.1504 | 104430.8984 | 29039.4291 | 81.3604 | 28958.08 | 0 | 595.223 | 528.179
WtrCldScrewChlr-0.748kwpton-VarSpd | DEER2023 |  | 2022-03-15 00:41:06+00 | Any | Hsp | New | CZ11 | cWVVG | Cap-Tons | 1 | 235501 | None | 2842531 | 848496.8125 | 1266427 | 0 | 264151.4062 | 384.6486 | 97064.4766 | 366009.9062 | 25239.75 | 138573.7969 | 37579.689 | 81.3604 | 37498.3194 | 0 | 594.36 | 548.384
WtrCldScrewChlr-0.748kwpton-VarSpd | DEER2023 |  | 2022-03-15 00:41:06+00 | Any | Hsp | New | CZ12 | cWVVG | Cap-Tons | 1 | 235501 | None | 2773568 | 848496.8125 | 1266427 | 0 | 208471.4062 | 627.8776 | 86115.5 | 363432.8125 | 20401.5898 | 151518.2031 | 37588.759 | 81.3604 | 37507.3792 | 0 | 593.538 | 537.805
WtrCldScrewChlr-0.748kwpton-VarSpd | DEER2023 |  | 2022-03-15 00:41:06+00 | Any | Hsp | New | CZ13 | cWVVG | Cap-Tons | 1 | 235501 | None | 2904645 | 848496.8125 | 1266427 | 0 | 310612 | 1069.9969 | 108267.6016 | 369773.9062 | 29498.1992 | 122074.2969 | 33919.1706 | 81.3604 | 33837.8112 | 0 | 601.325 | 552.546
WtrCldScrewChlr-0.748kwpton-VarSpd | DEER2023 |  | 2022-03-15 00:41:06+00 | Any | Hsp | New | CZ14 | cWVVG | Cap-Tons | 1 | 235501 | None | 2808323 | 848496.8125 | 1266427 | 0 | 228628.2031 | 17.292 | 99399.8828 | 365356.4062 | 25012.5195 | 136792.7969 | 40231.6006 | 81.3604 | 40150.249 | 0 | 582.27 | 525.063
WtrCldScrewChlr-0.748kwpton-VarSpd | DEER2023 |  | 2022-03-15 00:41:06+00 | Any | Hsp | New | CZ15 | cWVVG | Cap-Tons | 1 | 235501 | None | 3130482 | 848496.8125 | 1266427 | 0 | 457662.4062 | 404.5465 | 176761 | 380732.5938 | 42098.0508 | 53023.5312 | 20233.12 | 81.3604 | 20151.7594 | 0 | 625.528 | 571.811
WtrCldScrewChlr-0.748kwpton-VarSpd | DEER2023 |  | 2022-03-15 00:41:06+00 | Any | Hsp | New | CZ16 | cWVVG | Cap-Tons | 1 | 235501 | None | 2621212 | 848496.8125 | 1266427 | 0 | 106002.1016 | 96.412 | 42860.3594 | 357332.8125 | 15175.7305 | 211785 | 66251.8784 | 81.3604 | 66170.5216 | 0 | 517.604 | 468.53
WtrCldScrewChlr-0.748kwpton-VarSpd | DEER2023 |  | 2022-03-15 00:41:06+00 | Any | Htl | New | CZ01 | cWVVG | Cap-Tons | 1 | 139998.9062 | None | 545244.125 | 162049.9062 | 293493.5 | 0 | 19201.5391 | 49.8858 | 12952.2197 | 57496.2109 | 5644.8398 | 44996.5195 | 20344.7296 | 0 | 20344.7296 | 0 | 99.242 | 99.529
WtrCldScrewChlr-0.748kwpton-VarSpd | DEER2023 |  | 2022-03-15 00:41:06+00 | Any | Htl | New | CZ02 | cWVVG | Cap-Tons | 1 | 139998.9062 | None | 619527.125 | 162049.9062 | 293493.5 | 0 | 74544.7969 | 510.9628 | 29775.0195 | 59152.4805 | 17828.0098 | 26459.0391 | 15114.5498 | 0 | 15114.5498 | 0 | 141.772 | 137.124
WtrCldScrewChlr-0.748kwpton-VarSpd | DEER2023 |  | 2022-03-15 00:41:06+00 | Any | Htl | New | CZ03 | cWVVG | Cap-Tons | 1 | 139998.9062 | None | 593945.875 | 162049.9062 | 293493.5 | 0 | 54582.4414 | 403.0374 | 24958.4199 | 58457.8594 | 14944.1201 | 26556.5703 | 11540.9894 | 0 | 11540.9894 | 0 | 118.613 | 117.556
WtrCldScrewChlr-0.748kwpton-VarSpd | DEER2023 |  | 2022-03-15 00:41:06+00 | Any | Htl | New | CZ04 | cWVVG | Cap-Tons | 1 | 139998.9062 | None | 650923.875 | 162049.9062 | 293493.5 | 0 | 96308.1328 | 1011.974 | 37502.7109 | 60556.9492 | 22443.3301 | 19336.4902 | 10769.5795 | 0 | 10769.5795 | 0 | 143.62 | 141.748
WtrCldScrewChlr-0.748kwpton-VarSpd | DEER2023 |  | 2022-03-15 00:41:06+00 | Any | Htl | New | CZ05 | cWVVG | Cap-Tons | 1 | 139998.9062 | None | 598453.3125 | 162049.9062 | 293493.5 | 0 | 59391.1211 | 492.1616 | 22549.5293 | 60476.6914 | 16598.3301 | 25852.6797 | 11371.9194 | 0 | 11371.9194 | 0 | 118.205 | 105.26
WtrCldScrewChlr-0.748kwpton-VarSpd | DEER2023 |  | 2022-03-15 00:41:06+00 | Any | Htl | New | CZ06 | cWVVG | Cap-Tons | 1 | 139998.9062 | None | 678347.3125 | 162049.9062 | 293493.5 | 0 | 115974.3984 | 1473.0959 | 42640.1094 | 62715.4297 | 25277.7305 | 12506.9805 | 6703.0323 | 0 | 6703.0323 | 0 | 130.124 | 124.367
WtrCldScrewChlr-0.748kwpton-VarSpd | DEER2023 |  | 2022-03-15 00:41:06+00 | Any | Htl | New | CZ07 | cWVVG | Cap-Tons | 1 | 139998.9062 | None | 660718.625 | 162049.9062 | 293493.5 | 0 | 101161.7969 | 1024.842 | 40131.4414 | 62856.6094 | 24542.3496 | 11548.2197 | 5687.8432 | 0 | 5687.8432 | 0 | 125.068 | 116.069
WtrCldScrewChlr-0.748kwpton-VarSpd | DEER2023 |  | 2022-03-15 00:41:06+00 | Any | Htl | New | CZ08 | cWVVG | Cap-Tons | 1 | 139998.9062 | None | 705810.875 | 162049.9062 | 293493.5 | 0 | 136384.7031 | 1652.387 | 47648.0117 | 64581.8281 | 29186 | 11115.4297 | 6430.3987 | 0 | 6430.3987 | 0 | 147.339 | 132.62
WtrCldScrewChlr-0.748kwpton-VarSpd | DEER2023 |  | 2022-03-15 00:41:06+00 | Any | Htl | New | CZ09 | cWVVG | Cap-Tons | 1 | 139998.9062 | None | 696334.375 | 162049.9062 | 293493.5 | 0 | 127162.7969 | 552.9608 | 51554.7617 | 61519.9102 | 27486.9902 | 13081.04 | 7307.5898 | 0 | 7307.5898 | 0 | 146.214 | 141.34
WtrCldScrewChlr-0.748kwpton-VarSpd | DEER2023 |  | 2022-03-15 00:41:06+00 | Any | Htl | New | CZ10 | cWVVG | Cap-Tons | 1 | 139998.9062 | None | 710083.625 | 162049.9062 | 293493.5 | 0 | 139587.2031 | 1366.873 | 49996.7188 | 63588.8203 | 29204.1309 | 13883.0303 | 8513.6467 | 0 | 8513.6467 | 0 | 152.536 | 147.794
WtrCldScrewChlr-0.748kwpton-VarSpd | DEER2023 |  | 2022-03-15 00:41:06+00 | Any | Htl | New | CZ11 | cWVVG | Cap-Tons | 1 | 139998.9062 | None | 700095.625 | 162049.9062 | 293493.5 | 0 | 131805.5 | 964.3704 | 45857.7305 | 65923.9766 | 28160.4395 | 19736.3906 | 13558.1402 | 0 | 13558.1402 | 0 | 157.64 | 166.752
WtrCldScrewChlr-0.748kwpton-VarSpd | DEER2023 |  | 2022-03-15 00:41:06+00 | Any | Htl | New | CZ12 | cWVVG | Cap-Tons | 1 | 139998.9062 | None | 670512.125 | 162049.9062 | 293493.5 | 0 | 109811.2969 | 1037.422 | 40865.6602 | 63253.6719 | 24272.6406 | 21190.5098 | 13287.8797 | 0 | 13287.8797 | 0 | 152.948 | 159.9
WtrCldScrewChlr-0.748kwpton-VarSpd | DEER2023 |  | 2022-03-15 00:41:06+00 | Any | Htl | New | CZ13 | cWVVG | Cap-Tons | 1 | 139998.9062 | None | 725868.3125 | 162049.9062 | 293493.5 | 0 | 150392.7969 | 1549.321 | 50583.75 | 67798.3828 | 31768.1797 | 17224.9902 | 11541.7894 | 0 | 11541.7894 | 0 | 161.824 | 167.247
WtrCldScrewChlr-0.748kwpton-VarSpd | DEER2023 |  | 2022-03-15 00:41:06+00 | Any | Htl | New | CZ14 | cWVVG | Cap-Tons | 1 | 139998.9062 | None | 700723.8125 | 162049.9062 | 293493.5 | 0 | 130352.7031 | 463.9306 | 47344.2695 | 67019.0078 | 29506.7305 | 18841.4492 | 12983.4995 | 0 | 12983.4995 | 0 | 156.234 | 156.612
WtrCldScrewChlr-0.748kwpton-VarSpd | DEER2023 |  | 2022-03-15 00:41:06+00 | Any | Htl | New | CZ15 | cWVVG | Cap-Tons | 1 | 139998.9062 | None | 839770.1875 | 162049.9062 | 293493.5 | 0 | 232399.0938 | 1234.838 | 75986.8203 | 74605.25 | 44901.2891 | 7008.9131 | 5020.6202 | 0 | 5020.6202 | 0 | 181.085 | 179.403
WtrCldScrewChlr-0.748kwpton-VarSpd | DEER2023 |  | 2022-03-15 00:41:06+00 | Any | Htl | New | CZ16 | cWVVG | Cap-Tons | 1 | 139998.9062 | None | 612871.625 | 162049.9062 | 293493.5 | 0 | 65573.4922 | 469.169 | 24363.5801 | 66921.4219 | 18495.6699 | 33964.3594 | 25514.7213 | 0 | 25514.7213 | 0 | 127.019 | 125.663
WtrCldScrewChlr-0.748kwpton-VarSpd | DEER2023 |  | 2022-03-15 00:41:06+00 | Any | MBT | New | CZ01 | cWVVG | Cap-Tons | 1 | 199999.2031 | None | 1251242 | 366189 | 737073.3125 | 0 | 23043.8496 | 134.0078 | 11991.9199 | 112803.3984 | 1740.551 | 51532.5898 | 14361.0701 | 0 | 14361.0701 | 0 | 408.345 | 177.979
WtrCldScrewChlr-0.748kwpton-VarSpd | DEER2023 |  | 2022-03-15 00:41:06+00 | Any | MBT | New | CZ02 | cWVVG | Cap-Tons | 1 | 199999.2031 | None | 1364392 | 366189 | 737073.3125 | 0 | 104231.1016 | 748.0768 | 34873.2812 | 121271.2969 | 7367.1689 | 31741.4609 | 11427.7798 | 0 | 11427.7798 | 0 | 470.734 | 221.954
WtrCldScrewChlr-0.748kwpton-VarSpd | DEER2023 |  | 2022-03-15 00:41:06+00 | Any | MBT | New | CZ03 | cWVVG | Cap-Tons | 1 | 199999.2031 | None | 1335189 | 366189 | 737073.3125 | 0 | 81141.0938 | 730.256 | 28106.0293 | 121943.6016 | 6175.3989 | 26176.8496 | 10405.04 | 0 | 10405.04 | 0 | 439.077 | 197.334
WtrCldScrewChlr-0.748kwpton-VarSpd | DEER2023 |  | 2022-03-15 00:41:06+00 | Any | MBT | New | CZ04 | cWVVG | Cap-Tons | 1 | 199999.2031 | None | 1403452 | 366189 | 737073.3125 | 0 | 130323.7969 | 1462.109 | 42521.5703 | 125876.2969 | 9664.8291 | 21938.7305 | 9399.824 | 0 | 9399.824 | 0 | 476.31 | 226.189
WtrCldScrewChlr-0.748kwpton-VarSpd | DEER2023 |  | 2022-03-15 00:41:06+00 | Any | MBT | New | CZ05 | cWVVG | Cap-Tons | 1 | 199999.2031 | None | 1353276 | 366189 | 737073.3125 | 0 | 95182.4766 | 909.6786 | 30161.0098 | 123754.2969 | 7119.2129 | 24565.75 | 10170.2099 | 0 | 10170.2099 | 0 | 430.568 | 187.171
WtrCldScrewChlr-0.748kwpton-VarSpd | DEER2023 |  | 2022-03-15 00:41:06+00 | Any | MBT | New | CZ06 | cWVVG | Cap-Tons | 1 | 199999.2031 | None | 1472439 | 366189 | 737073.3125 | 0 | 177736.7031 | 2619.4819 | 59579.3984 | 129235.6016 | 11795.8604 | 11331.8301 | 8087.0573 | 0 | 8087.0573 | 0 | 468.683 | 211.93
WtrCldScrewChlr-0.748kwpton-VarSpd | DEER2023 |  | 2022-03-15 00:41:06+00 | Any | MBT | New | CZ07 | cWVVG | Cap-Tons | 1 | 199999.2031 | None | 1439003 | 366189 | 737073.3125 | 0 | 151112.7031 | 1730.192 | 53949.8984 | 128941.7969 | 11332.71 | 8298.1152 | 7617.513 | 0 | 7617.513 | 0 | 461.293 | 204.799
WtrCldScrewChlr-0.748kwpton-VarSpd | DEER2023 |  | 2022-03-15 00:41:06+00 | Any | MBT | New | CZ08 | cWVVG | Cap-Tons | 1 | 199999.2031 | None | 1500069 | 366189 | 737073.3125 | 0 | 197233.2031 | 2424.4551 | 64280.5312 | 132862.2969 | 14222.25 | 10461.2803 | 7689.961 | 0 | 7689.961 | 0 | 483.505 | 219.884
WtrCldScrewChlr-0.748kwpton-VarSpd | DEER2023 |  | 2022-03-15 00:41:06+00 | Any | MBT | New | CZ09 | cWVVG | Cap-Tons | 1 | 199999.2031 | None | 1466051 | 366189 | 737073.3125 | 0 | 171933.5 | 864.3767 | 59311.6914 | 130673.8984 | 13221.9297 | 13411.5498 | 7819.7568 | 0 | 7819.7568 | 0 | 479.043 | 228.362
WtrCldScrewChlr-0.748kwpton-VarSpd | DEER2023 |  | 2022-03-15 00:41:06+00 | Any | MBT | New | CZ10 | cWVVG | Cap-Tons | 1 | 199999.2031 | None | 1488487 | 366189 | 737073.3125 | 0 | 191113.7969 | 1930.488 | 61099.1289 | 131075.7031 | 14029.8203 | 14999.6699 | 8258.3539 | 0 | 8258.3539 | 0 | 506.377 | 237.439
WtrCldScrewChlr-0.748kwpton-VarSpd | DEER2023 |  | 2022-03-15 00:41:06+00 | Any | MBT | New | CZ11 | cWVVG | Cap-Tons | 1 | 199999.2031 | None | 1453656 | 366189 | 737073.3125 | 0 | 165833.5 | 1167.546 | 55888.2305 | 127498.2969 | 13547.1904 | 24742.3906 | 10568.2099 | 0 | 10568.2099 | 0 | 510.176 | 262.115
WtrCldScrewChlr-0.748kwpton-VarSpd | DEER2023 |  | 2022-03-15 00:41:06+00 | Any | MBT | New | CZ12 | cWVVG | Cap-Tons | 1 | 199999.2031 | None | 1417278 | 366189 | 737073.3125 | 0 | 140679.2969 | 1322.624 | 46060.5391 | 125947.5 | 10795.6504 | 27133.1094 | 10510.7002 | 0 | 10510.7002 | 0 | 504.776 | 250.792
WtrCldScrewChlr-0.748kwpton-VarSpd | DEER2023 |  | 2022-03-15 00:41:06+00 | Any | MBT | New | CZ13 | cWVVG | Cap-Tons | 1 | 199999.2031 | None | 1480423 | 366189 | 737073.3125 | 0 | 182782.5938 | 1806.59 | 60600.0391 | 131966 | 15160.4102 | 23629.4492 | 9780.1357 | 0 | 9780.1357 | 0 | 521.082 | 262.222
WtrCldScrewChlr-0.748kwpton-VarSpd | DEER2023 |  | 2022-03-15 00:41:06+00 | Any | MBT | New | CZ14 | cWVVG | Cap-Tons | 1 | 199999.2031 | None | 1454897 | 366189 | 737073.3125 | 0 | 164212.4062 | 653.2217 | 56768.0586 | 129994.7031 | 13630.1299 | 23185.1191 | 10736.3302 | 0 | 10736.3302 | 0 | 506.531 | 248.546
WtrCldScrewChlr-0.748kwpton-VarSpd | DEER2023 |  | 2022-03-15 00:41:06+00 | Any | MBT | New | CZ15 | cWVVG | Cap-Tons | 1 | 199999.2031 | None | 1642193 | 366189 | 737073.3125 | 0 | 291100.5 | 1521.875 | 99627.1016 | 146675.7031 | 24438.4609 | 6849.1162 | 6644.9472 | 0 | 6644.9472 | 0 | 539.384 | 275.384
WtrCldScrewChlr-0.748kwpton-VarSpd | DEER2023 |  | 2022-03-15 00:41:06+00 | Any | MBT | New | CZ16 | cWVVG | Cap-Tons | 1 | 199999.2031 | None | 1311230 | 366189 | 737073.3125 | 0 | 69602.8984 | 534.6342 | 22795.7891 | 115028.2969 | 5979.6318 | 43807.8008 | 19321.3504 | 0 | 19321.3504 | 0 | 444.414 | 205.358
WtrCldScrewChlr-0.748kwpton-VarSpd | DEER2023 |  | 2022-03-15 00:41:06+00 | Any | Nrs | New | CZ01 | cWVVG | Cap-Tons | 1 | 60654.5781 | None | 641922.625 | 124089.5 | 419568.5938 | 0 | 2360.155 | 7.0426 | 3183.1299 | 92713.5938 | 995.0484 | 74955.3125 | 23791.4598 | 117.2249 | 23674.24 | 0 | 104.695 | 100.383
WtrCldScrewChlr-0.748kwpton-VarSpd | DEER2023 |  | 2022-03-15 00:41:06+00 | Any | Nrs | New | CZ02 | cWVVG | Cap-Tons | 1 | 60654.5781 | None | 682429.6875 | 124089.5 | 419568.5938 | 0 | 32562.9004 | 237.3508 | 12798.2598 | 93172.6875 | 14471.7803 | 49962.6602 | 16360.2995 | 117.2249 | 16243.0797 | 0 | 132.636 | 125.452
WtrCldScrewChlr-0.748kwpton-VarSpd | DEER2023 |  | 2022-03-15 00:41:06+00 | Any | Nrs | New | CZ03 | cWVVG | Cap-Tons | 1 | 60654.5781 | None | 665236.625 | 124089.5 | 419568.5938 | 0 | 18084.5703 | 130.1778 | 10262.1201 | 93100.9062 | 9188.6377 | 50144 | 13932.5005 | 117.2249 | 13815.2704 | 0 | 117.608 | 113.615
WtrCldScrewChlr-0.748kwpton-VarSpd | DEER2023 |  | 2022-03-15 00:41:06+00 | Any | Nrs | New | CZ04 | cWVVG | Cap-Tons | 1 | 60654.5781 | None | 699836.1875 | 124089.5 | 419568.5938 | 0 | 44892.3203 | 521.041 | 17429.5098 | 93334.5 | 19801.4102 | 37403.25 | 11388.4006 | 117.2249 | 11271.1706 | 0 | 134.459 | 129.742
WtrCldScrewChlr-0.748kwpton-VarSpd | DEER2023 |  | 2022-03-15 00:41:06+00 | Any | Nrs | New | CZ05 | cWVVG | Cap-Tons | 1 | 60654.5781 | None | 668583.6875 | 124089.5 | 419568.5938 | 0 | 21194.3691 | 154.9788 | 10427.3203 | 93148.2969 | 11479.0098 | 48236.8203 | 14483.8605 | 117.2249 | 14366.6304 | 0 | 116.357 | 106.252
WtrCldScrewChlr-0.748kwpton-VarSpd | DEER2023 |  | 2022-03-15 00:41:06+00 | Any | Nrs | New | CZ06 | cWVVG | Cap-Tons | 1 | 60654.5781 | None | 715354.625 | 124089.5 | 419568.5938 | 0 | 55837.2383 | 667.0795 | 21811.0508 | 93380.2266 | 23860.0801 | 26495.2207 | 7998.6592 | 117.2249 | 7881.4349 | 0 | 125.198 | 121.307
WtrCldScrewChlr-0.748kwpton-VarSpd | DEER2023 |  | 2022-03-15 00:41:06+00 | Any | Nrs | New | CZ07 | cWVVG | Cap-Tons | 1 | 60654.5781 | None | 708664.3125 | 124089.5 | 419568.5938 | 0 | 48520.7109 | 437.6893 | 22680.7598 | 93366.4375 | 22998.7891 | 23755.7695 | 6831.7178 | 117.2249 | 6714.4947 | 0 | 121.119 | 113.579
WtrCldScrewChlr-0.748kwpton-VarSpd | DEER2023 |  | 2022-03-15 00:41:06+00 | Any | Nrs | New | CZ08 | cWVVG | Cap-Tons | 1 | 60654.5781 | None | 734957.6875 | 124089.5 | 419568.5938 | 0 | 70918.6562 | 833.8478 | 26055.2207 | 93491.2188 | 28146.5391 | 23892.9609 | 7642.2227 | 117.2249 | 7524.9997 | 0 | 136.062 | 125.719
WtrCldScrewChlr-0.748kwpton-VarSpd | DEER2023 |  | 2022-03-15 00:41:06+00 | Any | Nrs | New | CZ09 | cWVVG | Cap-Tons | 1 | 60654.5781 | None | 728375.375 | 124089.5 | 419568.5938 | 0 | 65281.8516 | 311.5294 | 25625.75 | 93497.6094 | 27114.6895 | 26556.8906 | 8027.063 | 117.2249 | 7909.8387 | 0 | 136.675 | 130.318
WtrCldScrewChlr-0.748kwpton-VarSpd | DEER2023 |  | 2022-03-15 00:41:06+00 | Any | Nrs | New | CZ10 | cWVVG | Cap-Tons | 1 | 60654.5781 | None | 737288.1875 | 124089.5 | 419568.5938 | 0 | 73739.0938 | 782.3072 | 25583.4609 | 93524.4766 | 28141.0898 | 27918.5391 | 9362.9421 | 117.2249 | 9245.7158 | 0 | 140.724 | 133.013
WtrCldScrewChlr-0.748kwpton-VarSpd | DEER2023 |  | 2022-03-15 00:41:06+00 | Any | Nrs | New | CZ11 | cWVVG | Cap-Tons | 1 | 60654.5781 | None | 735541.625 | 124089.5 | 419568.5938 | 0 | 73756.9062 | 593.6309 | 24087.1992 | 93446.0078 | 25659.8105 | 36486.9414 | 13472.9203 | 117.2249 | 13355.7005 | 0 | 146.577 | 144.895
WtrCldScrewChlr-0.748kwpton-VarSpd | DEER2023 |  | 2022-03-15 00:41:06+00 | Any | Nrs | New | CZ12 | cWVVG | Cap-Tons | 1 | 60654.5781 | None | 711845.5 | 124089.5 | 419568.5938 | 0 | 54462.2812 | 562.0862 | 19801.3203 | 93361.1328 | 21066.5098 | 39437.5312 | 13590.3002 | 117.2249 | 13473.0701 | 0 | 142.247 | 139.571
WtrCldScrewChlr-0.748kwpton-VarSpd | DEER2023 |  | 2022-03-15 00:41:06+00 | Any | Nrs | New | CZ13 | cWVVG | Cap-Tons | 1 | 60654.5781 | None | 749454.625 | 124089.5 | 419568.5938 | 0 | 84440.2031 | 949.9304 | 26859.8691 | 93546.7969 | 29161.5801 | 32067.1504 | 11800.9395 | 117.2249 | 11683.7094 | 0 | 148.804 | 144.837
WtrCldScrewChlr-0.748kwpton-VarSpd | DEER2023 |  | 2022-03-15 00:41:06+00 | Any | Nrs | New | CZ14 | cWVVG | Cap-Tons | 1 | 60654.5781 | None | 734209.6875 | 124089.5 | 419568.5938 | 0 | 72851.3438 | 332.3321 | 23839.4492 | 93528.1797 | 26826.3398 | 35014.6992 | 14467.2102 | 117.2249 | 14349.9904 | 0 | 145.453 | 139.947
WtrCldScrewChlr-0.748kwpton-VarSpd | DEER2023 |  | 2022-03-15 00:41:06+00 | Any | Nrs | New | CZ15 | cWVVG | Cap-Tons | 1 | 60654.5781 | None | 822380.3125 | 124089.5 | 419568.5938 | 0 | 141346.4062 | 865.4915 | 42480.0391 | 94030.3438 | 43631.8008 | 13733.6699 | 4999.1629 | 117.2249 | 4881.9389 | 0 | 159.281 | 152.916
WtrCldScrewChlr-0.748kwpton-VarSpd | DEER2023 |  | 2022-03-15 00:41:06+00 | Any | Nrs | New | CZ16 | cWVVG | Cap-Tons | 1 | 60654.5781 | None | 674006.8125 | 124089.5 | 419568.5938 | 0 | 26742.8105 | 186.3689 | 10382.79 | 93035.8906 | 13913.9902 | 54850.1797 | 26251.0899 | 117.2249 | 26133.8701 | 0 | 122.915 | 118.745
WtrCldScrewChlr-0.748kwpton-VarSpd | DEER2023 |  | 2022-03-15 00:41:06+00 | Any | OfL | New | CZ01 | cWVVG | Cap-Tons | 1 | 174998.9062 | None | 1308724 | 289618.8125 | 892052.375 | 0 | 23692.8398 | 106.4028 | 13684.3496 | 89569.2969 | 165.0932 | 50284.5586 | 6667.0707 | 0 | 6667.0707 | 0 | 403.335 | 229.536
WtrCldScrewChlr-0.748kwpton-VarSpd | DEER2023 |  | 2022-03-15 00:41:06+00 | Any | OfL | New | CZ02 | cWVVG | Cap-Tons | 1 | 174998.9062 | None | 1465321 | 289618.8125 | 892052.375 | 0 | 126821.3984 | 889.6586 | 42573.2188 | 113366.1016 | 4558.21 | 27432.7891 | 5273.5901 | 0 | 5273.5901 | 0 | 481.548 | 279.56
WtrCldScrewChlr-0.748kwpton-VarSpd | DEER2023 |  | 2022-03-15 00:41:06+00 | Any | OfL | New | CZ03 | cWVVG | Cap-Tons | 1 | 174998.9062 | None | 1415482 | 289618.8125 | 892052.375 | 0 | 91864.6719 | 802.6513 | 34123.2891 | 107020.6016 | 3185.3931 | 23888.8906 | 3831.672 | 0 | 3831.672 | 0 | 444.741 | 255.327
WtrCldScrewChlr-0.748kwpton-VarSpd | DEER2023 |  | 2022-03-15 00:41:06+00 | Any | OfL | New | CZ04 | cWVVG | Cap-Tons | 1 | 174998.9062 | None | 1509847 | 289618.8125 | 892052.375 | 0 | 154853.2969 | 1773.552 | 50704.3008 | 120845.2031 | 11496.4297 | 18000.75 | 3651.4691 | 0 | 3651.4691 | 0 | 488.254 | 282.202
WtrCldScrewChlr-0.748kwpton-VarSpd | DEER2023 |  | 2022-03-15 00:41:06+00 | Any | OfL | New | CZ05 | cWVVG | Cap-Tons | 1 | 174998.9062 | None | 1444415 | 289618.8125 | 892052.375 | 0 | 111756.6016 | 1021.264 | 38496.5 | 111469.6016 | 2898.584 | 18110.3691 | 2842.3482 | 0 | 2842.3482 | 0 | 441.45 | 241.174
WtrCldScrewChlr-0.748kwpton-VarSpd | DEER2023 |  | 2022-03-15 00:41:06+00 | Any | OfL | New | CZ06 | cWVVG | Cap-Tons | 1 | 174998.9062 | None | 1581922 | 289618.8125 | 892052.375 | 0 | 208386 | 3056.125 | 63598.5898 | 125211.2031 | 31643.3203 | 7660.3242 | 1545.856 | 0 | 1545.856 | 0 | 474.361 | 258.099
WtrCldScrewChlr-0.748kwpton-VarSpd | DEER2023 |  | 2022-03-15 00:41:06+00 | Any | OfL | New | CZ07 | cWVVG | Cap-Tons | 1 | 174998.9062 | None | 1541185 | 289618.8125 | 892052.375 | 0 | 175388.0938 | 2052.8621 | 56300.75 | 125772.3984 | 30897.9492 | 6598.7588 | 931.4862 | 0 | 931.4862 | 0 | 466.461 | 247.645
WtrCldScrewChlr-0.748kwpton-VarSpd | DEER2023 |  | 2022-03-15 00:41:06+00 | Any | OfL | New | CZ08 | cWVVG | Cap-Tons | 1 | 174998.9062 | None | 1618623 | 289618.8125 | 892052.375 | 0 | 230739.2031 | 2859.4729 | 67322.7891 | 136030.5938 | 53628.8281 | 6632.645 | 1481.789 | 0 | 1481.789 | 0 | 495.855 | 264.515
WtrCldScrewChlr-0.748kwpton-VarSpd | DEER2023 |  | 2022-03-15 00:41:06+00 | Any | OfL | New | CZ09 | cWVVG | Cap-Tons | 1 | 174998.9062 | None | 1588831 | 289618.8125 | 892052.375 | 0 | 209975.2969 | 1091.802 | 62300.3398 | 133792.7031 | 28576.2598 | 11496.0703 | 1779.884 | 0 | 1779.884 | 0 | 493.198 | 277.542
WtrCldScrewChlr-0.748kwpton-VarSpd | DEER2023 |  | 2022-03-15 00:41:06+00 | Any | OfL | New | CZ10 | cWVVG | Cap-Tons | 1 | 174998.9062 | None | 1614318 | 289618.8125 | 892052.375 | 0 | 225675.7969 | 2334.9131 | 66490.4609 | 138146 | 38855.3789 | 12326.3701 | 2223.911 | 0 | 2223.911 | 0 | 509.035 | 281.424
WtrCldScrewChlr-0.748kwpton-VarSpd | DEER2023 |  | 2022-03-15 00:41:06+00 | Any | OfL | New | CZ11 | cWVVG | Cap-Tons | 1 | 174998.9062 | None | 1577479 | 289618.8125 | 892052.375 | 0 | 195730.7969 | 1426.226 | 61510.1914 | 137140.7969 | 27723.2598 | 23951.7305 | 6072.2592 | 0 | 6072.2592 | 0 | 514.439 | 319.356
WtrCldScrewChlr-0.748kwpton-VarSpd | DEER2023 |  | 2022-03-15 00:41:06+00 | Any | OfL | New | CZ12 | cWVVG | Cap-Tons | 1 | 174998.9062 | None | 1535993 | 289618.8125 | 892052.375 | 0 | 170210.7969 | 1627.6429 | 53641.6797 | 128842.3984 | 14533.1299 | 24504.4805 | 5293.7779 | 0 | 5293.7779 | 0 | 507.056 | 307.889
WtrCldScrewChlr-0.748kwpton-VarSpd | DEER2023 |  | 2022-03-15 00:41:06+00 | Any | OfL | New | CZ13 | cWVVG | Cap-Tons | 1 | 174998.9062 | None | 1607927 | 289618.8125 | 892052.375 | 0 | 214681.7969 | 2287.6431 | 65113.1289 | 144173.9062 | 51959.0312 | 22293.0508 | 4801.0362 | 0 | 4801.0362 | 0 | 527.104 | 312.879
WtrCldScrewChlr-0.748kwpton-VarSpd | DEER2023 |  | 2022-03-15 00:41:06+00 | Any | OfL | New | CZ14 | cWVVG | Cap-Tons | 1 | 174998.9062 | None | 1585942 | 289618.8125 | 892052.375 | 0 | 200240.7031 | 809.9415 | 62518.9297 | 140702.0938 | 42262.5391 | 21413.7305 | 5058.6061 | 0 | 5058.6061 | 0 | 516.239 | 295.79
WtrCldScrewChlr-0.748kwpton-VarSpd | DEER2023 |  | 2022-03-15 00:41:06+00 | Any | OfL | New | CZ15 | cWVVG | Cap-Tons | 1 | 174998.9062 | None | 1789248 | 289618.8125 | 892052.375 | 0 | 338963.9062 | 1830.084 | 96621.5 | 170161.9062 | 96964.2891 | 5014.498 | 1350.549 | 0 | 1350.549 | 0 | 558.364 | 314.888
WtrCldScrewChlr-0.748kwpton-VarSpd | DEER2023 |  | 2022-03-15 00:41:06+00 | Any | OfL | New | CZ16 | cWVVG | Cap-Tons | 1 | 174998.9062 | None | 1427936 | 289618.8125 | 892052.375 | 0 | 90690.3125 | 706.3739 | 30974.3398 | 123893.6016 | 8699.6436 | 45789.0703 | 14307.0899 | 0 | 14307.0899 | 0 | 458.722 | 268.094
WtrCldScrewChlr-0.748kwpton-VarSpd | DEER2023 |  | 2022-03-15 00:41:06+00 | Any | OfS | New | CZ01 | cWVVG | Cap-Tons | 1 | 10000.0801 | None | 65779.7422 | 13865.4297 | 42917.1289 | 0 | 1587.604 | 14.3956 | 1660.375 | 5734.7251 | 90.2619 | 3749.2571 | 1204.738 | 0 | 1204.738 | 0 | 23.843 | 11.416
WtrCldScrewChlr-0.748kwpton-VarSpd | DEER2023 |  | 2022-03-15 00:41:06+00 | Any | OfS | New | CZ02 | cWVVG | Cap-Tons | 1 | 10000.0801 | None | 77068.8984 | 13865.4297 | 42917.1289 | 0 | 8440.3135 | 85.1115 | 4755.917 | 7004.8931 | 1132.551 | 2011.772 | 841.4677 | 0 | 841.4677 | 0 | 29.447 | 14.849
WtrCldScrewChlr-0.748kwpton-VarSpd | DEER2023 |  | 2022-03-15 00:41:06+00 | Any | OfS | New | CZ03 | cWVVG | Cap-Tons | 1 | 10000.0801 | None | 73047.5469 | 13865.4297 | 42917.1289 | 0 | 5669.9048 | 78.5377 | 4041.8259 | 6474.6138 | 670.6275 | 1897.647 | 727.7132 | 0 | 727.7132 | 0 | 25.761 | 12.669
WtrCldScrewChlr-0.748kwpton-VarSpd | DEER2023 |  | 2022-03-15 00:41:06+00 | Any | OfS | New | CZ04 | cWVVG | Cap-Tons | 1 | 10000.0801 | None | 79702.9688 | 13865.4297 | 42917.1289 | 0 | 9624.7578 | 155.4924 | 5770.8789 | 7369.1792 | 1655.108 | 1427.489 | 606.2735 | 0 | 606.2735 | 0 | 28.789 | 14.69
WtrCldScrewChlr-0.748kwpton-VarSpd | DEER2023 |  | 2022-03-15 00:41:06+00 | Any | OfS | New | CZ05 | cWVVG | Cap-Tons | 1 | 10000.0801 | None | 74496.5938 | 13865.4297 | 42917.1289 | 0 | 6903.5688 | 91.4078 | 3933.384 | 6785.584 | 689.3813 | 1586.423 | 671.416 | 0 | 671.416 | 0 | 26.334 | 11.834
WtrCldScrewChlr-0.748kwpton-VarSpd | DEER2023 |  | 2022-03-15 00:41:06+00 | Any | OfS | New | CZ06 | cWVVG | Cap-Tons | 1 | 10000.0801 | None | 84219.4766 | 13865.4297 | 42917.1289 | 0 | 12988.29 | 248.0724 | 6724.4131 | 7476.0381 | 1607.743 | 688.9059 | 389.4751 | 0 | 389.4751 | 0 | 29.102 | 13.078
WtrCldScrewChlr-0.748kwpton-VarSpd | DEER2023 |  | 2022-03-15 00:41:06+00 | Any | OfS | New | CZ07 | cWVVG | Cap-Tons | 1 | 10000.0801 | None | 81301.0469 | 13865.4297 | 42917.1289 | 0 | 10955.75 | 181.736 | 6108.4541 | 7272.4312 | 1485.422 | 619.4046 | 317.9776 | 0 | 317.9776 | 0 | 28.21 | 11.979
WtrCldScrewChlr-0.748kwpton-VarSpd | DEER2023 |  | 2022-03-15 00:41:06+00 | Any | OfS | New | CZ08 | cWVVG | Cap-Tons | 1 | 10000.0801 | None | 86825.9062 | 13865.4297 | 42917.1289 | 0 | 14560.1699 | 251.2879 | 7156.9658 | 8074.8208 | 2598.0549 | 645.825 | 378.4289 | 0 | 378.4289 | 0 | 30.65 | 14.048
WtrCldScrewChlr-0.748kwpton-VarSpd | DEER2023 |  | 2022-03-15 00:41:06+00 | Any | OfS | New | CZ09 | cWVVG | Cap-Tons | 1 | 10000.0801 | None | 86869.6797 | 13865.4297 | 42917.1289 | 0 | 13805.7402 | 120.6459 | 8252.1055 | 7908.5122 | 2529.3601 | 886.865 | 362.8342 | 0 | 362.8342 | 0 | 29.099 | 14.243
WtrCldScrewChlr-0.748kwpton-VarSpd | DEER2023 |  | 2022-03-15 00:41:06+00 | Any | OfS | New | CZ10 | cWVVG | Cap-Tons | 1 | 10000.0801 | None | 87297.8672 | 13865.4297 | 42917.1289 | 0 | 14671.1201 | 208.5349 | 7470.1079 | 8165.4448 | 2984.397 | 967.2518 | 409.742 | 0 | 409.742 | 0 | 31.267 | 14.93
WtrCldScrewChlr-0.748kwpton-VarSpd | DEER2023 |  | 2022-03-15 00:41:06+00 | Any | OfS | New | CZ11 | cWVVG | Cap-Tons | 1 | 10000.0801 | None | 85475.1562 | 13865.4297 | 42917.1289 | 0 | 13466.9697 | 128.1472 | 6689.8281 | 8407.5518 | 3506.928 | 1736.788 | 739.537 | 0 | 739.537 | 0 | 31.478 | 17.726
WtrCldScrewChlr-0.748kwpton-VarSpd | DEER2023 |  | 2022-03-15 00:41:06+00 | Any | OfS | New | CZ12 | cWVVG | Cap-Tons | 1 | 10000.0801 | None | 82319.7266 | 13865.4297 | 42917.1289 | 0 | 11379.6602 | 149.9357 | 6057.8442 | 7949.6182 | 2103.219 | 1808.528 | 757.3002 | 0 | 757.3002 | 0 | 31.402 | 16.895
WtrCldScrewChlr-0.748kwpton-VarSpd | DEER2023 |  | 2022-03-15 00:41:06+00 | Any | OfS | New | CZ13 | cWVVG | Cap-Tons | 1 | 10000.0801 | None | 86725.8906 | 13865.4297 | 42917.1289 | 0 | 13719.1504 | 196.5279 | 7258.834 | 8768.7305 | 4121.3848 | 1608.4139 | 639.4871 | 0 | 639.4871 | 0 | 31.254 | 16.813
WtrCldScrewChlr-0.748kwpton-VarSpd | DEER2023 |  | 2022-03-15 00:41:06+00 | Any | OfS | New | CZ14 | cWVVG | Cap-Tons | 1 | 10000.0801 | None | 87232.9375 | 13865.4297 | 42917.1289 | 0 | 14156.0498 | 76.2452 | 7559.7739 | 8658.1943 | 3539.1001 | 1625.73 | 663.0521 | 0 | 663.0521 | 0 | 31.367 | 15.972
WtrCldScrewChlr-0.748kwpton-VarSpd | DEER2023 |  | 2022-03-15 00:41:06+00 | Any | OfS | New | CZ15 | cWVVG | Cap-Tons | 1 | 10000.0801 | None | 101918.6016 | 13865.4297 | 42917.1289 | 0 | 23558.9004 | 185.1903 | 11063.2998 | 10328.5596 | 6710.835 | 384.0719 | 173.4966 | 0 | 173.4966 | 0 | 34.456 | 17.305
WtrCldScrewChlr-0.748kwpton-VarSpd | DEER2023 |  | 2022-03-15 00:41:06+00 | Any | OfS | New | CZ16 | cWVVG | Cap-Tons | 1 | 10000.0801 | None | 74491.8672 | 13865.4297 | 42917.1289 | 0 | 5968.3081 | 58.6856 | 3485.3621 | 8196.8662 | 1309.468 | 3554.7849 | 1541.7459 | 0 | 1541.7459 | 0 | 28.069 | 14.059
WtrCldScrewChlr-0.748kwpton-VarSpd | DEER2023 |  | 2022-03-15 00:41:06+00 | Any | Rt3 | New | CZ01 | cWVVG | Cap-Tons | 1 | 120000.5 | None | 1009964 | 514297.1875 | 410310 | 0 | 12056.6602 | 55.2434 | 8354.5117 | 64890.2812 | 13582.0703 | 33791.5117 | 8281.4093 | 0 | 8281.4093 | 0 | 259.908 | 211.339
WtrCldScrewChlr-0.748kwpton-VarSpd | DEER2023 |  | 2022-03-15 00:41:06+00 | Any | Rt3 | New | CZ02 | cWVVG | Cap-Tons | 1 | 120000.5 | None | 1125938 | 514297.1875 | 410310 | 0 | 91973.4375 | 673.2082 | 31121.5801 | 77561.2188 | 43864.5117 | 15156.21 | 5888.0288 | 0 | 5888.0288 | 0 | 325.132 | 276.182
WtrCldScrewChlr-0.748kwpton-VarSpd | DEER2023 |  | 2022-03-15 00:41:06+00 | Any | Rt3 | New | CZ03 | cWVVG | Cap-Tons | 1 | 120000.5 | None | 1080680 | 514297.1875 | 410310 | 0 | 59405.6406 | 507.2805 | 23646.1094 | 72513.0234 | 39763.8789 | 14628.6201 | 4310.0259 | 0 | 4310.0259 | 0 | 289.202 | 248.107
WtrCldScrewChlr-0.748kwpton-VarSpd | DEER2023 |  | 2022-03-15 00:41:06+00 | Any | Rt3 | New | CZ04 | cWVVG | Cap-Tons | 1 | 120000.5 | None | 1167971 | 514297.1875 | 410310 | 0 | 120970.1016 | 1405.962 | 37894.75 | 83092.2891 | 56911.25 | 10058.3799 | 3534.3501 | 0 | 3534.3501 | 0 | 330.75 | 286.456
WtrCldScrewChlr-0.748kwpton-VarSpd | DEER2023 |  | 2022-03-15 00:41:06+00 | Any | Rt3 | New | CZ05 | cWVVG | Cap-Tons | 1 | 120000.5 | None | 1096045 | 514297.1875 | 410310 | 0 | 68549.2031 | 599.933 | 24499.8809 | 77787.7969 | 43841.1719 | 11864.9297 | 3201.1309 | 0 | 3201.1309 | 0 | 280.919 | 229.604
WtrCldScrewChlr-0.748kwpton-VarSpd | DEER2023 |  | 2022-03-15 00:41:06+00 | Any | Rt3 | New | CZ06 | cWVVG | Cap-Tons | 1 | 120000.5 | None | 1210949 | 514297.1875 | 410310 | 0 | 151877.7031 | 2238.416 | 48016.2109 | 84208.6719 | 62647.6797 | 4507.6191 | 1317.303 | 0 | 1317.303 | 0 | 324.047 | 271.88
WtrCldScrewChlr-0.748kwpton-VarSpd | DEER2023 |  | 2022-03-15 00:41:06+00 | Any | Rt3 | New | CZ07 | cWVVG | Cap-Tons | 1 | 120000.5 | None | 1189001 | 514297.1875 | 410310 | 0 | 131888.0938 | 1492.938 | 44219.1719 | 86792.4609 | 65603.1328 | 3386.2009 | 815.4517 | 0 | 815.4517 | 0 | 317.354 | 268.865
WtrCldScrewChlr-0.748kwpton-VarSpd | DEER2023 |  | 2022-03-15 00:41:06+00 | Any | Rt3 | New | CZ08 | cWVVG | Cap-Tons | 1 | 120000.5 | None | 1257887 | 514297.1875 | 410310 | 0 | 180478.2969 | 2250.573 | 53937.5391 | 96611.8594 | 78662.3828 | 3077.6899 | 1078.94 | 0 | 1078.94 | 0 | 336.633 | 279.188
WtrCldScrewChlr-0.748kwpton-VarSpd | DEER2023 |  | 2022-03-15 00:41:06+00 | Any | Rt3 | New | CZ09 | cWVVG | Cap-Tons | 1 | 120000.5 | None | 1221416 | 514297.1875 | 410310 | 0 | 155779.9062 | 742.376 | 50803.7383 | 89481.7891 | 72384.5703 | 4692.062 | 1401.9379 | 0 | 1401.9379 | 0 | 326.441 | 279.892
WtrCldScrewChlr-0.748kwpton-VarSpd | DEER2023 |  | 2022-03-15 00:41:06+00 | Any | Rt3 | New | CZ10 | cWVVG | Cap-Tons | 1 | 120000.5 | None | 1252527 | 514297.1875 | 410310 | 0 | 179299.7969 | 1873.9301 | 52460.2891 | 94284.4766 | 76256.9531 | 6022.8672 | 2112.532 | 0 | 2112.532 | 0 | 364.776 | 315.885
WtrCldScrewChlr-0.748kwpton-VarSpd | DEER2023 |  | 2022-03-15 00:41:06+00 | Any | Rt3 | New | CZ11 | cWVVG | Cap-Tons | 1 | 120000.5 | None | 1215598 | 514297.1875 | 410310 | 0 | 154441.4062 | 1156.962 | 46366.4297 | 89025.6719 | 65534.3594 | 11702.25 | 4183.0131 | 0 | 4183.0131 | 0 | 354.407 | 307.266
WtrCldScrewChlr-0.748kwpton-VarSpd | DEER2023 |  | 2022-03-15 00:41:06+00 | Any | Rt3 | New | CZ12 | cWVVG | Cap-Tons | 1 | 120000.5 | None | 1183935 | 514297.1875 | 410310 | 0 | 131975.4062 | 1299.542 | 41804.1719 | 84247.9688 | 59980.1602 | 12323.1602 | 4916.761 | 0 | 4916.761 | 0 | 356.671 | 308.614
WtrCldScrewChlr-0.748kwpton-VarSpd | DEER2023 |  | 2022-03-15 00:41:06+00 | Any | Rt3 | New | CZ13 | cWVVG | Cap-Tons | 1 | 120000.5 | None | 1247450 | 514297.1875 | 410310 | 0 | 174145.4062 | 1859.036 | 51649.5508 | 95187.8672 | 75800.6719 | 10476.7402 | 3852.888 | 0 | 3852.888 | 0 | 369.661 | 322.152
WtrCldScrewChlr-0.748kwpton-VarSpd | DEER2023 |  | 2022-03-15 00:41:06+00 | Any | Rt3 | New | CZ14 | cWVVG | Cap-Tons | 1 | 120000.5 | None | 1210880 | 514297.1875 | 410310 | 0 | 151436.2969 | 584.756 | 45234.5898 | 89016.6328 | 64930.2305 | 10401.1396 | 3639.761 | 0 | 3639.761 | 0 | 350.103 | 298.929
WtrCldScrewChlr-0.748kwpton-VarSpd | DEER2023 |  | 2022-03-15 00:41:06+00 | Any | Rt3 | New | CZ15 | cWVVG | Cap-Tons | 1 | 120000.5 | None | 1384619 | 514297.1875 | 410310 | 0 | 268404.8125 | 1544.422 | 76381.0391 | 113680.2031 | 106042.7031 | 1605.073 | 342.6936 | 0 | 342.6936 | 0 | 384.524 | 333.853
WtrCldScrewChlr-0.748kwpton-VarSpd | DEER2023 |  | 2022-03-15 00:41:06+00 | Any | Rt3 | New | CZ16 | cWVVG | Cap-Tons | 1 | 120000.5 | None | 1087089 | 514297.1875 | 410310 | 0 | 63897.9492 | 483.4505 | 20603.7109 | 77495.8906 | 38309.6914 | 24696.8809 | 13352.0602 | 0 | 13352.0602 | 0 | 300.884 | 252.839
AirCldRecipChlr-0.95kwpton | DEER2023 |  | 2022-03-14 18:21:41+00 | Any | ECC | Ex | CZ01 | cAVVG | Cap-Tons | 357.0852 | 299999.5938 | None | 1943911.9237 | 783296.0916 | 838537.625 | 0 | 39977.345 | 0 | 10669.4958 | 271430.843 | 13684.4179 | 185141.5322 | 49877.7861 | 97.3874 | 49780.4034 | 0 | 724.9867 | 536.5216
AirCldRecipChlr-1.407kwpton | DEER2023 |  | 2022-03-14 18:21:41+00 | Any | ECC | Ex | CZ01 | cAVVG | Cap-Tons | 1 | 299999.5938 | None | 1963143.145 | 783296.0916 | 838537.625 | 0 | 59208.5531 | 0 | 10669.4958 | 271430.843 | 13684.4179 | 185141.5322 | 49877.7861 | 97.3874 | 49780.4034 | 0 | 804.2692 | 591.0645
AirCldScrewChlr-0.95kwpton | DEER2023 |  | 2022-03-14 19:29:42+00 | Any | ECC | Ex | CZ01 | cAVVG | Cap-Tons | 357.0852 | 299999.5938 | None | 1960779.145 | 783296.0916 | 838537.625 | 0 | 56810.1835 | 0 | 10704.0751 | 271430.8967 | 13684.4179 | 185141.5322 | 49877.7842 | 97.3874 | 49780.3957 | 0 | 737.9595 | 549.0832
AirCldScrewChlr-1.407kwpton | DEER2023 |  | 2022-03-14 19:29:42+00 | Any | ECC | Ex | CZ01 | cAVVG | Cap-Tons | 1 | 299999.5938 | None | 1988108.3511 | 783296.0916 | 838537.625 | 0 | 84138.8627 | 0 | 10704.0751 | 271430.8967 | 13684.4179 | 185141.5322 | 49877.7842 | 97.3874 | 49780.3957 | 0 | 823.4861 | 609.439
AirCldScrewChlr-0.99kwpton-VarSpd | DEER2023 |  | 2022-03-14 20:36:10+00 | Any | ECC | Ex | CZ01 | cAVVG | Cap-Tons | 357.0852 | 299999.5938 | None | 1963171.6107 | 783296.0916 | 838537.625 | 0 | 59202.1884 | 0 | 10704.0751 | 271430.8967 | 13684.4179 | 185141.5322 | 49877.7842 | 97.3874 | 49780.3957 | 0 | 745.4459 | 554.3658
AirCldScrewChlr-1.407kwpton-VarSpd | DEER2023 |  | 2022-03-14 20:36:10+00 | Any | ECC | Ex | CZ01 | cAVVG | Cap-Tons | 1 | 299999.5938 | None | 1988108.3511 | 783296.0916 | 838537.625 | 0 | 84138.8627 | 0 | 10704.0751 | 271430.8967 | 13684.4179 | 185141.5322 | 49877.7842 | 97.3874 | 49780.3957 | 0 | 823.4861 | 609.439
WtrCldCentChlr-Conv-0.42kwpton | DEER2023 |  | 2022-03-14 21:09:18+00 | Any | ECC | Ex | CZ01 | cWVVG | Cap-Tons | 357.0852 | 299999.5938 | None | 1960605.8626 | 783296.0916 | 838537.625 | 0 | 41463.0777 | 298.7729 | 25578.9096 | 271430.8967 | 13684.4179 | 185141.5322 | 49877.7752 | 97.3874 | 49780.3894 | 0 | 679.49 | 512.8643
WtrCldCentChlr-Conv-0.748kwpton | DEER2023 |  | 2022-03-14 21:09:18+00 | Any | ECC | Ex | CZ01 | cWVVG | Cap-Tons | 1 | 299999.5938 | None | 1992890.458 | 783296.0916 | 838537.625 | 0 | 73772.3415 | 312.2432 | 25540.6056 | 271430.8738 | 13684.4179 | 185141.5322 | 49877.7752 | 97.3874 | 49780.3919 | 0 | 757.9371 | 570.5973
WtrCldCentChlr-Conv-1Cmp-0.439kwpton-VarSpd-CndRlf | DEER2023 |  | 2022-03-14 22:16:50+00 | Any | ECC | Ex | CZ01 | cWVVG | Cap-Tons | 357.0852 | 299999.5938 | None | 1939894.313 | 783296.0916 | 838537.625 | 0 | 20235.3846 | 934.0226 | 25459.4329 | 271430.8967 | 13684.4179 | 185141.5322 | 49877.7815 | 97.3874 | 49780.3938 | 0 | 654.3728 | 490.3372
WtrCldCentChlr-Conv-1Cmp-0.748kwpton-VarSpd-CndRlf | DEER2023 |  | 2022-03-14 22:16:50+00 | Any | ECC | Ex | CZ01 | cWVVG | Cap-Tons | 1 | 299999.5938 | None | 1953744.1679 | 783296.0916 | 838537.625 | 0 | 34258.8025 | 926.5333 | 25293.3071 | 271430.8967 | 13684.4179 | 185141.5322 | 49877.7815 | 97.3874 | 49780.3913 | 0 | 704.7275 | 524.7176
WtrCldCentChlr-NoFric-1Cmp-0.439kwpton-VarSpd-CndRlf | DEER2023 |  | 2022-03-14 22:54:12+00 | Any | ECC | Ex | CZ01 | cWVVG | Cap-Tons | 357.0852 | 299999.5938 | None | 1937003.9466 | 783296.0916 | 838537.625 | 0 | 17283.9258 | 933.4347 | 25521.6139 | 271430.8967 | 13684.4179 | 185141.5322 | 49877.7777 | 97.3874 | 49780.3894 | 0 | 659.4497 | 493.3746
WtrCldCentChlr-NoFric-1Cmp-0.748kwpton-VarSpd-CndRlf | DEER2023 |  | 2022-03-14 22:54:12+00 | Any | ECC | Ex | CZ01 | cWVVG | Cap-Tons | 1 | 299999.5938 | None | 1948873.4656 | 783296.0916 | 838537.625 | 0 | 29341.5581 | 924.6064 | 25342.1589 | 271430.8967 | 13684.4179 | 185141.5322 | 49877.7796 | 97.3874 | 49780.3894 | 0 | 713.3768 | 529.8936
WtrCldCentChlr-NoFric-2Cmp-0.439kwpton-VarSpd-CndRlf | DEER2023 |  | 2022-03-14 23:25:13+00 | Any | ECC | Ex | CZ01 | cWVVG | Cap-Tons | 357.0852 | 299999.5938 | None | 1936165.9771 | 783296.0916 | 838537.625 | 0 | 16600.0409 | 933.9754 | 25366.9082 | 271430.8967 | 13684.4179 | 185141.5322 | 49877.7752 | 97.3874 | 49780.3919 | 0 | 660.7086 | 494.3115
WtrCldCentChlr-NoFric-2Cmp-0.748kwpton-VarSpd-CndRlf | DEER2023 |  | 2022-03-14 23:25:13+00 | Any | ECC | Ex | CZ01 | cWVVG | Cap-Tons | 1 | 299999.5938 | None | 1947564.4122 | 783296.0916 | 838537.625 | 0 | 28187.282 | 925.7986 | 25186.2721 | 271430.8967 | 13684.4179 | 185141.5322 | 49877.7752 | 97.3874 | 49780.3919 | 0 | 715.5209 | 531.4886
WtrCldRecipChlr-0.42kwpton | DEER2023 |  | 2022-03-14 23:49:47+00 | Any | ECC | Ex | CZ01 | cWVVG | Cap-Tons | 357.0852 | 299999.5938 | None | 1946906.7176 | 783296.0916 | 838537.625 | 0 | 27531.6548 | 298.8135 | 25811.086 | 271430.9196 | 13684.4179 | 185141.5322 | 49877.7532 | 97.3874 | 49780.367 | 0 | 675.7509 | 507.1304
WtrCldRecipChlr-0.748kwpton | DEER2023 |  | 2022-03-14 23:49:47+00 | Any | ECC | Ex | CZ01 | cWVVG | Cap-Tons | 1 | 299999.5938 | None | 1968170.5115 | 783296.0916 | 838537.625 | 0 | 48872.2285 | 307.1101 | 25725.9475 | 271430.9196 | 13684.4179 | 185141.5322 | 49877.7532 | 97.3874 | 49780.367 | 0 | 751.1593 | 560.3088
WtrCldScrewChlr-0.42kwpton | DEER2023 |  | 2022-03-15 00:09:29+00 | Any | ECC | Ex | CZ01 | cWVVG | Cap-Tons | 357.0852 | 299999.5938 | None | 1943611.0153 | 783296.0916 | 838537.625 | 0 | 24499.7569 | 303.6526 | 25542.3461 | 271430.9196 | 13684.4179 | 185141.5322 | 49877.7566 | 97.3874 | 49780.367 | 0 | 682.5321 | 511.9108
WtrCldScrewChlr-0.748kwpton | DEER2023 |  | 2022-03-15 00:09:29+00 | Any | ECC | Ex | CZ01 | cWVVG | Cap-Tons | 1 | 299999.5938 | None | 1961824.626 | 783296.0916 | 838537.625 | 0 | 42883.512 | 315.5141 | 25360.2894 | 271430.9196 | 13684.4179 | 185141.5322 | 49877.7566 | 97.3874 | 49780.367 | 0 | 763.236 | 568.7721
WtrCldScrewChlr-0.439kwpton-VarSpd | DEER2023 |  | 2022-03-15 00:41:21+00 | Any | ECC | Ex | CZ01 | cWVVG | Cap-Tons | 357.0852 | 299999.5938 | None | 1942439.9466 | 783296.0916 | 838537.625 | 0 | 23265.8701 | 290.7351 | 25618.1614 | 271430.9196 | 13684.4179 | 185141.5322 | 49877.7551 | 97.3874 | 49780.367 | 0 | 669.0862 | 501.4568
WtrCldScrewChlr-0.748kwpton-VarSpd | DEER2023 |  | 2022-03-15 00:41:21+00 | Any | ECC | Ex | CZ01 | cWVVG | Cap-Tons | 1 | 299999.5938 | None | 1958370.5344 | 783296.0916 | 838537.625 | 0 | 39328.45 | 292.886 | 25484.1031 | 271430.9196 | 13684.4179 | 185141.5322 | 49877.7532 | 97.3874 | 49780.367 | 0 | 732.3701 | 545.5349
AirCldRecipChlr-0.95kwpton | DEER2023 |  | 2022-03-14 18:21:41+00 | Any | ECC | Ex | CZ02 | cAVVG | Cap-Tons | 616.6416 | 299999.5938 | None | 2213151.9015 | 783631.1349 | 838537.625 | 0 | 276311.0813 | 0 | 25067.0447 | 289604.2588 | 57713.163 | 104434.399 | 35026.0817 | 97.3874 | 34928.6946 | 0 | 1002.0305 | 769.3329
AirCldRecipChlr-1.407kwpton | DEER2023 |  | 2022-03-14 18:21:41+00 | Any | ECC | Ex | CZ02 | cAVVG | Cap-Tons | 1 | 299999.5938 | None | 2346071.7618 | 783631.1349 | 838537.625 | 0 | 409231.1894 | 0 | 25067.0447 | 289604.2588 | 57713.163 | 104434.399 | 35026.0817 | 97.3874 | 34928.6946 | 0 | 1195.5572 | 918.8777
AirCldScrewChlr-0.95kwpton | DEER2023 |  | 2022-03-14 19:29:42+00 | Any | ECC | Ex | CZ02 | cAVVG | Cap-Tons | 616.8253 | 299999.5938 | None | 2276362.0898 | 783631.1349 | 838537.625 | 0 | 339281.9041 | 0 | 25306.6372 | 289604.2588 | 57713.1626 | 104434.399 | 35026.0831 | 97.3874 | 34928.696 | 0 | 1023.9745 | 790.9823
AirCldScrewChlr-1.407kwpton | DEER2023 |  | 2022-03-14 19:29:42+00 | Any | ECC | Ex | CZ02 | cAVVG | Cap-Tons | 1 | 299999.5938 | None | 2439574.894 | 783631.1349 | 838537.625 | 0 | 502494.2847 | 0 | 25306.6372 | 289604.2588 | 57713.1626 | 104434.399 | 35026.0831 | 97.3874 | 34928.696 | 0 | 1228.0347 | 950.9466
AirCldScrewChlr-0.99kwpton-VarSpd | DEER2023 |  | 2022-03-14 20:36:10+00 | Any | ECC | Ex | CZ02 | cAVVG | Cap-Tons | 616.8253 | 299999.5938 | None | 2290647.7419 | 783631.1349 | 838537.625 | 0 | 353567.4068 | 0 | 25306.6372 | 289604.2588 | 57713.1626 | 104434.399 | 35026.0831 | 97.3874 | 34928.696 | 0 | 1041.8353 | 804.9834
AirCldScrewChlr-1.407kwpton-VarSpd | DEER2023 |  | 2022-03-14 20:36:10+00 | Any | ECC | Ex | CZ02 | cAVVG | Cap-Tons | 1 | 299999.5938 | None | 2439574.894 | 783631.1349 | 838537.625 | 0 | 502494.2847 | 0 | 25306.6372 | 289604.2588 | 57713.1626 | 104434.399 | 35026.0831 | 97.3874 | 34928.696 | 0 | 1228.0347 | 950.9466
WtrCldCentChlr-Conv-0.42kwpton | DEER2023 |  | 2022-03-14 21:09:18+00 | Any | ECC | Ex | CZ02 | cWVVG | Cap-Tons | 616.8253 | 299999.5938 | None | 2206706.0748 | 783631.1349 | 838537.625 | 0 | 211902.125 | 2126.7221 | 80903.7504 | 289604.2544 | 57713.1641 | 104434.399 | 35026.0817 | 97.3874 | 34928.7015 | 0 | 832.7868 | 658.3986
WtrCldCentChlr-Conv-0.748kwpton | DEER2023 |  | 2022-03-14 21:09:18+00 | Any | ECC | Ex | CZ02 | cWVVG | Cap-Tons | 1 | 299999.5938 | None | 2371982.1883 | 783631.1349 | 838537.625 | 0 | 377227.7061 | 2212.4251 | 80768.1761 | 289604.2544 | 57713.1641 | 104434.399 | 35026.0767 | 97.3874 | 34928.6965 | 0 | 985.1049 | 788.3671
WtrCldCentChlr-Conv-1Cmp-0.439kwpton-VarSpd-CndRlf | DEER2023 |  | 2022-03-14 22:16:50+00 | Any | ECC | Ex | CZ02 | cWVVG | Cap-Tons | 616.8253 | 299999.5938 | None | 2112599.985 | 783631.1349 | 838537.625 | 0 | 115926.586 | 5790.1524 | 79109.1223 | 289604.561 | 57713.1641 | 104434.399 | 35026.0626 | 97.3874 | 34928.6775 | 0 | 770.168 | 598.9492
WtrCldCentChlr-Conv-1Cmp-0.748kwpton-VarSpd-CndRlf | DEER2023 |  | 2022-03-14 22:16:50+00 | Any | ECC | Ex | CZ02 | cWVVG | Cap-Tons | 1 | 299999.5938 | None | 2193142.8716 | 783631.1349 | 838537.625 | 0 | 196730.1736 | 5846.7864 | 78791.998 | 289604.561 | 57713.1641 | 104434.399 | 35026.0641 | 97.3874 | 34928.6794 | 0 | 859.6408 | 673.4271
WtrCldCentChlr-NoFric-1Cmp-0.439kwpton-VarSpd-CndRlf | DEER2023 |  | 2022-03-14 22:54:12+00 | Any | ECC | Ex | CZ02 | cWVVG | Cap-Tons | 616.8253 | 299999.5938 | None | 2110409.4576 | 783631.1349 | 838537.625 | 0 | 113412.5703 | 5814.9908 | 79407.8877 | 289604.5478 | 57713.1641 | 104434.399 | 35026.066 | 97.3874 | 34928.6775 | 0 | 782.1666 | 608.8976
WtrCldCentChlr-NoFric-1Cmp-0.748kwpton-VarSpd-CndRlf | DEER2023 |  | 2022-03-14 22:54:12+00 | Any | ECC | Ex | CZ02 | cWVVG | Cap-Tons | 1 | 299999.5938 | None | 2189467.2232 | 783631.1349 | 838537.625 | 0 | 192782.1154 | 5883.2434 | 79028.0313 | 289604.5478 | 57713.1641 | 104434.399 | 35026.0674 | 97.3874 | 34928.6794 | 0 | 880.0936 | 690.3522
WtrCldCentChlr-NoFric-2Cmp-0.439kwpton-VarSpd-CndRlf | DEER2023 |  | 2022-03-14 23:25:13+00 | Any | ECC | Ex | CZ02 | cWVVG | Cap-Tons | 616.8253 | 299999.5938 | None | 2110026.6247 | 783631.1349 | 838537.625 | 0 | 113173.2343 | 5821.4377 | 79257.7779 | 289604.5478 | 57713.1641 | 104434.399 | 35026.0625 | 97.3874 | 34928.6794 | 0 | 785.3746 | 611.5562
WtrCldCentChlr-NoFric-2Cmp-0.748kwpton-VarSpd-CndRlf | DEER2023 |  | 2022-03-14 23:25:13+00 | Any | ECC | Ex | CZ02 | cWVVG | Cap-Tons | 1 | 299999.5938 | None | 2188811.4564 | 783631.1349 | 838537.625 | 0 | 192425.3622 | 5895.0201 | 78717.1328 | 289604.5478 | 57713.1641 | 104434.399 | 35026.0641 | 97.3874 | 34928.6794 | 0 | 885.5588 | 694.8816
WtrCldRecipChlr-0.42kwpton | DEER2023 |  | 2022-03-14 23:49:47+00 | Any | ECC | Ex | CZ02 | cWVVG | Cap-Tons | 616.8253 | 299999.5938 | None | 2161259.5935 | 783631.1349 | 838537.625 | 0 | 163823.3394 | 2173.7717 | 83488.8475 | 289603.8716 | 57713.1615 | 104434.399 | 35026.0967 | 97.3874 | 34928.7097 | 0 | 821.2211 | 647.5993
WtrCldRecipChlr-0.748kwpton | DEER2023 |  | 2022-03-14 23:49:47+00 | Any | ECC | Ex | CZ02 | cWVVG | Cap-Tons | 1 | 299999.5938 | None | 2288460.0499 | 783631.1349 | 838537.625 | 0 | 291237.8957 | 2231.3318 | 83217.3479 | 289603.8716 | 57713.1626 | 104434.399 | 35026.0967 | 97.3874 | 34928.7146 | 0 | 964.498 | 767.3634
WtrCldScrewChlr-0.42kwpton | DEER2023 |  | 2022-03-15 00:09:29+00 | Any | ECC | Ex | CZ02 | cWVVG | Cap-Tons | 616.8253 | 299999.5938 | None | 2168121.2344 | 783631.1349 | 838537.625 | 0 | 171068.5517 | 2209.5526 | 83070.0333 | 289603.9169 | 57713.1626 | 104434.399 | 35026.0967 | 97.3874 | 34928.7146 | 0 | 839.9487 | 666.1456
WtrCldScrewChlr-0.748kwpton | DEER2023 |  | 2022-03-15 00:09:29+00 | Any | ECC | Ex | CZ02 | cWVVG | Cap-Tons | 1 | 299999.5938 | None | 2299177.0324 | 783631.1349 | 838537.625 | 0 | 302691.086 | 2294.7086 | 82418.2632 | 289603.8716 | 57713.1626 | 104434.399 | 35026.0967 | 97.3874 | 34928.7146 | 0 | 997.841 | 800.3954
WtrCldScrewChlr-0.439kwpton-VarSpd | DEER2023 |  | 2022-03-15 00:41:21+00 | Any | ECC | Ex | CZ02 | cWVVG | Cap-Tons | 616.8253 | 299999.5938 | None | 2131852.081 | 783631.1349 | 838537.625 | 0 | 134802.4763 | 2115.1576 | 83161.0504 | 289603.8716 | 57713.1626 | 104434.399 | 35026.0967 | 97.3874 | 34928.7097 | 0 | 801.0418 | 626.7922
WtrCldScrewChlr-0.748kwpton-VarSpd | DEER2023 |  | 2022-03-15 00:41:21+00 | Any | ECC | Ex | CZ02 | cWVVG | Cap-Tons | 1 | 299999.5938 | None | 2225307.0549 | 783631.1349 | 838537.625 | 0 | 228672.0286 | 2129.8058 | 82732.0418 | 289603.8716 | 57713.1626 | 104434.399 | 35026.0967 | 97.3874 | 34928.7097 | 0 | 915.9709 | 720.0907
AirCldRecipChlr-0.95kwpton | DEER2023 |  | 2022-03-14 18:21:41+00 | Any | ECC | Ex | CZ03 | cAVVG | Cap-Tons | 501.5126 | 299999.5938 | None | 2096756.3912 | 783690.1309 | 838537.625 | 0 | 175812.3907 | 0 | 19954.4165 | 278761.4708 | 46877.6999 | 95513.8996 | 31741.0807 | 97.3874 | 31643.7024 | 0 | 830.5872 | 647.7816
AirCldRecipChlr-1.407kwpton | DEER2023 |  | 2022-03-14 18:21:41+00 | Any | ECC | Ex | CZ03 | cAVVG | Cap-Tons | 1 | 299999.5938 | None | 2181331.6191 | 783690.1309 | 838537.625 | 0 | 260387.3012 | 0 | 19954.4165 | 278761.4708 | 46877.6999 | 95513.8996 | 31741.0807 | 97.3874 | 31643.7024 | 0 | 948.6567 | 746.1088
AirCldScrewChlr-0.95kwpton | DEER2023 |  | 2022-03-14 19:29:42+00 | Any | ECC | Ex | CZ03 | cAVVG | Cap-Tons | 501.5126 | 299999.5938 | None | 2153597.9382 | 783690.1309 | 838537.625 | 0 | 232201.1509 | 0 | 20404.9449 | 278763.4319 | 46877.703 | 95513.9089 | 31740.922 | 97.3874 | 31643.5338 | 0 | 853.7494 | 672.5235
AirCldScrewChlr-1.407kwpton | DEER2023 |  | 2022-03-14 19:29:42+00 | Any | ECC | Ex | CZ03 | cAVVG | Cap-Tons | 1 | 299999.5938 | None | 2265299.1369 | 783690.1309 | 838537.625 | 0 | 343902.0681 | 0 | 20404.9449 | 278763.4319 | 46877.703 | 95513.9089 | 31740.922 | 97.3874 | 31643.5338 | 0 | 982.9498 | 782.2932
AirCldScrewChlr-0.99kwpton-VarSpd | DEER2023 |  | 2022-03-14 20:36:10+00 | Any | ECC | Ex | CZ03 | cAVVG | Cap-Tons | 501.5126 | 299999.5938 | None | 2163374.6253 | 783690.1309 | 838537.625 | 0 | 241977.996 | 0 | 20404.9449 | 278763.4319 | 46877.703 | 95513.9089 | 31740.922 | 97.3874 | 31643.5338 | 0 | 865.0578 | 682.131
AirCldScrewChlr-1.407kwpton-VarSpd | DEER2023 |  | 2022-03-14 20:36:10+00 | Any | ECC | Ex | CZ03 | cAVVG | Cap-Tons | 1 | 299999.5938 | None | 2265299.1369 | 783690.1309 | 838537.625 | 0 | 343902.0681 | 0 | 20404.9449 | 278763.4319 | 46877.703 | 95513.9089 | 31740.922 | 97.3874 | 31643.5338 | 0 | 982.9498 | 782.2932
WtrCldCentChlr-Conv-0.42kwpton | DEER2023 |  | 2022-03-14 21:09:18+00 | Any | ECC | Ex | CZ03 | cWVVG | Cap-Tons | 501.5355 | 299999.5938 | None | 2129670.095 | 783690.1309 | 838537.625 | 0 | 159668.461 | 1913.3427 | 67096.4525 | 278763.4207 | 46877.703 | 95513.91 | 31740.9179 | 97.3874 | 31643.5315 | 0 | 764.4106 | 602.5575
WtrCldCentChlr-Conv-0.748kwpton | DEER2023 |  | 2022-03-14 21:09:18+00 | Any | ECC | Ex | CZ03 | cWVVG | Cap-Tons | 1 | 299999.5938 | None | 2254125.2515 | 783690.1309 | 838537.625 | 0 | 284253.1759 | 1999.253 | 66880.5951 | 278763.4207 | 46877.703 | 95513.91 | 31740.9127 | 97.3874 | 31643.5297 | 0 | 879.742 | 704.0614
WtrCldCentChlr-Conv-1Cmp-0.439kwpton-VarSpd-CndRlf | DEER2023 |  | 2022-03-14 22:16:50+00 | Any | ECC | Ex | CZ03 | cWVVG | Cap-Tons | 501.5355 | 299999.5938 | None | 2051918.1329 | 783690.1309 | 838537.625 | 0 | 78498.717 | 5922.9721 | 66504.938 | 278763.2053 | 46877.701 | 95513.9089 | 31740.9374 | 97.3874 | 31643.553 | 0 | 713.9058 | 555.7505
WtrCldCentChlr-Conv-1Cmp-0.748kwpton-VarSpd-CndRlf | DEER2023 |  | 2022-03-14 22:16:50+00 | Any | ECC | Ex | CZ03 | cWVVG | Cap-Tons | 1 | 299999.5938 | None | 2106764.1323 | 783690.1309 | 838537.625 | 0 | 133514.3903 | 5957.0867 | 66301.0141 | 278763.2053 | 46877.701 | 95513.91 | 31740.9374 | 97.3874 | 31643.553 | 0 | 777.4868 | 610.8008
WtrCldCentChlr-NoFric-1Cmp-0.439kwpton-VarSpd-CndRlf | DEER2023 |  | 2022-03-14 22:54:12+00 | Any | ECC | Ex | CZ03 | cWVVG | Cap-Tons | 501.5355 | 299999.5938 | None | 2048793.8174 | 783690.1309 | 838537.625 | 0 | 75017.3886 | 5942.7885 | 66841.379 | 278763.3904 | 46877.703 | 95513.9089 | 31740.9175 | 97.3874 | 31643.5376 | 0 | 724.2959 | 564.682
WtrCldCentChlr-NoFric-1Cmp-0.748kwpton-VarSpd-CndRlf | DEER2023 |  | 2022-03-14 22:54:12+00 | Any | ECC | Ex | CZ03 | cWVVG | Cap-Tons | 1 | 299999.5938 | None | 2101150.2301 | 783690.1309 | 838537.625 | 0 | 127679.181 | 5981.7741 | 66497.3858 | 278763.3904 | 46877.703 | 95513.91 | 31740.9214 | 97.3874 | 31643.5376 | 0 | 795.192 | 625.292
WtrCldCentChlr-NoFric-2Cmp-0.439kwpton-VarSpd-CndRlf | DEER2023 |  | 2022-03-14 23:25:13+00 | Any | ECC | Ex | CZ03 | cWVVG | Cap-Tons | 501.5355 | 299999.5938 | None | 2048670.7783 | 783690.1309 | 838537.625 | 0 | 75117.2418 | 5950.4423 | 66610.9626 | 278763.3904 | 46877.703 | 95513.906 | 31740.9175 | 97.3874 | 31643.5363 | 0 | 727.1824 | 567.2851
WtrCldCentChlr-NoFric-2Cmp-0.748kwpton-VarSpd-CndRlf | DEER2023 |  | 2022-03-14 23:25:13+00 | Any | ECC | Ex | CZ03 | cWVVG | Cap-Tons | 1 | 299999.5938 | None | 2101056.7777 | 783690.1309 | 838537.625 | 0 | 127848.6862 | 5995.2823 | 66220.359 | 278763.3904 | 46877.703 | 95513.91 | 31740.9175 | 97.3874 | 31643.5376 | 0 | 800.1095 | 629.7237
WtrCldRecipChlr-0.42kwpton | DEER2023 |  | 2022-03-14 23:49:47+00 | Any | ECC | Ex | CZ03 | cWVVG | Cap-Tons | 501.5355 | 299999.5938 | None | 2088183.7383 | 783690.1309 | 838537.625 | 0 | 116803.539 | 1921.065 | 68464.6828 | 278766.2649 | 46877.7098 | 95513.9077 | 31740.6848 | 97.3874 | 31643.3 | 0 | 752.8207 | 592.3393
WtrCldRecipChlr-0.748kwpton | DEER2023 |  | 2022-03-14 23:49:47+00 | Any | ECC | Ex | CZ03 | cWVVG | Cap-Tons | 1 | 299999.5938 | None | 2178793.0267 | 783690.1309 | 838537.625 | 0 | 207629.833 | 1973.1621 | 68195.0298 | 278766.2816 | 46877.7098 | 95513.9077 | 31740.6901 | 97.3874 | 31643.3 | 0 | 859.1153 | 684.1945
WtrCldScrewChlr-0.42kwpton | DEER2023 |  | 2022-03-15 00:09:29+00 | Any | ECC | Ex | CZ03 | cWVVG | Cap-Tons | 501.5355 | 299999.5938 | None | 2087685.0006 | 783690.1309 | 838537.625 | 0 | 116671.0963 | 1945.8888 | 68073.2472 | 278766.2816 | 46877.7098 | 95513.9077 | 31740.6901 | 97.3874 | 31643.3 | 0 | 765.784 | 603.6457
WtrCldScrewChlr-0.748kwpton | DEER2023 |  | 2022-03-15 00:09:29+00 | Any | ECC | Ex | CZ03 | cWVVG | Cap-Tons | 1 | 299999.5938 | None | 2176583.7883 | 783690.1309 | 838537.625 | 0 | 206035.898 | 2015.7095 | 67537.1955 | 278766.2649 | 46877.7098 | 95513.9077 | 31740.6901 | 97.3874 | 31643.3 | 0 | 882.202 | 704.3268
WtrCldScrewChlr-0.439kwpton-VarSpd | DEER2023 |  | 2022-03-15 00:41:21+00 | Any | ECC | Ex | CZ03 | cWVVG | Cap-Tons | 501.5355 | 299999.5938 | None | 2066879.5905 | 783690.1309 | 838537.625 | 0 | 95897.3426 | 1869.1245 | 68118.3881 | 278766.1886 | 46877.7098 | 95513.9077 | 31740.6848 | 97.3874 | 31643.3 | 0 | 734.1335 | 571.6021
WtrCldScrewChlr-0.748kwpton-VarSpd | DEER2023 |  | 2022-03-15 00:41:21+00 | Any | ECC | Ex | CZ03 | cWVVG | Cap-Tons | 1 | 299999.5938 | None | 2133328.6411 | 783690.1309 | 838537.625 | 0 | 162639.09 | 1880.9615 | 67813.7142 | 278766.2816 | 46877.7098 | 95513.9077 | 31740.6848 | 97.3874 | 31643.3 | 0 | 816.7796 | 639.796
AirCldRecipChlr-0.95kwpton | DEER2023 |  | 2022-03-14 18:21:41+00 | Any | ECC | Ex | CZ04 | cAVVG | Cap-Tons | 640.77 | 299999.5938 | None | 2301823.5689 | 783640.7471 | 838537.625 | 0 | 356631.9464 | 0 | 30351.9838 | 292659.6869 | 82080.2483 | 72868.6189 | 27441.1808 | 97.3874 | 27343.7907 | 0 | 1028.1783 | 813.7192
AirCldRecipChlr-1.407kwpton | DEER2023 |  | 2022-03-14 18:21:41+00 | Any | ECC | Ex | CZ04 | cAVVG | Cap-Tons | 1 | 299999.5938 | None | 2473381.8428 | 783640.7471 | 838537.625 | 0 | 528190.5373 | 0 | 30351.9838 | 292659.6869 | 82080.2483 | 72868.6189 | 27441.1808 | 97.3874 | 27343.7907 | 0 | 1231.1661 | 981.9581
AirCldScrewChlr-0.95kwpton | DEER2023 |  | 2022-03-14 19:29:42+00 | Any | ECC | Ex | CZ04 | cAVVG | Cap-Tons | 640.77 | 299999.5938 | None | 2386493.909 | 783640.7471 | 838537.625 | 0 | 440774.1177 | 0 | 30878.6237 | 292661.7327 | 82080.2483 | 72868.6244 | 27441.0677 | 97.3874 | 27343.6779 | 0 | 1049.812 | 839.6167
AirCldScrewChlr-1.407kwpton | DEER2023 |  | 2022-03-14 19:29:42+00 | Any | ECC | Ex | CZ04 | cAVVG | Cap-Tons | 1 | 299999.5938 | None | 2598529.1213 | 783640.7471 | 838537.625 | 0 | 652809.5411 | 0 | 30878.6237 | 292661.7327 | 82080.2483 | 72868.6244 | 27441.0677 | 97.3874 | 27343.6779 | 0 | 1263.2029 | 1020.065
AirCldScrewChlr-0.99kwpton-VarSpd | DEER2023 |  | 2022-03-14 20:36:10+00 | Any | ECC | Ex | CZ04 | cAVVG | Cap-Tons | 640.77 | 299999.5938 | None | 2405052.8539 | 783640.7471 | 838537.625 | 0 | 459332.9784 | 0 | 30878.6237 | 292661.7327 | 82080.2483 | 72868.6244 | 27441.0677 | 97.3874 | 27343.6779 | 0 | 1068.4895 | 855.4108
AirCldScrewChlr-1.407kwpton-VarSpd | DEER2023 |  | 2022-03-14 20:36:10+00 | Any | ECC | Ex | CZ04 | cAVVG | Cap-Tons | 1 | 299999.5938 | None | 2598529.1213 | 783640.7471 | 838537.625 | 0 | 652809.5411 | 0 | 30878.6237 | 292661.7327 | 82080.2483 | 72868.6244 | 27441.0677 | 97.3874 | 27343.6779 | 0 | 1263.2029 | 1020.065
WtrCldCentChlr-Conv-0.42kwpton | DEER2023 |  | 2022-03-14 21:09:18+00 | Any | ECC | Ex | CZ04 | cWVVG | Cap-Tons | 640.77 | 299999.5938 | None | 2303529.6461 | 783640.7471 | 838537.625 | 0 | 279084.3801 | 4465.9262 | 105140.0495 | 292659.8238 | 82080.2512 | 72868.6175 | 27441.1709 | 97.3874 | 27343.7808 | 0 | 852.6474 | 682.975
WtrCldCentChlr-Conv-0.748kwpton | DEER2023 |  | 2022-03-14 21:09:18+00 | Any | ECC | Ex | CZ04 | cWVVG | Cap-Tons | 1 | 299999.5938 | None | 2521458.8465 | 783640.7471 | 838537.625 | 0 | 496852.4982 | 4658.2089 | 105108.7129 | 292659.8238 | 82080.2512 | 72868.6175 | 27441.1709 | 97.3874 | 27343.7808 | 0 | 1012.3884 | 824.1066
WtrCldCentChlr-Conv-1Cmp-0.439kwpton-VarSpd-CndRlf | DEER2023 |  | 2022-03-14 22:16:50+00 | Any | ECC | Ex | CZ04 | cWVVG | Cap-Tons | 640.77 | 299999.5938 | None | 2178132.886 | 783640.7471 | 838537.625 | 0 | 143936.7559 | 14647.2043 | 104710.2234 | 292659.5438 | 82080.2483 | 72868.6204 | 27441.1882 | 97.3874 | 27343.8017 | 0 | 800.4353 | 626.9126
WtrCldCentChlr-Conv-1Cmp-0.748kwpton-VarSpd-CndRlf | DEER2023 |  | 2022-03-14 22:16:50+00 | Any | ECC | Ex | CZ04 | cWVVG | Cap-Tons | 1 | 299999.5938 | None | 2278975.3419 | 783640.7471 | 838537.625 | 0 | 244795.9879 | 14901.6549 | 104438.7289 | 292659.5438 | 82080.2483 | 72868.6204 | 27441.1882 | 97.3874 | 27343.8017 | 0 | 899.2744 | 707.2844
WtrCldCentChlr-NoFric-1Cmp-0.439kwpton-VarSpd-CndRlf | DEER2023 |  | 2022-03-14 22:54:12+00 | Any | ECC | Ex | CZ04 | cWVVG | Cap-Tons | 640.77 | 299999.5938 | None | 2178140.0046 | 783640.7471 | 838537.625 | 0 | 143644.339 | 14696.7861 | 104959.484 | 292659.709 | 82080.2512 | 72868.6204 | 27441.178 | 97.3874 | 27343.7864 | 0 | 812.9758 | 639.6035
WtrCldCentChlr-NoFric-1Cmp-0.748kwpton-VarSpd-CndRlf | DEER2023 |  | 2022-03-14 22:54:12+00 | Any | ECC | Ex | CZ04 | cWVVG | Cap-Tons | 1 | 299999.5938 | None | 2278887.5735 | 783640.7471 | 838537.625 | 0 | 244476.3744 | 14975.7181 | 104596.523 | 292659.709 | 82080.2512 | 72868.6204 | 27441.1765 | 97.3874 | 27343.7864 | 0 | 920.6637 | 728.9464
WtrCldCentChlr-NoFric-2Cmp-0.439kwpton-VarSpd-CndRlf | DEER2023 |  | 2022-03-14 23:25:13+00 | Any | ECC | Ex | CZ04 | cWVVG | Cap-Tons | 640.77 | 299999.5938 | None | 2179245.2279 | 783640.7471 | 838537.625 | 0 | 144971.8107 | 14715.3579 | 104718.6572 | 292659.709 | 82080.2512 | 72868.6189 | 27441.1728 | 97.3874 | 27343.7864 | 0 | 816.2335 | 642.9316
WtrCldCentChlr-NoFric-2Cmp-0.748kwpton-VarSpd-CndRlf | DEER2023 |  | 2022-03-14 23:25:13+00 | Any | ECC | Ex | CZ04 | cWVVG | Cap-Tons | 1 | 299999.5938 | None | 2280858.5974 | 783640.7471 | 838537.625 | 0 | 246758.8431 | 15007.4398 | 104253.2302 | 292659.709 | 82080.2512 | 72868.6227 | 27441.178 | 97.3874 | 27343.7864 | 0 | 926.2169 | 734.6185
WtrCldRecipChlr-0.42kwpton | DEER2023 |  | 2022-03-14 23:49:47+00 | Any | ECC | Ex | CZ04 | cWVVG | Cap-Tons | 640.77 | 299999.5938 | None | 2242961.0763 | 783640.7471 | 838537.625 | 0 | 215077.8426 | 4516.9616 | 108521.6665 | 292665.0281 | 82080.2563 | 72868.6257 | 27440.8919 | 97.3874 | 27343.5004 | 0 | 841.6749 | 671.5956
WtrCldRecipChlr-0.748kwpton | DEER2023 |  | 2022-03-14 23:49:47+00 | Any | ECC | Ex | CZ04 | cWVVG | Cap-Tons | 1 | 299999.5938 | None | 2410309.3851 | 783640.7471 | 838537.625 | 0 | 382527.2445 | 4649.8942 | 108287.5302 | 292665.0281 | 82080.2563 | 72868.6273 | 27440.8905 | 97.3874 | 27343.5023 | 0 | 992.8322 | 801.9459
WtrCldScrewChlr-0.42kwpton | DEER2023 |  | 2022-03-15 00:09:29+00 | Any | ECC | Ex | CZ04 | cWVVG | Cap-Tons | 640.77 | 299999.5938 | None | 2246832.5083 | 783640.7471 | 838537.625 | 0 | 219422.3159 | 4567.1618 | 107998.6707 | 292665.0281 | 82080.2602 | 72868.6273 | 27440.8919 | 97.3874 | 27343.5023 | 0 | 858.1577 | 687.119
WtrCldScrewChlr-0.748kwpton | DEER2023 |  | 2022-03-15 00:09:29+00 | Any | ECC | Ex | CZ04 | cWVVG | Cap-Tons | 1 | 299999.5938 | None | 2415381.8906 | 783640.7471 | 838537.625 | 0 | 388411.4621 | 4737.145 | 107388.7461 | 292665.0281 | 82080.2563 | 72868.6288 | 27440.8919 | 97.3874 | 27343.5004 | 0 | 1022.1852 | 829.5889
WtrCldScrewChlr-0.439kwpton-VarSpd | DEER2023 |  | 2022-03-15 00:41:21+00 | Any | ECC | Ex | CZ04 | cWVVG | Cap-Tons | 640.77 | 299999.5938 | None | 2204257.6379 | 783640.7471 | 838537.625 | 0 | 176826.6701 | 4412.6377 | 108173.8396 | 292665.0456 | 82080.2563 | 72868.6349 | 27440.8919 | 97.3874 | 27343.4985 | 0 | 823.1044 | 646.8001
WtrCldScrewChlr-0.748kwpton-VarSpd | DEER2023 |  | 2022-03-15 00:41:21+00 | Any | ECC | Ex | CZ04 | cWVVG | Cap-Tons | 1 | 299999.5938 | None | 2327454.0083 | 783640.7471 | 838537.625 | 0 | 300267.0728 | 4463.2672 | 107879.2124 | 292665.0281 | 82080.2549 | 72868.6257 | 27440.8919 | 97.3874 | 27343.5004 | 0 | 946.2773 | 746.8283
AirCldRecipChlr-0.95kwpton | DEER2023 |  | 2022-03-14 18:21:41+00 | Any | ECC | Ex | CZ05 | cAVVG | Cap-Tons | 440.589 | 299999.5938 | None | 2144094.5128 | 783638.857 | 838537.625 | 0 | 212862.418 | 0 | 21020.2826 | 288034.8773 | 53443.7174 | 88333.4248 | 28877.3052 | 97.3874 | 28779.9204 | 0 | 817.8798 | 571.5145
AirCldRecipChlr-1.407kwpton | DEER2023 |  | 2022-03-14 18:21:41+00 | Any | ECC | Ex | CZ05 | cAVVG | Cap-Tons | 1 | 299999.5938 | None | 2246493.1291 | 783638.857 | 838537.625 | 0 | 315260.3911 | 0 | 21020.2826 | 288034.8773 | 53443.7174 | 88333.4248 | 28877.3052 | 97.3874 | 28779.9204 | 0 | 929.9913 | 638.0852
AirCldScrewChlr-0.95kwpton | DEER2023 |  | 2022-03-14 19:29:42+00 | Any | ECC | Ex | CZ05 | cAVVG | Cap-Tons | 440.589 | 299999.5938 | None | 2197692.0341 | 783638.857 | 838537.625 | 0 | 265861.8297 | 0 | 21612.1279 | 288040.831 | 53445.1194 | 88333.442 | 28877.1325 | 97.3874 | 28779.7477 | 0 | 835.5037 | 592.5668
AirCldScrewChlr-1.407kwpton | DEER2023 |  | 2022-03-14 19:29:42+00 | Any | ECC | Ex | CZ05 | cAVVG | Cap-Tons | 1 | 299999.5938 | None | 2325585.5688 | 783638.857 | 838537.625 | 0 | 393755.3206 | 0 | 21612.1279 | 288040.831 | 53445.1194 | 88333.442 | 28877.1325 | 97.3874 | 28779.7477 | 0 | 956.0877 | 668.8587
AirCldScrewChlr-0.99kwpton-VarSpd | DEER2023 |  | 2022-03-14 20:36:10+00 | Any | ECC | Ex | CZ05 | cAVVG | Cap-Tons | 440.589 | 299999.5938 | None | 2208886.7832 | 783638.857 | 838537.625 | 0 | 277056.0012 | 0 | 21612.1279 | 288040.831 | 53445.1194 | 88333.442 | 28877.1325 | 97.3874 | 28779.7477 | 0 | 846.0583 | 599.2445
AirCldScrewChlr-1.407kwpton-VarSpd | DEER2023 |  | 2022-03-14 20:36:10+00 | Any | ECC | Ex | CZ05 | cAVVG | Cap-Tons | 1 | 299999.5938 | None | 2325585.5688 | 783638.857 | 838537.625 | 0 | 393755.3206 | 0 | 21612.1279 | 288040.831 | 53445.1194 | 88333.442 | 28877.1325 | 97.3874 | 28779.7477 | 0 | 956.0877 | 668.8587
WtrCldCentChlr-Conv-0.42kwpton | DEER2023 |  | 2022-03-14 21:09:18+00 | Any | ECC | Ex | CZ05 | cWVVG | Cap-Tons | 440.589 | 299999.5938 | None | 2152589.5871 | 783638.857 | 838537.625 | 0 | 173299.1824 | 2494.016 | 66587.4106 | 288031.3519 | 53442.8157 | 88333.441 | 28877.2343 | 97.3874 | 28779.8536 | 0 | 749.7455 | 550.7403
WtrCldCentChlr-Conv-0.748kwpton | DEER2023 |  | 2022-03-14 21:09:18+00 | Any | ECC | Ex | CZ05 | cWVVG | Cap-Tons | 1 | 299999.5938 | None | 2287912.6066 | 783638.857 | 838537.625 | 0 | 308571.0378 | 2607.9439 | 66524.6297 | 288031.3519 | 53442.8157 | 88333.441 | 28877.2343 | 97.3874 | 28779.8536 | 0 | 856.9686 | 625.2901
WtrCldCentChlr-Conv-1Cmp-0.439kwpton-VarSpd-CndRlf | DEER2023 |  | 2022-03-14 22:16:50+00 | Any | ECC | Ex | CZ05 | cWVVG | Cap-Tons | 440.589 | 299999.5938 | None | 2074985.0231 | 783638.857 | 838537.625 | 0 | 91691.8485 | 6724.433 | 66360.2385 | 288031.1324 | 53442.8157 | 88333.441 | 28877.2475 | 97.3874 | 28779.8664 | 0 | 705.2116 | 510.753
WtrCldCentChlr-Conv-1Cmp-0.748kwpton-VarSpd-CndRlf | DEER2023 |  | 2022-03-14 22:16:50+00 | Any | ECC | Ex | CZ05 | cWVVG | Cap-Tons | 1 | 299999.5938 | None | 2139131.5225 | 783638.857 | 838537.625 | 0 | 156017.137 | 6802.1731 | 66103.686 | 288031.1324 | 53442.8157 | 88333.442 | 28877.2494 | 97.3874 | 28779.865 | 0 | 767.6655 | 548.1382
WtrCldCentChlr-NoFric-1Cmp-0.439kwpton-VarSpd-CndRlf | DEER2023 |  | 2022-03-14 22:54:12+00 | Any | ECC | Ex | CZ05 | cWVVG | Cap-Tons | 440.589 | 299999.5938 | None | 2076590.2412 | 783638.857 | 838537.625 | 0 | 93143.0398 | 6755.1154 | 66483.5516 | 288031.3345 | 53442.8172 | 88333.442 | 28877.2331 | 97.3874 | 28779.8525 | 0 | 714.7815 | 517.7718
WtrCldCentChlr-NoFric-1Cmp-0.748kwpton-VarSpd-CndRlf | DEER2023 |  | 2022-03-14 22:54:12+00 | Any | ECC | Ex | CZ05 | cWVVG | Cap-Tons | 1 | 299999.5938 | None | 2141866.2156 | 783638.857 | 838537.625 | 0 | 158586.6149 | 6848.1448 | 66222.8357 | 288031.3345 | 53442.8172 | 88333.442 | 28877.2331 | 97.3874 | 28779.8506 | 0 | 783.9632 | 560.0951
WtrCldCentChlr-NoFric-2Cmp-0.439kwpton-VarSpd-CndRlf | DEER2023 |  | 2022-03-14 23:25:13+00 | Any | ECC | Ex | CZ05 | cWVVG | Cap-Tons | 440.589 | 299999.5938 | None | 2077861.0171 | 783638.857 | 838537.625 | 0 | 94476.921 | 6765.7907 | 66409.7044 | 288031.3345 | 53442.8157 | 88333.442 | 28877.2331 | 97.3874 | 28779.8525 | 0 | 717.1858 | 519.8743
WtrCldCentChlr-NoFric-2Cmp-0.748kwpton-VarSpd-CndRlf | DEER2023 |  | 2022-03-14 23:25:13+00 | Any | ECC | Ex | CZ05 | cWVVG | Cap-Tons | 1 | 299999.5938 | None | 2144017.7467 | 783638.857 | 838537.625 | 0 | 160867.3072 | 6866.6613 | 66074.9259 | 288031.3345 | 53442.8172 | 88333.442 | 28877.2331 | 97.3874 | 28779.8525 | 0 | 788.0596 | 563.6773
WtrCldRecipChlr-0.42kwpton | DEER2023 |  | 2022-03-14 23:49:47+00 | Any | ECC | Ex | CZ05 | cWVVG | Cap-Tons | 440.589 | 299999.5938 | None | 2119071.2826 | 783638.857 | 838537.625 | 0 | 137270.0548 | 2529.4315 | 69042.4103 | 288051.7076 | 53447.9511 | 88333.4539 | 28876.7686 | 97.3874 | 28779.3869 | 0 | 741.7471 | 541.7894
WtrCldRecipChlr-0.748kwpton | DEER2023 |  | 2022-03-14 23:49:47+00 | Any | ECC | Ex | CZ05 | cWVVG | Cap-Tons | 1 | 299999.5938 | None | 2225846.4933 | 783638.857 | 838537.625 | 0 | 244177.5636 | 2612.0138 | 68827.5141 | 288051.7076 | 53447.9511 | 88333.4539 | 28876.7701 | 97.3874 | 28779.3869 | 0 | 842.7323 | 608.033
WtrCldScrewChlr-0.42kwpton | DEER2023 |  | 2022-03-15 00:09:29+00 | Any | ECC | Ex | CZ05 | cWVVG | Cap-Tons | 440.589 | 299999.5938 | None | 2124150.3374 | 783638.857 | 838537.625 | 0 | 142531.3514 | 2560.0004 | 68829.7167 | 288051.7251 | 53447.967 | 88333.4539 | 28876.7686 | 97.3874 | 28779.3869 | 0 | 754.2872 | 551.4261
WtrCldScrewChlr-0.748kwpton | DEER2023 |  | 2022-03-15 00:09:29+00 | Any | ECC | Ex | CZ05 | cWVVG | Cap-Tons | 1 | 299999.5938 | None | 2233927.6955 | 783638.857 | 838537.625 | 0 | 252603.0872 | 2664.828 | 68430.4418 | 288051.7251 | 53447.967 | 88333.4539 | 28876.7682 | 97.3874 | 28779.3888 | 0 | 865.06 | 625.1958
WtrCldScrewChlr-0.439kwpton-VarSpd | DEER2023 |  | 2022-03-15 00:41:21+00 | Any | ECC | Ex | CZ05 | cWVVG | Cap-Tons | 440.589 | 299999.5938 | None | 2094998.4957 | 783638.857 | 838537.625 | 0 | 113437.1591 | 2469.545 | 68856.0872 | 288058.5798 | 53451.1135 | 88333.4579 | 28876.728 | 97.3874 | 28779.3413 | 0 | 727.0543 | 526.1893
WtrCldScrewChlr-0.748kwpton-VarSpd | DEER2023 |  | 2022-03-15 00:41:21+00 | Any | ECC | Ex | CZ05 | cWVVG | Cap-Tons | 1 | 299999.5938 | None | 2174062.4994 | 783638.857 | 838537.625 | 0 | 192715.6042 | 2503.5467 | 68607.2745 | 288058.5565 | 53451.1135 | 88333.4579 | 28876.7261 | 97.3874 | 28779.3413 | 0 | 807.7247 | 574.9183
AirCldRecipChlr-0.95kwpton | DEER2023 |  | 2022-03-14 18:21:41+00 | Any | ECC | Ex | CZ06 | cAVVG | Cap-Tons | 681.8183 | 299999.5938 | None | 2408191.972 | 783560.2137 | 838537.625 | 0 | 455574.1906 | 0 | 34889.6504 | 295629.382 | 95538.8911 | 35277.9337 | 17461.0998 | 97.3874 | 17363.7123 | 0 | 906.9917 | 715.5786
AirCldRecipChlr-1.407kwpton | DEER2023 |  | 2022-03-14 18:21:41+00 | Any | ECC | Ex | CZ06 | cAVVG | Cap-Tons | 1 | 299999.5938 | None | 2627347.1476 | 783560.2137 | 838537.625 | 0 | 674729.1474 | 0 | 34889.6504 | 295629.382 | 95538.8911 | 35277.9337 | 17461.0998 | 97.3874 | 17363.7123 | 0 | 1058.524 | 846.2847
AirCldScrewChlr-0.95kwpton | DEER2023 |  | 2022-03-14 19:29:42+00 | Any | ECC | Ex | CZ06 | cAVVG | Cap-Tons | 681.8183 | 299999.5938 | None | 2522420.6851 | 783560.2137 | 838537.625 | 0 | 568555.5087 | 0 | 36130.3796 | 295635.9164 | 95538.9407 | 35277.9353 | 17460.9639 | 97.3874 | 17363.5705 | 0 | 940.7185 | 745.3699
AirCldScrewChlr-1.407kwpton | DEER2023 |  | 2022-03-14 19:29:42+00 | Any | ECC | Ex | CZ06 | cAVVG | Cap-Tons | 1 | 299999.5938 | None | 2795925.9577 | 783560.2137 | 838537.625 | 0 | 842060.5812 | 0 | 36130.3796 | 295635.9164 | 95538.9407 | 35277.9353 | 17460.9639 | 97.3874 | 17363.5705 | 0 | 1108.4928 | 889.1148
AirCldScrewChlr-0.99kwpton-VarSpd | DEER2023 |  | 2022-03-14 20:36:10+00 | Any | ECC | Ex | CZ06 | cAVVG | Cap-Tons | 681.8183 | 299999.5938 | None | 2546359.9366 | 783560.2137 | 838537.625 | 0 | 592494.5976 | 0 | 36130.3796 | 295635.9164 | 95538.9407 | 35277.9353 | 17460.9639 | 97.3874 | 17363.5705 | 0 | 955.4031 | 757.9518
AirCldScrewChlr-1.407kwpton-VarSpd | DEER2023 |  | 2022-03-14 20:36:10+00 | Any | ECC | Ex | CZ06 | cAVVG | Cap-Tons | 1 | 299999.5938 | None | 2795925.9577 | 783560.2137 | 838537.625 | 0 | 842060.5812 | 0 | 36130.3796 | 295635.9164 | 95538.9407 | 35277.9353 | 17460.9639 | 97.3874 | 17363.5705 | 0 | 1108.4928 | 889.1148
WtrCldCentChlr-Conv-0.42kwpton | DEER2023 |  | 2022-03-14 21:09:18+00 | Any | ECC | Ex | CZ06 | cWVVG | Cap-Tons | 681.8183 | 299999.5938 | None | 2429780.84 | 783560.2137 | 838537.625 | 0 | 373049.316 | 7745.0496 | 131252.1951 | 295635.4008 | 95538.9333 | 35277.9353 | 17460.9869 | 97.3874 | 17363.5968 | 0 | 832.3098 | 643.5232
WtrCldCentChlr-Conv-0.748kwpton | DEER2023 |  | 2022-03-14 21:09:18+00 | Any | ECC | Ex | CZ06 | cWVVG | Cap-Tons | 1 | 299999.5938 | None | 2721327.8234 | 783560.2137 | 838537.625 | 0 | 664264.55 | 8094.4229 | 131234.6826 | 295635.4008 | 95538.9333 | 35277.9353 | 17460.9869 | 97.3874 | 17363.5968 | 0 | 985.4228 | 772.4689
WtrCldCentChlr-Conv-1Cmp-0.439kwpton-VarSpd-CndRlf | DEER2023 |  | 2022-03-14 22:16:50+00 | Any | ECC | Ex | CZ06 | cWVVG | Cap-Tons | 681.8182 | 299999.5938 | None | 2269530.9145 | 783560.2137 | 838537.625 | 0 | 195584.0349 | 25577.0272 | 130636.4516 | 295634.671 | 95538.9333 | 35277.9353 | 17461.0187 | 97.3874 | 17363.6316 | 0 | 768.1898 | 593.8924
WtrCldCentChlr-Conv-1Cmp-0.748kwpton-VarSpd-CndRlf | DEER2023 |  | 2022-03-14 22:16:50+00 | Any | ECC | Ex | CZ06 | cWVVG | Cap-Tons | 1 | 299999.5938 | None | 2407236.4616 | 783560.2137 | 838537.625 | 0 | 332828.6931 | 26207.6508 | 130466.6251 | 295634.6898 | 95538.9333 | 35277.9353 | 17461.0204 | 97.3874 | 17363.6316 | 0 | 851.3286 | 667.9438
WtrCldCentChlr-NoFric-1Cmp-0.439kwpton-VarSpd-CndRlf | DEER2023 |  | 2022-03-14 22:54:12+00 | Any | ECC | Ex | CZ06 | cWVVG | Cap-Tons | 681.8183 | 299999.5938 | None | 2271021.1067 | 783560.2137 | 838537.625 | 0 | 196489.5013 | 25638.5535 | 131158.8153 | 295635.3492 | 95538.9333 | 35277.9353 | 17460.99 | 97.3874 | 17363.5984 | 0 | 784.1782 | 604.0769
WtrCldCentChlr-NoFric-1Cmp-0.748kwpton-VarSpd-CndRlf | DEER2023 |  | 2022-03-14 22:54:12+00 | Any | ECC | Ex | CZ06 | cWVVG | Cap-Tons | 1 | 299999.5938 | None | 2409514.1366 | 783560.2137 | 838537.625 | 0 | 334533.0965 | 26289.8198 | 130956.8473 | 295635.3492 | 95538.9333 | 35277.9337 | 17460.99 | 97.3874 | 17363.5984 | 0 | 878.5985 | 684.7334
WtrCldCentChlr-NoFric-2Cmp-0.439kwpton-VarSpd-CndRlf | DEER2023 |  | 2022-03-14 23:25:13+00 | Any | ECC | Ex | CZ06 | cWVVG | Cap-Tons | 681.8183 | 299999.5938 | None | 2273520.7103 | 783560.2137 | 838537.625 | 0 | 199058.704 | 25660.9101 | 131067.0863 | 295635.3492 | 95538.9333 | 35277.9353 | 17460.99 | 97.3874 | 17363.5984 | 0 | 788.3489 | 606.8809
WtrCldCentChlr-NoFric-2Cmp-0.748kwpton-VarSpd-CndRlf | DEER2023 |  | 2022-03-14 23:25:13+00 | Any | ECC | Ex | CZ06 | cWVVG | Cap-Tons | 1 | 299999.5938 | None | 2413822.0933 | 783560.2137 | 838537.625 | 0 | 338935.1679 | 26327.9749 | 130824.9293 | 295635.3492 | 95538.9368 | 35277.9353 | 17460.99 | 97.3874 | 17363.5999 | 0 | 885.7332 | 689.5201
WtrCldRecipChlr-0.42kwpton | DEER2023 |  | 2022-03-14 23:49:47+00 | Any | ECC | Ex | CZ06 | cWVVG | Cap-Tons | 681.8183 | 299999.5938 | None | 2353235.5425 | 783560.2137 | 838537.625 | 0 | 290946.1727 | 7847.8758 | 136698.6406 | 295643.7181 | 95538.9681 | 35277.9368 | 17460.434 | 97.3874 | 17363.0439 | 0 | 815.7428 | 641.3941
WtrCldRecipChlr-0.748kwpton | DEER2023 |  | 2022-03-14 23:49:47+00 | Any | ECC | Ex | CZ06 | cWVVG | Cap-Tons | 1 | 299999.5938 | None | 2580105.5398 | 783560.2137 | 838537.625 | 0 | 517709.4167 | 8091.4526 | 136562.153 | 295643.7181 | 95538.9696 | 35277.9368 | 17460.434 | 97.3874 | 17363.0439 | 0 | 955.9264 | 757.3544
WtrCldScrewChlr-0.42kwpton | DEER2023 |  | 2022-03-15 00:09:29+00 | Any | ECC | Ex | CZ06 | cWVVG | Cap-Tons | 681.8183 | 299999.5938 | None | 2365245.0474 | 783560.2137 | 838537.625 | 0 | 303143.2204 | 7916.9218 | 136442.576 | 295643.7181 | 95538.9696 | 35277.9368 | 17460.434 | 97.3874 | 17363.0439 | 0 | 835.4647 | 657.7306
WtrCldScrewChlr-0.748kwpton | DEER2023 |  | 2022-03-15 00:09:29+00 | Any | ECC | Ex | CZ06 | cWVVG | Cap-Tons | 1 | 299999.5938 | None | 2599672.1646 | 783560.2137 | 838537.625 | 0 | 537654.1591 | 8212.5846 | 136062.202 | 295643.704 | 95538.9696 | 35277.9368 | 17460.434 | 97.3874 | 17363.0439 | 0 | 991.0552 | 786.4547
WtrCldScrewChlr-0.439kwpton-VarSpd | DEER2023 |  | 2022-03-15 00:41:21+00 | Any | ECC | Ex | CZ06 | cWVVG | Cap-Tons | 681.8183 | 299999.5938 | None | 2302186.017 | 783560.2137 | 838537.625 | 0 | 240333.3226 | 7688.1068 | 136421.9076 | 295643.704 | 95538.9681 | 35277.9368 | 17460.434 | 97.3874 | 17363.0439 | 0 | 787.0089 | 609.5529
WtrCldScrewChlr-0.748kwpton-VarSpd | DEER2023 |  | 2022-03-15 00:41:21+00 | Any | ECC | Ex | CZ06 | cWVVG | Cap-Tons | 1 | 299999.5938 | None | 2470360.2938 | 783560.2137 | 838537.625 | 0 | 408565.9853 | 7802.6736 | 136248.9746 | 295643.704 | 95538.9646 | 35277.9368 | 17460.434 | 97.3874 | 17363.0439 | 0 | 893.1383 | 691.6674
AirCldRecipChlr-0.95kwpton | DEER2023 |  | 2022-03-14 18:21:41+00 | Any | ECC | Ex | CZ07 | cAVVG | Cap-Tons | 640.6793 | 299999.5938 | None | 2325655.1484 | 783773.4851 | 838537.625 | 0 | 379206.6546 | 0 | 29293.6034 | 294843.2213 | 94704.4071 | 27149.3075 | 14665.0623 | 97.3874 | 14567.6627 | 0 | 885.9225 | 688.0742
AirCldRecipChlr-1.407kwpton | DEER2023 |  | 2022-03-14 18:21:41+00 | Any | ECC | Ex | CZ07 | cAVVG | Cap-Tons | 1 | 299999.5938 | None | 2508073.7282 | 783773.4851 | 838537.625 | 0 | 561624.8683 | 0 | 29293.6034 | 294843.2213 | 94704.4071 | 27149.3075 | 14665.0623 | 97.3874 | 14567.6627 | 0 | 1030.6229 | 808.7165
AirCldScrewChlr-0.95kwpton | DEER2023 |  | 2022-03-14 19:29:42+00 | Any | ECC | Ex | CZ07 | cAVVG | Cap-Tons | 640.6793 | 299999.5938 | None | 2435082.6243 | 783773.4851 | 838537.625 | 0 | 487949.1755 | 0 | 29978.3442 | 294843.1391 | 94704.4058 | 27149.3075 | 14665.0656 | 97.3874 | 14567.6709 | 0 | 915.0965 | 717.4485
AirCldScrewChlr-1.407kwpton | DEER2023 |  | 2022-03-14 19:29:42+00 | Any | ECC | Ex | CZ07 | cAVVG | Cap-Tons | 1 | 299999.5938 | None | 2669812.1563 | 783773.4851 | 838537.625 | 0 | 722678.317 | 0 | 29978.3442 | 294843.1391 | 94704.4058 | 27149.3075 | 14665.0656 | 97.3874 | 14567.6709 | 0 | 1073.8072 | 850.5742
AirCldScrewChlr-0.99kwpton-VarSpd | DEER2023 |  | 2022-03-14 20:36:10+00 | Any | ECC | Ex | CZ07 | cAVVG | Cap-Tons | 640.6793 | 299999.5938 | None | 2455628.088 | 783773.4851 | 838537.625 | 0 | 508494.3801 | 0 | 29978.3442 | 294843.1391 | 94704.4058 | 27149.3075 | 14665.0656 | 97.3874 | 14567.6709 | 0 | 928.9875 | 729.1003
AirCldScrewChlr-1.407kwpton-VarSpd | DEER2023 |  | 2022-03-14 20:36:10+00 | Any | ECC | Ex | CZ07 | cAVVG | Cap-Tons | 1 | 299999.5938 | None | 2669812.1563 | 783773.4851 | 838537.625 | 0 | 722678.317 | 0 | 29978.3442 | 294843.1391 | 94704.4058 | 27149.3075 | 14665.0656 | 97.3874 | 14567.6709 | 0 | 1073.8072 | 850.5742
WtrCldCentChlr-Conv-0.42kwpton | DEER2023 |  | 2022-03-14 21:09:18+00 | Any | ECC | Ex | CZ07 | cWVVG | Cap-Tons | 641.2086 | 299999.5938 | None | 2374203.392 | 783773.4851 | 838537.625 | 0 | 330150.1441 | 5309.9219 | 121588.1495 | 294843.2329 | 94704.4097 | 27149.3087 | 14665.0578 | 97.3874 | 14567.6644 | 0 | 814.6187 | 645.0474
WtrCldCentChlr-Conv-0.748kwpton | DEER2023 |  | 2022-03-14 21:09:18+00 | Any | ECC | Ex | CZ07 | cWVVG | Cap-Tons | 1 | 299999.5938 | None | 2632058.7317 | 783773.4851 | 838537.625 | 0 | 587824.1681 | 5550.374 | 121529.4223 | 294843.2329 | 94704.4097 | 27149.3087 | 14665.0561 | 97.3874 | 14567.6661 | 0 | 961.1782 | 774.7707
WtrCldCentChlr-Conv-1Cmp-0.439kwpton-VarSpd-CndRlf | DEER2023 |  | 2022-03-14 22:16:50+00 | Any | ECC | Ex | CZ07 | cWVVG | Cap-Tons | 641.2086 | 299999.5938 | None | 2222877.8953 | 783773.4851 | 838537.625 | 0 | 167146.3294 | 17426.6984 | 121150.0747 | 294843.2329 | 94704.4058 | 27149.3087 | 14665.0574 | 97.3874 | 14567.6595 | 0 | 756.1629 | 588.7127
WtrCldCentChlr-Conv-1Cmp-0.748kwpton-VarSpd-CndRlf | DEER2023 |  | 2022-03-14 22:16:50+00 | Any | ECC | Ex | CZ07 | cWVVG | Cap-Tons | 1 | 299999.5938 | None | 2340146.3168 | 783773.4851 | 838537.625 | 0 | 284427.9796 | 17683.7354 | 120879.3349 | 294843.2329 | 94704.4101 | 27149.3087 | 14665.0574 | 97.3874 | 14567.6595 | 0 | 837.8189 | 658.763
WtrCldCentChlr-NoFric-1Cmp-0.439kwpton-VarSpd-CndRlf | DEER2023 |  | 2022-03-14 22:54:12+00 | Any | ECC | Ex | CZ07 | cWVVG | Cap-Tons | 641.2086 | 299999.5938 | None | 2219117.0669 | 783773.4851 | 838537.625 | 0 | 163104.0228 | 17469.7549 | 121388.0939 | 294843.2329 | 94704.4058 | 27149.3087 | 14665.0574 | 97.3874 | 14567.6644 | 0 | 770.5966 | 599.3972
WtrCldCentChlr-NoFric-1Cmp-0.748kwpton-VarSpd-CndRlf | DEER2023 |  | 2022-03-14 22:54:12+00 | Any | ECC | Ex | CZ07 | cWVVG | Cap-Tons | 1 | 299999.5938 | None | 2333630.2215 | 783773.4851 | 838537.625 | 0 | 277706.7405 | 17736.445 | 121031.9565 | 294843.2213 | 94704.4058 | 27149.3087 | 14665.0574 | 97.3874 | 14567.6661 | 0 | 862.5095 | 675.2632
WtrCldCentChlr-NoFric-2Cmp-0.439kwpton-VarSpd-CndRlf | DEER2023 |  | 2022-03-14 23:25:13+00 | Any | ECC | Ex | CZ07 | cWVVG | Cap-Tons | 641.2086 | 299999.5938 | None | 2220072.747 | 783773.4851 | 838537.625 | 0 | 164113.0921 | 17488.0369 | 121316.8368 | 294843.2329 | 94704.4121 | 27149.3087 | 14665.0574 | 97.3874 | 14567.6644 | 0 | 774.3627 | 602.7841
WtrCldCentChlr-NoFric-2Cmp-0.748kwpton-VarSpd-CndRlf | DEER2023 |  | 2022-03-14 23:25:13+00 | Any | ECC | Ex | CZ07 | cWVVG | Cap-Tons | 1 | 299999.5938 | None | 2335257.5629 | 783773.4851 | 838537.625 | 0 | 279437.0638 | 17767.4702 | 120897.9093 | 294843.2329 | 94704.4058 | 27149.3087 | 14665.0574 | 97.3874 | 14567.6595 | 0 | 868.9532 | 681.0334
WtrCldRecipChlr-0.42kwpton | DEER2023 |  | 2022-03-14 23:49:47+00 | Any | ECC | Ex | CZ07 | cWVVG | Cap-Tons | 641.2086 | 299999.5938 | None | 2296783.4482 | 783773.4851 | 838537.625 | 0 | 248954.067 | 5348.6659 | 125326.4176 | 294842.4696 | 94704.4049 | 27149.3087 | 14665.0942 | 97.3874 | 14567.7024 | 0 | 800.4246 | 632.1701
WtrCldRecipChlr-0.748kwpton | DEER2023 |  | 2022-03-14 23:49:47+00 | Any | ECC | Ex | CZ07 | cWVVG | Cap-Tons | 1 | 299999.5938 | None | 2490638.0336 | 783773.4851 | 838537.625 | 0 | 442846.3608 | 5499.7803 | 125137.1294 | 294842.485 | 94704.4036 | 27149.3087 | 14665.0942 | 97.3874 | 14567.7041 | 0 | 935.8573 | 748.2941
WtrCldScrewChlr-0.42kwpton | DEER2023 |  | 2022-03-15 00:09:29+00 | Any | ECC | Ex | CZ07 | cWVVG | Cap-Tons | 641.2086 | 299999.5938 | None | 2302584.1005 | 783773.4851 | 838537.625 | 0 | 254944.916 | 5404.2174 | 125080.7261 | 294842.4696 | 94704.4049 | 27149.3087 | 14665.0942 | 97.3874 | 14567.7024 | 0 | 819.9464 | 651.5559
WtrCldScrewChlr-0.748kwpton | DEER2023 |  | 2022-03-15 00:09:29+00 | Any | ECC | Ex | CZ07 | cWVVG | Cap-Tons | 1 | 299999.5938 | None | 2498375.8239 | 783773.4851 | 838537.625 | 0 | 451346.8532 | 5595.7643 | 124278.3638 | 294842.485 | 94704.4036 | 27149.3087 | 14665.0942 | 97.3874 | 14567.7007 | 0 | 970.6248 | 782.8181
WtrCldScrewChlr-0.439kwpton-VarSpd | DEER2023 |  | 2022-03-15 00:41:21+00 | Any | ECC | Ex | CZ07 | cWVVG | Cap-Tons | 641.2086 | 299999.5938 | None | 2254421.5414 | 783773.4851 | 838537.625 | 0 | 206932.8916 | 5225.9088 | 125108.6678 | 294842.4181 | 94704.4036 | 27149.3087 | 14665.0942 | 97.3874 | 14567.7041 | 0 | 776.7193 | 607.355
WtrCldScrewChlr-0.748kwpton-VarSpd | DEER2023 |  | 2022-03-15 00:41:21+00 | Any | ECC | Ex | CZ07 | cWVVG | Cap-Tons | 1 | 299999.5938 | None | 2398704.9012 | 783773.4851 | 838537.625 | 0 | 351484.1986 | 5278.8626 | 124787.0441 | 294842.4181 | 94704.4036 | 27149.3087 | 14665.0942 | 97.3874 | 14567.7041 | 0 | 882.0913 | 694.5543
AirCldRecipChlr-0.95kwpton | DEER2023 |  | 2022-03-14 18:21:41+00 | Any | ECC | Ex | CZ08 | cAVVG | Cap-Tons | 731.4075 | 299999.5938 | None | 2528250.3697 | 783556.6613 | 838537.625 | 0 | 548981.501 | 0 | 38480.451 | 318693.2575 | 120960.7953 | 30639.186 | 15739.6752 | 97.3874 | 15642.2854 | 0 | 1027.3105 | 747.5101
AirCldRecipChlr-1.407kwpton | DEER2023 |  | 2022-03-14 18:21:41+00 | Any | ECC | Ex | CZ08 | cAVVG | Cap-Tons | 1 | 299999.5938 | None | 2792339.0692 | 783556.6613 | 838537.625 | 0 | 813070.4554 | 0 | 38480.451 | 318693.2575 | 120960.7953 | 30639.186 | 15739.6752 | 97.3874 | 15642.2854 | 0 | 1226.9384 | 887.9745
AirCldScrewChlr-0.95kwpton | DEER2023 |  | 2022-03-14 19:29:42+00 | Any | ECC | Ex | CZ08 | cAVVG | Cap-Tons | 731.4075 | 299999.5938 | None | 2650308.3022 | 783556.6613 | 838537.625 | 0 | 670194.0934 | 0 | 39325.9489 | 318692.9748 | 120960.7953 | 30639.186 | 15739.69 | 97.3874 | 15642.3 | 0 | 1055.0376 | 770.8464
AirCldScrewChlr-1.407kwpton | DEER2023 |  | 2022-03-14 19:29:42+00 | Any | ECC | Ex | CZ08 | cAVVG | Cap-Tons | 1 | 299999.5938 | None | 2972706.7656 | 783556.6613 | 838537.625 | 0 | 992592.658 | 0 | 39325.9489 | 318692.9748 | 120960.7953 | 30639.186 | 15739.69 | 97.3874 | 15642.3 | 0 | 1268.0052 | 922.4983
AirCldScrewChlr-0.99kwpton-VarSpd | DEER2023 |  | 2022-03-14 20:36:10+00 | Any | ECC | Ex | CZ08 | cAVVG | Cap-Tons | 731.4075 | 299999.5938 | None | 2678526.9159 | 783556.6613 | 838537.625 | 0 | 698412.7558 | 0 | 39325.9489 | 318692.9748 | 120960.7953 | 30639.186 | 15739.69 | 97.3874 | 15642.3 | 0 | 1073.6779 | 784.12
AirCldScrewChlr-1.407kwpton-VarSpd | DEER2023 |  | 2022-03-14 20:36:10+00 | Any | ECC | Ex | CZ08 | cAVVG | Cap-Tons | 1 | 299999.5938 | None | 2972706.7656 | 783556.6613 | 838537.625 | 0 | 992592.658 | 0 | 39325.9489 | 318692.9748 | 120960.7953 | 30639.186 | 15739.69 | 97.3874 | 15642.3 | 0 | 1268.0052 | 922.4983
WtrCldCentChlr-Conv-0.42kwpton | DEER2023 |  | 2022-03-14 21:09:18+00 | Any | ECC | Ex | CZ08 | cWVVG | Cap-Tons | 731.4075 | 299999.5938 | None | 2518645.4712 | 783556.6613 | 838537.625 | 0 | 423467.7426 | 7623.0579 | 146766.0299 | 318693.7152 | 120960.7953 | 30639.186 | 15739.6714 | 97.3874 | 15642.28 | 0 | 875.5595 | 654.6101
WtrCldCentChlr-Conv-0.748kwpton | DEER2023 |  | 2022-03-14 21:09:18+00 | Any | ECC | Ex | CZ08 | cWVVG | Cap-Tons | 1 | 299999.5938 | None | 2849510.1053 | 783556.6613 | 838537.625 | 0 | 754036.1249 | 7964.7981 | 146719.323 | 318693.7152 | 120960.7953 | 30639.186 | 15739.6714 | 97.3874 | 15642.28 | 0 | 1044.4571 | 784.3049
WtrCldCentChlr-Conv-1Cmp-0.439kwpton-VarSpd-CndRlf | DEER2023 |  | 2022-03-14 22:16:50+00 | Any | ECC | Ex | CZ08 | cWVVG | Cap-Tons | 731.4075 | 299999.5938 | None | 2334839.7022 | 783556.6613 | 838537.625 | 0 | 224139.2071 | 24177.991 | 145733.5109 | 318693.8043 | 120960.7953 | 30639.186 | 15739.6698 | 97.3874 | 15642.2785 | 0 | 808.0291 | 602.6772
WtrCldCentChlr-Conv-1Cmp-0.748kwpton-VarSpd-CndRlf | DEER2023 |  | 2022-03-14 22:16:50+00 | Any | ECC | Ex | CZ08 | cWVVG | Cap-Tons | 1 | 299999.5938 | None | 2492356.0308 | 783556.6613 | 838537.625 | 0 | 381389.1891 | 24658.9727 | 145518.7672 | 318693.8184 | 120960.7953 | 30639.186 | 15739.6698 | 97.3874 | 15642.2785 | 0 | 903.4442 | 678.508
WtrCldCentChlr-NoFric-1Cmp-0.439kwpton-VarSpd-CndRlf | DEER2023 |  | 2022-03-14 22:54:12+00 | Any | ECC | Ex | CZ08 | cWVVG | Cap-Tons | 731.4075 | 299999.5938 | None | 2334967.9764 | 783556.6613 | 838537.625 | 0 | 223689.4398 | 24264.1964 | 146225.5365 | 318693.7855 | 120960.7953 | 30639.186 | 15739.6698 | 97.3874 | 15642.2785 | 0 | 824.2457 | 612.7372
WtrCldCentChlr-NoFric-1Cmp-0.748kwpton-VarSpd-CndRlf | DEER2023 |  | 2022-03-14 22:54:12+00 | Any | ECC | Ex | CZ08 | cWVVG | Cap-Tons | 1 | 299999.5938 | None | 2492516.6873 | 783556.6613 | 838537.625 | 0 | 381045.1081 | 24753.8215 | 145928.6529 | 318693.7855 | 120960.7953 | 30639.186 | 15739.6698 | 97.3874 | 15642.2785 | 0 | 931.0819 | 695.7589
WtrCldCentChlr-NoFric-2Cmp-0.439kwpton-VarSpd-CndRlf | DEER2023 |  | 2022-03-14 23:25:13+00 | Any | ECC | Ex | CZ08 | cWVVG | Cap-Tons | 731.4075 | 299999.5938 | None | 2336983.7231 | 783556.6613 | 838537.625 | 0 | 225791.9789 | 24287.0589 | 146115.7615 | 318693.7855 | 120960.7953 | 30639.186 | 15739.6698 | 97.3874 | 15642.2785 | 0 | 828.4705 | 615.2533
WtrCldCentChlr-NoFric-2Cmp-0.748kwpton-VarSpd-CndRlf | DEER2023 |  | 2022-03-14 23:25:13+00 | Any | ECC | Ex | CZ08 | cWVVG | Cap-Tons | 1 | 299999.5938 | None | 2496027.7385 | 783556.6613 | 838537.625 | 0 | 384559.422 | 24797.261 | 145882.0411 | 318693.7855 | 120960.7953 | 30639.186 | 15739.6698 | 97.3874 | 15642.2785 | 0 | 938.2994 | 700.0477
WtrCldRecipChlr-0.42kwpton | DEER2023 |  | 2022-03-14 23:49:47+00 | Any | ECC | Ex | CZ08 | cWVVG | Cap-Tons | 731.4075 | 299999.5938 | None | 2432377.363 | 783556.6613 | 838537.625 | 0 | 330473.9651 | 7768.5254 | 153347.5402 | 318692.1531 | 120960.7953 | 30639.1817 | 15739.7162 | 97.3874 | 15642.3264 | 0 | 859.5245 | 648.341
WtrCldRecipChlr-0.748kwpton | DEER2023 |  | 2022-03-14 23:49:47+00 | Any | ECC | Ex | CZ08 | cWVVG | Cap-Tons | 1 | 299999.5938 | None | 2689969.3633 | 783556.6613 | 838537.625 | 0 | 587961.6324 | 8008.7716 | 153211.6097 | 318692.1531 | 120960.7953 | 30639.1817 | 15739.7162 | 97.3874 | 15642.3264 | 0 | 1015.8592 | 767.6712
WtrCldScrewChlr-0.42kwpton | DEER2023 |  | 2022-03-15 00:09:29+00 | Any | ECC | Ex | CZ08 | cWVVG | Cap-Tons | 731.4075 | 299999.5938 | None | 2447091.6536 | 783556.6613 | 838537.625 | 0 | 345381.4662 | 7848.7079 | 153074.0205 | 318692.1531 | 120960.7953 | 30639.1817 | 15739.7162 | 97.3874 | 15642.3243 | 0 | 881.3298 | 665.0955
WtrCldScrewChlr-0.748kwpton | DEER2023 |  | 2022-03-15 00:09:29+00 | Any | ECC | Ex | CZ08 | cWVVG | Cap-Tons | 1 | 299999.5938 | None | 2713917.4311 | 783556.6613 | 838537.625 | 0 | 612288.9474 | 8149.0996 | 152691.7267 | 318692.1531 | 120960.7953 | 30639.186 | 15739.7162 | 97.3874 | 15642.3264 | 0 | 1054.6958 | 797.5143
WtrCldScrewChlr-0.439kwpton-VarSpd | DEER2023 |  | 2022-03-15 00:41:21+00 | Any | ECC | Ex | CZ08 | cWVVG | Cap-Tons | 731.4075 | 299999.5938 | None | 2376001.9645 | 783556.6613 | 838537.625 | 0 | 274481.6857 | 7606.1538 | 153126.9415 | 318692.1531 | 120960.7953 | 30639.186 | 15739.7162 | 97.3874 | 15642.3264 | 0 | 832.5832 | 625.0279
WtrCldScrewChlr-0.748kwpton-VarSpd | DEER2023 |  | 2022-03-15 00:41:21+00 | Any | ECC | Ex | CZ08 | cWVVG | Cap-Tons | 1 | 299999.5938 | None | 2567906.9796 | 783556.6613 | 838537.625 | 0 | 466460.3276 | 7711.9848 | 152947.5334 | 318692.1531 | 120960.7953 | 30639.186 | 15739.7162 | 97.3874 | 15642.3243 | 0 | 954.529 | 716.1732
AirCldRecipChlr-0.95kwpton | DEER2023 |  | 2022-03-14 18:21:41+00 | Any | ECC | Ex | CZ09 | cAVVG | Cap-Tons | 879.6089 | 299999.5938 | None | 2474801.5855 | 783579.4656 | 838537.625 | 0 | 506712.1463 | 0 | 36859.8207 | 309111.584 | 112999.5498 | 42155.8676 | 18032.6898 | 97.3874 | 17935.3029 | 0 | 1017.874 | 812.818
AirCldRecipChlr-1.407kwpton | DEER2023 |  | 2022-03-14 18:21:41+00 | Any | ECC | Ex | CZ09 | cAVVG | Cap-Tons | 1 | 299999.5938 | None | 2718556.6413 | 783579.4656 | 838537.625 | 0 | 750467.2344 | 0 | 36859.8207 | 309111.584 | 112999.5498 | 42155.8676 | 18032.6898 | 97.3874 | 17935.3029 | 0 | 1214.3119 | 983.7966
AirCldScrewChlr-0.95kwpton | DEER2023 |  | 2022-03-14 19:29:42+00 | Any | ECC | Ex | CZ09 | cAVVG | Cap-Tons | 879.6089 | 299999.5938 | None | 2605135.5598 | 783579.4656 | 838537.625 | 0 | 636935.5861 | 0 | 36969.9457 | 309111.4718 | 112999.5099 | 42155.8676 | 18032.6898 | 97.3874 | 17935.3029 | 0 | 1057.4428 | 840.2439
AirCldScrewChlr-1.407kwpton | DEER2023 |  | 2022-03-14 19:29:42+00 | Any | ECC | Ex | CZ09 | cAVVG | Cap-Tons | 1 | 299999.5938 | None | 2911534.7508 | 783579.4656 | 838537.625 | 0 | 943335.0681 | 0 | 36969.9457 | 309111.4718 | 112999.5099 | 42155.8676 | 18032.6898 | 97.3874 | 17935.3029 | 0 | 1272.9078 | 1024.4167
AirCldScrewChlr-0.99kwpton-VarSpd | DEER2023 |  | 2022-03-14 20:36:10+00 | Any | ECC | Ex | CZ09 | cAVVG | Cap-Tons | 879.6089 | 299999.5938 | None | 2631953.3352 | 783579.4656 | 838537.625 | 0 | 663753.9252 | 0 | 36969.9457 | 309111.4718 | 112999.5099 | 42155.8676 | 18032.6898 | 97.3874 | 17935.3029 | 0 | 1076.3017 | 856.3646
AirCldScrewChlr-1.407kwpton-VarSpd | DEER2023 |  | 2022-03-14 20:36:10+00 | Any | ECC | Ex | CZ09 | cAVVG | Cap-Tons | 1 | 299999.5938 | None | 2911534.7508 | 783579.4656 | 838537.625 | 0 | 943335.0681 | 0 | 36969.9457 | 309111.4718 | 112999.5099 | 42155.8676 | 18032.6898 | 97.3874 | 17935.3029 | 0 | 1272.9078 | 1024.4167
WtrCldCentChlr-Conv-0.42kwpton | DEER2023 |  | 2022-03-14 21:09:18+00 | Any | ECC | Ex | CZ09 | cWVVG | Cap-Tons | 879.6089 | 299999.5938 | None | 2495735.819 | 783579.4656 | 838537.625 | 0 | 409470.7166 | 2555.9252 | 152478.9719 | 309111.9764 | 112999.5299 | 42155.8676 | 18032.6798 | 97.3874 | 17935.2944 | 0 | 887.817 | 678.3635
WtrCldCentChlr-Conv-0.748kwpton | DEER2023 |  | 2022-03-14 21:09:18+00 | Any | ECC | Ex | CZ09 | cWVVG | Cap-Tons | 1 | 299999.5938 | None | 2815183.038 | 783579.4656 | 838537.625 | 0 | 728862.6434 | 2653.8404 | 152436.4621 | 309111.9764 | 112999.5299 | 42155.8676 | 18032.6798 | 97.3874 | 17935.2944 | 0 | 1064.7299 | 825.0674
WtrCldCentChlr-Conv-1Cmp-0.439kwpton-VarSpd-CndRlf | DEER2023 |  | 2022-03-14 22:16:50+00 | Any | ECC | Ex | CZ09 | cWVVG | Cap-Tons | 879.6087 | 299999.5938 | None | 2312586.9978 | 783579.4656 | 838537.625 | 0 | 224222.1637 | 7278.7991 | 149854.8615 | 309112.7889 | 112999.5299 | 42155.8653 | 18032.6711 | 97.3874 | 17935.2823 | 0 | 787.4625 | 613.6654
WtrCldCentChlr-Conv-1Cmp-0.748kwpton-VarSpd-CndRlf | DEER2023 |  | 2022-03-14 22:16:50+00 | Any | ECC | Ex | CZ09 | cWVVG | Cap-Tons | 1 | 299999.5938 | None | 2467518.2425 | 783579.4656 | 838537.625 | 0 | 379687.7904 | 7288.1557 | 149311.3072 | 309112.7889 | 112999.5299 | 42155.8676 | 18032.6711 | 97.3874 | 17935.2823 | 0 | 897.1332 | 710.3486
WtrCldCentChlr-NoFric-1Cmp-0.439kwpton-VarSpd-CndRlf | DEER2023 |  | 2022-03-14 22:54:12+00 | Any | ECC | Ex | CZ09 | cWVVG | Cap-Tons | 879.6089 | 299999.5938 | None | 2292354.2905 | 783579.4656 | 838537.625 | 0 | 203560.8502 | 7276.4143 | 150286.1973 | 309112.7889 | 112999.5299 | 42155.8676 | 18032.6711 | 97.3874 | 17935.2776 | 0 | 791.3177 | 618.4078
WtrCldCentChlr-NoFric-1Cmp-0.748kwpton-VarSpd-CndRlf | DEER2023 |  | 2022-03-14 22:54:12+00 | Any | ECC | Ex | CZ09 | cWVVG | Cap-Tons | 1 | 299999.5938 | None | 2433669.2257 | 783579.4656 | 838537.625 | 0 | 345433.017 | 7285.7905 | 149719.4916 | 309112.7889 | 112999.5299 | 42155.8676 | 18032.6711 | 97.3874 | 17935.2823 | 0 | 902.0527 | 717.4338
WtrCldCentChlr-NoFric-2Cmp-0.439kwpton-VarSpd-CndRlf | DEER2023 |  | 2022-03-14 23:25:13+00 | Any | ECC | Ex | CZ09 | cWVVG | Cap-Tons | 879.6089 | 299999.5938 | None | 2285954.1989 | 783579.4656 | 838537.625 | 0 | 197714.433 | 7275.0972 | 149733.6993 | 309112.7889 | 112999.5299 | 42155.8676 | 18032.6711 | 97.3874 | 17935.2776 | 0 | 793.049 | 620.3076
WtrCldCentChlr-NoFric-2Cmp-0.748kwpton-VarSpd-CndRlf | DEER2023 |  | 2022-03-14 23:25:13+00 | Any | ECC | Ex | CZ09 | cWVVG | Cap-Tons | 1 | 299999.5938 | None | 2423115.2592 | 783579.4656 | 838537.625 | 0 | 335570.0031 | 7285.0871 | 149029.5308 | 309112.7889 | 112999.5299 | 42155.8676 | 18032.6695 | 97.3874 | 17935.2823 | 0 | 905.0015 | 720.6708
WtrCldRecipChlr-0.42kwpton | DEER2023 |  | 2022-03-14 23:49:47+00 | Any | ECC | Ex | CZ09 | cWVVG | Cap-Tons | 879.6089 | 299999.5938 | None | 2383537.0302 | 783579.4656 | 838537.625 | 0 | 294738.988 | 2571.1 | 154997.6929 | 309111.1936 | 112999.5099 | 42155.8676 | 18032.6983 | 97.3874 | 17935.3064 | 0 | 853.8411 | 670.447
WtrCldRecipChlr-0.748kwpton | DEER2023 |  | 2022-03-14 23:49:47+00 | Any | ECC | Ex | CZ09 | cWVVG | Cap-Tons | 1 | 299999.5938 | None | 2612105.5385 | 783579.4656 | 838537.625 | 0 | 523634.6677 | 2617.7146 | 154624.369 | 309111.1936 | 112999.5099 | 42155.8676 | 18032.6983 | 97.3874 | 17935.3082 | 0 | 1004.3102 | 804.1748
WtrCldScrewChlr-0.42kwpton | DEER2023 |  | 2022-03-15 00:09:29+00 | Any | ECC | Ex | CZ09 | cWVVG | Cap-Tons | 879.6089 | 299999.5938 | None | 2392970.0235 | 783579.4656 | 838537.625 | 0 | 305096.8724 | 2630.7158 | 154013.0811 | 309111.1936 | 112999.5099 | 42155.8676 | 18032.6936 | 97.3874 | 17935.3082 | 0 | 886.5656 | 693.5925
WtrCldScrewChlr-0.748kwpton | DEER2023 |  | 2022-03-15 00:09:29+00 | Any | ECC | Ex | CZ09 | cWVVG | Cap-Tons | 1 | 299999.5938 | None | 2625695.0771 | 783579.4656 | 838537.625 | 0 | 538562.3751 | 2719.0979 | 153184.3112 | 309111.2182 | 112999.5099 | 42155.8653 | 18032.6983 | 97.3874 | 17935.3064 | 0 | 1062.5734 | 845.3984
WtrCldScrewChlr-0.439kwpton-VarSpd | DEER2023 |  | 2022-03-15 00:41:21+00 | Any | ECC | Ex | CZ09 | cWVVG | Cap-Tons | 879.6089 | 299999.5938 | None | 2330435.2737 | 783579.4656 | 838537.625 | 0 | 242480.2412 | 2481.493 | 154244.2951 | 309111.1936 | 112999.5099 | 42155.8676 | 18032.6983 | 97.3874 | 17935.3064 | 0 | 819.6516 | 644.3767
WtrCldScrewChlr-0.748kwpton-VarSpd | DEER2023 |  | 2022-03-15 00:41:21+00 | Any | ECC | Ex | CZ09 | cWVVG | Cap-Tons | 1 | 299999.5938 | None | 2498026.838 | 783579.4656 | 838537.625 | 0 | 410612.5351 | 2464.5688 | 153720.4848 | 309111.1936 | 112999.5099 | 42155.8676 | 18032.6983 | 97.3874 | 17935.3064 | 0 | 931.1984 | 746.6005
AirCldRecipChlr-0.95kwpton | DEER2023 |  | 2022-03-14 18:21:41+00 | Any | ECC | Ex | CZ10 | cAVVG | Cap-Tons | 756.5776 | 299999.5938 | None | 2546672.184 | 783593.2785 | 838537.625 | 0 | 569506.1825 | 0 | 39605.2751 | 315429.0452 | 120017.9613 | 45905.9705 | 19267.806 | 97.3874 | 19170.4161 | 0 | 816.6852 | 509.1686
AirCldRecipChlr-1.407kwpton | DEER2023 |  | 2022-03-14 18:21:41+00 | Any | ECC | Ex | CZ10 | cAVVG | Cap-Tons | 1 | 299999.5938 | None | 2820635.5994 | 783593.2785 | 838537.625 | 0 | 843468.4001 | 0 | 39605.2751 | 315429.0452 | 120017.9613 | 45905.9705 | 19267.806 | 97.3874 | 19170.4161 | 0 | 1008.8616 | 631.7404
AirCldScrewChlr-0.95kwpton | DEER2023 |  | 2022-03-14 19:29:42+00 | Any | ECC | Ex | CZ10 | cAVVG | Cap-Tons | 762.5907 | 299999.5938 | None | 2660520.9387 | 783593.2785 | 838537.625 | 0 | 683006.4341 | 0 | 39953.5497 | 315428.8508 | 120017.9613 | 45905.9682 | 19267.817 | 97.3874 | 19170.4221 | 0 | 851.2949 | 535.6134
AirCldScrewChlr-1.407kwpton | DEER2023 |  | 2022-03-14 19:29:42+00 | Any | ECC | Ex | CZ10 | cAVVG | Cap-Tons | 1 | 299999.5938 | None | 2989083.1236 | 783593.2785 | 838537.625 | 0 | 1011568.3156 | 0 | 39953.5497 | 315428.8508 | 120017.9613 | 45905.9682 | 19267.817 | 97.3874 | 19170.4221 | 0 | 1060.1124 | 670.902
AirCldScrewChlr-0.99kwpton-VarSpd | DEER2023 |  | 2022-03-14 20:36:10+00 | Any | ECC | Ex | CZ10 | cAVVG | Cap-Tons | 762.5907 | 299999.5938 | None | 2689279.0724 | 783593.2785 | 838537.625 | 0 | 711764.4157 | 0 | 39953.5497 | 315428.8508 | 120017.9613 | 45905.9682 | 19267.817 | 97.3874 | 19170.4221 | 0 | 869.5723 | 547.4547
AirCldScrewChlr-1.407kwpton-VarSpd | DEER2023 |  | 2022-03-14 20:36:10+00 | Any | ECC | Ex | CZ10 | cAVVG | Cap-Tons | 1 | 299999.5938 | None | 2989083.1236 | 783593.2785 | 838537.625 | 0 | 1011568.3156 | 0 | 39953.5497 | 315428.8508 | 120017.9613 | 45905.9682 | 19267.817 | 97.3874 | 19170.4221 | 0 | 1060.1124 | 670.902
WtrCldCentChlr-Conv-0.42kwpton | DEER2023 |  | 2022-03-14 21:09:18+00 | Any | ECC | Ex | CZ10 | cWVVG | Cap-Tons | 762.6572 | 299999.5938 | None | 2499919.6547 | 783593.2785 | 838537.625 | 0 | 412687.7673 | 6041.5159 | 143627.9691 | 315429.8098 | 120017.9613 | 45905.9705 | 19267.7953 | 97.3874 | 19170.4012 | 0 | 669.1378 | 426.0971
WtrCldCentChlr-Conv-0.748kwpton | DEER2023 |  | 2022-03-14 21:09:18+00 | Any | ECC | Ex | CZ10 | cWVVG | Cap-Tons | 1 | 299999.5938 | None | 2822185.5099 | 783593.2785 | 838537.625 | 0 | 734769.6213 | 6307.3336 | 143546.63 | 315429.8098 | 120017.9613 | 45905.9705 | 19267.8001 | 97.3874 | 19170.4012 | 0 | 828.584 | 536.0299
WtrCldCentChlr-Conv-1Cmp-0.439kwpton-VarSpd-CndRlf | DEER2023 |  | 2022-03-14 22:16:50+00 | Any | ECC | Ex | CZ10 | cWVVG | Cap-Tons | 762.6572 | 299999.5938 | None | 2321118.4905 | 783593.2785 | 838537.625 | 0 | 224972.0636 | 17736.1864 | 140847.9265 | 315429.9135 | 120032.2784 | 45905.9705 | 19266.8988 | 97.3874 | 19169.5047 | 0 | 594.3568 | 375.0713
WtrCldCentChlr-Conv-1Cmp-0.748kwpton-VarSpd-CndRlf | DEER2023 |  | 2022-03-14 22:16:50+00 | Any | ECC | Ex | CZ10 | cWVVG | Cap-Tons | 1 | 299999.5938 | None | 2478835.8829 | 783593.2785 | 838537.625 | 0 | 382587.85 | 18034.704 | 140651.2538 | 315429.9682 | 120028.0574 | 45905.9705 | 19267.1204 | 97.3874 | 19169.7284 | 0 | 674.3152 | 432.8407
WtrCldCentChlr-NoFric-1Cmp-0.439kwpton-VarSpd-CndRlf | DEER2023 |  | 2022-03-14 22:54:12+00 | Any | ECC | Ex | CZ10 | cWVVG | Cap-Tons | 762.6572 | 299999.5938 | None | 2319073.0521 | 783593.2785 | 838537.625 | 0 | 222285.85 | 17808.1066 | 141417.2174 | 315430.1253 | 120017.9613 | 45905.9705 | 19267.7923 | 97.3874 | 19170.3917 | 0 | 609.6665 | 383.7178
WtrCldCentChlr-NoFric-1Cmp-0.748kwpton-VarSpd-CndRlf | DEER2023 |  | 2022-03-14 22:54:12+00 | Any | ECC | Ex | CZ10 | cWVVG | Cap-Tons | 1 | 299999.5938 | None | 2475124.769 | 783593.2785 | 838537.625 | 0 | 378317.2815 | 18125.0604 | 141120.2188 | 315430.1436 | 120017.9613 | 45905.9705 | 19267.7875 | 97.3874 | 19170.3917 | 0 | 700.436 | 447.6812
WtrCldCentChlr-NoFric-2Cmp-0.439kwpton-VarSpd-CndRlf | DEER2023 |  | 2022-03-14 23:25:13+00 | Any | ECC | Ex | CZ10 | cWVVG | Cap-Tons | 762.6572 | 299999.5938 | None | 2319855.2158 | 783593.2785 | 838537.625 | 0 | 223234.9415 | 17824.6962 | 141233.2189 | 315430.1253 | 120017.9613 | 45905.9705 | 19267.7923 | 97.3874 | 19170.3917 | 0 | 614.0061 | 386.1725
WtrCldCentChlr-NoFric-2Cmp-0.748kwpton-VarSpd-CndRlf | DEER2023 |  | 2022-03-14 23:25:13+00 | Any | ECC | Ex | CZ10 | cWVVG | Cap-Tons | 1 | 299999.5938 | None | 2476569.2384 | 783593.2785 | 838537.625 | 0 | 379963.1264 | 18153.8647 | 140890.1031 | 315430.1436 | 120017.9613 | 45905.9705 | 19267.7923 | 97.3874 | 19170.3917 | 0 | 707.8575 | 451.8766
WtrCldRecipChlr-0.42kwpton | DEER2023 |  | 2022-03-14 23:49:47+00 | Any | ECC | Ex | CZ10 | cWVVG | Cap-Tons | 762.6572 | 299999.5938 | None | 2415747.7667 | 783593.2785 | 838537.625 | 0 | 322536.4716 | 6163.0078 | 149487.366 | 315428.5589 | 120017.9613 | 45905.9682 | 19267.827 | 97.3874 | 19170.4331 | 0 | 647.1347 | 412.4691
WtrCldRecipChlr-0.748kwpton | DEER2023 |  | 2022-03-14 23:49:47+00 | Any | ECC | Ex | CZ10 | cWVVG | Cap-Tons | 1 | 299999.5938 | None | 2666926.4311 | 783593.2785 | 838537.625 | 0 | 573706.2659 | 6350.838 | 149308.4716 | 315428.5407 | 120017.9613 | 45905.9682 | 19267.827 | 97.3874 | 19170.4321 | 0 | 789.09 | 509.0901
WtrCldScrewChlr-0.42kwpton | DEER2023 |  | 2022-03-15 00:09:29+00 | Any | ECC | Ex | CZ10 | cWVVG | Cap-Tons | 762.6572 | 299999.5938 | None | 2431481.4154 | 783593.2785 | 838537.625 | 0 | 338582.5472 | 6240.7413 | 149097.4794 | 315428.5589 | 120017.9613 | 45905.9682 | 19267.8255 | 97.3874 | 19170.4369 | 0 | 671.2623 | 428.0059
WtrCldScrewChlr-0.748kwpton | DEER2023 |  | 2022-03-15 00:09:29+00 | Any | ECC | Ex | CZ10 | cWVVG | Cap-Tons | 1 | 299999.5938 | None | 2692601.473 | 783593.2785 | 838537.625 | 0 | 599911.7386 | 6486.4517 | 148642.4799 | 315428.5407 | 120017.9613 | 45905.9682 | 19267.8255 | 97.3874 | 19170.4349 | 0 | 832.0564 | 536.7551
WtrCldScrewChlr-0.439kwpton-VarSpd | DEER2023 |  | 2022-03-15 00:41:21+00 | Any | ECC | Ex | CZ10 | cWVVG | Cap-Tons | 762.6572 | 299999.5938 | None | 2360713.9797 | 783593.2785 | 838537.625 | 0 | 267997.0483 | 6025.9466 | 149130.1785 | 315428.5589 | 120017.9613 | 45905.9682 | 19267.8255 | 97.3874 | 19170.4301 | 0 | 615.512 | 388.3475
WtrCldScrewChlr-0.748kwpton-VarSpd | DEER2023 |  | 2022-03-15 00:41:21+00 | Any | ECC | Ex | CZ10 | cWVVG | Cap-Tons | 1 | 299999.5938 | None | 2547741.0175 | 783593.2785 | 838537.625 | 0 | 455191.8897 | 6102.6386 | 148885.8782 | 315428.5589 | 120017.9613 | 45905.9682 | 19267.8255 | 97.3874 | 19170.4349 | 0 | 721.1926 | 458.4523
AirCldRecipChlr-0.95kwpton | DEER2023 |  | 2022-03-14 18:21:41+00 | Any | ECC | Ex | CZ11 | cAVVG | Cap-Tons | 718.2727 | 299999.5938 | None | 2521044.4269 | 783590.0771 | 838537.625 | 0 | 542070.7232 | 0 | 39732.2734 | 317113.0777 | 103649.5852 | 82589.1327 | 32415.9055 | 97.3874 | 32318.5182 | 0 | 880.9647 | 647.1426
AirCldRecipChlr-1.407kwpton | DEER2023 |  | 2022-03-14 18:21:41+00 | Any | ECC | Ex | CZ11 | cAVVG | Cap-Tons | 1 | 299999.5938 | None | 2781809.3016 | 783590.0771 | 838537.625 | 0 | 802835.32 | 0 | 39732.2734 | 317113.0777 | 103649.5852 | 82589.1327 | 32415.9055 | 97.3874 | 32318.5182 | 0 | 1102.7654 | 829.5682
AirCldScrewChlr-0.95kwpton | DEER2023 |  | 2022-03-14 19:29:42+00 | Any | ECC | Ex | CZ11 | cAVVG | Cap-Tons | 718.2727 | 299999.5938 | None | 2620179.0226 | 783590.0771 | 838537.625 | 0 | 640863.6253 | 0 | 40072.5556 | 317114.1899 | 103649.5392 | 82589.1327 | 32415.8791 | 97.3874 | 32318.4887 | 0 | 919.1289 | 681.2868
AirCldScrewChlr-1.407kwpton | DEER2023 |  | 2022-03-14 19:29:42+00 | Any | ECC | Ex | CZ11 | cAVVG | Cap-Tons | 1 | 299999.5938 | None | 2928468.2164 | 783590.0771 | 838537.625 | 0 | 949152.5934 | 0 | 40072.5556 | 317114.1899 | 103649.5392 | 82589.1327 | 32415.8791 | 97.3874 | 32318.4887 | 0 | 1159.3257 | 880.1579
AirCldScrewChlr-0.99kwpton-VarSpd | DEER2023 |  | 2022-03-14 20:36:10+00 | Any | ECC | Ex | CZ11 | cAVVG | Cap-Tons | 718.2727 | 299999.5938 | None | 2647162.6483 | 783590.0771 | 838537.625 | 0 | 667847.2912 | 0 | 40072.5556 | 317114.1899 | 103649.5392 | 82589.1327 | 32415.8791 | 97.3874 | 32318.4887 | 0 | 940.1524 | 698.6936
AirCldScrewChlr-1.407kwpton-VarSpd | DEER2023 |  | 2022-03-14 20:36:10+00 | Any | ECC | Ex | CZ11 | cAVVG | Cap-Tons | 1 | 299999.5938 | None | 2928468.2164 | 783590.0771 | 838537.625 | 0 | 949152.5934 | 0 | 40072.5556 | 317114.1899 | 103649.5392 | 82589.1327 | 32415.8791 | 97.3874 | 32318.4887 | 0 | 1159.3257 | 880.1579
WtrCldCentChlr-Conv-0.42kwpton | DEER2023 |  | 2022-03-14 21:09:18+00 | Any | ECC | Ex | CZ11 | cWVVG | Cap-Tons | 719.3335 | 299999.5938 | None | 2441833.782 | 783590.0771 | 838537.625 | 0 | 369396.6086 | 3816.1806 | 129382.5823 | 317109.7574 | 103649.5148 | 82589.1341 | 32415.9807 | 97.3874 | 32318.5911 | 0 | 672.0841 | 483.4533
WtrCldCentChlr-Conv-0.748kwpton | DEER2023 |  | 2022-03-14 21:09:18+00 | Any | ECC | Ex | CZ11 | cWVVG | Cap-Tons | 1 | 299999.5938 | None | 2730056.3576 | 783590.0771 | 838537.625 | 0 | 657636.5205 | 3974.035 | 129207.6355 | 317109.7711 | 103649.5148 | 82589.1341 | 32415.9807 | 97.3874 | 32318.5891 | 0 | 835.297 | 622.0647
WtrCldCentChlr-Conv-1Cmp-0.439kwpton-VarSpd-CndRlf | DEER2023 |  | 2022-03-14 22:16:50+00 | Any | ECC | Ex | CZ11 | cWVVG | Cap-Tons | 719.3335 | 299999.5938 | None | 2281308.4177 | 783590.0771 | 838537.625 | 0 | 208835.0667 | 9321.3093 | 123919.8284 | 317103.7746 | 103649.5103 | 82589.0942 | 32416.1738 | 97.3874 | 32318.7832 | 0 | 590.9202 | 410.6898
WtrCldCentChlr-Conv-1Cmp-0.748kwpton-VarSpd-CndRlf | DEER2023 |  | 2022-03-14 22:16:50+00 | Any | ECC | Ex | CZ11 | cWVVG | Cap-Tons | 1 | 299999.5938 | None | 2426769.1913 | 783590.0771 | 838537.625 | 0 | 354664.0727 | 9411.496 | 123461.3647 | 317103.7609 | 103649.5103 | 82589.0942 | 32416.1773 | 97.3874 | 32318.7832 | 0 | 677.1703 | 483.2749
WtrCldCentChlr-NoFric-1Cmp-0.439kwpton-VarSpd-CndRlf | DEER2023 |  | 2022-03-14 22:54:12+00 | Any | ECC | Ex | CZ11 | cWVVG | Cap-Tons | 719.3335 | 299999.5938 | None | 2279385.6299 | 783590.0771 | 838537.625 | 0 | 206595.0564 | 9353.613 | 124204.3662 | 317103.8582 | 103649.5091 | 82589.0942 | 32416.1685 | 97.3874 | 32318.7812 | 0 | 605.5498 | 421.9139
WtrCldCentChlr-NoFric-1Cmp-0.748kwpton-VarSpd-CndRlf | DEER2023 |  | 2022-03-14 22:54:12+00 | Any | ECC | Ex | CZ11 | cWVVG | Cap-Tons | 1 | 299999.5938 | None | 2423555.0627 | 783590.0771 | 838537.625 | 0 | 351246.6868 | 9461.8267 | 123614.5705 | 317103.8399 | 103649.5103 | 82589.0911 | 32416.1718 | 97.3874 | 32318.7812 | 0 | 702.0933 | 502.4876
WtrCldCentChlr-NoFric-2Cmp-0.439kwpton-VarSpd-CndRlf | DEER2023 |  | 2022-03-14 23:25:13+00 | Any | ECC | Ex | CZ11 | cWVVG | Cap-Tons | 719.3335 | 299999.5938 | None | 2278699.523 | 783590.0771 | 838537.625 | 0 | 206210.6801 | 9361.883 | 123894.3393 | 317103.8582 | 103649.5103 | 82589.0942 | 32416.1753 | 97.3874 | 32318.7812 | 0 | 609.3721 | 424.8144
WtrCldCentChlr-NoFric-2Cmp-0.748kwpton-VarSpd-CndRlf | DEER2023 |  | 2022-03-14 23:25:13+00 | Any | ECC | Ex | CZ11 | cWVVG | Cap-Tons | 1 | 299999.5938 | None | 2422535.0267 | 783590.0771 | 838537.625 | 0 | 350688.0573 | 9476.5245 | 123138.0116 | 317103.8582 | 103649.5103 | 82589.0942 | 32416.167 | 97.3874 | 32318.7812 | 0 | 708.6066 | 507.4295
WtrCldRecipChlr-0.42kwpton | DEER2023 |  | 2022-03-14 23:49:47+00 | Any | ECC | Ex | CZ11 | cWVVG | Cap-Tons | 719.3335 | 299999.5938 | None | 2368581.0643 | 783590.0771 | 838537.625 | 0 | 289910.3118 | 3934.5362 | 135490.7785 | 317117.2285 | 103649.5415 | 82589.1364 | 32415.7983 | 97.3874 | 32318.4062 | 0 | 652.8816 | 463.5775
WtrCldRecipChlr-0.748kwpton | DEER2023 |  | 2022-03-14 23:49:47+00 | Any | ECC | Ex | CZ11 | cWVVG | Cap-Tons | 1 | 299999.5938 | None | 2593873.1579 | 783590.0771 | 838537.625 | 0 | 515478.7824 | 4042.8414 | 135105.9951 | 317117.2285 | 103649.5415 | 82589.1364 | 32415.7983 | 97.3874 | 32318.4047 | 0 | 801.1178 | 586.6806
WtrCldScrewChlr-0.42kwpton | DEER2023 |  | 2022-03-15 00:09:29+00 | Any | ECC | Ex | CZ11 | cWVVG | Cap-Tons | 719.3335 | 299999.5938 | None | 2387846.4127 | 783590.0771 | 838537.625 | 0 | 309769.9645 | 3998.6415 | 134831.8208 | 317117.2285 | 103649.5415 | 82589.1364 | 32415.7983 | 97.3874 | 32318.4062 | 0 | 676.2285 | 483.8125
WtrCldScrewChlr-0.748kwpton | DEER2023 |  | 2022-03-15 00:09:29+00 | Any | ECC | Ex | CZ11 | cWVVG | Cap-Tons | 1 | 299999.5938 | None | 2626142.2924 | 783590.0771 | 838537.625 | 0 | 548832.2481 | 4155.1092 | 133909.0162 | 317117.2285 | 103649.5415 | 82589.1364 | 32415.7983 | 97.3874 | 32318.4062 | 0 | 842.6938 | 622.7026
WtrCldScrewChlr-0.439kwpton-VarSpd | DEER2023 |  | 2022-03-15 00:41:21+00 | Any | ECC | Ex | CZ11 | cWVVG | Cap-Tons | 719.3335 | 299999.5938 | None | 2313750.3266 | 783590.0771 | 838537.625 | 0 | 235674.8211 | 3830.2273 | 134999.4833 | 317117.2148 | 103649.5415 | 82589.1364 | 32415.7963 | 97.3874 | 32318.4062 | 0 | 621.6855 | 435.862
WtrCldScrewChlr-0.748kwpton-VarSpd | DEER2023 |  | 2022-03-15 00:41:21+00 | Any | ECC | Ex | CZ11 | cWVVG | Cap-Tons | 1 | 299999.5938 | None | 2477531.325 | 783590.0771 | 838537.625 | 0 | 399961.9836 | 3859.5566 | 134463.8193 | 317117.2285 | 103649.5415 | 82589.1364 | 32415.7963 | 97.3874 | 32318.4062 | 0 | 733.3375 | 527.3045
AirCldRecipChlr-0.95kwpton | DEER2023 |  | 2022-03-14 18:21:41+00 | Any | ECC | Ex | CZ12 | cAVVG | Cap-Tons | 652.1877 | 299999.5938 | None | 2389380.8955 | 783617.4363 | 838537.625 | 0 | 422375.8343 | 0 | 32554.0697 | 312294.9962 | 90093.2853 | 87993.9562 | 31160.1676 | 97.3874 | 31062.7678 | 0 | 836.9519 | 590.5505
AirCldRecipChlr-1.407kwpton | DEER2023 |  | 2022-03-14 18:21:41+00 | Any | ECC | Ex | CZ12 | cAVVG | Cap-Tons | 1 | 299999.5938 | None | 2592566.1081 | 783617.4363 | 838537.625 | 0 | 625560.7022 | 0 | 32554.0697 | 312294.9962 | 90093.2853 | 87993.9562 | 31160.1676 | 97.3874 | 31062.7678 | 0 | 1040.2859 | 748.7995
AirCldScrewChlr-0.95kwpton | DEER2023 |  | 2022-03-14 19:29:42+00 | Any | ECC | Ex | CZ12 | cAVVG | Cap-Tons | 652.1877 | 299999.5938 | None | 2470889.2491 | 783617.4363 | 838537.625 | 0 | 503477.6465 | 0 | 32960.5361 | 312295.0587 | 90093.2816 | 87993.9562 | 31160.1642 | 97.3874 | 31062.7692 | 0 | 866.5653 | 618.6105
AirCldScrewChlr-1.407kwpton | DEER2023 |  | 2022-03-14 19:29:42+00 | Any | ECC | Ex | CZ12 | cAVVG | Cap-Tons | 1 | 299999.5938 | None | 2713088.4671 | 783617.4363 | 838537.625 | 0 | 745676.8316 | 0 | 32960.5361 | 312295.0587 | 90093.2816 | 87993.9562 | 31160.1642 | 97.3874 | 31062.7692 | 0 | 1084.1444 | 790.3358
AirCldScrewChlr-0.99kwpton-VarSpd | DEER2023 |  | 2022-03-14 20:36:10+00 | Any | ECC | Ex | CZ12 | cAVVG | Cap-Tons | 652.1877 | 299999.5938 | None | 2492088.5693 | 783617.4363 | 838537.625 | 0 | 524676.6546 | 0 | 32960.5361 | 312295.0587 | 90093.2816 | 87993.9562 | 31160.1642 | 97.3874 | 31062.7692 | 0 | 885.6096 | 633.6414
AirCldScrewChlr-1.407kwpton-VarSpd | DEER2023 |  | 2022-03-14 20:36:10+00 | Any | ECC | Ex | CZ12 | cAVVG | Cap-Tons | 1 | 299999.5938 | None | 2713088.4671 | 783617.4363 | 838537.625 | 0 | 745676.8316 | 0 | 32960.5361 | 312295.0587 | 90093.2816 | 87993.9562 | 31160.1642 | 97.3874 | 31062.7692 | 0 | 1084.1444 | 790.3358
WtrCldCentChlr-Conv-0.42kwpton | DEER2023 |  | 2022-03-14 21:09:18+00 | Any | ECC | Ex | CZ12 | cWVVG | Cap-Tons | 652.2944 | 299999.5938 | None | 2348481.4498 | 783617.4363 | 838537.625 | 0 | 301538.773 | 4313.8698 | 108177.3124 | 312295.1584 | 90093.2853 | 87993.9562 | 31160.1628 | 97.3874 | 31062.7658 | 0 | 652.1582 | 454.4236
WtrCldCentChlr-Conv-0.748kwpton | DEER2023 |  | 2022-03-14 21:09:18+00 | Any | ECC | Ex | CZ12 | cWVVG | Cap-Tons | 1 | 299999.5938 | None | 2583857.9229 | 783617.4363 | 838537.625 | 0 | 536871.4075 | 4496.5938 | 108038.6391 | 312295.1584 | 90093.2853 | 87993.9562 | 31160.1628 | 97.3874 | 31062.7678 | 0 | 805.0171 | 578.2139
WtrCldCentChlr-Conv-1Cmp-0.439kwpton-VarSpd-CndRlf | DEER2023 |  | 2022-03-14 22:16:50+00 | Any | ECC | Ex | CZ12 | cWVVG | Cap-Tons | 652.2944 | 299999.5938 | None | 2219057.7599 | 783617.4363 | 838537.625 | 0 | 166256.9359 | 12343.2988 | 106006.5898 | 312294.9514 | 90093.2838 | 87993.974 | 31160.1448 | 97.3874 | 31062.7483 | 0 | 591.3108 | 400.9139
WtrCldCentChlr-Conv-1Cmp-0.748kwpton-VarSpd-CndRlf | DEER2023 |  | 2022-03-14 22:16:50+00 | Any | ECC | Ex | CZ12 | cWVVG | Cap-Tons | 1 | 299999.5938 | None | 2335302.0245 | 783617.4363 | 838537.625 | 0 | 282574.6369 | 12538.9127 | 105737.9562 | 312294.9514 | 90093.2838 | 87993.974 | 31160.1448 | 97.3874 | 31062.7483 | 0 | 677.9102 | 467.537
WtrCldCentChlr-NoFric-1Cmp-0.439kwpton-VarSpd-CndRlf | DEER2023 |  | 2022-03-14 22:54:12+00 | Any | ECC | Ex | CZ12 | cWVVG | Cap-Tons | 652.2944 | 299999.5938 | None | 2220032.0191 | 783617.4363 | 838537.625 | 0 | 166577.5959 | 12409.2054 | 106594.2742 | 312294.9962 | 90093.2853 | 87993.9562 | 31160.1628 | 97.3874 | 31062.7678 | 0 | 605.2665 | 410.88
WtrCldCentChlr-NoFric-1Cmp-0.748kwpton-VarSpd-CndRlf | DEER2023 |  | 2022-03-14 22:54:12+00 | Any | ECC | Ex | CZ12 | cWVVG | Cap-Tons | 1 | 299999.5938 | None | 2336756.9594 | 783617.4363 | 838537.625 | 0 | 283421.1008 | 12629.0554 | 106255.7479 | 312294.9962 | 90093.2853 | 87993.9562 | 31160.1642 | 97.3874 | 31062.7678 | 0 | 701.7106 | 484.5606
WtrCldCentChlr-NoFric-2Cmp-0.439kwpton-VarSpd-CndRlf | DEER2023 |  | 2022-03-14 23:25:13+00 | Any | ECC | Ex | CZ12 | cWVVG | Cap-Tons | 652.2944 | 299999.5938 | None | 2221093.4038 | 783617.4363 | 838537.625 | 0 | 167781.3017 | 12423.9383 | 106436.7622 | 312294.9784 | 90093.2853 | 87993.9562 | 31160.1628 | 97.3874 | 31062.7678 | 0 | 608.9369 | 413.7078
WtrCldCentChlr-NoFric-2Cmp-0.748kwpton-VarSpd-CndRlf | DEER2023 |  | 2022-03-14 23:25:13+00 | Any | ECC | Ex | CZ12 | cWVVG | Cap-Tons | 1 | 299999.5938 | None | 2338609.0406 | 783617.4363 | 838537.625 | 0 | 285521.3775 | 12654.7516 | 105982.056 | 312294.9784 | 90093.2853 | 87993.9562 | 31160.1628 | 97.3874 | 31062.7678 | 0 | 707.9843 | 489.3949
WtrCldRecipChlr-0.42kwpton | DEER2023 |  | 2022-03-14 23:49:47+00 | Any | ECC | Ex | CZ12 | cWVVG | Cap-Tons | 652.2944 | 299999.5938 | None | 2291221.9719 | 783617.4363 | 838537.625 | 0 | 239932.4226 | 4403.2425 | 112434.5703 | 312295.6478 | 90093.2976 | 87993.9562 | 31160.1593 | 97.3874 | 31062.761 | 0 | 637.0592 | 440.9462
WtrCldRecipChlr-0.748kwpton | DEER2023 |  | 2022-03-14 23:49:47+00 | Any | ECC | Ex | CZ12 | cWVVG | Cap-Tons | 1 | 299999.5938 | None | 2477936.5842 | 783617.4363 | 838537.625 | 0 | 426757.74 | 4536.7814 | 112190.1726 | 312295.6478 | 90093.2976 | 87993.9562 | 31160.1579 | 97.3874 | 31062.7629 | 0 | 778.1417 | 552.3609
WtrCldScrewChlr-0.42kwpton | DEER2023 |  | 2022-03-15 00:09:29+00 | Any | ECC | Ex | CZ12 | cWVVG | Cap-Tons | 652.2944 | 299999.5938 | None | 2303539.2963 | 783617.4363 | 838537.625 | 0 | 252629.19 | 4460.5717 | 111997.5926 | 312295.6478 | 90093.2901 | 87993.9562 | 31160.1579 | 97.3874 | 31062.761 | 0 | 656.137 | 456.5075
WtrCldScrewChlr-0.748kwpton | DEER2023 |  | 2022-03-15 00:09:29+00 | Any | ECC | Ex | CZ12 | cWVVG | Cap-Tons | 1 | 299999.5938 | None | 2498430.1153 | 783617.4363 | 838537.625 | 0 | 447746.0627 | 4637.1116 | 111595.3279 | 312295.6478 | 90093.2976 | 87993.9577 | 31160.1574 | 97.3874 | 31062.7692 | 0 | 812.1174 | 580.0739
WtrCldScrewChlr-0.439kwpton-VarSpd | DEER2023 |  | 2022-03-15 00:41:21+00 | Any | ECC | Ex | CZ12 | cWVVG | Cap-Tons | 652.2944 | 299999.5938 | None | 2249941.6577 | 783617.4363 | 838537.625 | 0 | 199080.8523 | 4304.7301 | 112104.5482 | 312295.6478 | 90093.2976 | 87993.9562 | 31160.1623 | 97.3874 | 31062.7692 | 0 | 611.959 | 417.8386
WtrCldScrewChlr-0.748kwpton-VarSpd | DEER2023 |  | 2022-03-15 00:41:21+00 | Any | ECC | Ex | CZ12 | cWVVG | Cap-Tons | 1 | 299999.5938 | None | 2388700.9002 | 783617.4363 | 838537.625 | 0 | 338116.9066 | 4361.2056 | 111771.1913 | 312295.6478 | 90093.2976 | 87993.9577 | 31160.1574 | 97.3874 | 31062.7692 | 0 | 721.4555 | 501.9945
AirCldRecipChlr-0.95kwpton | DEER2023 |  | 2022-03-14 18:21:41+00 | Any | ECC | Ex | CZ13 | cAVVG | Cap-Tons | 767.425 | 299999.5938 | None | 2606671.1509 | 783592.5483 | 838537.625 | 0 | 607689.5047 | 0 | 42082.0479 | 334768.8169 | 122816.4222 | 72504.2057 | 27530.6139 | 97.3874 | 27433.2246 | 0 | 886.3548 | 634.4058
AirCldRecipChlr-1.407kwpton | DEER2023 |  | 2022-03-14 18:21:41+00 | Any | ECC | Ex | CZ13 | cAVVG | Cap-Tons | 1 | 299999.5938 | None | 2899001.8541 | 783592.5483 | 838537.625 | 0 | 900020.0396 | 0 | 42082.0479 | 334768.8169 | 122816.4222 | 72504.2057 | 27530.6139 | 97.3874 | 27433.2246 | 0 | 1108.9793 | 811.2731
AirCldScrewChlr-0.95kwpton | DEER2023 |  | 2022-03-14 19:29:42+00 | Any | ECC | Ex | CZ13 | cAVVG | Cap-Tons | 767.425 | 299999.5938 | None | 2719121.6186 | 783592.5483 | 838537.625 | 0 | 719787.661 | 0 | 42433.9141 | 334769.4637 | 122816.4222 | 72504.2057 | 27530.6022 | 97.3874 | 27433.2086 | 0 | 926.8444 | 668.9467
AirCldScrewChlr-1.407kwpton | DEER2023 |  | 2022-03-14 19:29:42+00 | Any | ECC | Ex | CZ13 | cAVVG | Cap-Tons | 1 | 299999.5938 | None | 3065377.7894 | 783592.5483 | 838537.625 | 0 | 1066043.2355 | 0 | 42433.9141 | 334769.4637 | 122816.4222 | 72504.2057 | 27530.6022 | 97.3874 | 27433.2086 | 0 | 1168.9674 | 862.4402
AirCldScrewChlr-0.99kwpton-VarSpd | DEER2023 |  | 2022-03-14 20:36:10+00 | Any | ECC | Ex | CZ13 | cAVVG | Cap-Tons | 767.425 | 299999.5938 | None | 2749428.9801 | 783592.5483 | 838537.625 | 0 | 750094.5222 | 0 | 42433.9141 | 334769.4637 | 122816.4222 | 72504.2057 | 27530.6022 | 97.3874 | 27433.2086 | 0 | 948.0369 | 685.8828
AirCldScrewChlr-1.407kwpton-VarSpd | DEER2023 |  | 2022-03-14 20:36:10+00 | Any | ECC | Ex | CZ13 | cAVVG | Cap-Tons | 1 | 299999.5938 | None | 3065377.7894 | 783592.5483 | 838537.625 | 0 | 1066043.2355 | 0 | 42433.9141 | 334769.4637 | 122816.4222 | 72504.2057 | 27530.6022 | 97.3874 | 27433.2086 | 0 | 1168.9674 | 862.4402
WtrCldCentChlr-Conv-0.42kwpton | DEER2023 |  | 2022-03-14 21:09:18+00 | Any | ECC | Ex | CZ13 | cWVVG | Cap-Tons | 767.425 | 299999.5938 | None | 2526702.4362 | 783592.5483 | 838537.625 | 0 | 418775.4087 | 6057.7457 | 144972.1735 | 334766.5204 | 122816.4025 | 72504.2057 | 27530.6747 | 97.3874 | 27433.2847 | 0 | 688.1827 | 484.2354
WtrCldCentChlr-Conv-0.748kwpton | DEER2023 |  | 2022-03-14 21:09:18+00 | Any | ECC | Ex | CZ13 | cWVVG | Cap-Tons | 1 | 299999.5938 | None | 2853615.796 | 783592.5483 | 838537.625 | 0 | 745640.7778 | 6312.4976 | 144764.5783 | 334766.5204 | 122816.4025 | 72504.2057 | 27530.6747 | 97.3874 | 27433.2847 | 0 | 856.8677 | 622.0042
WtrCldCentChlr-Conv-1Cmp-0.439kwpton-VarSpd-CndRlf | DEER2023 |  | 2022-03-14 22:16:50+00 | Any | ECC | Ex | CZ13 | cWVVG | Cap-Tons | 767.425 | 299999.5938 | None | 2343202.3964 | 783592.5483 | 838537.625 | 0 | 226537.8225 | 17903.9875 | 141865.122 | 334764.7563 | 122815.4232 | 72504.2057 | 27530.7254 | 97.3874 | 27433.333 | 0 | 617.7967 | 423.7053
WtrCldCentChlr-Conv-1Cmp-0.748kwpton-VarSpd-CndRlf | DEER2023 |  | 2022-03-14 22:16:50+00 | Any | ECC | Ex | CZ13 | cWVVG | Cap-Tons | 1 | 299999.5938 | None | 2501650.3731 | 783592.5483 | 838537.625 | 0 | 385142.3035 | 18182.6646 | 141430.2123 | 334764.7381 | 122815.4232 | 72504.2057 | 27530.7254 | 97.3874 | 27433.3282 | 0 | 716.8059 | 497.8002
WtrCldCentChlr-NoFric-1Cmp-0.439kwpton-VarSpd-CndRlf | DEER2023 |  | 2022-03-14 22:54:12+00 | Any | ECC | Ex | CZ13 | cWVVG | Cap-Tons | 767.425 | 299999.5938 | None | 2344006.5473 | 783592.5483 | 838537.625 | 0 | 226632.2542 | 17986.787 | 142491.7199 | 334765.0163 | 122815.4232 | 72504.2057 | 27530.7166 | 97.3874 | 27433.3274 | 0 | 631.7031 | 434.3774
WtrCldCentChlr-NoFric-1Cmp-0.748kwpton-VarSpd-CndRlf | DEER2023 |  | 2022-03-14 22:54:12+00 | Any | ECC | Ex | CZ13 | cWVVG | Cap-Tons | 1 | 299999.5938 | None | 2502905.398 | 783592.5483 | 838537.625 | 0 | 385651.1002 | 18292.184 | 142066.4334 | 334765.0163 | 122815.4232 | 72504.2057 | 27530.7166 | 97.3874 | 27433.3274 | 0 | 738.2346 | 514.5288
WtrCldCentChlr-NoFric-2Cmp-0.439kwpton-VarSpd-CndRlf | DEER2023 |  | 2022-03-14 23:25:13+00 | Any | ECC | Ex | CZ13 | cWVVG | Cap-Tons | 767.425 | 299999.5938 | None | 2345701.4478 | 783592.5483 | 838537.625 | 0 | 228480.9609 | 18006.0299 | 142318.8525 | 334765.0163 | 122815.4232 | 72504.2057 | 27530.7166 | 97.3874 | 27433.3274 | 0 | 635.4598 | 437.591
WtrCldCentChlr-NoFric-2Cmp-0.748kwpton-VarSpd-CndRlf | DEER2023 |  | 2022-03-14 23:25:13+00 | Any | ECC | Ex | CZ13 | cWVVG | Cap-Tons | 1 | 299999.5938 | None | 2505815.6501 | 783592.5483 | 838537.625 | 0 | 388845.2253 | 18325.7127 | 141748.4594 | 334765.0163 | 122815.4232 | 72504.2057 | 27530.7166 | 97.3874 | 27433.3274 | 0 | 744.6713 | 520.03
WtrCldRecipChlr-0.42kwpton | DEER2023 |  | 2022-03-14 23:49:47+00 | Any | ECC | Ex | CZ13 | cWVVG | Cap-Tons | 767.425 | 299999.5938 | None | 2444392.393 | 783592.5483 | 838537.625 | 0 | 329388.5649 | 6210.7127 | 151891.9321 | 334770.947 | 122816.4695 | 72504.2057 | 27530.5638 | 97.3874 | 27433.175 | 0 | 667.844 | 463.916
WtrCldRecipChlr-0.748kwpton | DEER2023 |  | 2022-03-14 23:49:47+00 | Any | ECC | Ex | CZ13 | cWVVG | Cap-Tons | 1 | 299999.5938 | None | 2700759.6534 | 783592.5483 | 838537.625 | 0 | 585888.6367 | 6385.9669 | 151582.9964 | 334770.9288 | 122816.4695 | 72504.2057 | 27530.5638 | 97.3874 | 27433.175 | 0 | 820.3424 | 585.6419
WtrCldScrewChlr-0.42kwpton | DEER2023 |  | 2022-03-15 00:09:29+00 | Any | ECC | Ex | CZ13 | cWVVG | Cap-Tons | 767.425 | 299999.5938 | None | 2463844.6352 | 783592.5483 | 838537.625 | 0 | 349058.1654 | 6290.3111 | 151594.3704 | 334770.9288 | 122816.4695 | 72504.2057 | 27530.5638 | 97.3874 | 27433.175 | 0 | 690.7284 | 481.3595
WtrCldScrewChlr-0.748kwpton | DEER2023 |  | 2022-03-15 00:09:29+00 | Any | ECC | Ex | CZ13 | cWVVG | Cap-Tons | 1 | 299999.5938 | None | 2732872.9121 | 783592.5483 | 838537.625 | 0 | 618657.0989 | 6524.8713 | 150788.7731 | 334770.9288 | 122816.4695 | 72504.2057 | 27530.5638 | 97.3874 | 27433.175 | 0 | 861.0947 | 616.7089
WtrCldScrewChlr-0.439kwpton-VarSpd | DEER2023 |  | 2022-03-15 00:41:21+00 | Any | ECC | Ex | CZ13 | cWVVG | Cap-Tons | 767.425 | 299999.5938 | None | 2383617.6584 | 783592.5483 | 838537.625 | 0 | 269001.6155 | 6062.7876 | 151651.4219 | 334770.9288 | 122816.4695 | 72504.2057 | 27530.5638 | 97.3874 | 27433.175 | 0 | 634.4157 | 435.8892
WtrCldScrewChlr-0.748kwpton-VarSpd | DEER2023 |  | 2022-03-15 00:41:21+00 | Any | ECC | Ex | CZ13 | cWVVG | Cap-Tons | 1 | 299999.5938 | None | 2570957.3781 | 783592.5483 | 838537.625 | 0 | 456863.2223 | 6122.7447 | 151069.4413 | 334770.8851 | 122816.4695 | 72504.2057 | 27530.5638 | 97.3874 | 27433.175 | 0 | 748.3322 | 525.8819
AirCldRecipChlr-0.95kwpton | DEER2023 |  | 2022-03-14 18:21:41+00 | Any | ECC | Ex | CZ14 | cAVVG | Cap-Tons | 827.2293 | 299999.5938 | None | 2544335.7776 | 783588.6723 | 838537.625 | 0 | 557850.3976 | 0 | 38545.7525 | 325811.58 | 110535.0999 | 78145.4356 | 30024.445 | 97.3874 | 29927.0521 | 0 | 875.045 | 578.4024
AirCldRecipChlr-1.407kwpton | DEER2023 |  | 2022-03-14 18:21:41+00 | Any | ECC | Ex | CZ14 | cAVVG | Cap-Tons | 1 | 299999.5938 | None | 2812690.2182 | 783588.6723 | 838537.625 | 0 | 826205.6555 | 0 | 38545.7525 | 325811.58 | 110535.0999 | 78145.4356 | 30024.445 | 97.3874 | 29927.0521 | 0 | 1091.7911 | 731.0896
AirCldScrewChlr-0.95kwpton | DEER2023 |  | 2022-03-14 19:29:42+00 | Any | ECC | Ex | CZ14 | cAVVG | Cap-Tons | 827.2293 | 299999.5938 | None | 2653620.9669 | 783588.6723 | 838537.625 | 0 | 667033.9504 | 0 | 38648.1766 | 325811.6524 | 110535.0999 | 78145.4356 | 30024.445 | 97.3874 | 29927.0482 | 0 | 920.876 | 611.4642
AirCldScrewChlr-1.407kwpton | DEER2023 |  | 2022-03-14 19:29:42+00 | Any | ECC | Ex | CZ14 | cAVVG | Cap-Tons | 1 | 299999.5938 | None | 2974499.721 | 783588.6723 | 838537.625 | 0 | 987912.2464 | 0 | 38648.1766 | 325811.6524 | 110535.0999 | 78145.4356 | 30024.445 | 97.3874 | 29927.0482 | 0 | 1159.6777 | 780.0579
AirCldScrewChlr-0.99kwpton-VarSpd | DEER2023 |  | 2022-03-14 20:36:10+00 | Any | ECC | Ex | CZ14 | cAVVG | Cap-Tons | 827.2293 | 299999.5938 | None | 2681706.6851 | 783588.6723 | 838537.625 | 0 | 695119.4546 | 0 | 38648.1766 | 325811.6524 | 110535.0999 | 78145.4356 | 30024.445 | 97.3874 | 29927.0482 | 0 | 941.7779 | 626.2205
AirCldScrewChlr-1.407kwpton-VarSpd | DEER2023 |  | 2022-03-14 20:36:10+00 | Any | ECC | Ex | CZ14 | cAVVG | Cap-Tons | 1 | 299999.5938 | None | 2974499.721 | 783588.6723 | 838537.625 | 0 | 987912.2464 | 0 | 38648.1766 | 325811.6524 | 110535.0999 | 78145.4356 | 30024.445 | 97.3874 | 29927.0482 | 0 | 1159.6777 | 780.0579
WtrCldCentChlr-Conv-0.42kwpton | DEER2023 |  | 2022-03-14 21:09:18+00 | Any | ECC | Ex | CZ14 | cWVVG | Cap-Tons | 827.2293 | 299999.5938 | None | 2465806.6395 | 783588.6723 | 838537.625 | 0 | 382952.1845 | 1675.4028 | 133240.6101 | 325810.7753 | 110535.0999 | 78145.4356 | 30024.4652 | 97.3874 | 29927.0751 | 0 | 676.7093 | 453.8124
WtrCldCentChlr-Conv-0.748kwpton | DEER2023 |  | 2022-03-14 21:09:18+00 | Any | ECC | Ex | CZ14 | cWVVG | Cap-Tons | 1 | 299999.5938 | None | 2764143.866 | 783588.6723 | 838537.625 | 0 | 681349.0675 | 1728.1677 | 133128.1974 | 325810.7753 | 110535.0999 | 78145.4356 | 30024.4632 | 97.3874 | 29927.0751 | 0 | 844.7181 | 579.8084
WtrCldCentChlr-Conv-1Cmp-0.439kwpton-VarSpd-CndRlf | DEER2023 |  | 2022-03-14 22:16:50+00 | Any | ECC | Ex | CZ14 | cWVVG | Cap-Tons | 827.2293 | 299999.5938 | None | 2301410.3757 | 783588.6723 | 838537.625 | 0 | 222752.7014 | 4122.8052 | 126598.0914 | 325809.4754 | 110535.0999 | 78145.4356 | 30024.4918 | 97.3874 | 29927.1037 | 0 | 590.6746 | 385.7714
WtrCldCentChlr-Conv-1Cmp-0.748kwpton-VarSpd-CndRlf | DEER2023 |  | 2022-03-14 22:16:50+00 | Any | ECC | Ex | CZ14 | cWVVG | Cap-Tons | 1 | 299999.5938 | None | 2454547.8425 | 783588.6723 | 838537.625 | 0 | 376768.9289 | 4109.8036 | 125732.0804 | 325809.4892 | 110535.0999 | 78145.4356 | 30024.4918 | 97.3874 | 29927.1037 | 0 | 684.5758 | 461.7633
WtrCldCentChlr-NoFric-1Cmp-0.439kwpton-VarSpd-CndRlf | DEER2023 |  | 2022-03-14 22:54:12+00 | Any | ECC | Ex | CZ14 | cWVVG | Cap-Tons | 827.2293 | 299999.5938 | None | 2291552.0442 | 783588.6723 | 838537.625 | 0 | 212476.6686 | 4132.4508 | 127006.2253 | 325809.5007 | 110535.0999 | 78145.4356 | 30024.4918 | 97.3874 | 29927.1017 | 0 | 600.1283 | 388.6937
WtrCldCentChlr-NoFric-1Cmp-0.748kwpton-VarSpd-CndRlf | DEER2023 |  | 2022-03-14 22:54:12+00 | Any | ECC | Ex | CZ14 | cWVVG | Cap-Tons | 1 | 299999.5938 | None | 2437985.8923 | 783588.6723 | 838537.625 | 0 | 359942.6235 | 4130.1279 | 125975.9923 | 325809.5007 | 110535.0999 | 78145.4356 | 30024.4918 | 97.3874 | 29927.1037 | 0 | 701.511 | 467.2409
WtrCldCentChlr-NoFric-2Cmp-0.439kwpton-VarSpd-CndRlf | DEER2023 |  | 2022-03-14 23:25:13+00 | Any | ECC | Ex | CZ14 | cWVVG | Cap-Tons | 827.2293 | 299999.5938 | None | 2285722.8978 | 783588.6723 | 838537.625 | 0 | 207442.4495 | 4133.0615 | 126210.228 | 325809.5189 | 110535.0999 | 78145.4344 | 30024.4918 | 97.3874 | 29927.1037 | 0 | 601.9204 | 389.8188
WtrCldCentChlr-NoFric-2Cmp-0.748kwpton-VarSpd-CndRlf | DEER2023 |  | 2022-03-14 23:25:13+00 | Any | ECC | Ex | CZ14 | cWVVG | Cap-Tons | 1 | 299999.5938 | None | 2428836.6865 | 783588.6723 | 838537.625 | 0 | 351791.7456 | 4131.7898 | 124975.9862 | 325809.5007 | 110535.0999 | 78145.4344 | 30024.4918 | 97.3874 | 29927.1037 | 0 | 704.5637 | 469.1472
WtrCldRecipChlr-0.42kwpton | DEER2023 |  | 2022-03-14 23:49:47+00 | Any | ECC | Ex | CZ14 | cWVVG | Cap-Tons | 827.2293 | 299999.5938 | None | 2379939.8978 | 783588.6723 | 838537.625 | 0 | 290566.014 | 1815.5302 | 139618.7635 | 325812.0068 | 110535.0999 | 78145.4356 | 30024.4315 | 97.3874 | 29927.0434 | 0 | 660.5245 | 433.7012
WtrCldRecipChlr-0.748kwpton | DEER2023 |  | 2022-03-14 23:49:47+00 | Any | ECC | Ex | CZ14 | cWVVG | Cap-Tons | 1 | 299999.5938 | None | 2604603.7528 | 783588.6723 | 838537.625 | 0 | 515813.0323 | 1848.9206 | 139002.0052 | 325812.0114 | 110535.0999 | 78145.4356 | 30024.4315 | 97.3874 | 29927.0434 | 0 | 807.6794 | 540.8716
WtrCldScrewChlr-0.42kwpton | DEER2023 |  | 2022-03-15 00:09:29+00 | Any | ECC | Ex | CZ14 | cWVVG | Cap-Tons | 827.2293 | 299999.5938 | None | 2389536.8094 | 783588.6723 | 838537.625 | 0 | 301701.3617 | 1856.9224 | 138038.8016 | 325811.9931 | 110535.0999 | 78145.4356 | 30024.432 | 97.3874 | 29927.0467 | 0 | 691.7629 | 454.0696
WtrCldScrewChlr-0.748kwpton | DEER2023 |  | 2022-03-15 00:09:29+00 | Any | ECC | Ex | CZ14 | cWVVG | Cap-Tons | 1 | 299999.5938 | None | 2619476.6423 | 783588.6723 | 838537.625 | 0 | 532897.5546 | 1921.6872 | 136718.0331 | 325811.9931 | 110535.0999 | 78145.4356 | 30024.43 | 97.3874 | 29927.0419 | 0 | 863.3136 | 577.0146
WtrCldScrewChlr-0.439kwpton-VarSpd | DEER2023 |  | 2022-03-15 00:41:21+00 | Any | ECC | Ex | CZ14 | cWVVG | Cap-Tons | 827.2293 | 299999.5938 | None | 2320856.6188 | 783588.6723 | 838537.625 | 0 | 232811.4676 | 1751.508 | 138354.0464 | 325812.0114 | 110535.0999 | 78145.4356 | 30024.4362 | 97.3874 | 29927.0482 | 0 | 623.578 | 406.2739
WtrCldScrewChlr-0.748kwpton-VarSpd | DEER2023 |  | 2022-03-15 00:41:21+00 | Any | ECC | Ex | CZ14 | cWVVG | Cap-Tons | 1 | 299999.5938 | None | 2480642.7445 | 783588.6723 | 838537.625 | 0 | 393620.5005 | 1742.0206 | 137340.3771 | 325811.9678 | 110535.0999 | 78145.4356 | 30024.4362 | 97.3874 | 29927.0482 | 0 | 730.1989 | 483.5127
AirCldRecipChlr-0.95kwpton | DEER2023 |  | 2022-03-14 18:21:41+00 | Any | ECC | Ex | CZ15 | cAVVG | Cap-Tons | 1054.1448 | 299999.5938 | None | 3151635.5237 | 783593.9116 | 838537.625 | 0 | 1100793.409 | 0 | 61290.7971 | 367418.5981 | 182759.5457 | 17707.8304 | 10725.1194 | 97.3874 | 10627.7275 | 0 | 1060.3497 | 747.6394
AirCldRecipChlr-1.407kwpton | DEER2023 |  | 2022-03-14 18:21:41+00 | Any | ECC | Ex | CZ15 | cAVVG | Cap-Tons | 1 | 299999.5938 | None | 3681175.1155 | 783593.9116 | 838537.625 | 0 | 1630332.7152 | 0 | 61290.7971 | 367418.5981 | 182759.5457 | 17707.8304 | 10725.1194 | 97.3874 | 10627.7275 | 0 | 1357.9877 | 975.394
AirCldScrewChlr-0.95kwpton | DEER2023 |  | 2022-03-14 19:29:42+00 | Any | ECC | Ex | CZ15 | cAVVG | Cap-Tons | 1054.1448 | 299999.5938 | None | 3341261.0206 | 783593.9116 | 838537.625 | 0 | 1290678.1756 | 0 | 61031.3558 | 367418.7273 | 182759.5021 | 17707.8304 | 10725.1171 | 97.3874 | 10627.7253 | 0 | 1132.4297 | 805.0676
AirCldScrewChlr-1.407kwpton | DEER2023 |  | 2022-03-14 19:29:42+00 | Any | ECC | Ex | CZ15 | cAVVG | Cap-Tons | 1 | 299999.5938 | None | 3962144.9937 | 783593.9116 | 838537.625 | 0 | 1911562.0997 | 0 | 61031.3558 | 367418.7273 | 182759.5021 | 17707.8304 | 10725.1171 | 97.3874 | 10627.7253 | 0 | 1464.7622 | 1060.4814
AirCldScrewChlr-0.99kwpton-VarSpd | DEER2023 |  | 2022-03-14 20:36:10+00 | Any | ECC | Ex | CZ15 | cAVVG | Cap-Tons | 1054.1448 | 299999.5938 | None | 3395605.8782 | 783593.9116 | 838537.625 | 0 | 1345022.7896 | 0 | 61031.3558 | 367418.7273 | 182759.5021 | 17707.8304 | 10725.1171 | 97.3874 | 10627.7253 | 0 | 1161.5178 | 827.4232
AirCldScrewChlr-1.407kwpton-VarSpd | DEER2023 |  | 2022-03-14 20:36:10+00 | Any | ECC | Ex | CZ15 | cAVVG | Cap-Tons | 1 | 299999.5938 | None | 3962144.9937 | 783593.9116 | 838537.625 | 0 | 1911562.0997 | 0 | 61031.3558 | 367418.7273 | 182759.5021 | 17707.8304 | 10725.1171 | 97.3874 | 10627.7253 | 0 | 1464.7622 | 1060.4814
WtrCldCentChlr-Conv-0.42kwpton | DEER2023 |  | 2022-03-14 21:09:18+00 | Any | ECC | Ex | CZ15 | cWVVG | Cap-Tons | 1054.1448 | 299999.5938 | None | 2936662.6566 | 783593.9116 | 838537.625 | 0 | 710389.3465 | 4759.6733 | 231955.9437 | 367424.6609 | 182759.5021 | 17707.8304 | 10725.0306 | 97.3874 | 10627.6316 | 0 | 775.6025 | 523.6292
WtrCldCentChlr-Conv-0.748kwpton | DEER2023 |  | 2022-03-14 21:09:18+00 | Any | ECC | Ex | CZ15 | cWVVG | Cap-Tons | 1 | 299999.5938 | None | 3490878.1171 | 783593.9116 | 838537.625 | 0 | 1264253.7437 | 4917.5263 | 232149.8905 | 367424.6609 | 182759.5021 | 17707.8304 | 10725.0282 | 97.3874 | 10627.6316 | 0 | 990.1176 | 687.5485
WtrCldCentChlr-Conv-1Cmp-0.439kwpton-VarSpd-CndRlf | DEER2023 |  | 2022-03-14 22:16:50+00 | Any | ECC | Ex | CZ15 | cWVVG | Cap-Tons | 1054.1448 | 299999.5938 | None | 2639371.7184 | 783593.9116 | 838537.625 | 0 | 413573.2225 | 13742.1976 | 222495.1877 | 367428.3864 | 182756.3883 | 17707.8304 | 10724.9302 | 97.3874 | 10627.5337 | 0 | 650.619 | 437.5224
WtrCldCentChlr-Conv-1Cmp-0.748kwpton-VarSpd-CndRlf | DEER2023 |  | 2022-03-14 22:16:50+00 | Any | ECC | Ex | CZ15 | cWVVG | Cap-Tons | 1 | 299999.5938 | None | 2926549.8339 | 783593.9116 | 838537.625 | 0 | 701292.4379 | 13818.0176 | 221878.5157 | 367428.3864 | 182756.3883 | 17707.8304 | 10724.9302 | 97.3874 | 10627.5337 | 0 | 779.2806 | 536.4004
WtrCldCentChlr-NoFric-1Cmp-0.439kwpton-VarSpd-CndRlf | DEER2023 |  | 2022-03-14 22:54:12+00 | Any | ECC | Ex | CZ15 | cWVVG | Cap-Tons | 1054.1448 | 299999.5938 | None | 2619140.4652 | 783593.9116 | 838537.625 | 0 | 392452.2422 | 13744.4131 | 223383.2148 | 367428.3864 | 182756.3883 | 17707.8304 | 10724.9297 | 97.3874 | 10627.5331 | 0 | 657.2493 | 441.3889
WtrCldCentChlr-NoFric-1Cmp-0.748kwpton-VarSpd-CndRlf | DEER2023 |  | 2022-03-14 22:54:12+00 | Any | ECC | Ex | CZ15 | cWVVG | Cap-Tons | 1 | 299999.5938 | None | 2892145.0206 | 783593.9116 | 838537.625 | 0 | 666262.1872 | 13828.8333 | 222492.8287 | 367428.3864 | 182756.3883 | 17707.8304 | 10724.93 | 97.3874 | 10627.5334 | 0 | 790.6033 | 542.9962
WtrCldCentChlr-NoFric-2Cmp-0.439kwpton-VarSpd-CndRlf | DEER2023 |  | 2022-03-14 23:25:13+00 | Any | ECC | Ex | CZ15 | cWVVG | Cap-Tons | 1054.1448 | 299999.5938 | None | 2609263.0396 | 783593.9116 | 838537.625 | 0 | 383797.3696 | 13740.0988 | 222164.4485 | 367428.3864 | 182756.3883 | 17707.8304 | 10724.93 | 97.3874 | 10627.5335 | 0 | 659.5694 | 442.9039
WtrCldCentChlr-NoFric-2Cmp-0.748kwpton-VarSpd-CndRlf | DEER2023 |  | 2022-03-14 23:25:13+00 | Any | ECC | Ex | CZ15 | cWVVG | Cap-Tons | 1 | 299999.5938 | None | 2876398.481 | 783593.9116 | 838537.625 | 0 | 651895.1892 | 13823.8568 | 221118.4004 | 367428.3864 | 182756.3883 | 17707.8304 | 10724.93 | 97.3874 | 10627.5334 | 0 | 794.5557 | 545.5777
WtrCldRecipChlr-0.42kwpton | DEER2023 |  | 2022-03-14 23:49:47+00 | Any | ECC | Ex | CZ15 | cWVVG | Cap-Tons | 1054.1448 | 299999.5938 | None | 2778271.6788 | 783593.9116 | 838537.625 | 0 | 540663.8022 | 5014.3862 | 243042.739 | 367418.1533 | 182756.4156 | 17707.8304 | 10724.8559 | 97.3874 | 10627.4589 | 0 | 736.7921 | 503.1542
WtrCldRecipChlr-0.748kwpton | DEER2023 |  | 2022-03-14 23:49:47+00 | Any | ECC | Ex | CZ15 | cWVVG | Cap-Tons | 1 | 299999.5938 | None | 3197598.3766 | 783593.9116 | 838537.625 | 0 | 960416.203 | 5108.2051 | 242523.3523 | 367418.1716 | 182756.4156 | 17707.8304 | 10724.856 | 97.3874 | 10627.4589 | 0 | 918.9526 | 643.9521
WtrCldScrewChlr-0.42kwpton | DEER2023 |  | 2022-03-15 00:09:29+00 | Any | ECC | Ex | CZ15 | cWVVG | Cap-Tons | 1054.1448 | 299999.5938 | None | 2812186.7342 | 783593.9116 | 838537.625 | 0 | 576530.269 | 5116.0475 | 240990.0381 | 367418.2334 | 182756.4156 | 17707.8304 | 10724.8579 | 97.3874 | 10627.4589 | 0 | 776.6825 | 531.8791
WtrCldScrewChlr-0.748kwpton | DEER2023 |  | 2022-03-15 00:09:29+00 | Any | ECC | Ex | CZ15 | cWVVG | Cap-Tons | 1 | 299999.5938 | None | 3254583.2231 | 783593.9116 | 838537.625 | 0 | 1019883.816 | 5285.4828 | 239862.7551 | 367418.2152 | 182756.4156 | 17707.8304 | 10724.8573 | 97.3874 | 10627.4588 | 0 | 990.0042 | 695.0075
WtrCldScrewChlr-0.439kwpton-VarSpd | DEER2023 |  | 2022-03-15 00:41:21+00 | Any | ECC | Ex | CZ15 | cWVVG | Cap-Tons | 1054.1448 | 299999.5938 | None | 2678018.3861 | 783593.9116 | 838537.625 | 0 | 442229.6611 | 4869.5204 | 241368.5399 | 367418.1969 | 182756.4156 | 17707.8304 | 10724.8557 | 97.3874 | 10627.4589 | 0 | 692.1029 | 469.0245
WtrCldScrewChlr-0.748kwpton-VarSpd | DEER2023 |  | 2022-03-15 00:41:21+00 | Any | ECC | Ex | CZ15 | cWVVG | Cap-Tons | 1 | 299999.5938 | None | 2983852.0839 | 783593.9116 | 838537.625 | 0 | 748799.4646 | 4860.7229 | 240641.4062 | 367418.2152 | 182756.4156 | 17707.8304 | 10724.8559 | 97.3874 | 10627.4589 | 0 | 824.8436 | 571.8283
AirCldRecipChlr-0.95kwpton | DEER2023 |  | 2022-03-14 18:21:41+00 | Any | ECC | Ex | CZ16 | cAVVG | Cap-Tons | 445.5969 | 299999.5938 | None | 2152046.2481 | 783583.6877 | 838537.625 | 0 | 191901.3465 | 0 | 19957.7354 | 318065.0806 | 57644.1771 | 156138.308 | 65687.014 | 97.3874 | 65589.616 | 0 | 244.3866 | 182.8644
AirCldRecipChlr-1.407kwpton | DEER2023 |  | 2022-03-14 18:21:41+00 | Any | ECC | Ex | CZ16 | cAVVG | Cap-Tons | 1 | 299999.5938 | None | 2244360.7329 | 783583.6877 | 838537.625 | 0 | 284215.8944 | 0 | 19957.7354 | 318065.0806 | 57644.1771 | 156138.308 | 65687.014 | 97.3874 | 65589.616 | 0 | 291.9789 | 222.9288
AirCldScrewChlr-0.95kwpton | DEER2023 |  | 2022-03-14 19:29:42+00 | Any | ECC | Ex | CZ16 | cAVVG | Cap-Tons | 445.5969 | 299999.5938 | None | 2195451.8622 | 783583.6877 | 838537.625 | 0 | 234915.4299 | 0 | 20348.3604 | 318065.9242 | 57644.1859 | 156138.3513 | 65686.941 | 97.3874 | 65589.5443 | 0 | 256.9793 | 195.6091
AirCldScrewChlr-1.407kwpton | DEER2023 |  | 2022-03-14 19:29:42+00 | Any | ECC | Ex | CZ16 | cAVVG | Cap-Tons | 1 | 299999.5938 | None | 2308458.7661 | 783583.6877 | 838537.625 | 0 | 347922.0767 | 0 | 20348.3604 | 318065.9242 | 57644.1859 | 156138.3513 | 65686.941 | 97.3874 | 65589.5443 | 0 | 310.6296 | 241.8048
AirCldScrewChlr-0.99kwpton-VarSpd | DEER2023 |  | 2022-03-14 20:36:10+00 | Any | ECC | Ex | CZ16 | cAVVG | Cap-Tons | 445.5969 | 299999.5938 | None | 2205343.1929 | 783583.6877 | 838537.625 | 0 | 244806.6444 | 0 | 20348.3604 | 318065.9242 | 57644.1859 | 156138.3513 | 65686.941 | 97.3874 | 65589.5443 | 0 | 261.675 | 199.6525
AirCldScrewChlr-1.407kwpton-VarSpd | DEER2023 |  | 2022-03-14 20:36:10+00 | Any | ECC | Ex | CZ16 | cAVVG | Cap-Tons | 1 | 299999.5938 | None | 2308458.7661 | 783583.6877 | 838537.625 | 0 | 347922.0767 | 0 | 20348.3604 | 318065.9242 | 57644.1859 | 156138.3513 | 65686.941 | 97.3874 | 65589.5443 | 0 | 310.6296 | 241.8048
WtrCldCentChlr-Conv-0.42kwpton | DEER2023 |  | 2022-03-14 21:09:18+00 | Any | ECC | Ex | CZ16 | cWVVG | Cap-Tons | 445.6011 | 299999.5938 | None | 2145219.1293 | 783583.6877 | 838537.625 | 0 | 147608.3632 | 1577.7375 | 55845.1164 | 318065.7911 | 57644.1875 | 156138.308 | 65686.9701 | 97.3874 | 65589.5723 | 0 | 219.2539 | 166.9604
WtrCldCentChlr-Conv-0.748kwpton | DEER2023 |  | 2022-03-14 21:09:18+00 | Any | ECC | Ex | CZ16 | cWVVG | Cap-Tons | 1 | 299999.5938 | None | 2260614.0657 | 783583.6877 | 838537.625 | 0 | 262835.458 | 1648.2771 | 55941.8601 | 318065.7911 | 57644.1875 | 156138.308 | 65686.9696 | 97.3874 | 65589.5758 | 0 | 266.7422 | 209.8154
WtrCldCentChlr-Conv-1Cmp-0.439kwpton-VarSpd-CndRlf | DEER2023 |  | 2022-03-14 22:16:50+00 | Any | ECC | Ex | CZ16 | cWVVG | Cap-Tons | 445.6011 | 299999.5938 | None | 2078851.0926 | 783583.6877 | 838537.625 | 0 | 79743.8179 | 3679.2285 | 55240.3541 | 318065.4364 | 57644.1782 | 156138.308 | 65687.0001 | 97.3874 | 65589.596 | 0 | 192.4046 | 141.5569
WtrCldCentChlr-Conv-1Cmp-0.748kwpton-VarSpd-CndRlf | DEER2023 |  | 2022-03-14 22:16:50+00 | Any | ECC | Ex | CZ16 | cWVVG | Cap-Tons | 1 | 299999.5938 | None | 2134523.3046 | 783583.6877 | 838537.625 | 0 | 135636.6224 | 3711.1057 | 54987.5978 | 318065.4364 | 57644.1782 | 156138.308 | 65687.0048 | 97.3874 | 65589.5988 | 0 | 215.347 | 161.477
WtrCldCentChlr-NoFric-1Cmp-0.439kwpton-VarSpd-CndRlf | DEER2023 |  | 2022-03-14 22:54:12+00 | Any | ECC | Ex | CZ16 | cWVVG | Cap-Tons | 445.6011 | 299999.5938 | None | 2081466.6007 | 783583.6877 | 838537.625 | 0 | 82009.023 | 3708.1277 | 55561.2629 | 318065.7406 | 57644.1875 | 156138.308 | 65686.9756 | 97.3874 | 65589.5798 | 0 | 197.5276 | 145.2064
WtrCldCentChlr-NoFric-1Cmp-0.748kwpton-VarSpd-CndRlf | DEER2023 |  | 2022-03-14 22:54:12+00 | Any | ECC | Ex | CZ16 | cWVVG | Cap-Tons | 1 | 299999.5938 | None | 2138805.2431 | 783583.6877 | 838537.625 | 0 | 139588.6804 | 3753.4116 | 55275.2314 | 318065.7406 | 57644.1859 | 156138.308 | 65686.9756 | 97.3874 | 65589.5798 | 0 | 224.0761 | 167.6952
WtrCldCentChlr-NoFric-2Cmp-0.439kwpton-VarSpd-CndRlf | DEER2023 |  | 2022-03-14 23:25:13+00 | Any | ECC | Ex | CZ16 | cWVVG | Cap-Tons | 445.6011 | 299999.5938 | None | 2082586.4092 | 783583.6877 | 838537.625 | 0 | 83370.3315 | 3716.0976 | 55312.2038 | 318065.7406 | 57644.1875 | 156138.308 | 65686.9756 | 97.3874 | 65589.5798 | 0 | 198.9422 | 146.443
WtrCldCentChlr-NoFric-2Cmp-0.748kwpton-VarSpd-CndRlf | DEER2023 |  | 2022-03-14 23:25:13+00 | Any | ECC | Ex | CZ16 | cWVVG | Cap-Tons | 1 | 299999.5938 | None | 2140900.1138 | 783583.6877 | 838537.625 | 0 | 141947.9402 | 3767.0393 | 54996.9068 | 318065.7406 | 57644.1875 | 156138.308 | 65686.9776 | 97.3874 | 65589.5818 | 0 | 226.4859 | 169.8024
WtrCldRecipChlr-0.42kwpton | DEER2023 |  | 2022-03-14 23:49:47+00 | Any | ECC | Ex | CZ16 | cWVVG | Cap-Tons | 445.6011 | 299999.5938 | None | 2119123.1668 | 783583.6877 | 838537.625 | 0 | 118861.9332 | 1626.7449 | 58443.9609 | 318068.565 | 57644.1967 | 156138.308 | 65686.7601 | 97.3874 | 65589.3581 | 0 | 212.4554 | 159.0853
WtrCldRecipChlr-0.748kwpton | DEER2023 |  | 2022-03-14 23:49:47+00 | Any | ECC | Ex | CZ16 | cWVVG | Cap-Tons | 1 | 299999.5938 | None | 2211593.3322 | 783583.6877 | 838537.625 | 0 | 211414.9049 | 1680.2326 | 58307.2377 | 318068.565 | 57644.1913 | 156138.308 | 65686.7539 | 97.3874 | 65589.3581 | 0 | 254.6287 | 195.7691
WtrCldScrewChlr-0.42kwpton | DEER2023 |  | 2022-03-15 00:09:29+00 | Any | ECC | Ex | CZ16 | cWVVG | Cap-Tons | 445.6011 | 299999.5938 | None | 2120472.9519 | 783583.6877 | 838537.625 | 0 | 120794.7864 | 1648.4447 | 57839.0881 | 318068.565 | 57644.1913 | 156138.308 | 65686.7539 | 97.3874 | 65589.3628 | 0 | 217.858 | 163.3921
WtrCldScrewChlr-0.748kwpton | DEER2023 |  | 2022-03-15 00:09:29+00 | Any | ECC | Ex | CZ16 | cWVVG | Cap-Tons | 1 | 299999.5938 | None | 2213507.5859 | 783583.6877 | 838537.625 | 0 | 214156.2128 | 1717.7547 | 57442.6742 | 318068.565 | 57644.1913 | 156138.308 | 65686.7554 | 97.3874 | 65589.3628 | 0 | 264.2522 | 203.3843
WtrCldScrewChlr-0.439kwpton-VarSpd | DEER2023 |  | 2022-03-15 00:41:21+00 | Any | ECC | Ex | CZ16 | cWVVG | Cap-Tons | 445.6011 | 299999.5938 | None | 2096676.0375 | 783583.6877 | 838537.625 | 0 | 96914.8069 | 1582.712 | 57987.982 | 318068.5512 | 57644.1913 | 156138.308 | 65686.7616 | 97.3874 | 65589.3643 | 0 | 201.1732 | 149.2183
WtrCldScrewChlr-0.748kwpton-VarSpd | DEER2023 |  | 2022-03-15 00:41:21+00 | Any | ECC | Ex | CZ16 | cWVVG | Cap-Tons | 1 | 299999.5938 | None | 2164099.2693 | 783583.6877 | 838537.625 | 0 | 164599.6642 | 1601.4321 | 57707.4809 | 318068.5695 | 57644.1967 | 156138.308 | 65686.7549 | 97.3874 | 65589.3596 | 0 | 231.2416 | 175.3121
AirCldRecipChlr-0.95kwpton | DEER2023 |  | 2022-03-14 18:21:41+00 | Any | ECC | Old | CZ01 | cAVVG | Cap-Tons | 455.4326 | 299999.5938 | None | 2221604.2601 | 784749.5 | 947628.652 | 0 | 30687.1675 | 0 | 8181.0574 | 450357.3956 | 29915.1952 | 324715.7443 | 52233.7246 | 97.3874 | 52136.3517 | 0 | 865.0023 | 639.3117
AirCldRecipChlr-1.407kwpton | DEER2023 |  | 2022-03-14 18:21:41+00 | Any | ECC | Old | CZ01 | cAVVG | Cap-Tons | 1 | 299999.5938 | None | 2236365.9195 | 784749.5 | 947628.652 | 0 | 45449.3085 | 0 | 8181.0574 | 450357.3956 | 29915.1952 | 324715.7443 | 52233.7246 | 97.3874 | 52136.3517 | 0 | 967.298 | 702.9824
AirCldScrewChlr-0.95kwpton | DEER2023 |  | 2022-03-14 19:29:42+00 | Any | ECC | Old | CZ01 | cAVVG | Cap-Tons | 455.4326 | 299999.5938 | None | 2234909.1996 | 784749.5 | 947628.652 | 0 | 43974.2032 | 0 | 8199.2998 | 450357.4692 | 29915.1952 | 324715.7443 | 52233.7253 | 97.3874 | 52136.3517 | 0 | 881.111 | 653.625
AirCldScrewChlr-1.407kwpton | DEER2023 |  | 2022-03-14 19:29:42+00 | Any | ECC | Old | CZ01 | cAVVG | Cap-Tons | 1 | 299999.5938 | None | 2256063.3521 | 784749.5 | 947628.652 | 0 | 65128.0828 | 0 | 8199.2998 | 450357.4692 | 29915.1952 | 324715.7443 | 52233.7253 | 97.3874 | 52136.3517 | 0 | 991.0834 | 724.1165
AirCldScrewChlr-0.99kwpton-VarSpd | DEER2023 |  | 2022-03-14 20:36:10+00 | Any | ECC | Old | CZ01 | cAVVG | Cap-Tons | 455.4326 | 299999.5938 | None | 2236760.712 | 784749.5 | 947628.652 | 0 | 45825.7441 | 0 | 8199.2998 | 450357.4692 | 29915.1952 | 324715.7443 | 52233.7253 | 97.3874 | 52136.3517 | 0 | 890.7363 | 659.7947
AirCldScrewChlr-1.407kwpton-VarSpd | DEER2023 |  | 2022-03-14 20:36:10+00 | Any | ECC | Old | CZ01 | cAVVG | Cap-Tons | 1 | 299999.5938 | None | 2256063.3521 | 784749.5 | 947628.652 | 0 | 65128.0828 | 0 | 8199.2998 | 450357.4692 | 29915.1952 | 324715.7443 | 52233.7253 | 97.3874 | 52136.3517 | 0 | 991.0834 | 724.1165
WtrCldCentChlr-Conv-0.42kwpton | DEER2023 |  | 2022-03-14 21:09:18+00 | Any | ECC | Old | CZ01 | cWVVG | Cap-Tons | 455.4326 | 299999.5938 | None | 2234304.4924 | 784749.5 | 947628.652 | 0 | 31722.2045 | 249.0087 | 19598.0231 | 450357.4692 | 29915.1952 | 324715.7443 | 52233.7253 | 97.3874 | 52136.3517 | 0 | 804.8962 | 609.5323
WtrCldCentChlr-Conv-0.748kwpton | DEER2023 |  | 2022-03-14 21:09:18+00 | Any | ECC | Old | CZ01 | cWVVG | Cap-Tons | 1 | 299999.5938 | None | 2259004.2523 | 784749.5 | 947628.652 | 0 | 56423.5209 | 260.0219 | 19584.7028 | 450357.4692 | 29915.1952 | 324715.7443 | 52233.7253 | 97.3874 | 52136.3517 | 0 | 905.2545 | 675.8317
WtrCldCentChlr-Conv-1Cmp-0.439kwpton-VarSpd-CndRlf | DEER2023 |  | 2022-03-14 22:16:50+00 | Any | ECC | Old | CZ01 | cWVVG | Cap-Tons | 455.4326 | 299999.5938 | None | 2218118.4023 | 784749.5 | 947628.652 | 0 | 14961.2475 | 837.41 | 19584.1128 | 450357.4692 | 29915.1952 | 324715.7443 | 52233.7253 | 97.3874 | 52136.3517 | 0 | 774.4114 | 586.7595
WtrCldCentChlr-Conv-1Cmp-0.748kwpton-VarSpd-CndRlf | DEER2023 |  | 2022-03-14 22:16:50+00 | Any | ECC | Old | CZ01 | cWVVG | Cap-Tons | 1 | 299999.5938 | None | 2228506.9304 | 784749.5 | 947628.652 | 0 | 25405.9113 | 823.1705 | 19542.1583 | 450357.4692 | 29915.1952 | 324715.7443 | 52233.7253 | 97.3874 | 52136.3517 | 0 | 840.0335 | 628.3878
WtrCldCentChlr-NoFric-1Cmp-0.439kwpton-VarSpd-CndRlf | DEER2023 |  | 2022-03-14 22:54:12+00 | Any | ECC | Old | CZ01 | cWVVG | Cap-Tons | 455.4326 | 299999.5938 | None | 2216132.4822 | 784749.5 | 947628.652 | 0 | 12967.3091 | 836.244 | 19592.8735 | 450357.4692 | 29915.1952 | 324715.7443 | 52233.7253 | 97.3874 | 52136.3517 | 0 | 779.6843 | 588.3037
WtrCldCentChlr-NoFric-1Cmp-0.748kwpton-VarSpd-CndRlf | DEER2023 |  | 2022-03-14 22:54:12+00 | Any | ECC | Old | CZ01 | cWVVG | Cap-Tons | 1 | 299999.5938 | None | 2225164.5783 | 784749.5 | 947628.652 | 0 | 22055.6911 | 820.8986 | 19552.011 | 450357.4692 | 29915.1952 | 324715.7443 | 52233.7253 | 97.3874 | 52136.3517 | 0 | 848.9981 | 630.9856
WtrCldCentChlr-NoFric-2Cmp-0.439kwpton-VarSpd-CndRlf | DEER2023 |  | 2022-03-14 23:25:13+00 | Any | ECC | Old | CZ01 | cWVVG | Cap-Tons | 455.4326 | 299999.5938 | None | 2215758.7502 | 784749.5 | 947628.652 | 0 | 12606.1508 | 836.9945 | 19580.2281 | 450357.4692 | 29915.1952 | 324715.7443 | 52233.7253 | 97.3874 | 52136.3517 | 0 | 781.2331 | 588.9825
WtrCldCentChlr-NoFric-2Cmp-0.748kwpton-VarSpd-CndRlf | DEER2023 |  | 2022-03-14 23:25:13+00 | Any | ECC | Old | CZ01 | cWVVG | Cap-Tons | 1 | 299999.5938 | None | 2224554.6612 | 784749.5 | 947628.652 | 0 | 21441.0456 | 822.4179 | 19555.903 | 450357.4692 | 29915.1952 | 324715.7443 | 52233.7253 | 97.3874 | 52136.3517 | 0 | 851.6334 | 632.1357
WtrCldRecipChlr-0.42kwpton | DEER2023 |  | 2022-03-14 23:49:47+00 | Any | ECC | Old | CZ01 | cWVVG | Cap-Tons | 455.4326 | 299999.5938 | None | 2223830.8518 | 784749.5 | 947628.652 | 0 | 21166.3179 | 245.1049 | 19683.4742 | 450357.3956 | 29915.1966 | 324715.7443 | 52233.7246 | 97.3874 | 52136.3436 | 0 | 798.7076 | 602.2079
WtrCldRecipChlr-0.748kwpton | DEER2023 |  | 2022-03-14 23:49:47+00 | Any | ECC | Old | CZ01 | cWVVG | Cap-Tons | 1 | 299999.5938 | None | 2240223.9855 | 784749.5 | 947628.652 | 0 | 37577.6669 | 250.1777 | 19660.386 | 450357.3956 | 29915.1966 | 324715.7443 | 52233.7246 | 97.3874 | 52136.3436 | 0 | 894.0848 | 662.5908
WtrCldScrewChlr-0.42kwpton | DEER2023 |  | 2022-03-15 00:09:29+00 | Any | ECC | Old | CZ01 | cWVVG | Cap-Tons | 455.4326 | 299999.5938 | None | 2221962.7362 | 784749.5 | 947628.652 | 0 | 19310.7397 | 248.1217 | 19667.6938 | 450357.3956 | 29915.1966 | 324715.7443 | 52233.7246 | 97.3874 | 52136.3436 | 0 | 806.5064 | 605.1433
WtrCldScrewChlr-0.748kwpton | DEER2023 |  | 2022-03-15 00:09:29+00 | Any | ECC | Old | CZ01 | cWVVG | Cap-Tons | 1 | 299999.5938 | None | 2236387.0768 | 784749.5 | 947628.652 | 0 | 33822.9747 | 255.9238 | 19572.2469 | 450357.3956 | 29915.1966 | 324715.7443 | 52233.7246 | 97.3874 | 52136.3436 | 0 | 907.9848 | 667.6849
WtrCldScrewChlr-0.439kwpton-VarSpd | DEER2023 |  | 2022-03-15 00:41:21+00 | Any | ECC | Old | CZ01 | cWVVG | Cap-Tons | 455.4326 | 299999.5938 | None | 2220208.441 | 784749.5 | 947628.652 | 0 | 17568.3322 | 236.9736 | 19667.4206 | 450357.3956 | 29915.1952 | 324715.7443 | 52233.7246 | 97.3874 | 52136.3436 | 0 | 790.6818 | 597.0634
WtrCldScrewChlr-0.748kwpton-VarSpd | DEER2023 |  | 2022-03-15 00:41:21+00 | Any | ECC | Old | CZ01 | cWVVG | Cap-Tons | 1 | 299999.5938 | None | 2232304.7901 | 784749.5 | 947628.652 | 0 | 29700.5287 | 236.5964 | 19631.4812 | 450357.3956 | 29915.1952 | 324715.7443 | 52233.7246 | 97.3874 | 52136.3436 | 0 | 870.9902 | 647.8051
AirCldRecipChlr-0.95kwpton | DEER2023 |  | 2022-03-14 18:21:41+00 | Any | ECC | Old | CZ02 | cAVVG | Cap-Tons | 748.3094 | 299999.5938 | None | 2643474.0198 | 784749.5 | 944046.0298 | 0 | 366605.8654 | 0 | 29007.404 | 519065.9486 | 122933.4462 | 208202.9476 | 38394.955 | 97.3874 | 38297.5742 | 0 | 1186.0186 | 920.6635
AirCldRecipChlr-1.407kwpton | DEER2023 |  | 2022-03-14 18:21:41+00 | Any | ECC | Old | CZ02 | cAVVG | Cap-Tons | 1 | 299999.5938 | None | 2819830.892 | 784749.5 | 944046.0298 | 0 | 542962.4327 | 0 | 29007.404 | 519065.9486 | 122933.4462 | 208202.9476 | 38394.955 | 97.3874 | 38297.5742 | 0 | 1425.7271 | 1106.4804
AirCldScrewChlr-0.95kwpton | DEER2023 |  | 2022-03-14 19:29:42+00 | Any | ECC | Old | CZ02 | cAVVG | Cap-Tons | 748.3094 | 299999.5938 | None | 2719190.5294 | 784749.5 | 944046.0298 | 0 | 441935.6644 | 0 | 29394.4777 | 519065.7484 | 122933.4462 | 208202.9476 | 38394.9653 | 97.3874 | 38297.578 | 0 | 1211.3865 | 946.0751
AirCldScrewChlr-1.407kwpton | DEER2023 |  | 2022-03-14 19:29:42+00 | Any | ECC | Old | CZ02 | cAVVG | Cap-Tons | 1 | 299999.5938 | None | 2931785.1657 | 784749.5 | 944046.0298 | 0 | 654529.9048 | 0 | 29394.4777 | 519065.7484 | 122933.4462 | 208202.9476 | 38394.9653 | 97.3874 | 38297.578 | 0 | 1463.3189 | 1144.1199
AirCldScrewChlr-0.99kwpton-VarSpd | DEER2023 |  | 2022-03-14 20:36:10+00 | Any | ECC | Old | CZ02 | cAVVG | Cap-Tons | 748.3094 | 299999.5938 | None | 2737798.5548 | 784749.5 | 944046.0298 | 0 | 460543.4547 | 0 | 29394.4777 | 519065.7484 | 122933.4462 | 208202.9476 | 38394.9653 | 97.3874 | 38297.578 | 0 | 1233.4374 | 963.4098
AirCldScrewChlr-1.407kwpton-VarSpd | DEER2023 |  | 2022-03-14 20:36:10+00 | Any | ECC | Old | CZ02 | cAVVG | Cap-Tons | 1 | 299999.5938 | None | 2931785.1657 | 784749.5 | 944046.0298 | 0 | 654529.9048 | 0 | 29394.4777 | 519065.7484 | 122933.4462 | 208202.9476 | 38394.9653 | 97.3874 | 38297.578 | 0 | 1463.3189 | 1144.1199
WtrCldCentChlr-Conv-0.42kwpton | DEER2023 |  | 2022-03-14 21:09:18+00 | Any | ECC | Old | CZ02 | cWVVG | Cap-Tons | 748.3094 | 299999.5938 | None | 2617714.4341 | 784749.5 | 944046.0298 | 0 | 270404.6104 | 3059.6596 | 96389.1047 | 519066.0609 | 122933.4462 | 208202.9476 | 38394.9356 | 97.3874 | 38297.5558 | 0 | 973.4455 | 779.7609
WtrCldCentChlr-Conv-0.748kwpton | DEER2023 |  | 2022-03-14 21:09:18+00 | Any | ECC | Old | CZ02 | cWVVG | Cap-Tons | 1 | 299999.5938 | None | 2828692.5837 | 784749.5 | 944046.0298 | 0 | 481358.8917 | 3185.7448 | 96286.7376 | 519066.0609 | 122933.4462 | 208202.9476 | 38394.9356 | 97.3874 | 38297.5558 | 0 | 1160.9948 | 940.0059
WtrCldCentChlr-Conv-1Cmp-0.439kwpton-VarSpd-CndRlf | DEER2023 |  | 2022-03-14 22:16:50+00 | Any | ECC | Old | CZ02 | cWVVG | Cap-Tons | 748.3094 | 299999.5938 | None | 2501406.4844 | 784749.5 | 944046.0298 | 0 | 151721.0221 | 7952.4572 | 93871.816 | 519066.5609 | 122933.4462 | 208202.9571 | 38394.8979 | 97.3874 | 38297.5166 | 0 | 899.0901 | 709.1272
WtrCldCentChlr-Conv-1Cmp-0.748kwpton-VarSpd-CndRlf | DEER2023 |  | 2022-03-14 22:16:50+00 | Any | ECC | Old | CZ02 | cWVVG | Cap-Tons | 1 | 299999.5938 | None | 2607082.7647 | 784749.5 | 944046.0298 | 0 | 257581.0455 | 8050.4991 | 93589.4983 | 519066.5483 | 122933.4462 | 208202.9571 | 38394.8971 | 97.3874 | 38297.5166 | 0 | 1011.2706 | 802.7842
WtrCldCentChlr-NoFric-1Cmp-0.439kwpton-VarSpd-CndRlf | DEER2023 |  | 2022-03-14 22:54:12+00 | Any | ECC | Old | CZ02 | cWVVG | Cap-Tons | 748.3094 | 299999.5938 | None | 2502039.6046 | 784749.5 | 944046.0298 | 0 | 151906.1914 | 8004.9086 | 94267.6873 | 519066.4124 | 122933.4462 | 208202.9571 | 38394.9053 | 97.3874 | 38297.525 | 0 | 913.1567 | 721.2372
WtrCldCentChlr-NoFric-1Cmp-0.748kwpton-VarSpd-CndRlf | DEER2023 |  | 2022-03-14 22:54:12+00 | Any | ECC | Old | CZ02 | cWVVG | Cap-Tons | 1 | 299999.5938 | None | 2608321.4119 | 784749.5 | 944046.0298 | 0 | 258317.8052 | 8123.7533 | 94018.1904 | 519066.4124 | 122933.4462 | 208202.9571 | 38394.9053 | 97.3874 | 38297.5176 | 0 | 1035.2721 | 823.5575
WtrCldCentChlr-NoFric-2Cmp-0.439kwpton-VarSpd-CndRlf | DEER2023 |  | 2022-03-14 23:25:13+00 | Any | ECC | Old | CZ02 | cWVVG | Cap-Tons | 748.3094 | 299999.5938 | None | 2502658.0961 | 784749.5 | 944046.0298 | 0 | 152650.7495 | 8015.9692 | 94129.6725 | 519066.4124 | 122933.4462 | 208202.9571 | 38394.9064 | 97.3874 | 38297.525 | 0 | 916.9766 | 724.3841
WtrCldCentChlr-NoFric-2Cmp-0.748kwpton-VarSpd-CndRlf | DEER2023 |  | 2022-03-14 23:25:13+00 | Any | ECC | Old | CZ02 | cWVVG | Cap-Tons | 1 | 299999.5938 | None | 2609496.4198 | 784749.5 | 944046.0298 | 0 | 259634.1546 | 8142.4985 | 93858.7326 | 519066.4124 | 122933.4462 | 208202.9571 | 38394.9053 | 97.3874 | 38297.5176 | 0 | 1041.7813 | 828.9188
WtrCldRecipChlr-0.42kwpton | DEER2023 |  | 2022-03-14 23:49:47+00 | Any | ECC | Old | CZ02 | cWVVG | Cap-Tons | 748.3094 | 299999.5938 | None | 2567298.599 | 784749.5 | 944046.0298 | 0 | 216054.2764 | 3138.8323 | 100244.7349 | 519065.2674 | 122933.4462 | 208202.9476 | 38394.9924 | 97.3874 | 38297.6143 | 0 | 960.3108 | 767.4733
WtrCldRecipChlr-0.748kwpton | DEER2023 |  | 2022-03-14 23:49:47+00 | Any | ECC | Old | CZ02 | cWVVG | Cap-Tons | 1 | 299999.5938 | None | 2735316.5522 | 784749.5 | 944046.0298 | 0 | 384207.7911 | 3230.2321 | 100018.3784 | 519065.2674 | 122933.4462 | 208202.9476 | 38394.9924 | 97.3874 | 38297.6143 | 0 | 1137.5865 | 915.9754
WtrCldScrewChlr-0.42kwpton | DEER2023 |  | 2022-03-15 00:09:29+00 | Any | ECC | Old | CZ02 | cWVVG | Cap-Tons | 748.3094 | 299999.5938 | None | 2580339.449 | 784749.5 | 944046.0298 | 0 | 229260.3232 | 3188.6173 | 100030.1273 | 519065.2674 | 122933.4462 | 208202.9476 | 38394.9924 | 97.3874 | 38297.6125 | 0 | 982.8048 | 789.8698
WtrCldScrewChlr-0.748kwpton | DEER2023 |  | 2022-03-15 00:09:29+00 | Any | ECC | Old | CZ02 | cWVVG | Cap-Tons | 1 | 299999.5938 | None | 2756907.2356 | 784749.5 | 944046.0298 | 0 | 406121.1468 | 3317.7676 | 99607.6789 | 519065.2674 | 122933.4462 | 208202.9476 | 38394.9924 | 97.3874 | 38297.6143 | 0 | 1177.6407 | 955.8608
WtrCldScrewChlr-0.439kwpton-VarSpd | DEER2023 |  | 2022-03-15 00:41:21+00 | Any | ECC | Old | CZ02 | cWVVG | Cap-Tons | 748.3094 | 299999.5938 | None | 2529411.4643 | 784749.5 | 944046.0298 | 0 | 178461.8029 | 3059.9638 | 100029.1001 | 519065.2674 | 122933.4462 | 208202.9476 | 38394.9924 | 97.3874 | 38297.6069 | 0 | 937.6052 | 743.2825
WtrCldScrewChlr-0.748kwpton-VarSpd | DEER2023 |  | 2022-03-15 00:41:21+00 | Any | ECC | Old | CZ02 | cWVVG | Cap-Tons | 1 | 299999.5938 | None | 2653665.7299 | 784749.5 | 944046.0298 | 0 | 302972.6834 | 3091.3579 | 99741.0925 | 519065.2674 | 122933.4462 | 208202.9476 | 38394.9924 | 97.3874 | 38297.6069 | 0 | 1081.3917 | 860.1083
AirCldRecipChlr-0.95kwpton | DEER2023 |  | 2022-03-14 18:21:41+00 | Any | ECC | Old | CZ03 | cAVVG | Cap-Tons | 610.9466 | 299999.5938 | None | 2463226.961 | 784749.5 | 945664.9069 | 0 | 211092.0101 | 0 | 19888.6549 | 501832.509 | 116884.6364 | 185015.9894 | 31710.9447 | 97.3874 | 31613.5556 | 0 | 982.1714 | 778.7453
AirCldRecipChlr-1.407kwpton | DEER2023 |  | 2022-03-14 18:21:41+00 | Any | ECC | Old | CZ03 | cAVVG | Cap-Tons | 1 | 299999.5938 | None | 2564773.5243 | 784749.5 | 945664.9069 | 0 | 312638.3593 | 0 | 19888.6549 | 501832.509 | 116884.6364 | 185015.9894 | 31710.9447 | 97.3874 | 31613.5556 | 0 | 1133.3008 | 903.6232
AirCldScrewChlr-0.95kwpton | DEER2023 |  | 2022-03-14 19:29:42+00 | Any | ECC | Old | CZ03 | cAVVG | Cap-Tons | 610.9466 | 299999.5938 | None | 2531716.4031 | 784749.5 | 945664.9069 | 0 | 279023.5201 | 0 | 20444.8438 | 501833.8236 | 116884.6496 | 185015.9894 | 31710.85 | 97.3874 | 31613.4547 | 0 | 1007.3156 | 807.056
AirCldScrewChlr-1.407kwpton | DEER2023 |  | 2022-03-14 19:29:42+00 | Any | ECC | Old | CZ03 | cAVVG | Cap-Tons | 1 | 299999.5938 | None | 2665941.6222 | 784749.5 | 945664.9069 | 0 | 413248.3756 | 0 | 20444.8438 | 501833.8236 | 116884.6496 | 185015.9894 | 31710.85 | 97.3874 | 31613.4547 | 0 | 1170.5113 | 945.0222
AirCldScrewChlr-0.99kwpton-VarSpd | DEER2023 |  | 2022-03-14 20:36:10+00 | Any | ECC | Old | CZ03 | cAVVG | Cap-Tons | 610.9466 | 299999.5938 | None | 2543464.764 | 784749.5 | 945664.9069 | 0 | 290771.8194 | 0 | 20444.8438 | 501833.8236 | 116884.6496 | 185015.9894 | 31710.85 | 97.3874 | 31613.4547 | 0 | 1021.5995 | 819.132
AirCldScrewChlr-1.407kwpton-VarSpd | DEER2023 |  | 2022-03-14 20:36:10+00 | Any | ECC | Old | CZ03 | cAVVG | Cap-Tons | 1 | 299999.5938 | None | 2665941.6222 | 784749.5 | 945664.9069 | 0 | 413248.3756 | 0 | 20444.8438 | 501833.8236 | 116884.6496 | 185015.9894 | 31710.85 | 97.3874 | 31613.4547 | 0 | 1170.5113 | 945.0222
WtrCldCentChlr-Conv-0.42kwpton | DEER2023 |  | 2022-03-14 21:09:18+00 | Any | ECC | Old | CZ03 | cWVVG | Cap-Tons | 611.0063 | 299999.5938 | None | 2502100.878 | 784749.5 | 945664.9069 | 0 | 190454.3963 | 2429.3852 | 76969.7305 | 501833.6581 | 116884.6496 | 185015.9894 | 31710.8569 | 97.3874 | 31613.4681 | 0 | 892.5302 | 719.6454
WtrCldCentChlr-Conv-0.748kwpton | DEER2023 |  | 2022-03-14 21:09:18+00 | Any | ECC | Old | CZ03 | cWVVG | Cap-Tons | 1 | 299999.5938 | None | 2650752.6187 | 784749.5 | 945664.9069 | 0 | 339006.3748 | 2536.7721 | 76961.4083 | 501833.6581 | 116884.6496 | 185015.9894 | 31710.8569 | 97.3874 | 31613.4681 | 0 | 1037.645 | 847.5727
WtrCldCentChlr-Conv-1Cmp-0.439kwpton-VarSpd-CndRlf | DEER2023 |  | 2022-03-14 22:16:50+00 | Any | ECC | Old | CZ03 | cWVVG | Cap-Tons | 611.0063 | 299999.5938 | None | 2410178.0381 | 784749.5 | 945664.9069 | 0 | 93706.5747 | 7533.4215 | 76690.1755 | 501833.3886 | 116884.6496 | 185015.9894 | 31710.8702 | 97.3874 | 31613.4825 | 0 | 833.4025 | 662.8427
WtrCldCentChlr-Conv-1Cmp-0.748kwpton-VarSpd-CndRlf | DEER2023 |  | 2022-03-14 22:16:50+00 | Any | ECC | Old | CZ03 | cWVVG | Cap-Tons | 1 | 299999.5938 | None | 2475878.2406 | 784749.5 | 945664.9069 | 0 | 159393.0465 | 7572.544 | 76664.8587 | 501833.3886 | 116884.6496 | 185015.9894 | 31710.8712 | 97.3874 | 31613.4825 | 0 | 916.5993 | 734.6328
WtrCldCentChlr-NoFric-1Cmp-0.439kwpton-VarSpd-CndRlf | DEER2023 |  | 2022-03-14 22:54:12+00 | Any | ECC | Old | CZ03 | cWVVG | Cap-Tons | 611.0063 | 299999.5938 | None | 2406036.0601 | 784749.5 | 945664.9069 | 0 | 89276.6217 | 7559.0163 | 76952.1888 | 501833.6704 | 116884.6496 | 185015.9894 | 31710.8558 | 97.3874 | 31613.4668 | 0 | 845.9835 | 673.1371
WtrCldCentChlr-NoFric-1Cmp-0.748kwpton-VarSpd-CndRlf | DEER2023 |  | 2022-03-14 22:54:12+00 | Any | ECC | Old | CZ03 | cWVVG | Cap-Tons | 1 | 299999.5938 | None | 2468738.2248 | 784749.5 | 945664.9069 | 0 | 151983.7274 | 7603.5233 | 76902.8515 | 501833.6704 | 116884.6496 | 185015.9894 | 31710.8545 | 97.3874 | 31613.4681 | 0 | 938.0363 | 750.467
WtrCldCentChlr-NoFric-2Cmp-0.439kwpton-VarSpd-CndRlf | DEER2023 |  | 2022-03-14 23:25:13+00 | Any | ECC | Old | CZ03 | cWVVG | Cap-Tons | 611.0063 | 299999.5938 | None | 2406092.7302 | 784749.5 | 945664.9069 | 0 | 89362.5311 | 7568.747 | 76913.7099 | 501833.6704 | 116884.6496 | 185015.9894 | 31710.8545 | 97.3874 | 31613.4668 | 0 | 849.3263 | 676.3717
WtrCldCentChlr-NoFric-2Cmp-0.748kwpton-VarSpd-CndRlf | DEER2023 |  | 2022-03-14 23:25:13+00 | Any | ECC | Old | CZ03 | cWVVG | Cap-Tons | 1 | 299999.5938 | None | 2468870.9695 | 784749.5 | 945664.9069 | 0 | 152140.0042 | 7619.9042 | 76863.3454 | 501833.6581 | 116884.6496 | 185015.9894 | 31710.8545 | 97.3874 | 31613.4668 | 0 | 943.7304 | 755.9777
WtrCldRecipChlr-0.42kwpton | DEER2023 |  | 2022-03-14 23:49:47+00 | Any | ECC | Old | CZ03 | cWVVG | Cap-Tons | 611.0063 | 299999.5938 | None | 2453396.0764 | 784749.5 | 945664.9069 | 0 | 139134.2547 | 2462.0761 | 79548.1942 | 501837.0802 | 116884.6496 | 185016.0613 | 31710.7024 | 97.3874 | 31613.3137 | 0 | 879.6121 | 705.4182
WtrCldRecipChlr-0.748kwpton | DEER2023 |  | 2022-03-14 23:49:47+00 | Any | ECC | Old | CZ03 | cWVVG | Cap-Tons | 1 | 299999.5938 | None | 2561615.4787 | 784749.5 | 945664.9069 | 0 | 247326.2546 | 2528.9545 | 79509.4961 | 501837.0802 | 116884.6496 | 185016.0613 | 31710.7024 | 97.3874 | 31613.3058 | 0 | 1014.5746 | 821.9893
WtrCldScrewChlr-0.42kwpton | DEER2023 |  | 2022-03-15 00:09:29+00 | Any | ECC | Old | CZ03 | cWVVG | Cap-Tons | 611.0063 | 299999.5938 | None | 2452979.2915 | 784749.5 | 945664.9069 | 0 | 138728.0801 | 2491.056 | 79508.8376 | 501837.0802 | 116884.6496 | 185016.0613 | 31710.7024 | 97.3874 | 31613.3137 | 0 | 896.1433 | 720.0659
WtrCldScrewChlr-0.748kwpton | DEER2023 |  | 2022-03-15 00:09:29+00 | Any | ECC | Old | CZ03 | cWVVG | Cap-Tons | 1 | 299999.5938 | None | 2559173.3787 | 784749.5 | 945664.9069 | 0 | 244920.9016 | 2580.1831 | 79420.6265 | 501837.0802 | 116884.6496 | 185016.0613 | 31710.7024 | 97.3874 | 31613.3137 | 0 | 1044.0268 | 848.0762
WtrCldScrewChlr-0.439kwpton-VarSpd | DEER2023 |  | 2022-03-15 00:41:21+00 | Any | ECC | Old | CZ03 | cWVVG | Cap-Tons | 611.0062 | 299999.5938 | None | 2427772.4136 | 784749.5 | 945664.9069 | 0 | 113624.6769 | 2395.4566 | 79501.2391 | 501837.0084 | 116884.6496 | 185016.0613 | 31710.7024 | 97.3874 | 31613.315 | 0 | 858.9226 | 683.4696
WtrCldScrewChlr-0.748kwpton-VarSpd | DEER2023 |  | 2022-03-15 00:41:21+00 | Any | ECC | Old | CZ03 | cWVVG | Cap-Tons | 1 | 299999.5938 | None | 2506809.519 | 784749.5 | 945664.9069 | 0 | 192675.7121 | 2413.5845 | 79468.6382 | 501837.0802 | 116884.6496 | 185016.0613 | 31710.7024 | 97.3874 | 31613.315 | 0 | 966.0107 | 773.0846
AirCldRecipChlr-0.95kwpton | DEER2023 |  | 2022-03-14 18:21:41+00 | Any | ECC | Old | CZ04 | cAVVG | Cap-Tons | 758.7569 | 299999.5938 | None | 2762212.1478 | 784749.5 | 943359.8519 | 0 | 466578.8073 | 0 | 36067.1188 | 531457.1518 | 166114.6939 | 144035.4119 | 28796.1789 | 97.3874 | 28698.798 | 0 | 1195.5149 | 964.2462
AirCldRecipChlr-1.407kwpton | DEER2023 |  | 2022-03-14 18:21:41+00 | Any | ECC | Old | CZ04 | cAVVG | Cap-Tons | 1 | 299999.5938 | None | 2986660.7596 | 784749.5 | 943359.8519 | 0 | 691027.9174 | 0 | 36067.1188 | 531457.1518 | 166114.6939 | 144035.4119 | 28796.1789 | 97.3874 | 28698.798 | 0 | 1437.3909 | 1167.1884
AirCldScrewChlr-0.95kwpton | DEER2023 |  | 2022-03-14 19:29:42+00 | Any | ECC | Old | CZ04 | cAVVG | Cap-Tons | 758.7569 | 299999.5938 | None | 2867873.677 | 784749.5 | 943359.8519 | 0 | 571447.3746 | 0 | 36855.9822 | 531461.736 | 166114.6939 | 144035.4119 | 28795.9624 | 97.3874 | 28698.5888 | 0 | 1221.7963 | 994.7657
AirCldScrewChlr-1.407kwpton | DEER2023 |  | 2022-03-14 19:29:42+00 | Any | ECC | Old | CZ04 | cAVVG | Cap-Tons | 1 | 299999.5938 | None | 3142770.6154 | 784749.5 | 943359.8519 | 0 | 846343.3916 | 0 | 36855.9822 | 531461.736 | 166114.6939 | 144035.4119 | 28795.9624 | 97.3874 | 28698.5888 | 0 | 1476.2801 | 1212.383
AirCldScrewChlr-0.99kwpton-VarSpd | DEER2023 |  | 2022-03-14 20:36:10+00 | Any | ECC | Old | CZ04 | cAVVG | Cap-Tons | 758.7569 | 299999.5938 | None | 2891934.8248 | 784749.5 | 943359.8519 | 0 | 595508.1789 | 0 | 36855.9822 | 531461.736 | 166114.6939 | 144035.4119 | 28795.9624 | 97.3874 | 28698.5888 | 0 | 1244.0707 | 1013.8127
AirCldScrewChlr-1.407kwpton-VarSpd | DEER2023 |  | 2022-03-14 20:36:10+00 | Any | ECC | Old | CZ04 | cAVVG | Cap-Tons | 1 | 299999.5938 | None | 3142770.6154 | 784749.5 | 943359.8519 | 0 | 846343.3916 | 0 | 36855.9822 | 531461.736 | 166114.6939 | 144035.4119 | 28795.9624 | 97.3874 | 28698.5888 | 0 | 1476.2801 | 1212.383
WtrCldCentChlr-Conv-0.42kwpton | DEER2023 |  | 2022-03-14 21:09:18+00 | Any | ECC | Old | CZ04 | cWVVG | Cap-Tons | 760.008 | 299999.5938 | None | 2753368.8289 | 784749.5 | 943359.8519 | 0 | 357186.1671 | 6090.1042 | 130525.9325 | 531458.6206 | 166114.6939 | 144035.4119 | 28796.1502 | 97.3874 | 28698.7761 | 0 | 985.5448 | 807.8057
WtrCldCentChlr-Conv-0.748kwpton | DEER2023 |  | 2022-03-14 21:09:18+00 | Any | ECC | Old | CZ04 | cWVVG | Cap-Tons | 1 | 299999.5938 | None | 3032128.2749 | 784749.5 | 943359.8519 | 0 | 635837.8646 | 6350.7666 | 130372.1902 | 531458.6206 | 166114.6939 | 144035.4119 | 28796.1502 | 97.3874 | 28698.7761 | 0 | 1175.5463 | 978.9355
WtrCldCentChlr-Conv-1Cmp-0.439kwpton-VarSpd-CndRlf | DEER2023 |  | 2022-03-14 22:16:50+00 | Any | ECC | Old | CZ04 | cWVVG | Cap-Tons | 760.008 | 299999.5938 | None | 2596337.0402 | 784749.5 | 943359.8519 | 0 | 187562.6255 | 19467.9149 | 129740.7106 | 531457.0723 | 166114.6939 | 144035.4119 | 28796.1915 | 97.3874 | 28698.816 | 0 | 921.5977 | 737.9685
WtrCldCentChlr-Conv-1Cmp-0.748kwpton-VarSpd-CndRlf | DEER2023 |  | 2022-03-14 22:16:50+00 | Any | ECC | Old | CZ04 | cWVVG | Cap-Tons | 1 | 299999.5938 | None | 2727972.7852 | 784749.5 | 943359.8519 | 0 | 319075.4637 | 19813.3393 | 129517.911 | 531457.0723 | 166114.6939 | 144035.4119 | 28796.1915 | 97.3874 | 28698.8179 | 0 | 1037.7918 | 834.1351
WtrCldCentChlr-NoFric-1Cmp-0.439kwpton-VarSpd-CndRlf | DEER2023 |  | 2022-03-14 22:54:12+00 | Any | ECC | Old | CZ04 | cWVVG | Cap-Tons | 760.008 | 299999.5938 | None | 2598324.5729 | 784749.5 | 943359.8519 | 0 | 188838.7757 | 19557.7243 | 130360.8788 | 531458.3672 | 166114.6939 | 144035.4119 | 28796.1589 | 97.3874 | 28698.778 | 0 | 937.6901 | 754.1287
WtrCldCentChlr-NoFric-1Cmp-0.748kwpton-VarSpd-CndRlf | DEER2023 |  | 2022-03-14 22:54:12+00 | Any | ECC | Old | CZ04 | cWVVG | Cap-Tons | 1 | 299999.5938 | None | 2730917.6019 | 784749.5 | 943359.8519 | 0 | 321425.6142 | 19941.3512 | 129983.8612 | 531458.3672 | 166114.6939 | 144035.4119 | 28796.1589 | 97.3874 | 28698.778 | 0 | 1065.2297 | 861.679
WtrCldCentChlr-NoFric-2Cmp-0.439kwpton-VarSpd-CndRlf | DEER2023 |  | 2022-03-14 23:25:13+00 | Any | ECC | Old | CZ04 | cWVVG | Cap-Tons | 760.008 | 299999.5938 | None | 2599901.148 | 784749.5 | 943359.8519 | 0 | 190816.0199 | 19581.5239 | 129936.7437 | 531458.3672 | 166114.6939 | 144035.4119 | 28796.1589 | 97.3874 | 28698.778 | 0 | 941.632 | 758.2765
WtrCldCentChlr-NoFric-2Cmp-0.748kwpton-VarSpd-CndRlf | DEER2023 |  | 2022-03-14 23:25:13+00 | Any | ECC | Old | CZ04 | cWVVG | Cap-Tons | 1 | 299999.5938 | None | 2734052.5771 | 784749.5 | 943359.8519 | 0 | 324862.5973 | 19983.907 | 129639.5902 | 531458.3672 | 166114.6939 | 144035.4119 | 28796.1589 | 97.3874 | 28698.778 | 0 | 1071.948 | 868.7463
WtrCldRecipChlr-0.42kwpton | DEER2023 |  | 2022-03-14 23:49:47+00 | Any | ECC | Old | CZ04 | cWVVG | Cap-Tons | 760.008 | 299999.5938 | None | 2680294.493 | 784749.5 | 943359.8519 | 0 | 279430.2022 | 6170.0451 | 135116.742 | 531469.0048 | 166114.7918 | 144035.4292 | 28795.6088 | 97.3874 | 28698.2214 | 0 | 972.7288 | 791.5503
WtrCldRecipChlr-0.748kwpton | DEER2023 |  | 2022-03-14 23:49:47+00 | Any | ECC | Old | CZ04 | cWVVG | Cap-Tons | 1 | 299999.5938 | None | 2897828.8187 | 784749.5 | 943359.8519 | 0 | 497025.1625 | 6362.257 | 134863.4271 | 531469.0048 | 166114.714 | 144035.4292 | 28795.6015 | 97.3874 | 28698.2214 | 0 | 1152.8304 | 949.7289
WtrCldScrewChlr-0.42kwpton | DEER2023 |  | 2022-03-15 00:09:29+00 | Any | ECC | Old | CZ04 | cWVVG | Cap-Tons | 760.008 | 299999.5938 | None | 2686488.4241 | 784749.5 | 943359.8519 | 0 | 285958.6568 | 6234.5781 | 134717.0004 | 531469.0048 | 166114.7918 | 144035.4292 | 28795.6088 | 97.3874 | 28698.2279 | 0 | 991.8357 | 810.71
WtrCldScrewChlr-0.748kwpton | DEER2023 |  | 2022-03-15 00:09:29+00 | Any | ECC | Old | CZ04 | cWVVG | Cap-Tons | 1 | 299999.5938 | None | 2906838.5715 | 784749.5 | 943359.8519 | 0 | 506427.3003 | 6473.9497 | 134359.4252 | 531469.0048 | 166114.7918 | 144035.4292 | 28795.6088 | 97.3874 | 28698.2279 | 0 | 1186.8546 | 983.8376
WtrCldScrewChlr-0.439kwpton-VarSpd | DEER2023 |  | 2022-03-15 00:41:21+00 | Any | ECC | Old | CZ04 | cWVVG | Cap-Tons | 760.008 | 299999.5938 | None | 2629996.8959 | 784749.5 | 943359.8519 | 0 | 229525.353 | 6032.3862 | 134862.3178 | 531468.9818 | 166114.7918 | 144035.4292 | 28795.6088 | 97.3874 | 28698.2206 | 0 | 948.165 | 762.6166
WtrCldScrewChlr-0.748kwpton-VarSpd | DEER2023 |  | 2022-03-15 00:41:21+00 | Any | ECC | Old | CZ04 | cWVVG | Cap-Tons | 1 | 299999.5938 | None | 2790069.4114 | 784749.5 | 943359.8519 | 0 | 389841.3045 | 6111.385 | 134539.5419 | 531469.0048 | 166114.7918 | 144035.4292 | 28795.6088 | 97.3874 | 28698.2187 | 0 | 1093.2012 | 884.8119
AirCldRecipChlr-0.95kwpton | DEER2023 |  | 2022-03-14 18:21:41+00 | Any | ECC | Old | CZ05 | cAVVG | Cap-Tons | 538.7232 | 299999.5938 | None | 2522439.9499 | 784749.5 | 943354.2413 | 0 | 261286.2803 | 0 | 22856.8717 | 510193.0979 | 125814.0094 | 173292.5405 | 28943.7449 | 97.3874 | 28846.3724 | 0 | 966.7138 | 677.167
AirCldRecipChlr-1.407kwpton | DEER2023 |  | 2022-03-14 18:21:41+00 | Any | ECC | Old | CZ05 | cAVVG | Cap-Tons | 1 | 299999.5938 | None | 2648132.0094 | 784749.5 | 943354.2413 | 0 | 386978.6607 | 0 | 22856.8717 | 510193.0979 | 125814.0094 | 173292.5405 | 28943.7449 | 97.3874 | 28846.3724 | 0 | 1110.9696 | 758.9461
AirCldScrewChlr-0.95kwpton | DEER2023 |  | 2022-03-14 19:29:42+00 | Any | ECC | Old | CZ05 | cAVVG | Cap-Tons | 538.7232 | 299999.5938 | None | 2587863.3955 | 784749.5 | 943354.2413 | 0 | 325943.9526 | 0 | 23619.243 | 510196.2811 | 125815.2019 | 173292.5405 | 28943.7077 | 97.3874 | 28846.334 | 0 | 985.8156 | 699.5675
AirCldScrewChlr-1.407kwpton | DEER2023 |  | 2022-03-14 19:29:42+00 | Any | ECC | Old | CZ05 | cAVVG | Cap-Tons | 1 | 299999.5938 | None | 2744658.8657 | 784749.5 | 943354.2413 | 0 | 482740.1222 | 0 | 23619.243 | 510196.2811 | 125815.2019 | 173292.5405 | 28943.7077 | 97.3874 | 28846.334 | 0 | 1139.2494 | 792.144
AirCldScrewChlr-0.99kwpton-VarSpd | DEER2023 |  | 2022-03-14 20:36:10+00 | Any | ECC | Old | CZ05 | cAVVG | Cap-Tons | 538.7232 | 299999.5938 | None | 2601587.1555 | 784749.5 | 943354.2413 | 0 | 339667.9231 | 0 | 23619.243 | 510196.2811 | 125815.2019 | 173292.5405 | 28943.7077 | 97.3874 | 28846.334 | 0 | 999.2452 | 707.6707
AirCldScrewChlr-1.407kwpton-VarSpd | DEER2023 |  | 2022-03-14 20:36:10+00 | Any | ECC | Old | CZ05 | cAVVG | Cap-Tons | 1 | 299999.5938 | None | 2744658.8657 | 784749.5 | 943354.2413 | 0 | 482740.1222 | 0 | 23619.243 | 510196.2811 | 125815.2019 | 173292.5405 | 28943.7077 | 97.3874 | 28846.334 | 0 | 1139.2494 | 792.144
WtrCldCentChlr-Conv-0.42kwpton | DEER2023 |  | 2022-03-14 21:09:18+00 | Any | ECC | Old | CZ05 | cWVVG | Cap-Tons | 538.7232 | 299999.5938 | None | 2530713.8007 | 784749.5 | 943354.2413 | 0 | 210979.1158 | 3176.5944 | 78267.6603 | 510187.3055 | 125812.6297 | 173292.5405 | 28943.7741 | 97.3874 | 28846.3943 | 0 | 874.3859 | 646.9413
WtrCldCentChlr-Conv-0.748kwpton | DEER2023 |  | 2022-03-14 21:09:18+00 | Any | ECC | Old | CZ05 | cWVVG | Cap-Tons | 1 | 299999.5938 | None | 2695444.221 | 784749.5 | 943354.2413 | 0 | 375640.0755 | 3321.7569 | 78191.6011 | 510187.3055 | 125812.6297 | 173292.5405 | 28943.7741 | 97.3874 | 28846.3943 | 0 | 1010.2134 | 736.762
WtrCldCentChlr-Conv-1Cmp-0.439kwpton-VarSpd-CndRlf | DEER2023 |  | 2022-03-14 22:16:50+00 | Any | ECC | Old | CZ05 | cWVVG | Cap-Tons | 538.7232 | 299999.5938 | None | 2436061 | 784749.5 | 943354.2413 | 0 | 111293.6499 | 8564.1767 | 77913.0731 | 510187.3078 | 125812.6297 | 173292.5405 | 28943.7657 | 97.3874 | 28846.3951 | 0 | 823.0076 | 603.8805
WtrCldCentChlr-Conv-1Cmp-0.748kwpton-VarSpd-CndRlf | DEER2023 |  | 2022-03-14 22:16:50+00 | Any | ECC | Old | CZ05 | cWVVG | Cap-Tons | 1 | 299999.5938 | None | 2514181.0718 | 784749.5 | 943354.2413 | 0 | 189443.1268 | 8659.1907 | 77788.1841 | 510187.3078 | 125812.6297 | 173292.5405 | 28943.773 | 97.3874 | 28846.3932 | 0 | 905.7008 | 652.5628
WtrCldCentChlr-NoFric-1Cmp-0.439kwpton-VarSpd-CndRlf | DEER2023 |  | 2022-03-14 22:54:12+00 | Any | ECC | Old | CZ05 | cWVVG | Cap-Tons | 538.7232 | 299999.5938 | None | 2438546.8175 | 784749.5 | 943354.2413 | 0 | 113544.5168 | 8603.1399 | 78107.9557 | 510187.3055 | 125812.6297 | 173292.5405 | 28943.7722 | 97.3874 | 28846.3924 | 0 | 833.8439 | 610.5578
WtrCldCentChlr-NoFric-1Cmp-0.748kwpton-VarSpd-CndRlf | DEER2023 |  | 2022-03-14 22:54:12+00 | Any | ECC | Old | CZ05 | cWVVG | Cap-Tons | 1 | 299999.5938 | None | 2518259.5896 | 784749.5 | 943354.2413 | 0 | 193355.7733 | 8717.8494 | 77894.8591 | 510187.3055 | 125812.6297 | 173292.529 | 28943.7722 | 97.3874 | 28846.3913 | 0 | 924.1789 | 663.9611
WtrCldCentChlr-NoFric-2Cmp-0.439kwpton-VarSpd-CndRlf | DEER2023 |  | 2022-03-14 23:25:13+00 | Any | ECC | Old | CZ05 | cWVVG | Cap-Tons | 538.7232 | 299999.5938 | None | 2440185.3482 | 784749.5 | 943354.2413 | 0 | 115290.3823 | 8617.2897 | 77986.8511 | 510187.3055 | 125812.6297 | 173292.5405 | 28943.7722 | 97.3874 | 28846.3924 | 0 | 836.6142 | 612.5506
WtrCldCentChlr-NoFric-2Cmp-0.748kwpton-VarSpd-CndRlf | DEER2023 |  | 2022-03-14 23:25:13+00 | Any | ECC | Old | CZ05 | cWVVG | Cap-Tons | 1 | 299999.5938 | None | 2521135.1453 | 784749.5 | 943354.2413 | 0 | 196338.4785 | 8741.883 | 77763.8526 | 510187.3055 | 125812.6297 | 173292.5405 | 28943.7722 | 97.3874 | 28846.3924 | 0 | 928.899 | 667.3566
WtrCldRecipChlr-0.42kwpton | DEER2023 |  | 2022-03-14 23:49:47+00 | Any | ECC | Old | CZ05 | cWVVG | Cap-Tons | 538.7232 | 299999.5938 | None | 2490240.471 | 784749.5 | 943354.2413 | 0 | 167792.0969 | 3212.0812 | 80927.9812 | 510204.9823 | 125818.0278 | 173292.5405 | 28943.6259 | 97.3874 | 28846.248 | 0 | 866.0659 | 637.3463
WtrCldRecipChlr-0.748kwpton | DEER2023 |  | 2022-03-14 23:49:47+00 | Any | ECC | Old | CZ05 | cWVVG | Cap-Tons | 1 | 299999.5938 | None | 2620872.114 | 784749.5 | 943354.2413 | 0 | 298491.4847 | 3318.6818 | 80753.7449 | 510204.9823 | 125818.0278 | 173292.5405 | 28943.6259 | 97.3874 | 28846.248 | 0 | 995.4028 | 718.0262
WtrCldScrewChlr-0.42kwpton | DEER2023 |  | 2022-03-15 00:09:29+00 | Any | ECC | Old | CZ05 | cWVVG | Cap-Tons | 538.7232 | 299999.5938 | None | 2496668.4679 | 784749.5 | 943354.2413 | 0 | 174362.4888 | 3249.4871 | 80747.8465 | 510205.1485 | 125818.1815 | 173292.6244 | 28943.6259 | 97.3874 | 28846.2534 | 0 | 881.0328 | 647.9757
WtrCldScrewChlr-0.748kwpton | DEER2023 |  | 2022-03-15 00:09:29+00 | Any | ECC | Old | CZ05 | cWVVG | Cap-Tons | 1 | 299999.5938 | None | 2631110.0399 | 784749.5 | 943354.2413 | 0 | 308988.6027 | 3383.7457 | 80428.6567 | 510205.1485 | 125818.1815 | 173292.6244 | 28943.6259 | 97.3874 | 28846.2461 | 0 | 1022.0609 | 736.8268
WtrCldScrewChlr-0.439kwpton-VarSpd | DEER2023 |  | 2022-03-15 00:41:21+00 | Any | ECC | Old | CZ05 | cWVVG | Cap-Tons | 538.7232 | 299999.5938 | None | 2461017.3776 | 784749.5 | 943354.2413 | 0 | 138821.6207 | 3138.7318 | 80742.8938 | 510209.9851 | 125820.3475 | 173292.6244 | 28943.6068 | 97.3874 | 28846.2323 | 0 | 850.9227 | 622.3374
WtrCldScrewChlr-0.748kwpton-VarSpd | DEER2023 |  | 2022-03-15 00:41:21+00 | Any | ECC | Old | CZ05 | cWVVG | Cap-Tons | 1 | 299999.5938 | None | 2557897.507 | 784749.5 | 943354.2413 | 0 | 235865.3721 | 3185.4519 | 80532.5625 | 510209.9851 | 125820.3475 | 173292.6244 | 28943.6078 | 97.3874 | 28846.2342 | 0 | 956.8423 | 684.448
AirCldRecipChlr-0.95kwpton | DEER2023 |  | 2022-03-14 18:21:41+00 | Any | ECC | Old | CZ06 | cAVVG | Cap-Tons | 787.1886 | 299999.5938 | None | 2874915.5697 | 784749.5 | 938572.2775 | 0 | 582585.3355 | 0 | 41254.3341 | 527753.8161 | 191158.9636 | 70035.4039 | 18296.2638 | 97.3874 | 18198.8737 | 0 | 1051.261 | 843.1649
AirCldRecipChlr-1.407kwpton | DEER2023 |  | 2022-03-14 18:21:41+00 | Any | ECC | Old | CZ06 | cAVVG | Cap-Tons | 1 | 299999.5938 | None | 3155169.7343 | 784749.5 | 938572.2775 | 0 | 862839.3529 | 0 | 41254.3341 | 527753.8161 | 191158.9636 | 70035.4039 | 18296.2638 | 97.3874 | 18198.8737 | 0 | 1234.2491 | 1000.7823
AirCldScrewChlr-0.95kwpton | DEER2023 |  | 2022-03-14 19:29:42+00 | Any | ECC | Old | CZ06 | cAVVG | Cap-Tons | 787.1886 | 299999.5938 | None | 3018261.4095 | 784749.5 | 938572.2775 | 0 | 724334.6502 | 0 | 42846.1158 | 527758.3431 | 191158.9797 | 70035.4039 | 18296.0276 | 97.3874 | 18198.6376 | 0 | 1089.0128 | 880.1939
AirCldScrewChlr-1.407kwpton | DEER2023 |  | 2022-03-14 19:29:42+00 | Any | ECC | Old | CZ06 | cAVVG | Cap-Tons | 1 | 299999.5938 | None | 3366704.0036 | 784749.5 | 938572.2775 | 0 | 1072777.8623 | 0 | 42846.1158 | 527758.3431 | 191158.9797 | 70035.4039 | 18296.0276 | 97.3874 | 18198.6376 | 0 | 1290.1586 | 1054.4135
AirCldScrewChlr-0.99kwpton-VarSpd | DEER2023 |  | 2022-03-14 20:36:10+00 | Any | ECC | Old | CZ06 | cAVVG | Cap-Tons | 787.1886 | 299999.5938 | None | 3048758.6836 | 784749.5 | 938572.2775 | 0 | 754832.7846 | 0 | 42846.1158 | 527758.3431 | 191158.9797 | 70035.4039 | 18296.0276 | 97.3874 | 18198.6376 | 0 | 1106.6184 | 895.4428
AirCldScrewChlr-1.407kwpton-VarSpd | DEER2023 |  | 2022-03-14 20:36:10+00 | Any | ECC | Old | CZ06 | cAVVG | Cap-Tons | 1 | 299999.5938 | None | 3366704.0036 | 784749.5 | 938572.2775 | 0 | 1072777.8623 | 0 | 42846.1158 | 527758.3431 | 191158.9797 | 70035.4039 | 18296.0276 | 97.3874 | 18198.6376 | 0 | 1290.1586 | 1054.4135
WtrCldCentChlr-Conv-0.42kwpton | DEER2023 |  | 2022-03-14 21:09:18+00 | Any | ECC | Old | CZ06 | cWVVG | Cap-Tons | 787.1886 | 299999.5938 | None | 2893739.7474 | 784749.5 | 938572.2775 | 0 | 470680.9442 | 10011.2664 | 161968.3098 | 527757.1004 | 191158.9797 | 70035.4039 | 18296.1467 | 97.3874 | 18198.7569 | 0 | 955.8568 | 761.7306
WtrCldCentChlr-Conv-0.748kwpton | DEER2023 |  | 2022-03-14 21:09:18+00 | Any | ECC | Old | CZ06 | cWVVG | Cap-Tons | 1 | 299999.5938 | None | 3261475.1292 | 784749.5 | 938572.2775 | 0 | 838032.0471 | 10462.2828 | 161901.7543 | 527757.1004 | 191158.9797 | 70035.4039 | 18296.1467 | 97.3874 | 18198.7569 | 0 | 1138.3205 | 919.6425
WtrCldCentChlr-Conv-1Cmp-0.439kwpton-VarSpd-CndRlf | DEER2023 |  | 2022-03-14 22:16:50+00 | Any | ECC | Old | CZ06 | cWVVG | Cap-Tons | 787.1886 | 299999.5938 | None | 2695184.0175 | 784749.5 | 938572.2775 | 0 | 250481.1193 | 32506.6653 | 161118.2404 | 527756.2624 | 191158.9797 | 70035.4039 | 18296.1877 | 97.3874 | 18198.7976 | 0 | 883.7771 | 696.3091
WtrCldCentChlr-Conv-1Cmp-0.748kwpton-VarSpd-CndRlf | DEER2023 |  | 2022-03-14 22:16:50+00 | Any | ECC | Old | CZ06 | cWVVG | Cap-Tons | 1 | 299999.5938 | None | 2871466.807 | 784749.5 | 938572.2775 | 0 | 426263.4633 | 33308.4847 | 160816.5308 | 527756.2624 | 191158.9797 | 70035.4039 | 18296.1877 | 97.3874 | 18198.7976 | 0 | 986.3884 | 783.752
WtrCldCentChlr-NoFric-1Cmp-0.439kwpton-VarSpd-CndRlf | DEER2023 |  | 2022-03-14 22:54:12+00 | Any | ECC | Old | CZ06 | cWVVG | Cap-Tons | 787.1886 | 299999.5938 | None | 2698784.3701 | 784749.5 | 938572.2775 | 0 | 253281.6457 | 32602.7624 | 161821.3175 | 527756.9923 | 191158.9797 | 70035.4039 | 18296.149 | 97.3874 | 18198.7569 | 0 | 902.1969 | 709.7033
WtrCldCentChlr-NoFric-1Cmp-0.748kwpton-VarSpd-CndRlf | DEER2023 |  | 2022-03-14 22:54:12+00 | Any | ECC | Old | CZ06 | cWVVG | Cap-Tons | 1 | 299999.5938 | None | 2877225.4011 | 784749.5 | 938572.2775 | 0 | 431205.5257 | 33439.4233 | 161501.4496 | 527757.0059 | 191158.9797 | 70035.4039 | 18296.149 | 97.3874 | 18198.7569 | 0 | 1017.8237 | 806.0451
WtrCldCentChlr-NoFric-2Cmp-0.439kwpton-VarSpd-CndRlf | DEER2023 |  | 2022-03-14 23:25:13+00 | Any | ECC | Old | CZ06 | cWVVG | Cap-Tons | 787.1886 | 299999.5938 | None | 2701940.2116 | 784749.5 | 938572.2775 | 0 | 256642.658 | 32632.1889 | 161586.8202 | 527756.9923 | 191158.9797 | 70035.4039 | 18296.149 | 97.3874 | 18198.7569 | 0 | 906.8778 | 713.5597
WtrCldCentChlr-NoFric-2Cmp-0.748kwpton-VarSpd-CndRlf | DEER2023 |  | 2022-03-14 23:25:13+00 | Any | ECC | Old | CZ06 | cWVVG | Cap-Tons | 1 | 299999.5938 | None | 2882812.0761 | 784749.5 | 938572.2775 | 0 | 436964.4378 | 33489.6801 | 161278.7139 | 527757.0059 | 191158.9797 | 70035.4039 | 18296.149 | 97.3874 | 18198.7569 | 0 | 1025.8261 | 812.6254
WtrCldRecipChlr-0.42kwpton | DEER2023 |  | 2022-03-14 23:49:47+00 | Any | ECC | Old | CZ06 | cWVVG | Cap-Tons | 787.1886 | 299999.5938 | None | 2803226.8003 | 784749.5 | 938572.2775 | 0 | 371397.5351 | 10214.0394 | 170526.7548 | 527766.5127 | 191160.5413 | 70035.3989 | 18295.4599 | 97.3874 | 18198.07 | 0 | 938.3958 | 751.6502
WtrCldRecipChlr-0.748kwpton | DEER2023 |  | 2022-03-14 23:49:47+00 | Any | ECC | Old | CZ06 | cWVVG | Cap-Tons | 1 | 299999.5938 | None | 3092853.4753 | 784749.5 | 938572.2775 | 0 | 660895.6283 | 10540.5956 | 170329.0726 | 527766.5127 | 191160.5413 | 70035.3989 | 18295.4599 | 97.3874 | 18198.07 | 0 | 1107.295 | 893.7244
WtrCldScrewChlr-0.42kwpton | DEER2023 |  | 2022-03-15 00:09:29+00 | Any | ECC | Old | CZ06 | cWVVG | Cap-Tons | 787.1886 | 299999.5938 | None | 2819043.0565 | 784749.5 | 938572.2775 | 0 | 387486.9287 | 10305.3946 | 170162.3359 | 527766.5127 | 191160.5413 | 70035.3989 | 18295.4599 | 97.3874 | 18198.07 | 0 | 960.8975 | 772.3726
WtrCldScrewChlr-0.748kwpton | DEER2023 |  | 2022-03-15 00:09:29+00 | Any | ECC | Old | CZ06 | cWVVG | Cap-Tons | 1 | 299999.5938 | None | 3119105.2673 | 784749.5 | 938572.2775 | 0 | 687478.4755 | 10700.9022 | 169837.0228 | 527766.5127 | 191160.5413 | 70035.3989 | 18295.4599 | 97.3874 | 18198.07 | 0 | 1147.3707 | 930.6273
WtrCldScrewChlr-0.439kwpton-VarSpd | DEER2023 |  | 2022-03-15 00:41:21+00 | Any | ECC | Old | CZ06 | cWVVG | Cap-Tons | 787.1886 | 299999.5938 | None | 2738156.5854 | 784749.5 | 938572.2775 | 0 | 306739.997 | 10010.9528 | 170317.7083 | 527766.5127 | 191160.5413 | 70035.3989 | 18295.4599 | 97.3874 | 18198.0713 | 0 | 906.6801 | 717.2875
WtrCldScrewChlr-0.748kwpton-VarSpd | DEER2023 |  | 2022-03-15 00:41:21+00 | Any | ECC | Old | CZ06 | cWVVG | Cap-Tons | 1 | 299999.5938 | None | 2952755.4702 | 784749.5 | 938572.2775 | 0 | 521531.3264 | 10169.6367 | 169966.4013 | 527766.5127 | 191160.5413 | 70035.3989 | 18295.4599 | 97.3874 | 18198.0713 | 0 | 1036.5851 | 821.148
AirCldRecipChlr-0.95kwpton | DEER2023 |  | 2022-03-14 18:21:41+00 | Any | ECC | Old | CZ07 | cAVVG | Cap-Tons | 742.2277 | 299999.5938 | None | 2723532.3459 | 784749.5 | 927523.5945 | 0 | 467937.78 | 0 | 30869.5443 | 512452.3342 | 191131.4365 | 57237.8554 | 14649.6675 | 97.3874 | 14552.271 | 0 | 1011.836 | 785.7053
AirCldRecipChlr-1.407kwpton | DEER2023 |  | 2022-03-14 18:21:41+00 | Any | ECC | Old | CZ07 | cAVVG | Cap-Tons | 1 | 299999.5938 | None | 2948635.469 | 784749.5 | 927523.5945 | 0 | 693040.3657 | 0 | 30869.5443 | 512452.3342 | 191131.4365 | 57237.8554 | 14649.6675 | 97.3874 | 14552.271 | 0 | 1184.0292 | 924.2217
AirCldScrewChlr-0.95kwpton | DEER2023 |  | 2022-03-14 19:29:42+00 | Any | ECC | Old | CZ07 | cAVVG | Cap-Tons | 742.2277 | 299999.5938 | None | 2860375.6453 | 784749.5 | 927523.5945 | 0 | 603876.9711 | 0 | 31773.4919 | 512452.171 | 191131.4365 | 57237.8554 | 14649.6708 | 97.3874 | 14552.2807 | 0 | 1043.455 | 815.5001
AirCldScrewChlr-1.407kwpton | DEER2023 |  | 2022-03-14 19:29:42+00 | Any | ECC | Old | CZ07 | cAVVG | Cap-Tons | 1 | 299999.5938 | None | 3150872.3333 | 784749.5 | 927523.5945 | 0 | 894373.5125 | 0 | 31773.4919 | 512452.171 | 191131.4365 | 57237.8554 | 14649.6708 | 97.3874 | 14552.2807 | 0 | 1230.8833 | 967.278
AirCldScrewChlr-0.99kwpton-VarSpd | DEER2023 |  | 2022-03-14 20:36:10+00 | Any | ECC | Old | CZ07 | cAVVG | Cap-Tons | 742.2277 | 299999.5938 | None | 2885801.7757 | 784749.5 | 927523.5945 | 0 | 629303.4299 | 0 | 31773.4919 | 512452.171 | 191131.4365 | 57237.8554 | 14649.6708 | 97.3874 | 14552.2807 | 0 | 1059.8601 | 828.7847
AirCldScrewChlr-1.407kwpton-VarSpd | DEER2023 |  | 2022-03-14 20:36:10+00 | Any | ECC | Old | CZ07 | cAVVG | Cap-Tons | 1 | 299999.5938 | None | 3150872.3333 | 784749.5 | 927523.5945 | 0 | 894373.5125 | 0 | 31773.4919 | 512452.171 | 191131.4365 | 57237.8554 | 14649.6708 | 97.3874 | 14552.2807 | 0 | 1230.8833 | 967.278
WtrCldCentChlr-Conv-0.42kwpton | DEER2023 |  | 2022-03-14 21:09:18+00 | Any | ECC | Old | CZ07 | cWVVG | Cap-Tons | 742.2277 | 299999.5938 | None | 2780389.998 | 784749.5 | 927523.5945 | 0 | 405929.9318 | 6675.2461 | 143058.5572 | 512452.54 | 191131.4365 | 57237.8554 | 14649.6573 | 97.3874 | 14552.2629 | 0 | 923.2077 | 723.9451
WtrCldCentChlr-Conv-0.748kwpton | DEER2023 |  | 2022-03-14 21:09:18+00 | Any | ECC | Old | CZ07 | cWVVG | Cap-Tons | 1 | 299999.5938 | None | 3097448.8242 | 784749.5 | 927523.5945 | 0 | 722717.8059 | 6975.126 | 143030.0719 | 512452.54 | 191131.4365 | 57237.8554 | 14649.6573 | 97.3874 | 14552.2629 | 0 | 1095.9847 | 868.9312
WtrCldCentChlr-Conv-1Cmp-0.439kwpton-VarSpd-CndRlf | DEER2023 |  | 2022-03-14 22:16:50+00 | Any | ECC | Old | CZ07 | cWVVG | Cap-Tons | 742.2277 | 299999.5938 | None | 2594909.1868 | 784749.5 | 927523.5945 | 0 | 205713.4808 | 21885.1322 | 142584.6284 | 512452.5065 | 191131.4365 | 57237.8554 | 14649.6594 | 97.3874 | 14552.2693 | 0 | 857.8179 | 670.6754
WtrCldCentChlr-Conv-1Cmp-0.748kwpton-VarSpd-CndRlf | DEER2023 |  | 2022-03-14 22:16:50+00 | Any | ECC | Old | CZ07 | cWVVG | Cap-Tons | 1 | 299999.5938 | None | 2739351.1951 | 784749.5 | 927523.5945 | 0 | 350129.7295 | 22196.2108 | 142299.667 | 512452.5065 | 191131.4365 | 57237.8554 | 14649.6594 | 97.3874 | 14552.2693 | 0 | 956.7998 | 754.1674
WtrCldCentChlr-NoFric-1Cmp-0.439kwpton-VarSpd-CndRlf | DEER2023 |  | 2022-03-14 22:54:12+00 | Any | ECC | Old | CZ07 | cWVVG | Cap-Tons | 742.2277 | 299999.5938 | None | 2590471.6144 | 784749.5 | 927523.5945 | 0 | 200811.0116 | 21955.6411 | 142979.8157 | 512452.54 | 191131.4365 | 57237.8554 | 14649.6573 | 97.3874 | 14552.2629 | 0 | 873.9155 | 682.1294
WtrCldCentChlr-NoFric-1Cmp-0.748kwpton-VarSpd-CndRlf | DEER2023 |  | 2022-03-14 22:54:12+00 | Any | ECC | Old | CZ07 | cWVVG | Cap-Tons | 1 | 299999.5938 | None | 2731639.8943 | 784749.5 | 927523.5945 | 0 | 341944.419 | 22281.91 | 142687.9192 | 512452.54 | 191131.4365 | 57237.8554 | 14649.6573 | 97.3874 | 14552.2629 | 0 | 984.3597 | 773.8279
WtrCldCentChlr-NoFric-2Cmp-0.439kwpton-VarSpd-CndRlf | DEER2023 |  | 2022-03-14 23:25:13+00 | Any | ECC | Old | CZ07 | cWVVG | Cap-Tons | 742.2277 | 299999.5938 | None | 2591619.0963 | 784749.5 | 927523.5945 | 0 | 202035.8418 | 21979.1301 | 142878.4751 | 512452.54 | 191131.4365 | 57237.8554 | 14649.6573 | 97.3874 | 14552.2629 | 0 | 878.1496 | 685.0905
WtrCldCentChlr-NoFric-2Cmp-0.748kwpton-VarSpd-CndRlf | DEER2023 |  | 2022-03-14 23:25:13+00 | Any | ECC | Old | CZ07 | cWVVG | Cap-Tons | 1 | 299999.5938 | None | 2733569.8977 | 784749.5 | 927523.5945 | 0 | 344048.605 | 22321.6631 | 142474.2538 | 512452.54 | 191131.4365 | 57237.8554 | 14649.6573 | 97.3874 | 14552.2629 | 0 | 991.6059 | 778.8934
WtrCldRecipChlr-0.42kwpton | DEER2023 |  | 2022-03-14 23:49:47+00 | Any | ECC | Old | CZ07 | cWVVG | Cap-Tons | 742.2277 | 299999.5938 | None | 2686308.7696 | 784749.5 | 927523.5945 | 0 | 306132.6585 | 6780.4765 | 148671.5331 | 512451.2171 | 191131.4365 | 57237.853 | 14649.711 | 97.3874 | 14552.3166 | 0 | 907.8446 | 720.9307
WtrCldRecipChlr-0.748kwpton | DEER2023 |  | 2022-03-14 23:49:47+00 | Any | ECC | Old | CZ07 | cWVVG | Cap-Tons | 1 | 299999.5938 | None | 2924794.3602 | 784749.5 | 927523.5945 | 0 | 544558.7836 | 6971.2918 | 148539.5386 | 512451.2171 | 191131.4365 | 57237.853 | 14649.711 | 97.3874 | 14552.3166 | 0 | 1068.568 | 853.3287
WtrCldScrewChlr-0.42kwpton | DEER2023 |  | 2022-03-15 00:09:29+00 | Any | ECC | Old | CZ07 | cWVVG | Cap-Tons | 742.2277 | 299999.5938 | None | 2692646.2882 | 784749.5 | 927523.5945 | 0 | 312584.1413 | 6847.5995 | 148490.1699 | 512451.2171 | 191131.4365 | 57237.853 | 14649.711 | 97.3874 | 14552.3166 | 0 | 930.6364 | 742.5261
WtrCldScrewChlr-0.748kwpton | DEER2023 |  | 2022-03-15 00:09:29+00 | Any | ECC | Old | CZ07 | cWVVG | Cap-Tons | 1 | 299999.5938 | None | 2933344.1243 | 784749.5 | 927523.5945 | 0 | 553490.4787 | 7087.9742 | 148041.7815 | 512451.2171 | 191131.4365 | 57237.853 | 14649.711 | 97.3874 | 14552.3166 | 0 | 1109.1609 | 891.7911
WtrCldScrewChlr-0.439kwpton-VarSpd | DEER2023 |  | 2022-03-15 00:41:21+00 | Any | ECC | Old | CZ07 | cWVVG | Cap-Tons | 742.2277 | 299999.5938 | None | 2631877.5407 | 784749.5 | 927523.5945 | 0 | 251935.3729 | 6621.0518 | 148596.7875 | 512451.171 | 191131.4365 | 57237.853 | 14649.711 | 97.3874 | 14552.3187 | 0 | 882.5909 | 692.0736
WtrCldScrewChlr-0.748kwpton-VarSpd | DEER2023 |  | 2022-03-15 00:41:21+00 | Any | ECC | Old | CZ07 | cWVVG | Cap-Tons | 1 | 299999.5938 | None | 2807568.5515 | 784749.5 | 927523.5945 | 0 | 427909.2167 | 6686.8476 | 148248.7762 | 512451.171 | 191131.4365 | 57237.853 | 14649.711 | 97.3874 | 14552.3187 | 0 | 1009.6809 | 791.1016
AirCldRecipChlr-0.95kwpton | DEER2023 |  | 2022-03-14 18:21:41+00 | Any | ECC | Old | CZ08 | cAVVG | Cap-Tons | 828.5547 | 299999.5938 | None | 3031538.9546 | 784749.5 | 938829.1644 | 0 | 707494.2758 | 0 | 47462.3799 | 553003.7801 | 214160.3254 | 64749.3971 | 16957.344 | 97.3874 | 16859.9585 | 0 | 1185.3134 | 871.7614
AirCldRecipChlr-1.407kwpton | DEER2023 |  | 2022-03-14 18:21:41+00 | Any | ECC | Old | CZ08 | cAVVG | Cap-Tons | 1 | 299999.5938 | None | 3371879.9977 | 784749.5 | 938829.1644 | 0 | 1047836.3156 | 0 | 47462.3799 | 553003.7801 | 214160.3254 | 64749.3971 | 16957.344 | 97.3874 | 16859.9585 | 0 | 1423.3493 | 1038.5721
AirCldScrewChlr-0.95kwpton | DEER2023 |  | 2022-03-14 19:29:42+00 | Any | ECC | Old | CZ08 | cAVVG | Cap-Tons | 828.5546 | 299999.5938 | None | 3180346.3775 | 784749.5 | 938829.1644 | 0 | 855199.6621 | 0 | 48564.5531 | 553003.3604 | 214160.3254 | 64749.3971 | 16957.3693 | 97.3874 | 16859.978 | 0 | 1214.4367 | 900.0834
AirCldScrewChlr-1.407kwpton | DEER2023 |  | 2022-03-14 19:29:42+00 | Any | ECC | Old | CZ08 | cAVVG | Cap-Tons | 1 | 299999.5938 | None | 3591741.675 | 784749.5 | 938829.1644 | 0 | 1266595.6015 | 0 | 48564.5531 | 553003.3604 | 214160.3254 | 64749.3971 | 16957.3693 | 97.3874 | 16859.978 | 0 | 1466.4314 | 1080.4892
AirCldScrewChlr-0.99kwpton-VarSpd | DEER2023 |  | 2022-03-14 20:36:10+00 | Any | ECC | Old | CZ08 | cAVVG | Cap-Tons | 828.5546 | 299999.5938 | None | 3216353.7904 | 784749.5 | 938829.1644 | 0 | 891207.9757 | 0 | 48564.5531 | 553003.3604 | 214160.3254 | 64749.3971 | 16957.3693 | 97.3874 | 16859.978 | 0 | 1236.4928 | 915.8733
AirCldScrewChlr-1.407kwpton-VarSpd | DEER2023 |  | 2022-03-14 20:36:10+00 | Any | ECC | Old | CZ08 | cAVVG | Cap-Tons | 1 | 299999.5938 | None | 3591741.675 | 784749.5 | 938829.1644 | 0 | 1266595.6015 | 0 | 48564.5531 | 553003.3604 | 214160.3254 | 64749.3971 | 16957.3693 | 97.3874 | 16859.978 | 0 | 1466.4315 | 1080.4892
WtrCldCentChlr-Conv-0.42kwpton | DEER2023 |  | 2022-03-14 21:09:18+00 | Any | ECC | Old | CZ08 | cWVVG | Cap-Tons | 828.5546 | 299999.5938 | None | 3000118.6711 | 784749.5 | 938829.1644 | 0 | 533419.1252 | 10134.9844 | 179981.7245 | 553004.3879 | 214160.3853 | 64749.3971 | 16957.3209 | 97.3874 | 16859.9308 | 0 | 997.8936 | 766.2615
WtrCldCentChlr-Conv-0.748kwpton | DEER2023 |  | 2022-03-14 21:09:18+00 | Any | ECC | Old | CZ08 | cWVVG | Cap-Tons | 1 | 299999.5938 | None | 3416813.5962 | 784749.5 | 938829.1644 | 0 | 949754.8646 | 10593.2867 | 179882.633 | 553004.4014 | 214160.3853 | 64749.3971 | 16957.3209 | 97.3874 | 16859.9308 | 0 | 1196.0904 | 922.0254
WtrCldCentChlr-Conv-1Cmp-0.439kwpton-VarSpd-CndRlf | DEER2023 |  | 2022-03-14 22:16:50+00 | Any | ECC | Old | CZ08 | cWVVG | Cap-Tons | 828.5546 | 299999.5938 | None | 2774435.4657 | 784749.5 | 938829.1644 | 0 | 288053.2382 | 31109.8376 | 178689.6056 | 553004.6468 | 214160.3853 | 64749.3971 | 16957.3071 | 97.3874 | 16859.9105 | 0 | 924.9665 | 699.7971
WtrCldCentChlr-Conv-1Cmp-0.748kwpton-VarSpd-CndRlf | DEER2023 |  | 2022-03-14 22:16:50+00 | Any | ECC | Old | CZ08 | cWVVG | Cap-Tons | 1 | 299999.5938 | None | 2977018.0055 | 784749.5 | 938829.1644 | 0 | 490221.4741 | 31766.3453 | 178447.3557 | 553004.6468 | 214160.3853 | 64749.3971 | 16957.3071 | 97.3874 | 16859.917 | 0 | 1041.6397 | 789.0597
WtrCldCentChlr-NoFric-1Cmp-0.439kwpton-VarSpd-CndRlf | DEER2023 |  | 2022-03-14 22:54:12+00 | Any | ECC | Old | CZ08 | cWVVG | Cap-Tons | 828.5546 | 299999.5938 | None | 2778925.2958 | 784749.5 | 938829.1644 | 0 | 291850.2804 | 31231.4321 | 179260.3569 | 553004.6195 | 214160.3853 | 64749.3971 | 16957.3106 | 97.3874 | 16859.9206 | 0 | 942.9558 | 711.9283
WtrCldCentChlr-NoFric-1Cmp-0.748kwpton-VarSpd-CndRlf | DEER2023 |  | 2022-03-14 22:54:12+00 | Any | ECC | Old | CZ08 | cWVVG | Cap-Tons | 1 | 299999.5938 | None | 2984433.9551 | 784749.5 | 938829.1644 | 0 | 496915.8178 | 31926.734 | 179007.6738 | 553004.6195 | 214160.3853 | 64749.3971 | 16957.3106 | 97.3874 | 16859.9206 | 0 | 1072.2885 | 809.7415
WtrCldCentChlr-NoFric-2Cmp-0.439kwpton-VarSpd-CndRlf | DEER2023 |  | 2022-03-14 23:25:13+00 | Any | ECC | Old | CZ08 | cWVVG | Cap-Tons | 828.5546 | 299999.5938 | None | 2782554.8665 | 784749.5 | 938829.1644 | 0 | 295536.6285 | 31263.0914 | 179171.8089 | 553004.6195 | 214160.3853 | 64749.3971 | 16957.3106 | 97.3874 | 16859.9206 | 0 | 947.5701 | 715.208
WtrCldCentChlr-NoFric-2Cmp-0.748kwpton-VarSpd-CndRlf | DEER2023 |  | 2022-03-14 23:25:13+00 | Any | ECC | Old | CZ08 | cWVVG | Cap-Tons | 1 | 299999.5938 | None | 2990696.7196 | 784749.5 | 938829.1644 | 0 | 503243.7042 | 31980.8284 | 178888.9492 | 553004.6195 | 214160.3853 | 64749.3971 | 16957.3106 | 97.3874 | 16859.9206 | 0 | 1080.1696 | 815.3315
WtrCldRecipChlr-0.42kwpton | DEER2023 |  | 2022-03-14 23:49:47+00 | Any | ECC | Old | CZ08 | cWVVG | Cap-Tons | 828.5546 | 299999.5938 | None | 2901139.4743 | 784749.5 | 938829.1644 | 0 | 425395.4078 | 10342.1623 | 188821.3988 | 553001.9334 | 214160.3254 | 64749.3971 | 16957.4737 | 97.3874 | 16860.0814 | 0 | 981.8578 | 750.7434
WtrCldRecipChlr-0.748kwpton | DEER2023 |  | 2022-03-14 23:49:47+00 | Any | ECC | Old | CZ08 | cWVVG | Cap-Tons | 1 | 299999.5938 | None | 3232847.7477 | 784749.5 | 938829.1644 | 0 | 756959.4982 | 10678.1832 | 188630.1147 | 553001.8537 | 214160.3254 | 64749.3971 | 16957.4715 | 97.3874 | 16860.0814 | 0 | 1167.5072 | 893.8549
WtrCldScrewChlr-0.42kwpton | DEER2023 |  | 2022-03-15 00:09:29+00 | Any | ECC | Old | CZ08 | cWVVG | Cap-Tons | 828.5546 | 299999.5938 | None | 2923578.0549 | 784749.5 | 938829.1644 | 0 | 447924.278 | 10446.9725 | 188626.2824 | 553001.8129 | 214160.3254 | 64749.3921 | 16957.4715 | 97.3874 | 16860.0814 | 0 | 1006.3043 | 769.747
WtrCldScrewChlr-0.748kwpton | DEER2023 |  | 2022-03-15 00:09:29+00 | Any | ECC | Old | CZ08 | cWVVG | Cap-Tons | 1 | 299999.5938 | None | 3270384.3123 | 784749.5 | 938829.1644 | 0 | 794646.896 | 10864.6359 | 188292.1382 | 553001.8129 | 214160.3254 | 64749.3921 | 16957.4715 | 97.3874 | 16860.0814 | 0 | 1211.0529 | 927.7132
WtrCldScrewChlr-0.439kwpton-VarSpd | DEER2023 |  | 2022-03-15 00:41:21+00 | Any | ECC | Old | CZ08 | cWVVG | Cap-Tons | 828.5546 | 299999.5938 | None | 2829482.8102 | 784749.5 | 938829.1644 | 0 | 354080.4366 | 10134.2741 | 188688.1076 | 553001.7857 | 214160.3254 | 64749.3921 | 16957.4737 | 97.3874 | 16860.0836 | 0 | 953.968 | 727.2964
WtrCldScrewChlr-0.748kwpton-VarSpd | DEER2023 |  | 2022-03-15 00:41:21+00 | Any | ECC | Old | CZ08 | cWVVG | Cap-Tons | 1 | 299999.5938 | None | 3077285.5608 | 784749.5 | 938829.1644 | 0 | 601985.7053 | 10297.6268 | 188422.438 | 553001.7857 | 214160.3254 | 64749.3921 | 16957.4737 | 97.3874 | 16860.0836 | 0 | 1101.6611 | 839.9516
AirCldRecipChlr-0.95kwpton | DEER2023 |  | 2022-03-14 18:21:41+00 | Any | ECC | Old | CZ09 | cAVVG | Cap-Tons | 1006.2505 | 299999.5938 | None | 2993199.853 | 784749.5 | 936652.9706 | 0 | 667361.4875 | 0 | 44174.3676 | 560261.9316 | 207217.7922 | 91897.9703 | 19176.7904 | 97.3874 | 19079.4059 | 0 | 1161.2424 | 943.8678
AirCldRecipChlr-1.407kwpton | DEER2023 |  | 2022-03-14 18:21:41+00 | Any | ECC | Old | CZ09 | cAVVG | Cap-Tons | 1 | 299999.5938 | None | 3314236.2243 | 784749.5 | 936652.9706 | 0 | 988397.4447 | 0 | 44174.3676 | 560261.9316 | 207217.7922 | 91897.9703 | 19176.7904 | 97.3874 | 19079.4059 | 0 | 1385.0274 | 1139.9375
AirCldScrewChlr-0.95kwpton | DEER2023 |  | 2022-03-14 19:29:42+00 | Any | ECC | Old | CZ09 | cAVVG | Cap-Tons | 1006.2505 | 299999.5938 | None | 3151297.4201 | 784749.5 | 936652.9706 | 0 | 825350.599 | 0 | 44282.258 | 560262.6942 | 207217.8123 | 91897.9768 | 19176.7743 | 97.3874 | 19079.3862 | 0 | 1213.3552 | 985.9086
AirCldScrewChlr-1.407kwpton | DEER2023 |  | 2022-03-14 19:29:42+00 | Any | ECC | Old | CZ09 | cAVVG | Cap-Tons | 1 | 299999.5938 | None | 3548335.3137 | 784749.5 | 936652.9706 | 0 | 1222387.6704 | 0 | 44282.258 | 560262.6942 | 207217.8123 | 91897.9768 | 19176.7743 | 97.3874 | 19079.3862 | 0 | 1462.2091 | 1202.2034
AirCldScrewChlr-0.99kwpton-VarSpd | DEER2023 |  | 2022-03-14 20:36:10+00 | Any | ECC | Old | CZ09 | cAVVG | Cap-Tons | 1006.2505 | 299999.5938 | None | 3186049.1253 | 784749.5 | 936652.9706 | 0 | 860101.9806 | 0 | 44282.258 | 560262.6942 | 207217.8123 | 91897.9768 | 19176.7743 | 97.3874 | 19079.3862 | 0 | 1235.1369 | 1004.8403
AirCldScrewChlr-1.407kwpton-VarSpd | DEER2023 |  | 2022-03-14 20:36:10+00 | Any | ECC | Old | CZ09 | cAVVG | Cap-Tons | 1 | 299999.5938 | None | 3548335.3137 | 784749.5 | 936652.9706 | 0 | 1222387.6704 | 0 | 44282.258 | 560262.6942 | 207217.8123 | 91897.9768 | 19176.7743 | 97.3874 | 19079.3862 | 0 | 1462.2091 | 1202.2034
WtrCldCentChlr-Conv-0.42kwpton | DEER2023 |  | 2022-03-14 21:09:18+00 | Any | ECC | Old | CZ09 | cWVVG | Cap-Tons | 1006.2505 | 299999.5938 | None | 2989599.4221 | 784749.5 | 936652.9706 | 0 | 521116.938 | 3658.8881 | 183167.4882 | 560253.5687 | 207216.9358 | 91897.9768 | 19177.0851 | 97.3874 | 19079.695 | 0 | 1013.5604 | 804.174
WtrCldCentChlr-Conv-0.748kwpton | DEER2023 |  | 2022-03-14 21:09:18+00 | Any | ECC | Old | CZ09 | cWVVG | Cap-Tons | 1 | 299999.5938 | None | 3396349.6971 | 784749.5 | 936652.9706 | 0 | 927673.2427 | 3803.5932 | 183215.7929 | 560253.5687 | 207216.9358 | 91897.9768 | 19177.0851 | 97.3874 | 19079.695 | 0 | 1215.2197 | 980.3489
WtrCldCentChlr-Conv-1Cmp-0.439kwpton-VarSpd-CndRlf | DEER2023 |  | 2022-03-14 22:16:50+00 | Any | ECC | Old | CZ09 | cWVVG | Cap-Tons | 1006.2505 | 299999.5938 | None | 2764573.7062 | 784749.5 | 936652.9706 | 0 | 293597.6764 | 9860.767 | 179467.8813 | 560244.4322 | 207219.1859 | 91897.9768 | 19177.308 | 97.3874 | 19079.9201 | 0 | 902.0861 | 716.5686
WtrCldCentChlr-Conv-1Cmp-0.748kwpton-VarSpd-CndRlf | DEER2023 |  | 2022-03-14 22:16:50+00 | Any | ECC | Old | CZ09 | cWVVG | Cap-Tons | 1 | 299999.5938 | None | 2968253.3491 | 784749.5 | 936652.9706 | 0 | 497678.5662 | 9905.4308 | 179021.8063 | 560244.4538 | 207219.1859 | 91897.9768 | 19177.308 | 97.3874 | 19079.9201 | 0 | 1025.8372 | 825.6736
WtrCldCentChlr-NoFric-1Cmp-0.439kwpton-VarSpd-CndRlf | DEER2023 |  | 2022-03-14 22:54:12+00 | Any | ECC | Old | CZ09 | cWVVG | Cap-Tons | 1006.2505 | 299999.5938 | None | 2745424.3993 | 784749.5 | 936652.9706 | 0 | 273935.4338 | 9872.7677 | 179968.1882 | 560245.1777 | 207219.1859 | 91897.9768 | 19177.3 | 97.3874 | 19079.9129 | 0 | 909.4655 | 724.2827
WtrCldCentChlr-NoFric-1Cmp-0.748kwpton-VarSpd-CndRlf | DEER2023 |  | 2022-03-14 22:54:12+00 | Any | ECC | Old | CZ09 | cWVVG | Cap-Tons | 1 | 299999.5938 | None | 2936168.0106 | 784749.5 | 936652.9706 | 0 | 465186.6009 | 9924.2468 | 179409.3397 | 560245.1777 | 207219.1859 | 91897.9768 | 19177.3 | 97.3874 | 19079.9129 | 0 | 1029.9019 | 837.0701
WtrCldCentChlr-NoFric-2Cmp-0.439kwpton-VarSpd-CndRlf | DEER2023 |  | 2022-03-14 23:25:13+00 | Any | ECC | Old | CZ09 | cWVVG | Cap-Tons | 1006.2505 | 299999.5938 | None | 2739391.9207 | 784749.5 | 936652.9706 | 0 | 268381.3627 | 9873.8172 | 179489.1101 | 560245.1777 | 207219.1859 | 91897.9768 | 19177.3 | 97.3874 | 19079.9129 | 0 | 912.6962 | 726.9679
WtrCldCentChlr-NoFric-2Cmp-0.748kwpton-VarSpd-CndRlf | DEER2023 |  | 2022-03-14 23:25:13+00 | Any | ECC | Old | CZ09 | cWVVG | Cap-Tons | 1 | 299999.5938 | None | 2926260.8351 | 784749.5 | 936652.9706 | 0 | 455837.0553 | 9928.3736 | 178847.5891 | 560245.1777 | 207219.1859 | 91897.9768 | 19177.3 | 97.3874 | 19079.9129 | 0 | 1035.4049 | 841.6456
WtrCldRecipChlr-0.42kwpton | DEER2023 |  | 2022-03-14 23:49:47+00 | Any | ECC | Old | CZ09 | cWVVG | Cap-Tons | 1006.2505 | 299999.5938 | None | 2863865.1627 | 784749.5 | 936652.9706 | 0 | 388228.6485 | 3782.631 | 190181.6244 | 560269.9165 | 207217.8123 | 91897.9768 | 19176.4719 | 97.3874 | 19079.0819 | 0 | 975.1134 | 785.9098
WtrCldRecipChlr-0.748kwpton | DEER2023 |  | 2022-03-14 23:49:47+00 | Any | ECC | Old | CZ09 | cWVVG | Cap-Tons | 1 | 299999.5938 | None | 3165191.7694 | 784749.5 | 936652.9706 | 0 | 689914.6444 | 3865.0185 | 189739.6968 | 560269.8897 | 207217.8123 | 91897.972 | 19176.4719 | 97.3874 | 19079.0819 | 0 | 1146.7283 | 941.2071
WtrCldScrewChlr-0.42kwpton | DEER2023 |  | 2022-03-15 00:09:29+00 | Any | ECC | Old | CZ09 | cWVVG | Cap-Tons | 1006.2505 | 299999.5938 | None | 2881142.4097 | 784749.5 | 936652.9706 | 0 | 406475.7822 | 3860.6985 | 189133.3715 | 560269.9165 | 207217.8123 | 91897.9768 | 19176.4719 | 97.3874 | 19079.0819 | 0 | 1007.9917 | 812.6408
WtrCldScrewChlr-0.748kwpton | DEER2023 |  | 2022-03-15 00:09:29+00 | Any | ECC | Old | CZ09 | cWVVG | Cap-Tons | 1 | 299999.5938 | None | 3192513.8949 | 784749.5 | 936652.9706 | 0 | 718417.6018 | 4002.7564 | 188421.233 | 560269.9165 | 207217.8123 | 91897.972 | 19176.4719 | 97.3874 | 19079.0819 | 0 | 1205.2828 | 988.8122
WtrCldScrewChlr-0.439kwpton-VarSpd | DEER2023 |  | 2022-03-15 00:41:21+00 | Any | ECC | Old | CZ09 | cWVVG | Cap-Tons | 1006.2505 | 299999.5938 | None | 2794549.8681 | 784749.5 | 936652.9706 | 0 | 319900.6698 | 3661.4857 | 189315.1743 | 560269.9165 | 207217.8123 | 91897.9768 | 19176.47 | 97.3874 | 19079.0819 | 0 | 925.8313 | 747.2073
WtrCldScrewChlr-0.748kwpton-VarSpd | DEER2023 |  | 2022-03-15 00:41:21+00 | Any | ECC | Old | CZ09 | cWVVG | Cap-Tons | 1 | 299999.5938 | None | 3016300.419 | 784749.5 | 936652.9706 | 0 | 542171.89 | 3655.4079 | 188800.4993 | 560269.9548 | 207217.8123 | 91897.9768 | 19176.4719 | 97.3874 | 19079.0819 | 0 | 1045.8337 | 859.9389
AirCldRecipChlr-0.95kwpton | DEER2023 |  | 2022-03-14 18:21:41+00 | Any | ECC | Old | CZ10 | cAVVG | Cap-Tons | 898.1773 | 299999.5938 | None | 3094962.1349 | 784749.5 | 930430.2011 | 0 | 762474.1919 | 0 | 51997.733 | 565310.441 | 207697.6724 | 101827.9642 | 22629.5837 | 97.3874 | 22532.1937 | 0 | 984.144 | 671.1887
AirCldRecipChlr-1.407kwpton | DEER2023 |  | 2022-03-14 18:21:41+00 | Any | ECC | Old | CZ10 | cAVVG | Cap-Tons | 1 | 299999.5938 | None | 3461752.5781 | 784749.5 | 930430.2011 | 0 | 1129264.3964 | 0 | 51997.733 | 565310.441 | 207697.6724 | 101827.9642 | 22629.5837 | 97.3874 | 22532.1937 | 0 | 1222.9398 | 842.9568
AirCldScrewChlr-0.95kwpton | DEER2023 |  | 2022-03-14 19:29:42+00 | Any | ECC | Old | CZ10 | cAVVG | Cap-Tons | 898.1773 | 299999.5938 | None | 3234904.7287 | 784749.5 | 930430.2011 | 0 | 901879.4994 | 0 | 52535.1217 | 565310.2664 | 207697.6919 | 101827.9642 | 22629.6044 | 97.3874 | 22532.2187 | 0 | 1022.8876 | 704.8977
AirCldScrewChlr-1.407kwpton | DEER2023 |  | 2022-03-14 19:29:42+00 | Any | ECC | Old | CZ10 | cAVVG | Cap-Tons | 1 | 299999.5938 | None | 3668756.2333 | 784749.5 | 930430.2011 | 0 | 1335731.1609 | 0 | 52535.1217 | 565310.2664 | 207697.6919 | 101827.9642 | 22629.6044 | 97.3874 | 22532.2187 | 0 | 1280.348 | 892.868
AirCldScrewChlr-0.99kwpton-VarSpd | DEER2023 |  | 2022-03-14 20:36:10+00 | Any | ECC | Old | CZ10 | cAVVG | Cap-Tons | 898.1773 | 299999.5938 | None | 3272878.7503 | 784749.5 | 930430.2011 | 0 | 939853.2934 | 0 | 52535.1217 | 565310.2664 | 207697.6919 | 101827.9642 | 22629.6044 | 97.3874 | 22532.2187 | 0 | 1045.4223 | 721.3502
AirCldScrewChlr-1.407kwpton-VarSpd | DEER2023 |  | 2022-03-14 20:36:10+00 | Any | ECC | Old | CZ10 | cAVVG | Cap-Tons | 1 | 299999.5938 | None | 3668756.2333 | 784749.5 | 930430.2011 | 0 | 1335731.1609 | 0 | 52535.1217 | 565310.2664 | 207697.6919 | 101827.9642 | 22629.6044 | 97.3874 | 22532.2187 | 0 | 1280.348 | 892.868
WtrCldCentChlr-Conv-0.42kwpton | DEER2023 |  | 2022-03-14 21:09:18+00 | Any | ECC | Old | CZ10 | cWVVG | Cap-Tons | 898.5566 | 299999.5938 | None | 3008187.4697 | 784749.5 | 930430.2011 | 0 | 537207.2174 | 8345.333 | 182143.3401 | 565311.6659 | 207697.6919 | 101827.9642 | 22629.5104 | 97.3874 | 22532.1275 | 0 | 794.2643 | 551.9599
WtrCldCentChlr-Conv-0.748kwpton | DEER2023 |  | 2022-03-14 21:09:18+00 | Any | ECC | Old | CZ10 | cWVVG | Cap-Tons | 1 | 299999.5938 | None | 3427829.2328 | 784749.5 | 930430.2011 | 0 | 956496.5226 | 8716.2552 | 182124.9712 | 565311.6659 | 207697.6919 | 101827.9642 | 22629.5104 | 97.3874 | 22532.1254 | 0 | 989.2166 | 705.4211
WtrCldCentChlr-Conv-1Cmp-0.439kwpton-VarSpd-CndRlf | DEER2023 |  | 2022-03-14 22:16:50+00 | Any | ECC | Old | CZ10 | cWVVG | Cap-Tons | 898.5566 | 299999.5938 | None | 2782752.5648 | 784749.5 | 930430.2011 | 0 | 300239.2796 | 23707.2965 | 178314.024 | 565312.3827 | 207697.7246 | 101827.9642 | 22629.4774 | 97.3874 | 22532.0894 | 0 | 708.0875 | 486.2659
WtrCldCentChlr-Conv-1Cmp-0.748kwpton-VarSpd-CndRlf | DEER2023 |  | 2022-03-14 22:16:50+00 | Any | ECC | Old | CZ10 | cWVVG | Cap-Tons | 1 | 299999.5938 | None | 2993383.367 | 784749.5 | 930430.2011 | 0 | 510689.1459 | 24147.1671 | 178055.0248 | 565312.3453 | 207697.7246 | 101827.9642 | 22629.4774 | 97.3874 | 22532.0894 | 0 | 809.7356 | 571.2348
WtrCldCentChlr-NoFric-1Cmp-0.439kwpton-VarSpd-CndRlf | DEER2023 |  | 2022-03-14 22:54:12+00 | Any | ECC | Old | CZ10 | cWVVG | Cap-Tons | 898.5566 | 299999.5938 | None | 2785129.4972 | 784749.5 | 930430.2011 | 0 | 301470.065 | 23845.9976 | 179321.7942 | 565312.2892 | 207697.7246 | 101827.9642 | 22629.4876 | 97.3874 | 22532.0997 | 0 | 726.3527 | 495.6352
WtrCldCentChlr-NoFric-1Cmp-0.748kwpton-VarSpd-CndRlf | DEER2023 |  | 2022-03-14 22:54:12+00 | Any | ECC | Old | CZ10 | cWVVG | Cap-Tons | 1 | 299999.5938 | None | 2997078.2002 | 784749.5 | 930430.2011 | 0 | 513167.0545 | 24321.0964 | 179097.7983 | 565312.2632 | 207697.7246 | 101827.9642 | 22629.4876 | 97.3874 | 22532.0975 | 0 | 841.0214 | 585.1553
WtrCldCentChlr-NoFric-2Cmp-0.439kwpton-VarSpd-CndRlf | DEER2023 |  | 2022-03-14 23:25:13+00 | Any | ECC | Old | CZ10 | cWVVG | Cap-Tons | 898.5566 | 299999.5938 | None | 2787574.5226 | 784749.5 | 930430.2011 | 0 | 304025.2625 | 23870.7318 | 179186.8671 | 565312.2892 | 207697.7246 | 101827.9642 | 22629.4876 | 97.3874 | 22532.0997 | 0 | 731.3799 | 498.9121
WtrCldCentChlr-NoFric-2Cmp-0.748kwpton-VarSpd-CndRlf | DEER2023 |  | 2022-03-14 23:25:13+00 | Any | ECC | Old | CZ10 | cWVVG | Cap-Tons | 1 | 299999.5938 | None | 3001264.0362 | 784749.5 | 930430.2011 | 0 | 517572.8129 | 24364.0071 | 178835.5152 | 565312.2632 | 207697.7246 | 101827.9642 | 22629.4876 | 97.3874 | 22532.0975 | 0 | 849.632 | 590.7656
WtrCldRecipChlr-0.42kwpton | DEER2023 |  | 2022-03-14 23:49:47+00 | Any | ECC | Old | CZ10 | cWVVG | Cap-Tons | 898.5566 | 299999.5938 | None | 2910751.798 | 784749.5 | 930430.2011 | 0 | 431167.2924 | 8536.208 | 190559.0701 | 565309.4231 | 207697.6724 | 101827.9642 | 22629.6499 | 97.3874 | 22532.2567 | 0 | 770.0519 | 536.315
WtrCldRecipChlr-0.748kwpton | DEER2023 |  | 2022-03-14 23:49:47+00 | Any | ECC | Old | CZ10 | cWVVG | Cap-Tons | 1 | 299999.5938 | None | 3246800.7729 | 784749.5 | 930430.2011 | 0 | 767094.2262 | 8814.6205 | 190402.4255 | 565309.4231 | 207697.6724 | 101827.9642 | 22629.6499 | 97.3874 | 22532.2567 | 0 | 946.0046 | 672.1901
WtrCldScrewChlr-0.42kwpton | DEER2023 |  | 2022-03-15 00:09:29+00 | Any | ECC | Old | CZ10 | cWVVG | Cap-Tons | 898.5567 | 299999.5938 | None | 2936835.4021 | 784749.5 | 930430.2011 | 0 | 457593.3448 | 8644.9645 | 190107.775 | 565309.4539 | 207697.6724 | 101827.9642 | 22629.6499 | 97.3874 | 22532.2567 | 0 | 799.7299 | 559.6019
WtrCldScrewChlr-0.748kwpton | DEER2023 |  | 2022-03-15 00:09:29+00 | Any | ECC | Old | CZ10 | cWVVG | Cap-Tons | 1 | 299999.5938 | None | 3290793.4432 | 784749.5 | 930430.2011 | 0 | 811537.6924 | 9003.6002 | 189762.2842 | 565309.4539 | 207697.6724 | 101827.9642 | 22629.6499 | 97.3874 | 22532.2567 | 0 | 998.8606 | 713.6651
WtrCldScrewChlr-0.439kwpton-VarSpd | DEER2023 |  | 2022-03-15 00:41:21+00 | Any | ECC | Old | CZ10 | cWVVG | Cap-Tons | 898.5566 | 299999.5938 | None | 2839971.6327 | 784749.5 | 930430.2011 | 0 | 360894.8193 | 8356.847 | 190230.7376 | 565309.3857 | 207697.6724 | 101827.9642 | 22629.6499 | 97.3874 | 22532.2567 | 0 | 735.4201 | 507.7057
WtrCldScrewChlr-0.748kwpton-VarSpd | DEER2023 |  | 2022-03-15 00:41:21+00 | Any | ECC | Old | CZ10 | cWVVG | Cap-Tons | 1 | 299999.5938 | None | 3092233.9149 | 784749.5 | 930430.2011 | 0 | 613322.0444 | 8490.0423 | 189932.8011 | 565309.3857 | 207697.6724 | 101827.9642 | 22629.6499 | 97.3874 | 22532.2598 | 0 | 869.6311 | 610.0321
AirCldRecipChlr-0.95kwpton | DEER2023 |  | 2022-03-14 18:21:41+00 | Any | ECC | Old | CZ11 | cAVVG | Cap-Tons | 864.532 | 299999.5938 | None | 3095557.8687 | 784749.5 | 944233.3365 | 0 | 728691.8651 | 0 | 53995.2854 | 583888.3463 | 185674.8567 | 178997.7457 | 38691.06 | 97.3874 | 38593.6699 | 0 | 1066.07 | 828.707
AirCldRecipChlr-1.407kwpton | DEER2023 |  | 2022-03-14 18:21:41+00 | Any | ECC | Old | CZ11 | cAVVG | Cap-Tons | 1 | 299999.5938 | None | 3446097.3609 | 784749.5 | 944233.3365 | 0 | 1079231.3454 | 0 | 53995.2854 | 583888.3463 | 185674.8567 | 178997.7457 | 38691.06 | 97.3874 | 38593.6699 | 0 | 1338.6115 | 1064.4354
AirCldScrewChlr-0.95kwpton | DEER2023 |  | 2022-03-14 19:29:42+00 | Any | ECC | Old | CZ11 | cAVVG | Cap-Tons | 864.532 | 299999.5938 | None | 3219735.9616 | 784749.5 | 944233.3365 | 0 | 852421.274 | 0 | 54440.8723 | 583891.1425 | 185674.8567 | 178997.7457 | 38690.9716 | 97.3874 | 38593.5815 | 0 | 1111.1483 | 869.323
AirCldScrewChlr-1.407kwpton | DEER2023 |  | 2022-03-14 19:29:42+00 | Any | ECC | Old | CZ11 | cAVVG | Cap-Tons | 1 | 299999.5938 | None | 3629795.7575 | 784749.5 | 944233.3365 | 0 | 1262480.9274 | 0 | 54440.8723 | 583891.1425 | 185674.8567 | 178997.7457 | 38690.9716 | 97.3874 | 38593.5815 | 0 | 1405.3588 | 1124.5817
AirCldScrewChlr-0.99kwpton-VarSpd | DEER2023 |  | 2022-03-14 20:36:10+00 | Any | ECC | Old | CZ11 | cAVVG | Cap-Tons | 864.532 | 299999.5938 | None | 3255628.0621 | 784749.5 | 944233.3365 | 0 | 888312.3922 | 0 | 54440.8723 | 583891.1425 | 185674.8567 | 178997.7457 | 38690.9716 | 97.3874 | 38593.5815 | 0 | 1136.8997 | 891.6649
AirCldScrewChlr-1.407kwpton-VarSpd | DEER2023 |  | 2022-03-14 20:36:10+00 | Any | ECC | Old | CZ11 | cAVVG | Cap-Tons | 1 | 299999.5938 | None | 3629795.7575 | 784749.5 | 944233.3365 | 0 | 1262480.9274 | 0 | 54440.8723 | 583891.1425 | 185674.8567 | 178997.7457 | 38690.9716 | 97.3874 | 38593.5815 | 0 | 1405.3588 | 1124.5817
WtrCldCentChlr-Conv-0.42kwpton | DEER2023 |  | 2022-03-14 21:09:18+00 | Any | ECC | Old | CZ11 | cWVVG | Cap-Tons | 864.532 | 299999.5938 | None | 2969402.4678 | 784749.5 | 944233.3365 | 0 | 485012.9852 | 5391.7802 | 166136.9694 | 583878.5049 | 185674.7747 | 178997.7457 | 38691.632 | 97.3874 | 38594.2484 | 0 | 806.2895 | 609.9928
WtrCldCentChlr-Conv-0.748kwpton | DEER2023 |  | 2022-03-14 21:09:18+00 | Any | ECC | Old | CZ11 | cWVVG | Cap-Tons | 1 | 299999.5938 | None | 3347991.3833 | 784749.5 | 944233.3365 | 0 | 863492.2536 | 5614.0764 | 166022.5527 | 583878.5166 | 185674.7747 | 178997.7457 | 38691.632 | 97.3874 | 38594.2484 | 0 | 1005.1491 | 785.6266
WtrCldCentChlr-Conv-1Cmp-0.439kwpton-VarSpd-CndRlf | DEER2023 |  | 2022-03-14 22:16:50+00 | Any | ECC | Old | CZ11 | cWVVG | Cap-Tons | 864.532 | 299999.5938 | None | 2762307.2761 | 784749.5 | 944233.3365 | 0 | 277980.8347 | 12894.0191 | 158591.7617 | 583858.0727 | 185674.5715 | 178997.7344 | 38692.5406 | 97.3874 | 38595.1518 | 0 | 709.8353 | 521.7666
WtrCldCentChlr-Conv-1Cmp-0.748kwpton-VarSpd-CndRlf | DEER2023 |  | 2022-03-14 22:16:50+00 | Any | ECC | Old | CZ11 | cWVVG | Cap-Tons | 1 | 299999.5938 | None | 2956444.338 | 784749.5 | 944233.3365 | 0 | 472377.0061 | 13038.8974 | 158187.4727 | 583858.0727 | 185674.5715 | 178997.7344 | 38692.5406 | 97.3874 | 38595.1518 | 0 | 816.6174 | 614.0593
WtrCldCentChlr-NoFric-1Cmp-0.439kwpton-VarSpd-CndRlf | DEER2023 |  | 2022-03-14 22:54:12+00 | Any | ECC | Old | CZ11 | cWVVG | Cap-Tons | 864.532 | 299999.5938 | None | 2766039.8685 | 784749.5 | 944233.3365 | 0 | 280772.47 | 12970.5774 | 159454.7469 | 583859.7547 | 185674.6691 | 178997.7457 | 38692.4677 | 97.3874 | 38595.0853 | 0 | 727.2485 | 537.2625
WtrCldCentChlr-NoFric-1Cmp-0.748kwpton-VarSpd-CndRlf | DEER2023 |  | 2022-03-14 22:54:12+00 | Any | ECC | Old | CZ11 | cWVVG | Cap-Tons | 1 | 299999.5938 | None | 2962527.933 | 784749.5 | 944233.3365 | 0 | 477578.3505 | 13148.4692 | 158958.2404 | 583859.7547 | 185674.6691 | 178997.7457 | 38692.4677 | 97.3874 | 38595.0776 | 0 | 846.2893 | 640.4548
WtrCldCentChlr-NoFric-2Cmp-0.439kwpton-VarSpd-CndRlf | DEER2023 |  | 2022-03-14 23:25:13+00 | Any | ECC | Old | CZ11 | cWVVG | Cap-Tons | 864.532 | 299999.5938 | None | 2766975.6799 | 784749.5 | 944233.3365 | 0 | 282045.6928 | 12985.3435 | 159102.3247 | 583859.7547 | 185674.6691 | 178997.7457 | 38692.4677 | 97.3874 | 38595.0853 | 0 | 731.8214 | 541.329
WtrCldCentChlr-NoFric-2Cmp-0.748kwpton-VarSpd-CndRlf | DEER2023 |  | 2022-03-14 23:25:13+00 | Any | ECC | Old | CZ11 | cWVVG | Cap-Tons | 1 | 299999.5938 | None | 2964354.6471 | 784749.5 | 944233.3365 | 0 | 479873.9948 | 13174.1635 | 158463.5063 | 583859.7547 | 185674.6691 | 178997.7457 | 38692.4677 | 97.3874 | 38595.0776 | 0 | 854.0797 | 647.3834
WtrCldRecipChlr-0.42kwpton | DEER2023 |  | 2022-03-14 23:49:47+00 | Any | ECC | Old | CZ11 | cWVVG | Cap-Tons | 864.532 | 299999.5938 | None | 2883405.3906 | 784749.5 | 944233.3365 | 0 | 390800.1116 | 5524.048 | 174199.1283 | 583899.1755 | 185678.401 | 178997.7594 | 38690.6576 | 97.3874 | 38593.2663 | 0 | 783.9985 | 588.7094
WtrCldRecipChlr-0.748kwpton | DEER2023 |  | 2022-03-14 23:49:47+00 | Any | ECC | Old | CZ11 | cWVVG | Cap-Tons | 1 | 299999.5938 | None | 3187431.7601 | 784749.5 | 944233.3365 | 0 | 695063.578 | 5682.4905 | 173803.4492 | 583899.1755 | 185678.401 | 178997.7594 | 38690.6499 | 97.3874 | 38593.2663 | 0 | 965.4189 | 747.6436
WtrCldScrewChlr-0.42kwpton | DEER2023 |  | 2022-03-15 00:09:29+00 | Any | ECC | Old | CZ11 | cWVVG | Cap-Tons | 864.532 | 299999.5938 | None | 2913797.139 | 784749.5 | 944233.3365 | 0 | 421807.9252 | 5613.3749 | 173493.4526 | 583899.1755 | 185678.401 | 178997.7594 | 38690.6576 | 97.3874 | 38593.2663 | 0 | 811.9393 | 614.0824
WtrCldScrewChlr-0.748kwpton | DEER2023 |  | 2022-03-15 00:09:29+00 | Any | ECC | Old | CZ11 | cWVVG | Cap-Tons | 1 | 299999.5938 | None | 3239446.0996 | 784749.5 | 944233.3365 | 0 | 748097.689 | 5837.9768 | 172627.9112 | 583899.1638 | 185678.401 | 178997.7594 | 38690.6576 | 97.3874 | 38593.2663 | 0 | 1015.1779 | 792.8434
WtrCldScrewChlr-0.439kwpton-VarSpd | DEER2023 |  | 2022-03-15 00:41:21+00 | Any | ECC | Old | CZ11 | cWVVG | Cap-Tons | 864.532 | 299999.5938 | None | 2809825.825 | 784749.5 | 944233.3365 | 0 | 318030.4852 | 5379.55 | 173534.1677 | 583899.1755 | 185678.401 | 178997.7594 | 38690.6499 | 97.3874 | 38593.2663 | 0 | 747.6899 | 555.0532
WtrCldScrewChlr-0.748kwpton-VarSpd | DEER2023 |  | 2022-03-15 00:41:21+00 | Any | ECC | Old | CZ11 | cWVVG | Cap-Tons | 1 | 299999.5938 | None | 3031454.6469 | 784749.5 | 944233.3365 | 0 | 540141.4194 | 5426.3826 | 173004.7173 | 583899.1755 | 185678.4147 | 178997.7594 | 38690.6499 | 97.3874 | 38593.2663 | 0 | 885.6446 | 674.627
AirCldRecipChlr-0.95kwpton | DEER2023 |  | 2022-03-14 18:21:41+00 | Any | ECC | Old | CZ12 | cAVVG | Cap-Tons | 787.3171 | 299999.5938 | None | 2899393.4863 | 784749.5 | 943757.5591 | 0 | 566815.734 | 0 | 41719.1829 | 562351.3236 | 172226.7286 | 175373.743 | 35502.38 | 97.3874 | 35404.9989 | 0 | 1008.8605 | 767.1146
AirCldRecipChlr-1.407kwpton | DEER2023 |  | 2022-03-14 18:21:41+00 | Any | ECC | Old | CZ12 | cAVVG | Cap-Tons | 1 | 299999.5938 | None | 3172061.8521 | 784749.5 | 943757.5591 | 0 | 839484.0743 | 0 | 41719.1829 | 562351.3236 | 172226.7286 | 175373.743 | 35502.38 | 97.3874 | 35404.9989 | 0 | 1259.8625 | 978.1735
AirCldScrewChlr-0.95kwpton | DEER2023 |  | 2022-03-14 19:29:42+00 | Any | ECC | Old | CZ12 | cAVVG | Cap-Tons | 787.3171 | 299999.5938 | None | 3002033.8057 | 784749.5 | 943757.5591 | 0 | 668639.1439 | 0 | 42535.9478 | 562351.4945 | 172226.7286 | 175373.743 | 35502.38 | 97.3874 | 35404.9989 | 0 | 1042.8976 | 798.4486
AirCldScrewChlr-1.407kwpton | DEER2023 |  | 2022-03-14 19:29:42+00 | Any | ECC | Old | CZ12 | cAVVG | Cap-Tons | 1 | 299999.5938 | None | 3323684.6333 | 784749.5 | 943757.5591 | 0 | 990289.4934 | 0 | 42535.9478 | 562351.4945 | 172226.7286 | 175373.743 | 35502.38 | 97.3874 | 35404.9989 | 0 | 1310.2701 | 1024.5774
AirCldScrewChlr-0.99kwpton-VarSpd | DEER2023 |  | 2022-03-14 20:36:10+00 | Any | ECC | Old | CZ12 | cAVVG | Cap-Tons | 787.3171 | 299999.5938 | None | 3030187.0198 | 784749.5 | 943757.5591 | 0 | 696792.3581 | 0 | 42535.9478 | 562351.4945 | 172226.7286 | 175373.743 | 35502.38 | 97.3874 | 35404.9989 | 0 | 1066.3 | 818.2411
AirCldScrewChlr-1.407kwpton-VarSpd | DEER2023 |  | 2022-03-14 20:36:10+00 | Any | ECC | Old | CZ12 | cAVVG | Cap-Tons | 1 | 299999.5938 | None | 3323684.6333 | 784749.5 | 943757.5591 | 0 | 990289.4934 | 0 | 42535.9478 | 562351.4945 | 172226.7286 | 175373.743 | 35502.38 | 97.3874 | 35404.9989 | 0 | 1310.2701 | 1024.5774
WtrCldCentChlr-Conv-0.42kwpton | DEER2023 |  | 2022-03-14 21:09:18+00 | Any | ECC | Old | CZ12 | cWVVG | Cap-Tons | 787.3171 | 299999.5938 | None | 2830500.1747 | 784749.5 | 943757.5591 | 0 | 395982.4909 | 5995.5101 | 137663.5411 | 562351.8767 | 172226.7286 | 175373.743 | 35502.3471 | 97.3874 | 35404.9673 | 0 | 776.8158 | 580.9736
WtrCldCentChlr-Conv-0.748kwpton | DEER2023 |  | 2022-03-14 21:09:18+00 | Any | ECC | Old | CZ12 | cWVVG | Cap-Tons | 1 | 299999.5938 | None | 3139517.9474 | 784749.5 | 943757.5591 | 0 | 704949.5741 | 6253.2056 | 137455.9768 | 562351.8657 | 172226.7286 | 175373.743 | 35502.3471 | 97.3874 | 35404.9673 | 0 | 963.7834 | 743.4146
WtrCldCentChlr-Conv-1Cmp-0.439kwpton-VarSpd-CndRlf | DEER2023 |  | 2022-03-14 22:16:50+00 | Any | ECC | Old | CZ12 | cWVVG | Cap-Tons | 787.3171 | 299999.5938 | None | 2665410.5388 | 784749.5 | 943757.5591 | 0 | 223476.6785 | 16689.9698 | 134385.4545 | 562351.8106 | 172226.7286 | 175373.743 | 35502.3316 | 97.3874 | 35404.9562 | 0 | 706.3515 | 513.7792
WtrCldCentChlr-Conv-1Cmp-0.748kwpton-VarSpd-CndRlf | DEER2023 |  | 2022-03-14 22:16:50+00 | Any | ECC | Old | CZ12 | cWVVG | Cap-Tons | 1 | 299999.5938 | None | 2821875.6403 | 784749.5 | 943757.5591 | 0 | 379871.746 | 16978.8016 | 134165.9032 | 562351.7188 | 172226.7286 | 175373.743 | 35502.3316 | 97.3874 | 35404.9562 | 0 | 815.1311 | 605.8089
WtrCldCentChlr-NoFric-1Cmp-0.439kwpton-VarSpd-CndRlf | DEER2023 |  | 2022-03-14 22:54:12+00 | Any | ECC | Old | CZ12 | cWVVG | Cap-Tons | 787.3171 | 299999.5938 | None | 2668674.4775 | 784749.5 | 943757.5591 | 0 | 226326.3517 | 16763.3265 | 134726.2269 | 562351.7188 | 172226.7286 | 175373.743 | 35502.3391 | 97.3874 | 35404.9562 | 0 | 722.5986 | 527.9822
WtrCldCentChlr-NoFric-1Cmp-0.748kwpton-VarSpd-CndRlf | DEER2023 |  | 2022-03-14 22:54:12+00 | Any | ECC | Old | CZ12 | cWVVG | Cap-Tons | 1 | 299999.5938 | None | 2827602.2648 | 784749.5 | 943757.5591 | 0 | 385175.4729 | 17088.7577 | 134478.7825 | 562351.7188 | 172226.7286 | 175373.743 | 35502.3391 | 97.3874 | 35404.9562 | 0 | 842.8666 | 630.2765
WtrCldCentChlr-NoFric-2Cmp-0.439kwpton-VarSpd-CndRlf | DEER2023 |  | 2022-03-14 23:25:13+00 | Any | ECC | Old | CZ12 | cWVVG | Cap-Tons | 787.3171 | 299999.5938 | None | 2670642.4258 | 784749.5 | 943757.5591 | 0 | 228402.9328 | 16783.2416 | 134597.8809 | 562351.7188 | 172226.7286 | 175373.743 | 35502.3391 | 97.3874 | 35404.9573 | 0 | 726.8565 | 531.6221
WtrCldCentChlr-NoFric-2Cmp-0.748kwpton-VarSpd-CndRlf | DEER2023 |  | 2022-03-14 23:25:13+00 | Any | ECC | Old | CZ12 | cWVVG | Cap-Tons | 1 | 299999.5938 | None | 2830931.6058 | 784749.5 | 943757.5591 | 0 | 388729.1564 | 17123.5898 | 134220.3934 | 562351.7188 | 172226.7286 | 175373.743 | 35502.3391 | 97.3874 | 35404.9562 | 0 | 850.1474 | 636.4955
WtrCldRecipChlr-0.42kwpton | DEER2023 |  | 2022-03-14 23:49:47+00 | Any | ECC | Old | CZ12 | cWVVG | Cap-Tons | 787.3171 | 299999.5938 | None | 2762158.326 | 784749.5 | 943757.5591 | 0 | 320851.5272 | 6155.2403 | 144293.137 | 562351.4798 | 172226.7286 | 175373.743 | 35502.3914 | 97.3874 | 35405.0116 | 0 | 760.3307 | 564.301
WtrCldRecipChlr-0.748kwpton | DEER2023 |  | 2022-03-14 23:49:47+00 | Any | ECC | Old | CZ12 | cWVVG | Cap-Tons | 1 | 299999.5938 | None | 3012012.6406 | 784749.5 | 943757.5591 | 0 | 570744.2934 | 6355.5029 | 144054.4828 | 562351.4798 | 172226.7286 | 175373.743 | 35502.3914 | 97.3874 | 35405.0116 | 0 | 934.3719 | 713.7174
WtrCldScrewChlr-0.42kwpton | DEER2023 |  | 2022-03-15 00:09:29+00 | Any | ECC | Old | CZ12 | cWVVG | Cap-Tons | 787.3171 | 299999.5938 | None | 2781748.3752 | 784749.5 | 943757.5591 | 0 | 340487.9261 | 6235.1771 | 144166.7445 | 562351.4798 | 172226.7286 | 175373.743 | 35502.3914 | 97.3874 | 35405.0116 | 0 | 783.9861 | 586.1215
WtrCldScrewChlr-0.748kwpton | DEER2023 |  | 2022-03-15 00:09:29+00 | Any | ECC | Old | CZ12 | cWVVG | Cap-Tons | 1 | 299999.5938 | None | 3044490.201 | 784749.5 | 943757.5591 | 0 | 603560.9691 | 6496.0461 | 143574.7408 | 562351.4798 | 172226.7286 | 175373.743 | 35502.3914 | 97.3874 | 35405.0116 | 0 | 976.5233 | 752.5855
WtrCldScrewChlr-0.439kwpton-VarSpd | DEER2023 |  | 2022-03-15 00:41:21+00 | Any | ECC | Old | CZ12 | cWVVG | Cap-Tons | 787.3171 | 299999.5938 | None | 2709057.9862 | 784749.5 | 943757.5591 | 0 | 268074.381 | 6027.3664 | 144097.4314 | 562351.4798 | 172226.7286 | 175373.743 | 35502.3914 | 97.3874 | 35405.0116 | 0 | 732.8713 | 538.1698
WtrCldScrewChlr-0.748kwpton-VarSpd | DEER2023 |  | 2022-03-15 00:41:21+00 | Any | ECC | Old | CZ12 | cWVVG | Cap-Tons | 1 | 299999.5938 | None | 2896229.1925 | 784749.5 | 943757.5591 | 0 | 455431.0151 | 6124.0333 | 143815.4912 | 562351.4798 | 172226.7286 | 175373.743 | 35502.3914 | 97.3874 | 35405.0116 | 0 | 870.417 | 654.4487
AirCldRecipChlr-0.95kwpton | DEER2023 |  | 2022-03-14 18:21:41+00 | Any | ECC | Old | CZ13 | cAVVG | Cap-Tons | 915.8292 | 299999.5938 | None | 3194206.6492 | 784749.5 | 944082.0022 | 0 | 810732.0453 | 0 | 58090.9604 | 596551.5592 | 213177.5768 | 152417.2765 | 31802.9897 | 97.3874 | 31705.5973 | 0 | 1072.0558 | 830.3876
AirCldRecipChlr-1.407kwpton | DEER2023 |  | 2022-03-14 18:21:41+00 | Any | ECC | Old | CZ13 | cAVVG | Cap-Tons | 1 | 299999.5938 | None | 3584211.4786 | 784749.5 | 944082.0022 | 0 | 1200736.499 | 0 | 58090.9604 | 596551.5592 | 213177.5768 | 152417.2765 | 31802.9897 | 97.3874 | 31705.5973 | 0 | 1346.6009 | 1067.1628
AirCldScrewChlr-0.95kwpton | DEER2023 |  | 2022-03-14 19:29:42+00 | Any | ECC | Old | CZ13 | cAVVG | Cap-Tons | 915.8292 | 299999.5938 | None | 3334306.3849 | 784749.5 | 944082.0022 | 0 | 950306.5732 | 0 | 58613.4564 | 596554.1215 | 213177.5632 | 152417.2765 | 31802.9404 | 97.3874 | 31705.5493 | 0 | 1119.6814 | 873.0122
AirCldScrewChlr-1.407kwpton | DEER2023 |  | 2022-03-14 19:29:42+00 | Any | ECC | Old | CZ13 | cAVVG | Cap-Tons | 1 | 299999.5938 | None | 3791453.7187 | 784749.5 | 944082.0022 | 0 | 1407453.9455 | 0 | 58613.4564 | 596554.1215 | 213177.5632 | 152417.2765 | 31802.9404 | 97.3874 | 31705.5493 | 0 | 1417.1278 | 1130.3018
AirCldScrewChlr-0.99kwpton-VarSpd | DEER2023 |  | 2022-03-14 20:36:10+00 | Any | ECC | Old | CZ13 | cAVVG | Cap-Tons | 915.8292 | 299999.5938 | None | 3374319.0616 | 784749.5 | 944082.0022 | 0 | 990319.4699 | 0 | 58613.4564 | 596554.1215 | 213177.5632 | 152417.2765 | 31802.9404 | 97.3874 | 31705.5493 | 0 | 1145.7164 | 895.5316
AirCldScrewChlr-1.407kwpton-VarSpd | DEER2023 |  | 2022-03-14 20:36:10+00 | Any | ECC | Old | CZ13 | cAVVG | Cap-Tons | 1 | 299999.5938 | None | 3791453.7187 | 784749.5 | 944082.0022 | 0 | 1407453.9455 | 0 | 58613.4564 | 596554.1215 | 213177.5632 | 152417.2765 | 31802.9404 | 97.3874 | 31705.5493 | 0 | 1417.1278 | 1130.3018
WtrCldCentChlr-Conv-0.42kwpton | DEER2023 |  | 2022-03-14 21:09:18+00 | Any | ECC | Old | CZ13 | cWVVG | Cap-Tons | 915.8292 | 299999.5938 | None | 3064840.8601 | 784749.5 | 944082.0022 | 0 | 544702.0064 | 8410.5593 | 186351.2905 | 596544.5188 | 213177.5065 | 152417.2765 | 31803.4149 | 97.3874 | 31706.0251 | 0 | 824.2325 | 623.134
WtrCldCentChlr-Conv-0.748kwpton | DEER2023 |  | 2022-03-14 21:09:18+00 | Any | ECC | Old | CZ13 | cWVVG | Cap-Tons | 1 | 299999.5938 | None | 3490194.4916 | 784749.5 | 944082.0022 | 0 | 969839.0586 | 8766.574 | 186212.196 | 596544.5188 | 213177.5065 | 152417.2765 | 31803.4149 | 97.3874 | 31706.0251 | 0 | 1030.4803 | 804.6937
WtrCldCentChlr-Conv-1Cmp-0.439kwpton-VarSpd-CndRlf | DEER2023 |  | 2022-03-14 22:16:50+00 | Any | ECC | Old | CZ13 | cWVVG | Cap-Tons | 915.8292 | 299999.5938 | None | 2830602.4692 | 784749.5 | 944082.0022 | 0 | 299714.8437 | 24065.9849 | 181456.0051 | 596534.3121 | 213176.9339 | 152417.2765 | 31803.7685 | 97.3874 | 31706.3708 | 0 | 736.9937 | 544.3181
WtrCldCentChlr-Conv-1Cmp-0.748kwpton-VarSpd-CndRlf | DEER2023 |  | 2022-03-14 22:16:50+00 | Any | ECC | Old | CZ13 | cWVVG | Cap-Tons | 1 | 299999.5938 | None | 3040656.3216 | 784749.5 | 944082.0022 | 0 | 509693.0729 | 24469.3161 | 181128.3555 | 596534.3121 | 213176.9339 | 152417.2765 | 31803.7685 | 97.3874 | 31706.3708 | 0 | 848.3613 | 639.8791
WtrCldCentChlr-NoFric-1Cmp-0.439kwpton-VarSpd-CndRlf | DEER2023 |  | 2022-03-14 22:54:12+00 | Any | ECC | Old | CZ13 | cWVVG | Cap-Tons | 915.8292 | 299999.5938 | None | 2838337.3684 | 784749.5 | 944082.0022 | 0 | 306915.1316 | 24168.9984 | 181886.7628 | 596534.7811 | 213176.9339 | 152417.2765 | 31803.7417 | 97.3874 | 31706.3519 | 0 | 757.08 | 562.0631
WtrCldCentChlr-NoFric-1Cmp-0.748kwpton-VarSpd-CndRlf | DEER2023 |  | 2022-03-14 22:54:12+00 | Any | ECC | Old | CZ13 | cWVVG | Cap-Tons | 1 | 299999.5938 | None | 3053995.9909 | 784749.5 | 944082.0022 | 0 | 522413.2934 | 24623.1095 | 181592.797 | 596534.8906 | 213176.9339 | 152417.2765 | 31803.7417 | 97.3874 | 31706.3519 | 0 | 882.6369 | 670.1341
WtrCldCentChlr-NoFric-2Cmp-0.439kwpton-VarSpd-CndRlf | DEER2023 |  | 2022-03-14 23:25:13+00 | Any | ECC | Old | CZ13 | cWVVG | Cap-Tons | 915.8292 | 299999.5938 | None | 2842426.6807 | 784749.5 | 944082.0022 | 0 | 311080.8449 | 24199.6953 | 181779.7016 | 596534.8747 | 213176.9339 | 152417.2765 | 31803.7417 | 97.3874 | 31706.3519 | 0 | 762.4423 | 566.909
WtrCldCentChlr-NoFric-2Cmp-0.748kwpton-VarSpd-CndRlf | DEER2023 |  | 2022-03-14 23:25:13+00 | Any | ECC | Old | CZ13 | cWVVG | Cap-Tons | 1 | 299999.5938 | None | 3060909.9676 | 784749.5 | 944082.0022 | 0 | 529540.2231 | 24675.9854 | 181327.3802 | 596534.8906 | 213176.9339 | 152417.2765 | 31803.7417 | 97.3874 | 31706.3506 | 0 | 891.8164 | 678.4202
WtrCldRecipChlr-0.42kwpton | DEER2023 |  | 2022-03-14 23:49:47+00 | Any | ECC | Old | CZ13 | cWVVG | Cap-Tons | 915.8292 | 299999.5938 | None | 2969755.7976 | 784749.5 | 944082.0022 | 0 | 439454.2165 | 8625.7522 | 196281.7365 | 596562.1313 | 213177.5887 | 152417.2765 | 31802.6553 | 97.3874 | 31705.2639 | 0 | 801.049 | 600.7091
WtrCldRecipChlr-0.748kwpton | DEER2023 |  | 2022-03-14 23:49:47+00 | Any | ECC | Old | CZ13 | cWVVG | Cap-Tons | 1 | 299999.5938 | None | 3312185.3943 | 784749.5 | 944082.0022 | 0 | 781869.8316 | 8880.2521 | 196041.4975 | 596562.1313 | 213177.5887 | 152417.2765 | 31802.6553 | 97.3874 | 31705.2639 | 0 | 989.3869 | 764.7687
WtrCldScrewChlr-0.42kwpton | DEER2023 |  | 2022-03-15 00:09:29+00 | Any | ECC | Old | CZ13 | cWVVG | Cap-Tons | 915.8292 | 299999.5938 | None | 3001018.7238 | 784749.5 | 944082.0022 | 0 | 470881.4898 | 8738.0393 | 196005.5942 | 596562.1313 | 213177.5887 | 152417.2765 | 31802.6553 | 97.3874 | 31705.2639 | 0 | 828.6092 | 625.4365
WtrCldScrewChlr-0.748kwpton | DEER2023 |  | 2022-03-15 00:09:29+00 | Any | ECC | Old | CZ13 | cWVVG | Cap-Tons | 1 | 299999.5938 | None | 3365304.702 | 784749.5 | 944082.0022 | 0 | 835442.0073 | 9074.9637 | 195393.4826 | 596562.1313 | 213177.5887 | 152417.2765 | 31802.6553 | 97.3874 | 31705.2639 | 0 | 1038.4586 | 808.8077
WtrCldScrewChlr-0.439kwpton-VarSpd | DEER2023 |  | 2022-03-15 00:41:21+00 | Any | ECC | Old | CZ13 | cWVVG | Cap-Tons | 915.8292 | 299999.5938 | None | 2888116.7193 | 784749.5 | 944082.0022 | 0 | 358282.5534 | 8421.653 | 196018.548 | 596562.1313 | 213177.5751 | 152417.2765 | 31802.6553 | 97.3874 | 31705.2652 | 0 | 762.5316 | 564.6107
WtrCldScrewChlr-0.748kwpton-VarSpd | DEER2023 |  | 2022-03-15 00:41:21+00 | Any | ECC | Old | CZ13 | cWVVG | Cap-Tons | 1 | 299999.5938 | None | 3138460.8884 | 784749.5 | 944082.0022 | 0 | 608921.1951 | 8515.4849 | 195630.5232 | 596562.1154 | 213177.5751 | 152417.2765 | 31802.6553 | 97.3874 | 31705.2652 | 0 | 905.1558 | 687.0583
AirCldRecipChlr-0.95kwpton | DEER2023 |  | 2022-03-14 18:21:41+00 | Any | ECC | Old | CZ14 | cAVVG | Cap-Tons | 971.7065 | 299999.5938 | None | 3094645.9357 | 784749.5 | 931234.8092 | 0 | 736388.3808 | 0 | 50991.8781 | 591281.7351 | 191810.3592 | 171355.4449 | 35032.679 | 97.3874 | 34935.2912 | 0 | 1043.7222 | 756.5414
AirCldRecipChlr-1.407kwpton | DEER2023 |  | 2022-03-14 18:21:41+00 | Any | ECC | Old | CZ14 | cAVVG | Cap-Tons | 1 | 299999.5938 | None | 3448887.2325 | 784749.5 | 931234.8092 | 0 | 1090629.8427 | 0 | 50991.8781 | 591281.7351 | 191810.3592 | 171355.4449 | 35032.679 | 97.3874 | 34935.2912 | 0 | 1305.1699 | 961.7822
AirCldScrewChlr-0.95kwpton | DEER2023 |  | 2022-03-14 19:29:42+00 | Any | ECC | Old | CZ14 | cAVVG | Cap-Tons | 971.7065 | 299999.5938 | None | 3227650.619 | 784749.5 | 931234.8092 | 0 | 869080.5506 | 0 | 51302.6341 | 591283.1168 | 191810.3592 | 171355.4449 | 35032.647 | 97.3874 | 34935.2532 | 0 | 1097.4757 | 799.2588
AirCldScrewChlr-1.407kwpton | DEER2023 |  | 2022-03-14 19:29:42+00 | Any | ECC | Old | CZ14 | cAVVG | Cap-Tons | 1 | 299999.5938 | None | 3645723.8343 | 784749.5 | 931234.8092 | 0 | 1287153.9419 | 0 | 51302.6341 | 591283.1168 | 191810.3592 | 171355.4449 | 35032.647 | 97.3874 | 34935.2532 | 0 | 1384.7737 | 1025.045
AirCldScrewChlr-0.99kwpton-VarSpd | DEER2023 |  | 2022-03-14 20:36:10+00 | Any | ECC | Old | CZ14 | cAVVG | Cap-Tons | 971.7065 | 299999.5938 | None | 3264242.4725 | 784749.5 | 931234.8092 | 0 | 905673.3111 | 0 | 51302.6341 | 591283.1168 | 191810.3592 | 171355.4449 | 35032.647 | 97.3874 | 34935.2532 | 0 | 1122.6219 | 819.0214
AirCldScrewChlr-1.407kwpton-VarSpd | DEER2023 |  | 2022-03-14 20:36:10+00 | Any | ECC | Old | CZ14 | cAVVG | Cap-Tons | 1 | 299999.5938 | None | 3645723.8343 | 784749.5 | 931234.8092 | 0 | 1287153.9419 | 0 | 51302.6341 | 591283.1168 | 191810.3592 | 171355.4449 | 35032.647 | 97.3874 | 34935.2532 | 0 | 1384.7737 | 1025.045
WtrCldCentChlr-Conv-0.42kwpton | DEER2023 |  | 2022-03-14 21:09:18+00 | Any | ECC | Old | CZ14 | cWVVG | Cap-Tons | 971.7065 | 299999.5938 | None | 2971144.06 | 784749.5 | 931234.8092 | 0 | 494760.4649 | 2388.4333 | 166738.6263 | 591272.6193 | 191810.2845 | 171355.4449 | 35032.9512 | 97.3874 | 34935.5621 | 0 | 810.4731 | 586.1752
WtrCldCentChlr-Conv-0.748kwpton | DEER2023 |  | 2022-03-14 21:09:18+00 | Any | ECC | Old | CZ14 | cWVVG | Cap-Tons | 1 | 299999.5938 | None | 3356677.7904 | 784749.5 | 931234.8092 | 0 | 880348.3791 | 2465.4964 | 166607.056 | 591272.6193 | 191810.2845 | 171355.4449 | 35032.9512 | 97.3874 | 34935.5621 | 0 | 1013.9436 | 754.3916
WtrCldCentChlr-Conv-1Cmp-0.439kwpton-VarSpd-CndRlf | DEER2023 |  | 2022-03-14 22:16:50+00 | Any | ECC | Old | CZ14 | cWVVG | Cap-Tons | 971.7065 | 299999.5938 | None | 2763600.8089 | 784749.5 | 931234.8092 | 0 | 293548.4464 | 5706.5231 | 157113.1877 | 591248.9402 | 191799.3092 | 171355.4449 | 35033.1251 | 97.3874 | 34935.7372 | 0 | 702.6567 | 497.9247
WtrCldCentChlr-Conv-1Cmp-0.748kwpton-VarSpd-CndRlf | DEER2023 |  | 2022-03-14 22:16:50+00 | Any | ECC | Old | CZ14 | cWVVG | Cap-Tons | 1 | 299999.5938 | None | 2966200.3284 | 784749.5 | 931234.8092 | 0 | 497026.5022 | 5704.6061 | 156236.7173 | 591248.9402 | 191799.3092 | 171355.4449 | 35033.1323 | 97.3874 | 34935.7372 | 0 | 816.6079 | 596.7489
WtrCldCentChlr-NoFric-1Cmp-0.439kwpton-VarSpd-CndRlf | DEER2023 |  | 2022-03-14 22:54:12+00 | Any | ECC | Old | CZ14 | cWVVG | Cap-Tons | 971.7065 | 299999.5938 | None | 2757145.1002 | 784749.5 | 931234.8092 | 0 | 286695.7017 | 5726.5563 | 157489.8588 | 591248.7867 | 191799.3092 | 171355.4449 | 35033.1353 | 97.3874 | 34935.7423 | 0 | 714.2325 | 503.492
WtrCldCentChlr-NoFric-1Cmp-0.748kwpton-VarSpd-CndRlf | DEER2023 |  | 2022-03-14 22:54:12+00 | Any | ECC | Old | CZ14 | cWVVG | Cap-Tons | 1 | 299999.5938 | None | 2955667.055 | 784749.5 | 931234.8092 | 0 | 486080.1593 | 5741.6574 | 156612.6961 | 591248.7867 | 191799.3092 | 171355.4449 | 35033.1353 | 97.3874 | 34935.7402 | 0 | 836.3277 | 606.1087
WtrCldCentChlr-NoFric-2Cmp-0.439kwpton-VarSpd-CndRlf | DEER2023 |  | 2022-03-14 23:25:13+00 | Any | ECC | Old | CZ14 | cWVVG | Cap-Tons | 971.7065 | 299999.5938 | None | 2751865.9382 | 784749.5 | 931234.8092 | 0 | 282108.56 | 5728.6558 | 156795.6027 | 591248.7867 | 191799.2777 | 171355.4449 | 35033.1353 | 97.3874 | 34935.7402 | 0 | 716.4505 | 504.8727
WtrCldCentChlr-NoFric-2Cmp-0.748kwpton-VarSpd-CndRlf | DEER2023 |  | 2022-03-14 23:25:13+00 | Any | ECC | Old | CZ14 | cWVVG | Cap-Tons | 1 | 299999.5938 | None | 2947078.6252 | 784749.5 | 931234.8092 | 0 | 478800.7839 | 5745.6757 | 155299.3072 | 591248.7867 | 191799.2777 | 171355.4449 | 35033.1353 | 97.3874 | 34935.7402 | 0 | 840.1056 | 608.4604
WtrCldRecipChlr-0.42kwpton | DEER2023 |  | 2022-03-14 23:49:47+00 | Any | ECC | Old | CZ14 | cWVVG | Cap-Tons | 971.7065 | 299999.5938 | None | 2873631.1088 | 784749.5 | 931234.8092 | 0 | 386666.3473 | 2586.7492 | 177106.9958 | 591287.2577 | 191810.3592 | 171355.4449 | 35032.5082 | 97.3874 | 34935.1204 | 0 | 783.478 | 563.2059
WtrCldRecipChlr-0.748kwpton | DEER2023 |  | 2022-03-14 23:49:47+00 | Any | ECC | Old | CZ14 | cWVVG | Cap-Tons | 1 | 299999.5938 | None | 3173126.0588 | 784749.5 | 931234.8092 | 0 | 686731.1444 | 2634.1809 | 176489.7617 | 591287.2577 | 191810.3592 | 171355.4449 | 35032.5082 | 97.3874 | 34935.1204 | 0 | 960.9103 | 708.1475
WtrCldScrewChlr-0.42kwpton | DEER2023 |  | 2022-03-15 00:09:29+00 | Any | ECC | Old | CZ14 | cWVVG | Cap-Tons | 971.7065 | 299999.5938 | None | 2896362.0495 | 784749.5 | 931234.8092 | 0 | 410543.1002 | 2651.3111 | 175897.3074 | 591287.2408 | 191810.3592 | 171355.4449 | 35032.5103 | 97.3874 | 34935.1204 | 0 | 820.1857 | 593.1626
WtrCldScrewChlr-0.748kwpton | DEER2023 |  | 2022-03-15 00:09:29+00 | Any | ECC | Old | CZ14 | cWVVG | Cap-Tons | 1 | 299999.5938 | None | 3210483.9487 | 784749.5 | 931234.8092 | 0 | 726211.1448 | 2743.2937 | 174258.7204 | 591287.2408 | 191810.3592 | 171355.4449 | 35032.5082 | 97.3874 | 34935.1204 | 0 | 1026.2964 | 761.4579
WtrCldScrewChlr-0.439kwpton-VarSpd | DEER2023 |  | 2022-03-15 00:41:21+00 | Any | ECC | Old | CZ14 | cWVVG | Cap-Tons | 971.7065 | 299999.5938 | None | 2797531.1299 | 784749.5 | 931234.8092 | 0 | 311679.0711 | 2496.6801 | 176084.5425 | 591287.2577 | 191810.3592 | 171355.4449 | 35032.5082 | 97.3874 | 34935.1204 | 0 | 739.6529 | 527.2257
WtrCldScrewChlr-0.748kwpton-VarSpd | DEER2023 |  | 2022-03-15 00:41:21+00 | Any | ECC | Old | CZ14 | cWVVG | Cap-Tons | 1 | 299999.5938 | None | 3012310.705 | 784749.5 | 931234.8092 | 0 | 527506.9066 | 2479.6333 | 175053.4422 | 591287.2577 | 191810.3592 | 171355.4449 | 35032.5082 | 97.3874 | 34935.1204 | 0 | 868.7343 | 632.5247
AirCldRecipChlr-0.95kwpton | DEER2023 |  | 2022-03-14 18:21:41+00 | Any | ECC | Old | CZ15 | cAVVG | Cap-Tons | 1217.2755 | 299999.5938 | None | 3886389.0198 | 784749.5 | 930430.3651 | 0 | 1436066.4901 | 0 | 91708.5729 | 643433.2733 | 307390.2023 | 44635.806 | 13842.2999 | 97.3874 | 13744.9021 | 0 | 1272.7115 | 957.2215
AirCldRecipChlr-1.407kwpton | DEER2023 |  | 2022-03-14 18:21:41+00 | Any | ECC | Old | CZ15 | cAVVG | Cap-Tons | 1 | 299999.5938 | None | 4577212.3328 | 784749.5 | 930430.3651 | 0 | 2126889.5038 | 0 | 91708.5729 | 643433.2733 | 307390.2023 | 44635.806 | 13842.2999 | 97.3874 | 13744.9021 | 0 | 1632.3129 | 1248.653
AirCldScrewChlr-0.95kwpton | DEER2023 |  | 2022-03-14 19:29:42+00 | Any | ECC | Old | CZ15 | cAVVG | Cap-Tons | 1217.2755 | 299999.5938 | None | 4115010.4 | 784749.5 | 930430.3651 | 0 | 1665148.1405 | 0 | 91248.3093 | 643433.7586 | 307390.2023 | 44635.806 | 13842.2697 | 97.3874 | 13744.8796 | 0 | 1355.5618 | 1027.7055
AirCldScrewChlr-1.407kwpton | DEER2023 |  | 2022-03-14 19:29:42+00 | Any | ECC | Old | CZ15 | cAVVG | Cap-Tons | 1 | 299999.5938 | None | 4916034.4107 | 784749.5 | 930430.3651 | 0 | 2466172.4366 | 0 | 91248.3093 | 643433.7586 | 307390.2023 | 44635.806 | 13842.2697 | 97.3874 | 13744.8796 | 0 | 1754.935 | 1353.0523
AirCldScrewChlr-0.99kwpton-VarSpd | DEER2023 |  | 2022-03-14 20:36:10+00 | Any | ECC | Old | CZ15 | cAVVG | Cap-Tons | 1217.2755 | 299999.5938 | None | 4185122.6672 | 784749.5 | 930430.3651 | 0 | 1735259.6153 | 0 | 91248.3093 | 643433.7586 | 307390.2023 | 44635.806 | 13842.2697 | 97.3874 | 13744.8796 | 0 | 1390.5172 | 1056.1819
AirCldScrewChlr-1.407kwpton-VarSpd | DEER2023 |  | 2022-03-14 20:36:10+00 | Any | ECC | Old | CZ15 | cAVVG | Cap-Tons | 1 | 299999.5938 | None | 4916034.4107 | 784749.5 | 930430.3651 | 0 | 2466172.4366 | 0 | 91248.3093 | 643433.7586 | 307390.2023 | 44635.806 | 13842.2697 | 97.3874 | 13744.8796 | 0 | 1754.935 | 1353.0523
WtrCldCentChlr-Conv-0.42kwpton | DEER2023 |  | 2022-03-14 21:09:18+00 | Any | ECC | Old | CZ15 | cWVVG | Cap-Tons | 1217.2753 | 299999.5938 | None | 3568831.7847 | 784749.5 | 930430.3651 | 0 | 906432.339 | 6427.3305 | 297347.9446 | 643444.1158 | 307390.1561 | 44635.806 | 13841.8664 | 97.3874 | 13744.4713 | 0 | 924.6515 | 668.5077
WtrCldCentChlr-Conv-0.748kwpton | DEER2023 |  | 2022-03-14 21:09:18+00 | Any | ECC | Old | CZ15 | cWVVG | Cap-Tons | 1 | 299999.5938 | None | 4276122.7176 | 784749.5 | 930430.3651 | 0 | 1613271.8641 | 6645.0051 | 297580.87 | 643444.1158 | 307390.1561 | 44635.806 | 13841.8664 | 97.3874 | 13744.4713 | 0 | 1180.595 | 877.9366
WtrCldCentChlr-Conv-1Cmp-0.439kwpton-VarSpd-CndRlf | DEER2023 |  | 2022-03-14 22:16:50+00 | Any | ECC | Old | CZ15 | cWVVG | Cap-Tons | 1217.2754 | 299999.5938 | None | 3194351.5481 | 784749.5 | 930430.3651 | 0 | 535085.7567 | 17960.9137 | 282674.449 | 643450.1662 | 307390.6909 | 44635.806 | 13841.6911 | 97.3874 | 13744.301 | 0 | 785.1016 | 557.2753
WtrCldCentChlr-Conv-1Cmp-0.748kwpton-VarSpd-CndRlf | DEER2023 |  | 2022-03-14 22:16:50+00 | Any | ECC | Old | CZ15 | cWVVG | Cap-Tons | 1 | 299999.5938 | None | 3566888.5954 | 784749.5 | 930430.3651 | 0 | 908282.1473 | 18081.0787 | 281894.9396 | 643450.1288 | 307390.6909 | 44635.806 | 13841.6911 | 97.3874 | 13744.2989 | 0 | 941.3118 | 683.4458
WtrCldCentChlr-NoFric-1Cmp-0.439kwpton-VarSpd-CndRlf | DEER2023 |  | 2022-03-14 22:54:12+00 | Any | ECC | Old | CZ15 | cWVVG | Cap-Tons | 1217.2755 | 299999.5938 | None | 3182827.0718 | 784749.5 | 930430.3651 | 0 | 522575.5802 | 17989.2571 | 283631.9061 | 643450.322 | 307390.7526 | 44635.806 | 13841.6911 | 97.3874 | 13744.301 | 0 | 792.2595 | 563.9181
WtrCldCentChlr-NoFric-1Cmp-0.748kwpton-VarSpd-CndRlf | DEER2023 |  | 2022-03-14 22:54:12+00 | Any | ECC | Old | CZ15 | cWVVG | Cap-Tons | 1 | 299999.5938 | None | 3547325.7298 | 784749.5 | 930430.3651 | 0 | 887792.7517 | 18133.6759 | 282768.5136 | 643450.322 | 307390.7526 | 44635.806 | 13841.6911 | 97.3874 | 13744.301 | 0 | 953.5018 | 694.7625
WtrCldCentChlr-NoFric-2Cmp-0.439kwpton-VarSpd-CndRlf | DEER2023 |  | 2022-03-14 23:25:13+00 | Any | ECC | Old | CZ15 | cWVVG | Cap-Tons | 1217.2755 | 299999.5938 | None | 3174001.6824 | 784749.5 | 930430.3651 | 0 | 515010.2513 | 17988.4146 | 282372.7308 | 643450.322 | 307390.7526 | 44635.806 | 13841.6911 | 97.3874 | 13744.301 | 0 | 794.5894 | 565.9602
WtrCldCentChlr-NoFric-2Cmp-0.748kwpton-VarSpd-CndRlf | DEER2023 |  | 2022-03-14 23:25:13+00 | Any | ECC | Old | CZ15 | cWVVG | Cap-Tons | 1 | 299999.5938 | None | 3533333.8 | 784749.5 | 930430.3651 | 0 | 875391.7582 | 18134.0324 | 281177.4652 | 643450.2604 | 307390.7526 | 44635.806 | 13841.6911 | 97.3874 | 13744.2989 | 0 | 957.4702 | 698.2416
WtrCldRecipChlr-0.42kwpton | DEER2023 |  | 2022-03-14 23:49:47+00 | Any | ECC | Old | CZ15 | cWVVG | Cap-Tons | 1217.2755 | 299999.5938 | None | 3391143.6305 | 784749.5 | 930430.3651 | 0 | 712519.7403 | 6770.9541 | 313235.2455 | 643437.0414 | 307390.1561 | 44635.8083 | 13842.107 | 97.3874 | 13744.7175 | 0 | 878.274 | 640.2248
WtrCldRecipChlr-0.748kwpton | DEER2023 |  | 2022-03-14 23:49:47+00 | Any | ECC | Old | CZ15 | cWVVG | Cap-Tons | 1 | 299999.5938 | None | 3944566.3786 | 784749.5 | 930430.3651 | 0 | 1266290.1405 | 6900.1564 | 312757.7781 | 643437.0414 | 307390.1561 | 44635.806 | 13842.107 | 97.3874 | 13744.7175 | 0 | 1097.8684 | 822.2151
WtrCldScrewChlr-0.42kwpton | DEER2023 |  | 2022-03-15 00:09:29+00 | Any | ECC | Old | CZ15 | cWVVG | Cap-Tons | 1217.2755 | 299999.5938 | None | 3450717.8992 | 784749.5 | 930430.3651 | 0 | 774272.3311 | 6923.7812 | 310904.4736 | 643437.0155 | 307390.1561 | 44635.7995 | 13842.111 | 97.3874 | 13744.7197 | 0 | 925.8602 | 678.0437
WtrCldScrewChlr-0.748kwpton | DEER2023 |  | 2022-03-15 00:09:29+00 | Any | ECC | Old | CZ15 | cWVVG | Cap-Tons | 1 | 299999.5938 | None | 4046836.1069 | 784749.5 | 930430.3651 | 0 | 1371761.5969 | 7159.0719 | 309298.0249 | 643437.0414 | 307390.1561 | 44635.806 | 13842.107 | 97.3874 | 13744.7175 | 0 | 1182.6204 | 889.5822
WtrCldScrewChlr-0.439kwpton-VarSpd | DEER2023 |  | 2022-03-15 00:41:21+00 | Any | ECC | Old | CZ15 | cWVVG | Cap-Tons | 1217.2755 | 299999.5938 | None | 3263773.174 | 784749.5 | 930430.3651 | 0 | 587374.7677 | 6575.1753 | 311206.0797 | 643437.0414 | 307390.1561 | 44635.8083 | 13842.107 | 97.3874 | 13744.7175 | 0 | 829.5614 | 600.8913
WtrCldScrewChlr-0.748kwpton-VarSpd | DEER2023 |  | 2022-03-15 00:41:21+00 | Any | ECC | Old | CZ15 | cWVVG | Cap-Tons | 1 | 299999.5938 | None | 3670928.3557 | 784749.5 | 930430.3651 | 0 | 995628.3573 | 6564.5611 | 310117.6211 | 643437.0106 | 307390.1561 | 44635.806 | 13842.107 | 97.3874 | 13744.7175 | 0 | 993.188 | 737.2408
AirCldRecipChlr-0.95kwpton | DEER2023 |  | 2022-03-14 18:21:41+00 | Any | ECC | Old | CZ16 | cAVVG | Cap-Tons | 555.4312 | 299999.5938 | None | 2560664.029 | 784749.5 | 930494.099 | 0 | 258345.1906 | 0 | 25406.4642 | 561668.9606 | 114211.4125 | 292309.9109 | 73901.1608 | 97.3874 | 73803.7652 | 0 | 329.3895 | 259.0626
AirCldRecipChlr-1.407kwpton | DEER2023 |  | 2022-03-14 18:21:41+00 | Any | ECC | Old | CZ16 | cAVVG | Cap-Tons | 1 | 299999.5938 | None | 2684941.7088 | 784749.5 | 930494.099 | 0 | 382622.6653 | 0 | 25406.4642 | 561668.9606 | 114211.4125 | 292309.9109 | 73901.1608 | 97.3874 | 73803.7652 | 0 | 403.9904 | 322.6706
AirCldScrewChlr-0.95kwpton | DEER2023 |  | 2022-03-14 19:29:42+00 | Any | ECC | Old | CZ16 | cAVVG | Cap-Tons | 555.4312 | 299999.5938 | None | 2615351.4422 | 784749.5 | 930494.099 | 0 | 312539.2454 | 0 | 25898.4067 | 561670.6938 | 114211.4125 | 292309.9109 | 73901.0718 | 97.3874 | 73803.6757 | 0 | 340.4733 | 271.7187
AirCldScrewChlr-1.407kwpton | DEER2023 |  | 2022-03-14 19:29:42+00 | Any | ECC | Old | CZ16 | cAVVG | Cap-Tons | 1 | 299999.5938 | None | 2765699.4457 | 784749.5 | 930494.099 | 0 | 462886.904 | 0 | 25898.4067 | 561670.6938 | 114211.4125 | 292309.9109 | 73901.0718 | 97.3874 | 73803.6757 | 0 | 420.4014 | 341.411
AirCldScrewChlr-0.99kwpton-VarSpd | DEER2023 |  | 2022-03-14 20:36:10+00 | Any | ECC | Old | CZ16 | cAVVG | Cap-Tons | 555.4312 | 299999.5938 | None | 2628510.8148 | 784749.5 | 930494.099 | 0 | 325698.8208 | 0 | 25898.4067 | 561670.6938 | 114211.4125 | 292309.9109 | 73901.0718 | 97.3874 | 73803.6757 | 0 | 347.469 | 277.8185
AirCldScrewChlr-1.407kwpton-VarSpd | DEER2023 |  | 2022-03-14 20:36:10+00 | Any | ECC | Old | CZ16 | cAVVG | Cap-Tons | 1 | 299999.5938 | None | 2765699.4457 | 784749.5 | 930494.099 | 0 | 462886.904 | 0 | 25898.4067 | 561670.6938 | 114211.4125 | 292309.9109 | 73901.0718 | 97.3874 | 73803.6757 | 0 | 420.4014 | 341.411
WtrCldCentChlr-Conv-0.42kwpton | DEER2023 |  | 2022-03-14 21:09:18+00 | Any | ECC | Old | CZ16 | cWVVG | Cap-Tons | 555.4312 | 299999.5938 | None | 2544587.3195 | 784749.5 | 930494.099 | 0 | 194176.7511 | 2247.6335 | 71248.3224 | 561670.8424 | 114211.4125 | 292309.9109 | 73901.0658 | 97.3874 | 73803.6685 | 0 | 278.5104 | 223.3949
WtrCldCentChlr-Conv-0.748kwpton | DEER2023 |  | 2022-03-14 21:09:18+00 | Any | ECC | Old | CZ16 | cWVVG | Cap-Tons | 1 | 299999.5938 | None | 2696399.4156 | 784749.5 | 930494.099 | 0 | 345774.3308 | 2347.8415 | 71362.8271 | 561670.8424 | 114211.4125 | 292309.9109 | 73901.0643 | 97.3874 | 73803.6685 | 0 | 347.0864 | 286.1831
WtrCldCentChlr-Conv-1Cmp-0.439kwpton-VarSpd-CndRlf | DEER2023 |  | 2022-03-14 22:16:50+00 | Any | ECC | Old | CZ16 | cWVVG | Cap-Tons | 555.4312 | 299999.5938 | None | 2459014.4416 | 784749.5 | 930494.099 | 0 | 106372.4778 | 5156.8247 | 70571.4334 | 561670.2773 | 114211.4125 | 292309.9109 | 73901.0891 | 97.3874 | 73803.692 | 0 | 249.2837 | 194.044
WtrCldCentChlr-Conv-1Cmp-0.748kwpton-VarSpd-CndRlf | DEER2023 |  | 2022-03-14 22:16:50+00 | Any | ECC | Old | CZ16 | cWVVG | Cap-Tons | 1 | 299999.5938 | None | 2533375.2652 | 784749.5 | 930494.099 | 0 | 181004.141 | 5209.7893 | 70247.5563 | 561670.2773 | 114211.4125 | 292309.9109 | 73901.0891 | 97.3874 | 73803.692 | 0 | 289.2024 | 228.8147
WtrCldCentChlr-NoFric-1Cmp-0.439kwpton-VarSpd-CndRlf | DEER2023 |  | 2022-03-14 22:54:12+00 | Any | ECC | Old | CZ16 | cWVVG | Cap-Tons | 555.4312 | 299999.5938 | None | 2464076.5079 | 784749.5 | 930494.099 | 0 | 111016.5003 | 5195.6371 | 70950.0905 | 561670.8424 | 114211.4125 | 292309.9109 | 73901.0709 | 97.3874 | 73803.6736 | 0 | 255.7124 | 198.9497
WtrCldCentChlr-NoFric-1Cmp-0.748kwpton-VarSpd-CndRlf | DEER2023 |  | 2022-03-14 22:54:12+00 | Any | ECC | Old | CZ16 | cWVVG | Cap-Tons | 1 | 299999.5938 | None | 2541719.8414 | 784749.5 | 930494.099 | 0 | 188978.7907 | 5268.4968 | 70558.5889 | 561670.8424 | 114211.4125 | 292309.9109 | 73901.0709 | 97.3874 | 73803.6736 | 0 | 300.1568 | 237.1741
WtrCldCentChlr-NoFric-2Cmp-0.439kwpton-VarSpd-CndRlf | DEER2023 |  | 2022-03-14 23:25:13+00 | Any | ECC | Old | CZ16 | cWVVG | Cap-Tons | 555.4312 | 299999.5938 | None | 2465845.0974 | 784749.5 | 930494.099 | 0 | 113083.2932 | 5206.4735 | 70641.0137 | 561670.8424 | 114211.4125 | 292309.9109 | 73901.0709 | 97.3874 | 73803.6736 | 0 | 257.2024 | 200.3495
WtrCldCentChlr-NoFric-2Cmp-0.748kwpton-VarSpd-CndRlf | DEER2023 |  | 2022-03-14 23:25:13+00 | Any | ECC | Old | CZ16 | cWVVG | Cap-Tons | 1 | 299999.5938 | None | 2545017.3667 | 784749.5 | 930494.099 | 0 | 192561.2905 | 5286.8903 | 70254.8561 | 561670.8424 | 114211.4125 | 292309.9109 | 73901.0709 | 97.3874 | 73803.6736 | 0 | 302.6954 | 239.5591
WtrCldRecipChlr-0.42kwpton | DEER2023 |  | 2022-03-14 23:49:47+00 | Any | ECC | Old | CZ16 | cWVVG | Cap-Tons | 555.4312 | 299999.5938 | None | 2513554.0328 | 784749.5 | 930494.099 | 0 | 159410.8675 | 2313.5529 | 74908.5938 | 561677.2579 | 114211.4589 | 292309.9109 | 73900.7089 | 97.3874 | 73803.3116 | 0 | 273.5512 | 216.2726
WtrCldRecipChlr-0.748kwpton | DEER2023 |  | 2022-03-14 23:49:47+00 | Any | ECC | Old | CZ16 | cWVVG | Cap-Tons | 1 | 299999.5938 | None | 2637518.688 | 784749.5 | 930494.099 | 0 | 283577.632 | 2392.2753 | 74628.3573 | 561677.2579 | 114211.4589 | 292309.9109 | 73900.7089 | 97.3874 | 73803.3116 | 0 | 338.2423 | 273.4562
WtrCldScrewChlr-0.42kwpton | DEER2023 |  | 2022-03-15 00:09:29+00 | Any | ECC | Old | CZ16 | cWVVG | Cap-Tons | 555.4312 | 299999.5938 | None | 2517512.2724 | 784749.5 | 930494.099 | 0 | 164072.6389 | 2344.2299 | 74174.6811 | 561677.2579 | 114211.4589 | 292309.9109 | 73900.7089 | 97.3874 | 73803.3138 | 0 | 281.0828 | 222.6187
WtrCldScrewChlr-0.748kwpton | DEER2023 |  | 2022-03-15 00:09:29+00 | Any | ECC | Old | CZ16 | cWVVG | Cap-Tons | 1 | 299999.5938 | None | 2644107.1442 | 784749.5 | 930494.099 | 0 | 291015.1456 | 2445.3651 | 73725.9761 | 561677.2579 | 114211.4589 | 292309.9109 | 73900.7089 | 97.3874 | 73803.3138 | 0 | 351.6617 | 284.7069
WtrCldScrewChlr-0.439kwpton-VarSpd | DEER2023 |  | 2022-03-15 00:41:21+00 | Any | ECC | Old | CZ16 | cWVVG | Cap-Tons | 555.4312 | 299999.5938 | None | 2484122.5232 | 784749.5 | 930494.099 | 0 | 130567.7662 | 2254.0477 | 74379.9352 | 561677.2765 | 114211.4589 | 292309.9109 | 73900.7089 | 97.3874 | 73803.3138 | 0 | 263.1198 | 206.3873
WtrCldScrewChlr-0.748kwpton-VarSpd | DEER2023 |  | 2022-03-15 00:41:21+00 | Any | ECC | Old | CZ16 | cWVVG | Cap-Tons | 1 | 299999.5938 | None | 2575076.636 | 784749.5 | 930494.099 | 0 | 221862.2941 | 2285.0877 | 74008.261 | 561677.2765 | 114211.4589 | 292309.9109 | 73900.7089 | 97.3874 | 73803.3138 | 0 | 314.0747 | 250.9435
AirCldRecipChlr-0.95kwpton | DEER2023 |  | 2022-03-14 18:21:41+00 | Any | ECC | Rec | CZ01 | cAVVG | Cap-Tons | 328.0368 | 299999.5938 | None | 1861500 | 699890.2812 | 838537.625 | 0 | 37895.1895 | 0 | 9630.9473 | 275544.3672 | 11841.7009 | 190507.3242 | 46548.2778 | 97.3874 | 46450.8877 | 0 | 683.2437 | 509.1662
AirCldRecipChlr-1.407kwpton | DEER2023 |  | 2022-03-14 18:21:41+00 | Any | ECC | Rec | CZ01 | cAVVG | Cap-Tons | 1 | 299999.5938 | None | 1879729.25 | 699890.2812 | 838537.625 | 0 | 56124.7744 | 0 | 9630.9473 | 275544.3672 | 11841.7009 | 190507.3242 | 46548.2778 | 97.3874 | 46450.8877 | 0 | 757.2812 | 559.435
AirCldScrewChlr-0.95kwpton | DEER2023 |  | 2022-03-14 19:29:42+00 | Any | ECC | Rec | CZ01 | cAVVG | Cap-Tons | 328.186 | 299999.5938 | None | 1876874.5 | 699890.2812 | 838537.625 | 0 | 53242.5996 | 0 | 9658.0793 | 275544.4688 | 11841.7009 | 190507.3242 | 46548.2624 | 97.3874 | 46450.8813 | 0 | 695.093 | 521.4125
AirCldScrewChlr-1.407kwpton | DEER2023 |  | 2022-03-14 19:29:42+00 | Any | ECC | Rec | CZ01 | cAVVG | Cap-Tons | 1 | 299999.5938 | None | 1902487.25 | 699890.2812 | 838537.625 | 0 | 78855.0918 | 0 | 9658.0793 | 275544.4688 | 11841.7009 | 190507.3242 | 46548.2624 | 97.3874 | 46450.8813 | 0 | 774.8307 | 577.5762
AirCldScrewChlr-0.99kwpton-VarSpd | DEER2023 |  | 2022-03-14 20:36:10+00 | Any | ECC | Rec | CZ01 | cAVVG | Cap-Tons | 328.186 | 299999.5938 | None | 1879116.5 | 699890.2812 | 838537.625 | 0 | 55484.3896 | 0 | 9658.0793 | 275544.4688 | 11841.7009 | 190507.3242 | 46548.2624 | 97.3874 | 46450.8813 | 0 | 702.0725 | 526.3288
AirCldScrewChlr-1.407kwpton-VarSpd | DEER2023 |  | 2022-03-14 20:36:10+00 | Any | ECC | Rec | CZ01 | cAVVG | Cap-Tons | 1 | 299999.5938 | None | 1902487.25 | 699890.2812 | 838537.625 | 0 | 78855.0918 | 0 | 9658.0793 | 275544.4688 | 11841.7009 | 190507.3242 | 46548.2624 | 97.3874 | 46450.8813 | 0 | 774.8307 | 577.5762
WtrCldCentChlr-Conv-0.42kwpton | DEER2023 |  | 2022-03-14 21:09:18+00 | Any | ECC | Rec | CZ01 | cWVVG | Cap-Tons | 328.186 | 299999.5938 | None | 1875821.5 | 699890.2812 | 838537.625 | 0 | 38533.709 | 274.1954 | 23039.2876 | 275544.4688 | 11841.7009 | 190507.3242 | 46548.2522 | 97.3874 | 46450.8659 | 0 | 639.8507 | 487.191
WtrCldCentChlr-Conv-0.748kwpton | DEER2023 |  | 2022-03-14 21:09:18+00 | Any | ECC | Rec | CZ01 | cWVVG | Cap-Tons | 1 | 299999.5938 | None | 1905818.5 | 699890.2812 | 838537.625 | 0 | 68570.0674 | 286.3814 | 22988.0083 | 275544.4688 | 11841.7009 | 190507.3242 | 46548.2522 | 97.3874 | 46450.8659 | 0 | 712.744 | 540.727
WtrCldCentChlr-Conv-1Cmp-0.439kwpton-VarSpd-CndRlf | DEER2023 |  | 2022-03-14 22:16:50+00 | Any | ECC | Rec | CZ01 | cWVVG | Cap-Tons | 328.186 | 299999.5938 | None | 1856678.75 | 699890.2812 | 838537.625 | 0 | 18984.9873 | 834.2744 | 22885.4629 | 275544.4688 | 11841.7009 | 190507.3242 | 46548.2522 | 97.3874 | 46450.8659 | 0 | 616.7347 | 466.3465
WtrCldCentChlr-Conv-1Cmp-0.748kwpton-VarSpd-CndRlf | DEER2023 |  | 2022-03-14 22:16:50+00 | Any | ECC | Rec | CZ01 | cWVVG | Cap-Tons | 1 | 299999.5938 | None | 1869763.25 | 699890.2812 | 838537.625 | 0 | 32173.3574 | 829.5972 | 22785.875 | 275544.4688 | 11841.7009 | 190507.3242 | 46548.2547 | 97.3874 | 46450.8659 | 0 | 663.873 | 498.3798
WtrCldCentChlr-NoFric-1Cmp-0.439kwpton-VarSpd-CndRlf | DEER2023 |  | 2022-03-14 22:54:12+00 | Any | ECC | Rec | CZ01 | cWVVG | Cap-Tons | 328.186 | 299999.5938 | None | 1854371.25 | 699890.2812 | 838537.625 | 0 | 16560.5903 | 834.1077 | 23002.7881 | 275544.4688 | 11841.7009 | 190507.3242 | 46548.2522 | 97.3874 | 46450.8736 | 0 | 621.4143 | 469.2215
WtrCldCentChlr-NoFric-1Cmp-0.748kwpton-VarSpd-CndRlf | DEER2023 |  | 2022-03-14 22:54:12+00 | Any | ECC | Rec | CZ01 | cWVVG | Cap-Tons | 1 | 299999.5938 | None | 1865770.5 | 699890.2812 | 838537.625 | 0 | 28125.8477 | 828.5356 | 22842.4653 | 275544.4688 | 11841.7009 | 190507.3242 | 46548.2445 | 97.3874 | 46450.8659 | 0 | 671.8397 | 503.2758
WtrCldCentChlr-NoFric-2Cmp-0.439kwpton-VarSpd-CndRlf | DEER2023 |  | 2022-03-14 23:25:13+00 | Any | ECC | Rec | CZ01 | cWVVG | Cap-Tons | 328.186 | 299999.5938 | None | 1853731.25 | 699890.2812 | 838537.625 | 0 | 16027.1799 | 834.6098 | 22895.4971 | 275544.4688 | 11841.7009 | 190507.3242 | 46548.2522 | 97.3874 | 46450.8659 | 0 | 622.5263 | 470.076
WtrCldCentChlr-NoFric-2Cmp-0.748kwpton-VarSpd-CndRlf | DEER2023 |  | 2022-03-14 23:25:13+00 | Any | ECC | Rec | CZ01 | cWVVG | Cap-Tons | 1 | 299999.5938 | None | 1864721.75 | 699890.2812 | 838537.625 | 0 | 27220.0093 | 829.8522 | 22697.6572 | 275544.4688 | 11841.7009 | 190507.3242 | 46548.2445 | 97.3874 | 46450.8659 | 0 | 673.7315 | 504.7312
WtrCldRecipChlr-0.42kwpton | DEER2023 |  | 2022-03-14 23:49:47+00 | Any | ECC | Rec | CZ01 | cWVVG | Cap-Tons | 328.186 | 299999.5938 | None | 1863612 | 699890.2812 | 838537.625 | 0 | 26108.5796 | 274.7641 | 23254.5869 | 275544.5625 | 11841.7009 | 190507.3242 | 46548.2189 | 97.3874 | 46450.8416 | 0 | 636.4438 | 482.1748
WtrCldRecipChlr-0.748kwpton | DEER2023 |  | 2022-03-14 23:49:47+00 | Any | ECC | Rec | CZ01 | cWVVG | Cap-Tons | 1 | 299999.5938 | None | 1883790.25 | 699890.2812 | 838537.625 | 0 | 46356.2871 | 282.4828 | 23177.1021 | 275544.5625 | 11841.7009 | 190507.3242 | 46548.2189 | 97.3874 | 46450.8339 | 0 | 706.597 | 531.702
WtrCldScrewChlr-0.42kwpton | DEER2023 |  | 2022-03-15 00:09:29+00 | Any | ECC | Rec | CZ01 | cWVVG | Cap-Tons | 328.186 | 299999.5938 | None | 1861003.5 | 699890.2812 | 838537.625 | 0 | 23702.1123 | 279.1568 | 23047.6646 | 275544.5625 | 11841.7009 | 190507.3242 | 46548.2189 | 97.3874 | 46450.8416 | 0 | 642.496 | 486.5065
WtrCldScrewChlr-0.748kwpton | DEER2023 |  | 2022-03-15 00:09:29+00 | Any | ECC | Rec | CZ01 | cWVVG | Cap-Tons | 1 | 299999.5938 | None | 1878716 | 699890.2812 | 838537.625 | 0 | 41560.707 | 289.9832 | 22891.3403 | 275544.5625 | 11841.7009 | 190507.3242 | 46548.2189 | 97.3874 | 46450.8339 | 0 | 717.365 | 539.3658
WtrCldScrewChlr-0.439kwpton-VarSpd | DEER2023 |  | 2022-03-15 00:41:21+00 | Any | ECC | Rec | CZ01 | cWVVG | Cap-Tons | 328.186 | 299999.5938 | None | 1859438 | 699890.2812 | 838537.625 | 0 | 22012.5195 | 267.3707 | 23184.5078 | 275544.5625 | 11841.7009 | 190507.3242 | 46548.2189 | 97.3874 | 46450.8416 | 0 | 630.1915 | 476.7495
WtrCldScrewChlr-0.748kwpton-VarSpd | DEER2023 |  | 2022-03-15 00:41:21+00 | Any | ECC | Rec | CZ01 | cWVVG | Cap-Tons | 1 | 299999.5938 | None | 1874523 | 699890.2812 | 838537.625 | 0 | 37224.4814 | 269.5373 | 23054.8179 | 275544.5625 | 11841.7009 | 190507.3242 | 46548.2189 | 97.3874 | 46450.8416 | 0 | 689.0177 | 517.558
AirCldRecipChlr-0.95kwpton | DEER2023 |  | 2022-03-14 18:21:41+00 | Any | ECC | Rec | CZ02 | cAVVG | Cap-Tons | 577.5672 | 299999.5938 | None | 2092922.7682 | 699446.0985 | 838537.625 | 0 | 252436.5435 | 0 | 22743.1866 | 279757.1689 | 46999.1252 | 103297.0481 | 32384.2041 | 97.3874 | 32286.8166 | 0 | 935.2145 | 723.015
AirCldRecipChlr-1.407kwpton | DEER2023 |  | 2022-03-14 18:21:41+00 | Any | ECC | Rec | CZ02 | cAVVG | Cap-Tons | 1 | 299999.5938 | None | 2214357.8278 | 699446.0985 | 838537.625 | 0 | 373871.6968 | 0 | 22743.1866 | 279757.1689 | 46999.1252 | 103297.0481 | 32384.2041 | 97.3874 | 32286.8166 | 0 | 1115.0993 | 862.1288
AirCldScrewChlr-0.95kwpton | DEER2023 |  | 2022-03-14 19:29:42+00 | Any | ECC | Rec | CZ02 | cAVVG | Cap-Tons | 577.5672 | 299999.5938 | None | 2150397.106 | 699446.0985 | 838537.625 | 0 | 309732.5161 | 0 | 22922.1542 | 279757.0751 | 46999.1252 | 103297.0481 | 32384.2066 | 97.3874 | 32286.8191 | 0 | 956.0496 | 743.4722
AirCldScrewChlr-1.407kwpton | DEER2023 |  | 2022-03-14 19:29:42+00 | Any | ECC | Rec | CZ02 | cAVVG | Cap-Tons | 1 | 299999.5938 | None | 2299394.4437 | 699446.0985 | 838537.625 | 0 | 458730.1337 | 0 | 22922.1542 | 279757.0751 | 46999.1252 | 103297.0481 | 32384.2066 | 97.3874 | 32286.8191 | 0 | 1145.9524 | 892.432
AirCldScrewChlr-0.99kwpton-VarSpd | DEER2023 |  | 2022-03-14 20:36:10+00 | Any | ECC | Rec | CZ02 | cAVVG | Cap-Tons | 577.5672 | 299999.5938 | None | 2163438.5629 | 699446.0985 | 838537.625 | 0 | 322773.8796 | 0 | 22922.1542 | 279757.0751 | 46999.1252 | 103297.0481 | 32384.2066 | 97.3874 | 32286.8191 | 0 | 972.6713 | 756.5099
AirCldScrewChlr-1.407kwpton-VarSpd | DEER2023 |  | 2022-03-14 20:36:10+00 | Any | ECC | Rec | CZ02 | cAVVG | Cap-Tons | 1 | 299999.5938 | None | 2299394.4437 | 699446.0985 | 838537.625 | 0 | 458730.1337 | 0 | 22922.1542 | 279757.0751 | 46999.1252 | 103297.0481 | 32384.2066 | 97.3874 | 32286.8191 | 0 | 1145.9524 | 892.432
WtrCldCentChlr-Conv-0.42kwpton | DEER2023 |  | 2022-03-14 21:09:18+00 | Any | ECC | Rec | CZ02 | cWVVG | Cap-Tons | 578.4352 | 299999.5938 | None | 2085655.6159 | 699446.0985 | 838537.625 | 0 | 193248.4867 | 1788.3359 | 72876.1845 | 279757.1925 | 46999.1252 | 103297.0481 | 32384.2015 | 97.3874 | 32286.8114 | 0 | 777.9453 | 619.842
WtrCldCentChlr-Conv-0.748kwpton | DEER2023 |  | 2022-03-14 21:09:18+00 | Any | ECC | Rec | CZ02 | cWVVG | Cap-Tons | 1 | 299999.5938 | None | 2236423.2384 | 699446.0985 | 838537.625 | 0 | 344024.7839 | 1860.2325 | 72795.5176 | 279757.2626 | 46999.1252 | 103297.0481 | 32384.2015 | 97.3874 | 32286.814 | 0 | 919.8863 | 741.0766
WtrCldCentChlr-Conv-1Cmp-0.439kwpton-VarSpd-CndRlf | DEER2023 |  | 2022-03-14 22:16:50+00 | Any | ECC | Rec | CZ02 | cWVVG | Cap-Tons | 578.4352 | 299999.5938 | None | 2000229.0331 | 699446.0985 | 838537.625 | 0 | 106170.2338 | 4887.2359 | 71428.3482 | 279757.3878 | 46999.1252 | 103297.0481 | 32384.1989 | 97.3874 | 32286.8165 | 0 | 718.3185 | 563.6797
WtrCldCentChlr-Conv-1Cmp-0.748kwpton-VarSpd-CndRlf | DEER2023 |  | 2022-03-14 22:16:50+00 | Any | ECC | Rec | CZ02 | cWVVG | Cap-Tons | 1 | 299999.5938 | None | 2073891.1589 | 699446.0985 | 838537.625 | 0 | 180160.1811 | 4936.0293 | 71052.0358 | 279757.3878 | 46999.1252 | 103297.0481 | 32384.1989 | 97.3874 | 32286.8191 | 0 | 801.1026 | 632.7737
WtrCldCentChlr-NoFric-1Cmp-0.439kwpton-VarSpd-CndRlf | DEER2023 |  | 2022-03-14 22:54:12+00 | Any | ECC | Rec | CZ02 | cWVVG | Cap-Tons | 578.4352 | 299999.5938 | None | 1998169.3974 | 699446.0985 | 838537.625 | 0 | 103749.034 | 4916.8394 | 71760.963 | 279757.4814 | 46999.1252 | 103297.0481 | 32384.1913 | 97.3874 | 32286.8012 | 0 | 729.6862 | 573.0245
WtrCldCentChlr-NoFric-1Cmp-0.748kwpton-VarSpd-CndRlf | DEER2023 |  | 2022-03-14 22:54:12+00 | Any | ECC | Rec | CZ02 | cWVVG | Cap-Tons | 1 | 299999.5938 | None | 2070548.6556 | 699446.0985 | 838537.625 | 0 | 176375.5614 | 4974.3223 | 71455.699 | 279757.4814 | 46999.1252 | 103297.0481 | 32384.1913 | 97.3874 | 32286.8038 | 0 | 820.4763 | 648.6736
WtrCldCentChlr-NoFric-2Cmp-0.439kwpton-VarSpd-CndRlf | DEER2023 |  | 2022-03-14 23:25:13+00 | Any | ECC | Rec | CZ02 | cWVVG | Cap-Tons | 578.4352 | 299999.5938 | None | 1997747.6424 | 699446.0985 | 838537.625 | 0 | 103543.3323 | 4921.9928 | 71539.539 | 279757.4814 | 46999.1252 | 103297.0481 | 32384.1913 | 97.3874 | 32286.8012 | 0 | 732.7119 | 575.5211
WtrCldCentChlr-NoFric-2Cmp-0.748kwpton-VarSpd-CndRlf | DEER2023 |  | 2022-03-14 23:25:13+00 | Any | ECC | Rec | CZ02 | cWVVG | Cap-Tons | 1 | 299999.5938 | None | 2070034.7219 | 699446.0985 | 838537.625 | 0 | 176064.5211 | 4983.7205 | 71243.4056 | 279757.4814 | 46999.1252 | 103297.0481 | 32384.1913 | 97.3874 | 32286.8038 | 0 | 825.6308 | 652.927
WtrCldRecipChlr-0.42kwpton | DEER2023 |  | 2022-03-14 23:49:47+00 | Any | ECC | Rec | CZ02 | cWVVG | Cap-Tons | 578.4352 | 299999.5938 | None | 2044659.3576 | 699446.0985 | 838537.625 | 0 | 149697.4954 | 1841.2914 | 75378.5008 | 279756.8878 | 46999.1252 | 103297.0481 | 32384.2246 | 97.3874 | 32286.8345 | 0 | 766.8127 | 609.494
WtrCldRecipChlr-0.748kwpton | DEER2023 |  | 2022-03-14 23:49:47+00 | Any | ECC | Rec | CZ02 | cWVVG | Cap-Tons | 1 | 299999.5938 | None | 2160909.245 | 699446.0985 | 838537.625 | 0 | 266122.559 | 1891.1275 | 75153.6138 | 279756.8878 | 46999.1252 | 103297.0481 | 32384.2246 | 97.3874 | 32286.8345 | 0 | 900.0716 | 720.9966
WtrCldScrewChlr-0.42kwpton | DEER2023 |  | 2022-03-15 00:09:29+00 | Any | ECC | Rec | CZ02 | cWVVG | Cap-Tons | 578.4352 | 299999.5938 | None | 2051153.6424 | 699446.0985 | 838537.625 | 0 | 156477.932 | 1871.6686 | 75061.5243 | 279756.8878 | 46999.1252 | 103297.0481 | 32384.2143 | 97.3874 | 32286.8345 | 0 | 784.5067 | 626.9679
WtrCldScrewChlr-0.748kwpton | DEER2023 |  | 2022-03-15 00:09:29+00 | Any | ECC | Rec | CZ02 | cWVVG | Cap-Tons | 1 | 299999.5938 | None | 2170982.2053 | 699446.0985 | 838537.625 | 0 | 276833.4903 | 1943.9398 | 74462.7499 | 279756.8878 | 46999.1252 | 103297.0481 | 32384.2169 | 97.3874 | 32286.8345 | 0 | 931.5861 | 752.1172
WtrCldScrewChlr-0.439kwpton-VarSpd | DEER2023 |  | 2022-03-15 00:41:21+00 | Any | ECC | Rec | CZ02 | cWVVG | Cap-Tons | 578.4352 | 299999.5938 | None | 2017794.3907 | 699446.0985 | 838537.625 | 0 | 123145.4175 | 1792.2014 | 75114.4933 | 279756.8878 | 46999.1252 | 103297.0481 | 32384.2169 | 97.3874 | 32286.8345 | 0 | 747.4324 | 589.767
WtrCldScrewChlr-0.748kwpton-VarSpd | DEER2023 |  | 2022-03-15 00:41:21+00 | Any | ECC | Rec | CZ02 | cWVVG | Cap-Tons | 1 | 299999.5938 | None | 2103209.2318 | 699446.0985 | 838537.625 | 0 | 208902.8181 | 1804.4079 | 74759.6873 | 279756.8878 | 46999.1252 | 103297.0481 | 32384.2246 | 97.3874 | 32286.8345 | 0 | 853.9085 | 676.3785
AirCldRecipChlr-0.95kwpton | DEER2023 |  | 2022-03-14 18:21:41+00 | Any | ECC | Rec | CZ03 | cAVVG | Cap-Tons | 447.4775 | 299999.5938 | None | 1990352.1745 | 700007.3346 | 838537.625 | 0 | 160621.628 | 0 | 18005.3999 | 273178.3391 | 41652.055 | 91942.967 | 27479.4121 | 97.3874 | 27382.0297 | 0 | 772.1073 | 609.8837
AirCldRecipChlr-1.407kwpton | DEER2023 |  | 2022-03-14 18:21:41+00 | Any | ECC | Rec | CZ03 | cAVVG | Cap-Tons | 1 | 299999.5938 | None | 2067620.1117 | 700007.3346 | 838537.625 | 0 | 237889.0689 | 0 | 18005.3999 | 273178.3391 | 41652.055 | 91942.967 | 27479.4121 | 97.3874 | 27382.0297 | 0 | 879.678 | 700.8814
AirCldScrewChlr-0.95kwpton | DEER2023 |  | 2022-03-14 19:29:42+00 | Any | ECC | Rec | CZ03 | cAVVG | Cap-Tons | 447.4775 | 299999.5938 | None | 2040797.9895 | 700007.3346 | 838537.625 | 0 | 210723.1779 | 0 | 18347.9112 | 273179.644 | 41652.0609 | 91942.967 | 27479.2796 | 97.3874 | 27381.8998 | 0 | 792.2558 | 630.4803
AirCldScrewChlr-1.407kwpton | DEER2023 |  | 2022-03-14 19:29:42+00 | Any | ECC | Rec | CZ03 | cAVVG | Cap-Tons | 1 | 299999.5938 | None | 2142167.0646 | 700007.3346 | 838537.625 | 0 | 312092.0541 | 0 | 18347.9112 | 273179.644 | 41652.0609 | 91942.967 | 27479.2796 | 97.3874 | 27381.8998 | 0 | 909.5279 | 731.0909
AirCldScrewChlr-0.99kwpton-VarSpd | DEER2023 |  | 2022-03-14 20:36:10+00 | Any | ECC | Rec | CZ03 | cAVVG | Cap-Tons | 447.4775 | 299999.5938 | None | 2049670.2147 | 700007.3346 | 838537.625 | 0 | 219595.7549 | 0 | 18347.9112 | 273179.644 | 41652.0609 | 91942.967 | 27479.2796 | 97.3874 | 27381.8998 | 0 | 802.5206 | 639.2862
AirCldScrewChlr-1.407kwpton-VarSpd | DEER2023 |  | 2022-03-14 20:36:10+00 | Any | ECC | Rec | CZ03 | cAVVG | Cap-Tons | 1 | 299999.5938 | None | 2142167.0646 | 700007.3346 | 838537.625 | 0 | 312092.0541 | 0 | 18347.9112 | 273179.644 | 41652.0609 | 91942.967 | 27479.2796 | 97.3874 | 27381.8998 | 0 | 909.5279 | 731.0909
WtrCldCentChlr-Conv-0.42kwpton | DEER2023 |  | 2022-03-14 21:09:18+00 | Any | ECC | Rec | CZ03 | cWVVG | Cap-Tons | 447.5075 | 299999.5938 | None | 2017151.3316 | 700007.3346 | 838537.625 | 0 | 144204.9543 | 1639.8299 | 59579.8612 | 273179.9253 | 41652.0609 | 91942.967 | 27479.238 | 97.3874 | 27381.8556 | 0 | 709.9336 | 564.5421
WtrCldCentChlr-Conv-0.748kwpton | DEER2023 |  | 2022-03-14 21:09:18+00 | Any | ECC | Rec | CZ03 | cWVVG | Cap-Tons | 1 | 299999.5938 | None | 2129586.8743 | 700007.3346 | 838537.625 | 0 | 256745.1714 | 1713.9737 | 59400.9239 | 273179.9253 | 41652.0609 | 91942.967 | 27479.2355 | 97.3874 | 27381.8556 | 0 | 814.3137 | 657.0846
WtrCldCentChlr-Conv-1Cmp-0.439kwpton-VarSpd-CndRlf | DEER2023 |  | 2022-03-14 22:16:50+00 | Any | ECC | Rec | CZ03 | cWVVG | Cap-Tons | 447.5075 | 299999.5938 | None | 1947679.4311 | 700007.3346 | 838537.625 | 0 | 71854.3373 | 4984.7157 | 59114.2276 | 273179.5502 | 41652.055 | 91942.967 | 27479.2687 | 97.3874 | 27381.8844 | 0 | 665.0811 | 524.6549
WtrCldCentChlr-Conv-1Cmp-0.748kwpton-VarSpd-CndRlf | DEER2023 |  | 2022-03-14 22:16:50+00 | Any | ECC | Rec | CZ03 | cWVVG | Cap-Tons | 1 | 299999.5938 | None | 1997801.7574 | 700007.3346 | 838537.625 | 0 | 122181.1251 | 5018.9699 | 58875.0521 | 273179.5502 | 41652.055 | 91942.967 | 27479.2687 | 97.3874 | 27381.8863 | 0 | 723.5596 | 577.4832
WtrCldCentChlr-NoFric-1Cmp-0.439kwpton-VarSpd-CndRlf | DEER2023 |  | 2022-03-14 22:54:12+00 | Any | ECC | Rec | CZ03 | cWVVG | Cap-Tons | 447.5075 | 299999.5938 | None | 1945351.7208 | 700007.3346 | 838537.625 | 0 | 69294.7002 | 5001.5929 | 59328.8042 | 273179.8315 | 41652.0609 | 91942.967 | 27479.2457 | 97.3874 | 27381.8633 | 0 | 674.2993 | 532.0522
WtrCldCentChlr-NoFric-1Cmp-0.748kwpton-VarSpd-CndRlf | DEER2023 |  | 2022-03-14 22:54:12+00 | Any | ECC | Rec | CZ03 | cWVVG | Cap-Tons | 1 | 299999.5938 | None | 1993755.3613 | 700007.3346 | 838537.625 | 0 | 117940.4739 | 5040.6097 | 59047.5357 | 273179.8315 | 41652.0609 | 91942.967 | 27479.2457 | 97.3874 | 27381.8633 | 0 | 739.2749 | 589.0719
WtrCldCentChlr-NoFric-2Cmp-0.439kwpton-VarSpd-CndRlf | DEER2023 |  | 2022-03-14 23:25:13+00 | Any | ECC | Rec | CZ03 | cWVVG | Cap-Tons | 447.5075 | 299999.5938 | None | 1945486.171 | 700007.3346 | 838537.625 | 0 | 69533.9817 | 5008.2412 | 59217.6902 | 273179.8315 | 41652.0609 | 91942.967 | 27479.2457 | 97.3874 | 27381.8633 | 0 | 676.8127 | 534.2502
WtrCldCentChlr-NoFric-2Cmp-0.748kwpton-VarSpd-CndRlf | DEER2023 |  | 2022-03-14 23:25:13+00 | Any | ECC | Rec | CZ03 | cWVVG | Cap-Tons | 1 | 299999.5938 | None | 1994074.822 | 700007.3346 | 838537.625 | 0 | 118363.3686 | 5052.1585 | 58933.148 | 273179.8315 | 41652.0609 | 91942.967 | 27479.2457 | 97.3874 | 27381.8633 | 0 | 743.5548 | 592.8147
WtrCldRecipChlr-0.42kwpton | DEER2023 |  | 2022-03-14 23:49:47+00 | Any | ECC | Rec | CZ03 | cWVVG | Cap-Tons | 447.5075 | 299999.5938 | None | 1981112.5881 | 700007.3346 | 838537.625 | 0 | 106864.8715 | 1646.6797 | 60872.3535 | 273181.9722 | 41652.0609 | 91942.9729 | 27479.0339 | 97.3874 | 27381.6541 | 0 | 700.0101 | 557.994
WtrCldRecipChlr-0.748kwpton | DEER2023 |  | 2022-03-14 23:49:47+00 | Any | ECC | Rec | CZ03 | cWVVG | Cap-Tons | 1 | 299999.5938 | None | 2063984.178 | 700007.3346 | 838537.625 | 0 | 189991.8803 | 1692.97 | 60570.1424 | 273181.9019 | 41652.0609 | 91942.9729 | 27479.0339 | 97.3874 | 27381.6541 | 0 | 796.6335 | 642.4364
WtrCldScrewChlr-0.42kwpton | DEER2023 |  | 2022-03-15 00:09:29+00 | Any | ECC | Rec | CZ03 | cWVVG | Cap-Tons | 447.5075 | 299999.5938 | None | 1981413.2914 | 700007.3346 | 838537.625 | 0 | 107540.9942 | 1667.6912 | 60475.6901 | 273181.9019 | 41652.0609 | 91942.9729 | 27479.0339 | 97.3874 | 27381.6541 | 0 | 711.547 | 568.639
WtrCldScrewChlr-0.748kwpton | DEER2023 |  | 2022-03-15 00:09:29+00 | Any | ECC | Rec | CZ03 | cWVVG | Cap-Tons | 1 | 299999.5938 | None | 2063531.6579 | 700007.3346 | 838537.625 | 0 | 190034.467 | 1729.0583 | 60039.1695 | 273181.9722 | 41652.0609 | 91942.9729 | 27479.0339 | 97.3874 | 27381.6541 | 0 | 817.1815 | 661.3953
WtrCldScrewChlr-0.439kwpton-VarSpd | DEER2023 |  | 2022-03-15 00:41:21+00 | Any | ECC | Rec | CZ03 | cWVVG | Cap-Tons | 447.5075 | 299999.5938 | None | 1962001.9372 | 700007.3346 | 838537.625 | 0 | 88134.0369 | 1603.2159 | 60535.7813 | 273181.9019 | 41652.0609 | 91942.9729 | 27479.0339 | 97.3874 | 27381.6541 | 0 | 683.7022 | 539.707
WtrCldScrewChlr-0.748kwpton-VarSpd | DEER2023 |  | 2022-03-15 00:41:21+00 | Any | ECC | Rec | CZ03 | cWVVG | Cap-Tons | 1 | 299999.5938 | None | 2023189.9319 | 700007.3346 | 838537.625 | 0 | 149517.8143 | 1615.4455 | 60327.8016 | 273181.9019 | 41652.0609 | 91942.9729 | 27479.0339 | 97.3874 | 27381.6541 | 0 | 759.3165 | 602.9406
AirCldRecipChlr-0.95kwpton | DEER2023 |  | 2022-03-14 18:21:41+00 | Any | ECC | Rec | CZ04 | cAVVG | Cap-Tons | 577.2689 | 299999.5938 | None | 2165016.9754 | 699559.8793 | 838537.625 | 0 | 322290.8573 | 0 | 27111.6031 | 277515.3929 | 69573.798 | 65886.0077 | 23221.1909 | 97.3874 | 23123.8034 | 0 | 949.3566 | 764.4778
AirCldRecipChlr-1.407kwpton | DEER2023 |  | 2022-03-14 18:21:41+00 | Any | ECC | Rec | CZ04 | cAVVG | Cap-Tons | 1 | 299999.5938 | None | 2320056.1626 | 699559.8793 | 838537.625 | 0 | 477329.6932 | 0 | 27111.6031 | 277515.3929 | 69573.798 | 65886.0077 | 23221.1909 | 97.3874 | 23123.8034 | 0 | 1134.641 | 921.645
AirCldScrewChlr-0.95kwpton | DEER2023 |  | 2022-03-14 19:29:42+00 | Any | ECC | Rec | CZ04 | cAVVG | Cap-Tons | 577.2689 | 299999.5938 | None | 2240196.3892 | 699559.8793 | 838537.625 | 0 | 397125.544 | 0 | 27455.2751 | 277516.5483 | 69573.8038 | 65886.0077 | 23221.1238 | 97.3874 | 23123.7363 | 0 | 968.4472 | 785.9793
AirCldScrewChlr-1.407kwpton | DEER2023 |  | 2022-03-14 19:29:42+00 | Any | ECC | Rec | CZ04 | cAVVG | Cap-Tons | 1 | 299999.5938 | None | 2431234.8571 | 699559.8793 | 838537.625 | 0 | 588163.6995 | 0 | 27455.2751 | 277516.5483 | 69573.8038 | 65886.0077 | 23221.1238 | 97.3874 | 23123.7363 | 0 | 1162.934 | 953.3509
AirCldScrewChlr-0.99kwpton-VarSpd | DEER2023 |  | 2022-03-14 20:36:10+00 | Any | ECC | Rec | CZ04 | cAVVG | Cap-Tons | 577.2689 | 299999.5938 | None | 2256918.2167 | 699559.8793 | 838537.625 | 0 | 413846.591 | 0 | 27455.2751 | 277516.5483 | 69573.8038 | 65886.0077 | 23221.1238 | 97.3874 | 23123.7363 | 0 | 985.4708 | 800.6294
AirCldScrewChlr-1.407kwpton-VarSpd | DEER2023 |  | 2022-03-14 20:36:10+00 | Any | ECC | Rec | CZ04 | cAVVG | Cap-Tons | 1 | 299999.5938 | None | 2431234.8571 | 699559.8793 | 838537.625 | 0 | 588163.6995 | 0 | 27455.2751 | 277516.5483 | 69573.8038 | 65886.0077 | 23221.1238 | 97.3874 | 23123.7363 | 0 | 1162.934 | 953.3509
WtrCldCentChlr-Conv-0.42kwpton | DEER2023 |  | 2022-03-14 21:09:18+00 | Any | ECC | Rec | CZ04 | cWVVG | Cap-Tons | 577.4075 | 299999.5938 | None | 2164022.9113 | 699559.8793 | 838537.625 | 0 | 251354.0565 | 3726.1584 | 93326.9169 | 277515.7756 | 69573.798 | 65886.0077 | 23221.1551 | 97.3874 | 23123.7676 | 0 | 787.0379 | 637.8811
WtrCldCentChlr-Conv-0.748kwpton | DEER2023 |  | 2022-03-14 21:09:18+00 | Any | ECC | Rec | CZ04 | cWVVG | Cap-Tons | 1 | 299999.5938 | None | 2360220.8818 | 699559.8793 | 838537.625 | 0 | 447488.174 | 3887.3718 | 93230.2431 | 277515.7756 | 69573.798 | 65886.0077 | 23221.1551 | 97.3874 | 23123.7676 | 0 | 932.2563 | 768.2929
WtrCldCentChlr-Conv-1Cmp-0.439kwpton-VarSpd-CndRlf | DEER2023 |  | 2022-03-14 22:16:50+00 | Any | ECC | Rec | CZ04 | cWVVG | Cap-Tons | 577.4075 | 299999.5938 | None | 2051595.9163 | 699559.8793 | 838537.625 | 0 | 131178.0832 | 12108.4064 | 92694.6652 | 277515.4714 | 69573.798 | 65886.0097 | 23221.1679 | 97.3874 | 23123.7804 | 0 | 740.0419 | 589.376
WtrCldCentChlr-Conv-1Cmp-0.748kwpton-VarSpd-CndRlf | DEER2023 |  | 2022-03-14 22:16:50+00 | Any | ECC | Rec | CZ04 | cWVVG | Cap-Tons | 1 | 299999.5938 | None | 2143422.6552 | 699559.8793 | 838537.625 | 0 | 223157.0555 | 12320.6429 | 92329.7235 | 277515.4714 | 69573.798 | 65886.0097 | 23221.1705 | 97.3874 | 23123.7804 | 0 | 830.8042 | 666.5546
WtrCldCentChlr-NoFric-1Cmp-0.439kwpton-VarSpd-CndRlf | DEER2023 |  | 2022-03-14 22:54:12+00 | Any | ECC | Rec | CZ04 | cWVVG | Cap-Tons | 577.4075 | 299999.5938 | None | 2051541.266 | 699559.8793 | 838537.625 | 0 | 130790.2287 | 12151.84 | 92984.4147 | 277515.6587 | 69573.798 | 65886.0077 | 23221.1628 | 97.3874 | 23123.7753 | 0 | 751.0739 | 600.242
WtrCldCentChlr-NoFric-1Cmp-0.748kwpton-VarSpd-CndRlf | DEER2023 |  | 2022-03-14 22:54:12+00 | Any | ECC | Rec | CZ04 | cWVVG | Cap-Tons | 1 | 299999.5938 | None | 2143232.0049 | 699559.8793 | 838537.625 | 0 | 222613.3508 | 12385.0656 | 92618.3197 | 277515.6587 | 69573.798 | 65886.0077 | 23221.1628 | 97.3874 | 23123.7676 | 0 | 849.6415 | 685.0827
WtrCldCentChlr-NoFric-2Cmp-0.439kwpton-VarSpd-CndRlf | DEER2023 |  | 2022-03-14 23:25:13+00 | Any | ECC | Rec | CZ04 | cWVVG | Cap-Tons | 577.4075 | 299999.5938 | None | 2052483.399 | 699559.8793 | 838537.625 | 0 | 131937.5169 | 12166.6141 | 92763.6337 | 277515.6587 | 69573.798 | 65886.0077 | 23221.1628 | 97.3874 | 23123.7753 | 0 | 753.9524 | 603.0834
WtrCldCentChlr-NoFric-2Cmp-0.748kwpton-VarSpd-CndRlf | DEER2023 |  | 2022-03-14 23:25:13+00 | Any | ECC | Rec | CZ04 | cWVVG | Cap-Tons | 1 | 299999.5938 | None | 2144901.0099 | 699559.8793 | 838537.625 | 0 | 224578.1496 | 12410.5514 | 92297.2863 | 277515.6587 | 69573.798 | 65886.0077 | 23221.1628 | 97.3874 | 23123.7753 | 0 | 854.5493 | 689.9266
WtrCldRecipChlr-0.42kwpton | DEER2023 |  | 2022-03-14 23:49:47+00 | Any | ECC | Rec | CZ04 | cWVVG | Cap-Tons | 577.4075 | 299999.5938 | None | 2110367.7389 | 699559.8793 | 838537.625 | 0 | 194626.6182 | 3770.1096 | 96352.6614 | 277519.2412 | 69573.8068 | 65886.075 | 23220.9549 | 97.3874 | 23123.5648 | 0 | 777.4648 | 629.0475
WtrCldRecipChlr-0.748kwpton | DEER2023 |  | 2022-03-14 23:49:47+00 | Any | ECC | Rec | CZ04 | cWVVG | Cap-Tons | 1 | 299999.5938 | None | 2261617.3842 | 699559.8793 | 838537.625 | 0 | 346148.0209 | 3882.6155 | 95967.7591 | 277519.2412 | 69573.8068 | 65886.075 | 23220.9523 | 97.3874 | 23123.5591 | 0 | 915.2127 | 750.8324
WtrCldScrewChlr-0.42kwpton | DEER2023 |  | 2022-03-15 00:09:29+00 | Any | ECC | Rec | CZ04 | cWVVG | Cap-Tons | 577.4075 | 299999.5938 | None | 2114216.665 | 699559.8793 | 838537.625 | 0 | 198908.7505 | 3811.3153 | 95878.1581 | 277519.2412 | 69573.8068 | 65886.075 | 23220.9466 | 97.3874 | 23123.5591 | 0 | 792.0248 | 643.667
WtrCldScrewChlr-0.748kwpton | DEER2023 |  | 2022-03-15 00:09:29+00 | Any | ECC | Rec | CZ04 | cWVVG | Cap-Tons | 1 | 299999.5938 | None | 2266872.5862 | 699559.8793 | 838537.625 | 0 | 352112.9814 | 3956.2176 | 95185.0533 | 277519.2412 | 69573.8068 | 65886.075 | 23220.9549 | 97.3874 | 23123.5591 | 0 | 941.1416 | 776.8624
WtrCldScrewChlr-0.439kwpton-VarSpd | DEER2023 |  | 2022-03-15 00:41:21+00 | Any | ECC | Rec | CZ04 | cWVVG | Cap-Tons | 577.4075 | 299999.5938 | None | 2076088.8916 | 699559.8793 | 838537.625 | 0 | 161026.5873 | 3684.7416 | 95758.9768 | 277519.2412 | 69573.8068 | 65886.075 | 23220.9549 | 97.3874 | 23123.5674 | 0 | 761.3609 | 609.5339
WtrCldScrewChlr-0.748kwpton-VarSpd | DEER2023 |  | 2022-03-15 00:41:21+00 | Any | ECC | Rec | CZ04 | cWVVG | Cap-Tons | 1 | 299999.5938 | None | 2188290.9803 | 699559.8793 | 838537.625 | 0 | 273474.8839 | 3731.1113 | 95466.5272 | 277519.2412 | 69573.8068 | 65886.075 | 23220.9549 | 97.3874 | 23123.5648 | 0 | 874.173 | 705.5563
AirCldRecipChlr-0.95kwpton | DEER2023 |  | 2022-03-14 18:21:41+00 | Any | ECC | Rec | CZ05 | cAVVG | Cap-Tons | 389.9825 | 299999.5938 | None | 2035811.6471 | 700328.6577 | 838537.625 | 0 | 194899.423 | 0 | 18730.4223 | 283314.3227 | 47557.7877 | 86237.0823 | 25110.8167 | 97.3874 | 25013.4292 | 0 | 760.6287 | 543.2588
AirCldRecipChlr-1.407kwpton | DEER2023 |  | 2022-03-14 18:21:41+00 | Any | ECC | Rec | CZ05 | cAVVG | Cap-Tons | 1 | 299999.5938 | None | 2129568.902 | 700328.6577 | 838537.625 | 0 | 288656.2782 | 0 | 18730.4223 | 283314.3227 | 47557.7877 | 86237.0823 | 25110.8167 | 97.3874 | 25013.4292 | 0 | 863.4883 | 605.9146
AirCldScrewChlr-0.95kwpton | DEER2023 |  | 2022-03-14 19:29:42+00 | Any | ECC | Rec | CZ05 | cAVVG | Cap-Tons | 389.9825 | 299999.5938 | None | 2081896.3268 | 700328.6577 | 838537.625 | 0 | 240557.725 | 0 | 19148.6397 | 283321.9902 | 47561.274 | 86237.0882 | 25110.7048 | 97.3874 | 25013.3173 | 0 | 775.1079 | 559.7029
AirCldScrewChlr-1.407kwpton | DEER2023 |  | 2022-03-14 19:29:42+00 | Any | ECC | Rec | CZ05 | cAVVG | Cap-Tons | 1 | 299999.5938 | None | 2197616.7516 | 700328.6577 | 838537.625 | 0 | 356278.5613 | 0 | 19148.6397 | 283321.9902 | 47561.274 | 86237.0882 | 25110.7048 | 97.3874 | 25013.3173 | 0 | 884.9128 | 629.9557
AirCldScrewChlr-0.99kwpton-VarSpd | DEER2023 |  | 2022-03-14 20:36:10+00 | Any | ECC | Rec | CZ05 | cAVVG | Cap-Tons | 389.9825 | 299999.5938 | None | 2092024.9869 | 700328.6577 | 838537.625 | 0 | 250686.4304 | 0 | 19148.6397 | 283321.9902 | 47561.274 | 86237.0882 | 25110.7048 | 97.3874 | 25013.3173 | 0 | 784.7187 | 565.8524
AirCldScrewChlr-1.407kwpton-VarSpd | DEER2023 |  | 2022-03-14 20:36:10+00 | Any | ECC | Rec | CZ05 | cAVVG | Cap-Tons | 1 | 299999.5938 | None | 2197616.7516 | 700328.6577 | 838537.625 | 0 | 356278.5613 | 0 | 19148.6397 | 283321.9902 | 47561.274 | 86237.0882 | 25110.7048 | 97.3874 | 25013.3173 | 0 | 884.9128 | 629.9557
WtrCldCentChlr-Conv-0.42kwpton | DEER2023 |  | 2022-03-14 21:09:18+00 | Any | ECC | Rec | CZ05 | cWVVG | Cap-Tons | 389.9825 | 299999.5938 | None | 2039059.4837 | 700328.6577 | 838537.625 | 0 | 156026.5018 | 2136.4522 | 58735.0845 | 283293.808 | 47551.0001 | 86237.0647 | 25111.0787 | 97.3874 | 25013.6911 | 0 | 695.6227 | 520.2518
WtrCldCentChlr-Conv-0.748kwpton | DEER2023 |  | 2022-03-14 21:09:18+00 | Any | ECC | Rec | CZ05 | cWVVG | Cap-Tons | 1 | 299999.5938 | None | 2160866.8039 | 700328.6577 | 838537.625 | 0 | 277810.4267 | 2234.8865 | 58659.5471 | 283293.808 | 47551.0001 | 86237.0647 | 25111.0787 | 97.3874 | 25013.6911 | 0 | 792.8541 | 588.8297
WtrCldCentChlr-Conv-1Cmp-0.439kwpton-VarSpd-CndRlf | DEER2023 |  | 2022-03-14 22:16:50+00 | Any | ECC | Rec | CZ05 | cWVVG | Cap-Tons | 389.9825 | 299999.5938 | None | 1971359.8627 | 700328.6577 | 838537.625 | 0 | 85000.0069 | 5657.0851 | 58541.4788 | 283293.7545 | 47550.97 | 86237.0647 | 25111.0837 | 97.3874 | 25013.6885 | 0 | 657.3921 | 486.3072
WtrCldCentChlr-Conv-1Cmp-0.748kwpton-VarSpd-CndRlf | DEER2023 |  | 2022-03-14 22:16:50+00 | Any | ECC | Rec | CZ05 | cWVVG | Cap-Tons | 1 | 299999.5938 | None | 2030839.6601 | 700328.6577 | 838537.625 | 0 | 144628.8665 | 5734.0209 | 58315.1209 | 283293.7545 | 47550.97 | 86237.0647 | 25111.076 | 97.3874 | 25013.6885 | 0 | 715.7527 | 522.8328
WtrCldCentChlr-NoFric-1Cmp-0.439kwpton-VarSpd-CndRlf | DEER2023 |  | 2022-03-14 22:54:12+00 | Any | ECC | Rec | CZ05 | cWVVG | Cap-Tons | 389.9825 | 299999.5938 | None | 1973216.1569 | 700328.6577 | 838537.625 | 0 | 86703.4525 | 5680.8916 | 58669.0674 | 283294.7208 | 47551.1786 | 86237.0647 | 25111.0582 | 97.3874 | 25013.6706 | 0 | 665.4835 | 492.4257
WtrCldCentChlr-NoFric-1Cmp-0.748kwpton-VarSpd-CndRlf | DEER2023 |  | 2022-03-14 22:54:12+00 | Any | ECC | Rec | CZ05 | cWVVG | Cap-Tons | 1 | 299999.5938 | None | 2033978.2222 | 700328.6577 | 838537.625 | 0 | 147626.7661 | 5770.8014 | 58418.2363 | 283294.627 | 47551.1689 | 86237.0647 | 25111.0582 | 97.3874 | 25013.6783 | 0 | 729.5235 | 533.2535
WtrCldCentChlr-NoFric-2Cmp-0.439kwpton-VarSpd-CndRlf | DEER2023 |  | 2022-03-14 23:25:13+00 | Any | ECC | Rec | CZ05 | cWVVG | Cap-Tons | 389.9825 | 299999.5938 | None | 1974344.3203 | 700328.6577 | 838537.625 | 0 | 87879.2456 | 5689.5272 | 58613.7205 | 283294.7208 | 47551.1786 | 86237.0647 | 25111.0582 | 97.3874 | 25013.6706 | 0 | 667.5115 | 494.1722
WtrCldCentChlr-NoFric-2Cmp-0.748kwpton-VarSpd-CndRlf | DEER2023 |  | 2022-03-14 23:25:13+00 | Any | ECC | Rec | CZ05 | cWVVG | Cap-Tons | 1 | 299999.5938 | None | 2035888.8954 | 700328.6577 | 838537.625 | 0 | 149634.2441 | 5785.7097 | 58306.7146 | 283294.6975 | 47551.1689 | 86237.0647 | 25111.0582 | 97.3874 | 25013.6706 | 0 | 732.9789 | 536.2296
WtrCldRecipChlr-0.42kwpton | DEER2023 |  | 2022-03-14 23:49:47+00 | Any | ECC | Rec | CZ05 | cWVVG | Cap-Tons | 389.9825 | 299999.5938 | None | 2010666.2353 | 700328.6577 | 838537.625 | 0 | 125718.0252 | 2164.4516 | 60584.0502 | 283332.0878 | 47566.297 | 86237.096 | 25110.6083 | 97.3874 | 25013.2285 | 0 | 689.2401 | 513.5218
WtrCldRecipChlr-0.748kwpton | DEER2023 |  | 2022-03-14 23:49:47+00 | Any | ECC | Rec | CZ05 | cWVVG | Cap-Tons | 1 | 299999.5938 | None | 2108538.7255 | 700328.6577 | 838537.625 | 0 | 223654.9197 | 2239.146 | 60445.1045 | 283332.0878 | 47566.297 | 86237.096 | 25110.6083 | 97.3874 | 25013.2285 | 0 | 781.4823 | 575.7612
WtrCldScrewChlr-0.42kwpton | DEER2023 |  | 2022-03-15 00:09:29+00 | Any | ECC | Rec | CZ05 | cWVVG | Cap-Tons | 389.9825 | 299999.5938 | None | 2016083.2092 | 700328.6577 | 838537.625 | 0 | 131249.7427 | 2191.1828 | 60442.9616 | 283332.0878 | 47566.3145 | 86237.096 | 25110.6083 | 97.3874 | 25013.2285 | 0 | 700.1047 | 523.2333
WtrCldScrewChlr-0.748kwpton | DEER2023 |  | 2022-03-15 00:09:29+00 | Any | ECC | Rec | CZ05 | cWVVG | Cap-Tons | 1 | 299999.5938 | None | 2117221.1895 | 700328.6577 | 838537.625 | 0 | 232690.0267 | 2285.1641 | 60046.6663 | 283332.0878 | 47566.3234 | 86237.096 | 25110.6083 | 97.3874 | 25013.2208 | 0 | 800.8328 | 593.0541
WtrCldScrewChlr-0.439kwpton-VarSpd | DEER2023 |  | 2022-03-15 00:41:21+00 | Any | ECC | Rec | CZ05 | cWVVG | Cap-Tons | 389.9825 | 299999.5938 | None | 1990568.3399 | 700328.6577 | 838537.625 | 0 | 105749.1001 | 2118.2539 | 60472.8421 | 283360.69 | 47579.0243 | 86237.1155 | 25110.3301 | 97.3874 | 25012.9425 | 0 | 677.4707 | 501.7138
WtrCldScrewChlr-0.748kwpton-VarSpd | DEER2023 |  | 2022-03-15 00:41:21+00 | Any | ECC | Rec | CZ05 | cWVVG | Cap-Tons | 1 | 299999.5938 | None | 2064301.2549 | 700328.6577 | 838537.625 | 0 | 179711.9076 | 2153.7402 | 60206.8822 | 283360.69 | 47579.0243 | 86237.1155 | 25110.3301 | 97.3874 | 25012.9425 | 0 | 752.3269 | 549.5019
AirCldRecipChlr-0.95kwpton | DEER2023 |  | 2022-03-14 18:21:41+00 | Any | ECC | Rec | CZ06 | cAVVG | Cap-Tons | 620.4657 | 299999.5938 | None | 2264151.2667 | 699736.0937 | 838537.625 | 0 | 413882.2451 | 0 | 31478.3607 | 280514.687 | 83903.9438 | 31135.2793 | 14115.4962 | 97.3874 | 14018.1061 | 0 | 842.0137 | 672.1411
AirCldRecipChlr-1.407kwpton | DEER2023 |  | 2022-03-14 18:21:41+00 | Any | ECC | Rec | CZ06 | cAVVG | Cap-Tons | 1 | 299999.5938 | None | 2463250.092 | 699736.0937 | 838537.625 | 0 | 612981.4836 | 0 | 31478.3607 | 280514.687 | 83903.9438 | 31135.2793 | 14115.4962 | 97.3874 | 14018.1061 | 0 | 980.3651 | 791.6898
AirCldScrewChlr-0.95kwpton | DEER2023 |  | 2022-03-14 19:29:42+00 | Any | ECC | Rec | CZ06 | cAVVG | Cap-Tons | 620.4657 | 299999.5938 | None | 2367763.5885 | 699736.0937 | 838537.625 | 0 | 516400.483 | 0 | 32568.2155 | 280519.5069 | 83903.9594 | 31135.2866 | 14115.211 | 97.3874 | 14017.8187 | 0 | 874.9676 | 702.9037
AirCldScrewChlr-1.407kwpton | DEER2023 |  | 2022-03-14 19:29:42+00 | Any | ECC | Rec | CZ06 | cAVVG | Cap-Tons | 1 | 299999.5938 | None | 2616179.0943 | 699736.0937 | 838537.625 | 0 | 764816.4178 | 0 | 32568.2155 | 280519.5069 | 83903.9594 | 31135.2866 | 14115.211 | 97.3874 | 14017.8187 | 0 | 1029.1725 | 836.9967
AirCldScrewChlr-0.99kwpton-VarSpd | DEER2023 |  | 2022-03-14 20:36:10+00 | Any | ECC | Rec | CZ06 | cAVVG | Cap-Tons | 620.4657 | 299999.5938 | None | 2389506.7264 | 699736.0937 | 838537.625 | 0 | 538143.7536 | 0 | 32568.2155 | 280519.5069 | 83903.9594 | 31135.2866 | 14115.211 | 97.3874 | 14017.8187 | 0 | 888.4647 | 714.6402
AirCldScrewChlr-1.407kwpton-VarSpd | DEER2023 |  | 2022-03-14 20:36:10+00 | Any | ECC | Rec | CZ06 | cAVVG | Cap-Tons | 1 | 299999.5938 | None | 2616179.0943 | 699736.0937 | 838537.625 | 0 | 764816.4178 | 0 | 32568.2155 | 280519.5069 | 83903.9594 | 31135.2866 | 14115.211 | 97.3874 | 14017.8187 | 0 | 1029.1725 | 836.9967
WtrCldCentChlr-Conv-0.42kwpton | DEER2023 |  | 2022-03-14 21:09:18+00 | Any | ECC | Rec | CZ06 | cWVVG | Cap-Tons | 620.5449 | 299999.5938 | None | 2282212.1057 | 699736.0937 | 838537.625 | 0 | 338284.9724 | 6577.4032 | 118555.3729 | 280518.7724 | 83903.9594 | 31135.2793 | 14115.2238 | 97.3874 | 14017.8312 | 0 | 773.7076 | 611.0285
WtrCldCentChlr-Conv-0.748kwpton | DEER2023 |  | 2022-03-14 21:09:18+00 | Any | ECC | Rec | CZ06 | cWVVG | Cap-Tons | 1 | 299999.5938 | None | 2546510.7977 | 699736.0937 | 838537.625 | 0 | 602359.7826 | 6875.1466 | 118481.3319 | 280518.7724 | 83903.9594 | 31135.2793 | 14115.2212 | 97.3874 | 14017.8337 | 0 | 913.8615 | 731.8955
WtrCldCentChlr-Conv-1Cmp-0.439kwpton-VarSpd-CndRlf | DEER2023 |  | 2022-03-14 22:16:50+00 | Any | ECC | Rec | CZ06 | cWVVG | Cap-Tons | 620.5449 | 299999.5938 | None | 2135695.2138 | 699736.0937 | 838537.625 | 0 | 177483.332 | 21413.7245 | 118004.4124 | 280518.0772 | 83903.9594 | 31135.2793 | 14115.2635 | 97.3874 | 14017.8734 | 0 | 713.1119 | 560.6942
WtrCldCentChlr-Conv-1Cmp-0.748kwpton-VarSpd-CndRlf | DEER2023 |  | 2022-03-14 22:16:50+00 | Any | ECC | Rec | CZ06 | cWVVG | Cap-Tons | 1 | 299999.5938 | None | 2260665.777 | 699736.0937 | 838537.625 | 0 | 302082.501 | 21936.7074 | 117852.8927 | 280518.0772 | 83903.9594 | 31135.2793 | 14115.2712 | 97.3874 | 14017.8734 | 0 | 788.5721 | 630.1337
WtrCldCentChlr-NoFric-1Cmp-0.439kwpton-VarSpd-CndRlf | DEER2023 |  | 2022-03-14 22:54:12+00 | Any | ECC | Rec | CZ06 | cWVVG | Cap-Tons | 620.5449 | 299999.5938 | None | 2137765.8391 | 699736.0937 | 838537.625 | 0 | 179111.7892 | 21464.4943 | 118395.4103 | 280518.7022 | 83903.9594 | 31135.2866 | 14115.2238 | 97.3874 | 14017.8312 | 0 | 728.1208 | 569.6678
WtrCldCentChlr-NoFric-1Cmp-0.748kwpton-VarSpd-CndRlf | DEER2023 |  | 2022-03-14 22:54:12+00 | Any | ECC | Rec | CZ06 | cWVVG | Cap-Tons | 1 | 299999.5938 | None | 2264007.5494 | 699736.0937 | 838537.625 | 0 | 304931.0598 | 22004.4872 | 118278.397 | 280518.7022 | 83903.9594 | 31135.2793 | 14115.2238 | 97.3874 | 14017.8312 | 0 | 814.3922 | 642.7834
WtrCldCentChlr-NoFric-2Cmp-0.439kwpton-VarSpd-CndRlf | DEER2023 |  | 2022-03-14 23:25:13+00 | Any | ECC | Rec | CZ06 | cWVVG | Cap-Tons | 620.5449 | 299999.5938 | None | 2140234.0989 | 699736.0937 | 838537.625 | 0 | 181629.7233 | 21483.7183 | 118326.4931 | 280518.7022 | 83903.9594 | 31135.2793 | 14115.2238 | 97.3874 | 14017.8312 | 0 | 731.992 | 572.6217
WtrCldCentChlr-NoFric-2Cmp-0.748kwpton-VarSpd-CndRlf | DEER2023 |  | 2022-03-14 23:25:13+00 | Any | ECC | Rec | CZ06 | cWVVG | Cap-Tons | 1 | 299999.5938 | None | 2268197.9931 | 699736.0937 | 838537.625 | 0 | 309243.502 | 22038.1834 | 118121.9581 | 280518.7022 | 83903.9594 | 31135.2793 | 14115.2238 | 97.3874 | 14017.8312 | 0 | 820.9978 | 647.8215
WtrCldRecipChlr-0.42kwpton | DEER2023 |  | 2022-03-14 23:49:47+00 | Any | ECC | Rec | CZ06 | cWVVG | Cap-Tons | 620.5449 | 299999.5938 | None | 2213421.8736 | 699736.0937 | 838537.625 | 0 | 264856.8916 | 6648.7459 | 123115.498 | 280525.2876 | 83903.9906 | 31135.2866 | 14114.7357 | 97.3874 | 14017.3457 | 0 | 758.2966 | 603.5397
WtrCldRecipChlr-0.748kwpton | DEER2023 |  | 2022-03-14 23:49:47+00 | Any | ECC | Rec | CZ06 | cWVVG | Cap-Tons | 1 | 299999.5938 | None | 2419946.2897 | 699736.0937 | 838537.625 | 0 | 471295.6194 | 6856.5261 | 122993.4021 | 280525.2876 | 83903.9906 | 31135.2866 | 14114.7357 | 97.3874 | 14017.3457 | 0 | 886.3979 | 711.2679
WtrCldScrewChlr-0.42kwpton | DEER2023 |  | 2022-03-15 00:09:29+00 | Any | ECC | Rec | CZ06 | cWVVG | Cap-Tons | 620.5449 | 299999.5938 | None | 2224889.8667 | 699736.0937 | 838537.625 | 0 | 276473.2916 | 6706.7113 | 122908.9433 | 280525.2876 | 83903.9906 | 31135.2866 | 14114.7357 | 97.3874 | 14017.3457 | 0 | 775.3009 | 618.5775
WtrCldScrewChlr-0.748kwpton | DEER2023 |  | 2022-03-15 00:09:29+00 | Any | ECC | Rec | CZ06 | cWVVG | Cap-Tons | 1 | 299999.5938 | None | 2438880.6851 | 699736.0937 | 838537.625 | 0 | 490451.6711 | 6959.7024 | 122668.6415 | 280525.2876 | 83903.9906 | 31135.2866 | 14114.7357 | 97.3874 | 14017.3457 | 0 | 916.6917 | 738.0436
WtrCldScrewChlr-0.439kwpton-VarSpd | DEER2023 |  | 2022-03-15 00:41:21+00 | Any | ECC | Rec | CZ06 | cWVVG | Cap-Tons | 620.5449 | 299999.5938 | None | 2166838.623 | 699736.0937 | 838537.625 | 0 | 218600.5461 | 6514.7455 | 122922.7202 | 280525.2174 | 83903.9906 | 31135.2866 | 14114.7357 | 97.3874 | 14017.3457 | 0 | 730.1077 | 574.3327
WtrCldScrewChlr-0.748kwpton-VarSpd | DEER2023 |  | 2022-03-15 00:41:21+00 | Any | ECC | Rec | CZ06 | cWVVG | Cap-Tons | 1 | 299999.5938 | None | 2319767.6391 | 699736.0937 | 838537.625 | 0 | 371642.9415 | 6612.1679 | 122712.1753 | 280525.2876 | 83903.9906 | 31135.2866 | 14114.7357 | 97.3874 | 14017.3457 | 0 | 825.7302 | 650.87
AirCldRecipChlr-0.95kwpton | DEER2023 |  | 2022-03-14 18:21:41+00 | Any | ECC | Rec | CZ07 | cAVVG | Cap-Tons | 583.1869 | 299999.5938 | None | 2191106.186 | 700032.0817 | 838537.625 | 0 | 343411.4078 | 0 | 26118.6929 | 283005.5816 | 86624.4313 | 23182.585 | 12070.2064 | 97.3874 | 11972.8163 | 0 | 825.5596 | 649.1579
AirCldRecipChlr-1.407kwpton | DEER2023 |  | 2022-03-14 18:21:41+00 | Any | ECC | Rec | CZ07 | cAVVG | Cap-Tons | 1 | 299999.5938 | None | 2356305.6744 | 700032.0817 | 838537.625 | 0 | 508610.3097 | 0 | 26118.6929 | 283005.5816 | 86624.4313 | 23182.585 | 12070.2064 | 97.3874 | 11972.8163 | 0 | 958.7822 | 759.2876
AirCldScrewChlr-0.95kwpton | DEER2023 |  | 2022-03-14 19:29:42+00 | Any | ECC | Rec | CZ07 | cAVVG | Cap-Tons | 583.1869 | 299999.5938 | None | 2290915.7188 | 700032.0817 | 838537.625 | 0 | 442681.5738 | 0 | 26657.1763 | 283005.5816 | 86624.4313 | 23182.5825 | 12070.2064 | 97.3874 | 11972.8163 | 0 | 852.1237 | 679.8857
AirCldScrewChlr-1.407kwpton | DEER2023 |  | 2022-03-14 19:29:42+00 | Any | ECC | Rec | CZ07 | cAVVG | Cap-Tons | 1 | 299999.5938 | None | 2503867.8309 | 700032.0817 | 838537.625 | 0 | 655634.5378 | 0 | 26657.1763 | 283005.5816 | 86624.4313 | 23182.5825 | 12070.2064 | 97.3874 | 11972.8163 | 0 | 998.1094 | 804.328
AirCldScrewChlr-0.99kwpton-VarSpd | DEER2023 |  | 2022-03-14 20:36:10+00 | Any | ECC | Rec | CZ07 | cAVVG | Cap-Tons | 583.1869 | 299999.5938 | None | 2309555.0042 | 700032.0817 | 838537.625 | 0 | 461320.7729 | 0 | 26657.1763 | 283005.5816 | 86624.4313 | 23182.5825 | 12070.2064 | 97.3874 | 11972.8163 | 0 | 864.9016 | 690.7774
AirCldScrewChlr-1.407kwpton-VarSpd | DEER2023 |  | 2022-03-14 20:36:10+00 | Any | ECC | Rec | CZ07 | cAVVG | Cap-Tons | 1 | 299999.5938 | None | 2503867.8309 | 700032.0817 | 838537.625 | 0 | 655634.5378 | 0 | 26657.1763 | 283005.5816 | 86624.4313 | 23182.5825 | 12070.2064 | 97.3874 | 11972.8163 | 0 | 998.1094 | 804.328
WtrCldCentChlr-Conv-0.42kwpton | DEER2023 |  | 2022-03-14 21:09:18+00 | Any | ECC | Rec | CZ07 | cWVVG | Cap-Tons | 586.0109 | 299999.5938 | None | 2234514.8414 | 700032.0817 | 838537.625 | 0 | 299623.9442 | 4481.5436 | 108832.5011 | 283005.7457 | 86624.4371 | 23182.5899 | 12070.1689 | 97.3874 | 11972.7763 | 0 | 758.3743 | 614.0696
WtrCldCentChlr-Conv-0.748kwpton | DEER2023 |  | 2022-03-14 21:09:18+00 | Any | ECC | Rec | CZ07 | cWVVG | Cap-Tons | 1 | 299999.5938 | None | 2468537.5412 | 700032.0817 | 838537.625 | 0 | 533483.1228 | 4685.4523 | 108791.8972 | 283005.7223 | 86624.4371 | 23182.5899 | 12070.1689 | 97.3874 | 11972.7788 | 0 | 892.9456 | 736.135
WtrCldCentChlr-Conv-1Cmp-0.439kwpton-VarSpd-CndRlf | DEER2023 |  | 2022-03-14 22:16:50+00 | Any | ECC | Rec | CZ07 | cWVVG | Cap-Tons | 586.0109 | 299999.5938 | None | 2095554.1924 | 700032.0817 | 838537.625 | 0 | 150959.0854 | 14647.1839 | 108371.3468 | 283005.7927 | 86624.4371 | 23182.5899 | 12070.1689 | 97.3874 | 11972.7788 | 0 | 704.1677 | 555.1782
WtrCldCentChlr-Conv-1Cmp-0.748kwpton-VarSpd-CndRlf | DEER2023 |  | 2022-03-14 22:16:50+00 | Any | ECC | Rec | CZ07 | cWVVG | Cap-Tons | 1 | 299999.5938 | None | 2201443.0338 | 700032.0817 | 838537.625 | 0 | 256893.4441 | 14856.8686 | 108115.4989 | 283005.7927 | 86624.4371 | 23182.5923 | 12070.1689 | 97.3874 | 11972.7788 | 0 | 779.4104 | 615.9961
WtrCldCentChlr-NoFric-1Cmp-0.439kwpton-VarSpd-CndRlf | DEER2023 |  | 2022-03-14 22:54:12+00 | Any | ECC | Rec | CZ07 | cWVVG | Cap-Tons | 586.0109 | 299999.5938 | None | 2092804.852 | 700032.0817 | 838537.625 | 0 | 147765.3164 | 14689.3077 | 108773.8669 | 283005.7223 | 86624.4371 | 23182.5899 | 12070.1689 | 97.3874 | 11972.7788 | 0 | 717.4146 | 567.2473
WtrCldCentChlr-NoFric-1Cmp-0.748kwpton-VarSpd-CndRlf | DEER2023 |  | 2022-03-14 22:54:12+00 | Any | ECC | Rec | CZ07 | cWVVG | Cap-Tons | 1 | 299999.5938 | None | 2196615.8858 | 700032.0817 | 838537.625 | 0 | 251592.0532 | 14908.2074 | 108539.1479 | 283005.7457 | 86624.4371 | 23182.5899 | 12070.1689 | 97.3874 | 11972.7788 | 0 | 802.0698 | 636.5958
WtrCldCentChlr-NoFric-2Cmp-0.439kwpton-VarSpd-CndRlf | DEER2023 |  | 2022-03-14 23:25:13+00 | Any | ECC | Rec | CZ07 | cWVVG | Cap-Tons | 586.0109 | 299999.5938 | None | 2093684.186 | 700032.0817 | 838537.625 | 0 | 148856.9029 | 14705.6449 | 108544.461 | 283005.7457 | 86624.4371 | 23182.5899 | 12070.1689 | 97.3874 | 11972.7788 | 0 | 720.8552 | 570.7969
WtrCldCentChlr-NoFric-2Cmp-0.748kwpton-VarSpd-CndRlf | DEER2023 |  | 2022-03-14 23:25:13+00 | Any | ECC | Rec | CZ07 | cWVVG | Cap-Tons | 1 | 299999.5938 | None | 2198201.3488 | 700032.0817 | 838537.625 | 0 | 253474.2371 | 14936.0151 | 108214.2736 | 283005.7223 | 86624.4371 | 23182.5899 | 12070.1689 | 97.3874 | 11972.7788 | 0 | 807.9549 | 642.66
WtrCldRecipChlr-0.42kwpton | DEER2023 |  | 2022-03-14 23:49:47+00 | Any | ECC | Rec | CZ07 | cWVVG | Cap-Tons | 586.0109 | 299999.5938 | None | 2164040.5856 | 700032.0817 | 838537.625 | 0 | 226145.881 | 4500.1203 | 111819.1227 | 283005.0504 | 86624.4313 | 23182.5899 | 12070.1916 | 97.3874 | 11972.7939 | 0 | 745.4824 | 597.2422
WtrCldRecipChlr-0.748kwpton | DEER2023 |  | 2022-03-14 23:49:47+00 | Any | ECC | Rec | CZ07 | cWVVG | Cap-Tons | 1 | 299999.5938 | None | 2340149.1395 | 700032.0817 | 838537.625 | 0 | 402283.3025 | 4625.6288 | 111663.7867 | 283005.0504 | 86624.4313 | 23182.5899 | 12070.1916 | 97.3874 | 11972.7939 | 0 | 870.016 | 706.1609
WtrCldScrewChlr-0.42kwpton | DEER2023 |  | 2022-03-15 00:09:29+00 | Any | ECC | Rec | CZ07 | cWVVG | Cap-Tons | 586.0109 | 299999.5938 | None | 2169401.8668 | 700032.0817 | 838537.625 | 0 | 231890.7679 | 4546.8202 | 111387.6523 | 283005.0504 | 86624.4313 | 23182.5899 | 12070.1916 | 97.3874 | 11972.8016 | 0 | 763.1879 | 615.1133
WtrCldScrewChlr-0.748kwpton | DEER2023 |  | 2022-03-15 00:09:29+00 | Any | ECC | Rec | CZ07 | cWVVG | Cap-Tons | 1 | 299999.5938 | None | 2347855.7125 | 700032.0817 | 838537.625 | 0 | 410644.6053 | 4707.2177 | 110928.0675 | 283005.0504 | 86624.4313 | 23182.5899 | 12070.1916 | 97.3874 | 11972.8016 | 0 | 901.5396 | 737.9854
WtrCldScrewChlr-0.439kwpton-VarSpd | DEER2023 |  | 2022-03-15 00:41:21+00 | Any | ECC | Rec | CZ07 | cWVVG | Cap-Tons | 586.0109 | 299999.5938 | None | 2124990.5666 | 700032.0817 | 838537.625 | 0 | 187458.3959 | 4393.791 | 111562.7115 | 283005.0504 | 86624.4313 | 23182.5899 | 12070.1916 | 97.3874 | 11972.7939 | 0 | 723.7351 | 574.5098
WtrCldScrewChlr-0.748kwpton-VarSpd | DEER2023 |  | 2022-03-15 00:41:21+00 | Any | ECC | Rec | CZ07 | cWVVG | Cap-Tons | 1 | 299999.5938 | None | 2255788.2156 | 700032.0817 | 838537.625 | 0 | 318428.5219 | 4436.7098 | 111346.6924 | 283005.0816 | 86624.4313 | 23182.5899 | 12070.1916 | 97.3874 | 11972.8016 | 0 | 820.6367 | 656.6725
AirCldRecipChlr-0.95kwpton | DEER2023 |  | 2022-03-14 18:21:41+00 | Any | ECC | Rec | CZ08 | cAVVG | Cap-Tons | 673.303 | 299999.5938 | None | 2365510.4238 | 699987.6275 | 838537.625 | 0 | 494421.1305 | 0 | 34056.1157 | 298506.1021 | 105476.9758 | 26314.6295 | 12597.5601 | 97.3874 | 12500.17 | 0 | 945.0311 | 698.7673
AirCldRecipChlr-1.407kwpton | DEER2023 |  | 2022-03-14 18:21:41+00 | Any | ECC | Rec | CZ08 | cAVVG | Cap-Tons | 1 | 299999.5938 | None | 2603353.0348 | 699987.6275 | 838537.625 | 0 | 732263.6706 | 0 | 34056.1157 | 298506.1021 | 105476.9758 | 26314.6295 | 12597.5601 | 97.3874 | 12500.17 | 0 | 1125.4373 | 827.4003
AirCldScrewChlr-0.95kwpton | DEER2023 |  | 2022-03-14 19:29:42+00 | Any | ECC | Rec | CZ08 | cAVVG | Cap-Tons | 673.303 | 299999.5938 | None | 2476422.5341 | 699987.6275 | 838537.625 | 0 | 604704.6685 | 0 | 34685.3588 | 298505.7896 | 105476.9778 | 26314.6295 | 12597.5755 | 97.3874 | 12500.1777 | 0 | 971.1097 | 720.9664
AirCldScrewChlr-1.407kwpton | DEER2023 |  | 2022-03-14 19:29:42+00 | Any | ECC | Rec | CZ08 | cAVVG | Cap-Tons | 1 | 299999.5938 | None | 2767317.3788 | 699987.6275 | 838537.625 | 0 | 895599.1224 | 0 | 34685.3588 | 298505.7896 | 105476.9778 | 26314.6295 | 12597.5755 | 97.3874 | 12500.1777 | 0 | 1164.0796 | 859.7025
AirCldScrewChlr-0.99kwpton-VarSpd | DEER2023 |  | 2022-03-14 20:36:10+00 | Any | ECC | Rec | CZ08 | cAVVG | Cap-Tons | 673.303 | 299999.5938 | None | 2501883.73 | 699987.6275 | 838537.625 | 0 | 630165.7082 | 0 | 34685.3588 | 298505.7896 | 105476.9778 | 26314.6295 | 12597.5755 | 97.3874 | 12500.1777 | 0 | 987.9998 | 733.1093
AirCldScrewChlr-1.407kwpton-VarSpd | DEER2023 |  | 2022-03-14 20:36:10+00 | Any | ECC | Rec | CZ08 | cAVVG | Cap-Tons | 1 | 299999.5938 | None | 2767317.3788 | 699987.6275 | 838537.625 | 0 | 895599.1224 | 0 | 34685.3588 | 298505.7896 | 105476.9778 | 26314.6295 | 12597.5755 | 97.3874 | 12500.1777 | 0 | 1164.0796 | 859.7025
WtrCldCentChlr-Conv-0.42kwpton | DEER2023 |  | 2022-03-14 21:09:18+00 | Any | ECC | Rec | CZ08 | cWVVG | Cap-Tons | 673.303 | 299999.5938 | None | 2357129.611 | 699987.6275 | 838537.625 | 0 | 382561.0585 | 6343.8922 | 131191.4087 | 298506.3833 | 105476.9778 | 26314.6295 | 12597.5473 | 97.3874 | 12500.1582 | 0 | 808.932 | 611.9871
WtrCldCentChlr-Conv-0.748kwpton | DEER2023 |  | 2022-03-14 21:09:18+00 | Any | ECC | Rec | CZ08 | cWVVG | Cap-Tons | 1 | 299999.5938 | None | 2655993.7257 | 699987.6275 | 838537.625 | 0 | 681193.2603 | 6628.9738 | 131137.8222 | 298506.3833 | 105476.9778 | 26314.6295 | 12597.5473 | 97.3874 | 12500.1582 | 0 | 962.4379 | 730.7137
WtrCldCentChlr-Conv-1Cmp-0.439kwpton-VarSpd-CndRlf | DEER2023 |  | 2022-03-14 22:16:50+00 | Any | ECC | Rec | CZ08 | cWVVG | Cap-Tons | 673.303 | 299999.5938 | None | 2189150.7054 | 699987.6275 | 838537.625 | 0 | 201537.6785 | 20179.9528 | 130400.0901 | 298506.5474 | 105476.9778 | 26314.6295 | 12597.5406 | 97.3874 | 12500.1505 | 0 | 745.0986 | 564.8875
WtrCldCentChlr-Conv-1Cmp-0.748kwpton-VarSpd-CndRlf | DEER2023 |  | 2022-03-14 22:16:50+00 | Any | ECC | Rec | CZ08 | cWVVG | Cap-Tons | 1 | 299999.5938 | None | 2330751.2743 | 699987.6275 | 838537.625 | 0 | 342945.7552 | 20574.4309 | 130197.6269 | 298506.5474 | 105476.9758 | 26314.6295 | 12597.5473 | 97.3874 | 12500.1505 | 0 | 830.5215 | 633.9891
WtrCldCentChlr-NoFric-1Cmp-0.439kwpton-VarSpd-CndRlf | DEER2023 |  | 2022-03-14 22:54:12+00 | Any | ECC | Rec | CZ08 | cWVVG | Cap-Tons | 673.303 | 299999.5938 | None | 2189586.8403 | 699987.6275 | 838537.625 | 0 | 201519.47 | 20233.7898 | 130800.0021 | 298506.5474 | 105476.9778 | 26314.6295 | 12597.5473 | 97.3874 | 12500.1505 | 0 | 759.9821 | 574.0442
WtrCldCentChlr-NoFric-1Cmp-0.748kwpton-VarSpd-CndRlf | DEER2023 |  | 2022-03-14 22:54:12+00 | Any | ECC | Rec | CZ08 | cWVVG | Cap-Tons | 1 | 299999.5938 | None | 2331232.2816 | 699987.6275 | 838537.625 | 0 | 343071.7971 | 20645.6192 | 130481.4572 | 298506.5474 | 105476.9778 | 26314.6295 | 12597.5406 | 97.3874 | 12500.1505 | 0 | 855.9324 | 649.6437
WtrCldCentChlr-NoFric-2Cmp-0.439kwpton-VarSpd-CndRlf | DEER2023 |  | 2022-03-14 23:25:13+00 | Any | ECC | Rec | CZ08 | cWVVG | Cap-Tons | 673.303 | 299999.5938 | None | 2191456.5486 | 699987.6275 | 838537.625 | 0 | 203518.2041 | 20252.3994 | 130652.1443 | 298506.5474 | 105476.9778 | 26314.6295 | 12597.5473 | 97.3874 | 12500.1505 | 0 | 763.9091 | 576.343
WtrCldCentChlr-NoFric-2Cmp-0.748kwpton-VarSpd-CndRlf | DEER2023 |  | 2022-03-14 23:25:13+00 | Any | ECC | Rec | CZ08 | cWVVG | Cap-Tons | 1 | 299999.5938 | None | 2334622.1219 | 699987.6275 | 838537.625 | 0 | 346515.2634 | 20678.0033 | 130395.6632 | 298506.5474 | 105476.9778 | 26314.6295 | 12597.5473 | 97.3874 | 12500.1505 | 0 | 862.6405 | 653.5628
WtrCldRecipChlr-0.42kwpton | DEER2023 |  | 2022-03-14 23:49:47+00 | Any | ECC | Rec | CZ08 | cWVVG | Cap-Tons | 673.303 | 299999.5938 | None | 2278693.1422 | 699987.6275 | 838537.625 | 0 | 298400.7223 | 6453.3455 | 136807.2859 | 298504.9536 | 105476.9778 | 26314.6295 | 12597.5931 | 97.3874 | 12500.1927 | 0 | 793.6108 | 607.5558
WtrCldRecipChlr-0.748kwpton | DEER2023 |  | 2022-03-14 23:49:47+00 | Any | ECC | Rec | CZ08 | cWVVG | Cap-Tons | 1 | 299999.5938 | None | 2511231.6343 | 699987.6275 | 838537.625 | 0 | 530900.7075 | 6650.4198 | 136648.7322 | 298504.9536 | 105476.9778 | 26314.6295 | 12597.5931 | 97.3874 | 12500.1927 | 0 | 935.0608 | 716.8652
WtrCldScrewChlr-0.42kwpton | DEER2023 |  | 2022-03-15 00:09:29+00 | Any | ECC | Rec | CZ08 | cWVVG | Cap-Tons | 673.303 | 299999.5938 | None | 2292029.775 | 699987.6275 | 838537.625 | 0 | 311959.36 | 6520.2528 | 136518.4174 | 298504.9536 | 105476.9778 | 26314.6295 | 12597.5905 | 97.3874 | 12500.1927 | 0 | 813.6949 | 622.7748
WtrCldScrewChlr-0.748kwpton | DEER2023 |  | 2022-03-15 00:09:29+00 | Any | ECC | Rec | CZ08 | cWVVG | Cap-Tons | 1 | 299999.5938 | None | 2533067.1582 | 699987.6275 | 838537.625 | 0 | 553074.95 | 6767.7651 | 136192.2564 | 298504.9536 | 105476.9778 | 26314.6295 | 12597.5905 | 97.3874 | 12500.1927 | 0 | 970.8276 | 743.9774
WtrCldScrewChlr-0.439kwpton-VarSpd | DEER2023 |  | 2022-03-15 00:41:21+00 | Any | ECC | Rec | CZ08 | cWVVG | Cap-Tons | 673.303 | 299999.5938 | None | 2227553.3425 | 699987.6275 | 838537.625 | 0 | 247683.0303 | 6316.8543 | 136521.9739 | 298504.9536 | 105476.9778 | 26314.6295 | 12597.5931 | 97.3874 | 12500.1927 | 0 | 768.2282 | 586.2307
WtrCldScrewChlr-0.748kwpton-VarSpd | DEER2023 |  | 2022-03-15 00:41:21+00 | Any | ECC | Rec | CZ08 | cWVVG | Cap-Tons | 1 | 299999.5938 | None | 2400667.5733 | 699987.6275 | 838537.625 | 0 | 420931.0869 | 6402.358 | 136302.852 | 298504.8833 | 105476.9778 | 26314.6295 | 12597.5931 | 97.3874 | 12500.1927 | 0 | 877.856 | 669.7362
AirCldRecipChlr-0.95kwpton | DEER2023 |  | 2022-03-14 18:21:41+00 | Any | ECC | Rec | CZ09 | cAVVG | Cap-Tons | 805.0793 | 299999.5938 | None | 2310680 | 699890.2812 | 838537.625 | 0 | 453335.3906 | 0 | 32681.3135 | 286233.2656 | 97429.4082 | 36843.0996 | 14452.7571 | 97.3874 | 14355.368 | 0 | 934.5697 | 756.1745
AirCldRecipChlr-1.407kwpton | DEER2023 |  | 2022-03-14 18:21:41+00 | Any | ECC | Rec | CZ09 | cAVVG | Cap-Tons | 1 | 299999.5938 | None | 2528758.25 | 699890.2812 | 838537.625 | 0 | 671413.5469 | 0 | 32681.3135 | 286233.2656 | 97429.4082 | 36843.0996 | 14452.7571 | 97.3874 | 14355.368 | 0 | 1111.8633 | 912.5195
AirCldScrewChlr-0.95kwpton | DEER2023 |  | 2022-03-14 19:29:42+00 | Any | ECC | Rec | CZ09 | cAVVG | Cap-Tons | 805.0793 | 299999.5938 | None | 2428529.25 | 699890.2812 | 838537.625 | 0 | 571116.2812 | 0 | 32750.1689 | 286233.1719 | 97429.4082 | 36843.0996 | 14452.7648 | 97.3874 | 14355.368 | 0 | 970.97 | 781.1405
AirCldScrewChlr-1.407kwpton | DEER2023 |  | 2022-03-14 19:29:42+00 | Any | ECC | Rec | CZ09 | cAVVG | Cap-Tons | 1 | 299999.5938 | None | 2703266.25 | 699890.2812 | 838537.625 | 0 | 845853.0938 | 0 | 32750.1689 | 286233.1719 | 97429.4082 | 36843.0996 | 14452.7648 | 97.3874 | 14355.368 | 0 | 1165.7705 | 949.4992
AirCldScrewChlr-0.99kwpton-VarSpd | DEER2023 |  | 2022-03-14 20:36:10+00 | Any | ECC | Rec | CZ09 | cAVVG | Cap-Tons | 805.0793 | 299999.5938 | None | 2452576.25 | 699890.2812 | 838537.625 | 0 | 595163.1094 | 0 | 32750.1689 | 286233.1719 | 97429.4082 | 36843.0996 | 14452.7648 | 97.3874 | 14355.368 | 0 | 988.0205 | 795.877
AirCldScrewChlr-1.407kwpton-VarSpd | DEER2023 |  | 2022-03-14 20:36:10+00 | Any | ECC | Rec | CZ09 | cAVVG | Cap-Tons | 1 | 299999.5938 | None | 2703266.25 | 699890.2812 | 838537.625 | 0 | 845853.0938 | 0 | 32750.1689 | 286233.1719 | 97429.4082 | 36843.0996 | 14452.7648 | 97.3874 | 14355.368 | 0 | 1165.7713 | 949.4992
WtrCldCentChlr-Conv-0.42kwpton | DEER2023 |  | 2022-03-14 21:09:18+00 | Any | ECC | Rec | CZ09 | cWVVG | Cap-Tons | 805.0793 | 299999.5938 | None | 2330375.25 | 699890.2812 | 838537.625 | 0 | 368159.7344 | 2088.9027 | 135462.9551 | 286233.5312 | 97429.4082 | 36843.0996 | 14452.7546 | 97.3874 | 14355.3654 | 0 | 813.0575 | 631.893
WtrCldCentChlr-Conv-0.748kwpton | DEER2023 |  | 2022-03-14 21:09:18+00 | Any | ECC | Rec | CZ09 | cWVVG | Cap-Tons | 1 | 299999.5938 | None | 2617523.5 | 699890.2812 | 838537.625 | 0 | 655351.7969 | 2171.0257 | 135337.6953 | 286233.5312 | 97429.4082 | 36843.0996 | 14452.7546 | 97.3874 | 14355.3654 | 0 | 972.3328 | 765.8665
WtrCldCentChlr-Conv-1Cmp-0.439kwpton-VarSpd-CndRlf | DEER2023 |  | 2022-03-14 22:16:50+00 | Any | ECC | Rec | CZ09 | cWVVG | Cap-Tons | 805.0792 | 299999.5938 | None | 2165228.5 | 699890.2812 | 838537.625 | 0 | 201184.4062 | 6016.3608 | 133363.5977 | 286234.3125 | 97429.4082 | 36843.0996 | 14452.7427 | 97.3874 | 14355.3526 | 0 | 724.697 | 573.014
WtrCldCentChlr-Conv-1Cmp-0.748kwpton-VarSpd-CndRlf | DEER2023 |  | 2022-03-14 22:16:50+00 | Any | ECC | Rec | CZ09 | cWVVG | Cap-Tons | 1 | 299999.5938 | None | 2304160.25 | 699890.2812 | 838537.625 | 0 | 340715.6484 | 6022.3711 | 132757.5527 | 286234.2891 | 97429.4082 | 36843.0996 | 14452.7427 | 97.3874 | 14355.3526 | 0 | 823.5855 | 661.5665
WtrCldCentChlr-NoFric-1Cmp-0.439kwpton-VarSpd-CndRlf | DEER2023 |  | 2022-03-14 22:54:12+00 | Any | ECC | Rec | CZ09 | cWVVG | Cap-Tons | 805.0793 | 299999.5938 | None | 2146760.5 | 699890.2812 | 838537.625 | 0 | 182327.4727 | 6011.1641 | 133757.7305 | 286234.3828 | 97429.4102 | 36843.0996 | 14452.7453 | 97.3874 | 14355.3552 | 0 | 728.4222 | 577.4058
WtrCldCentChlr-NoFric-1Cmp-0.748kwpton-VarSpd-CndRlf | DEER2023 |  | 2022-03-14 22:54:12+00 | Any | ECC | Rec | CZ09 | cWVVG | Cap-Tons | 1 | 299999.5938 | None | 2273268.75 | 699890.2812 | 838537.625 | 0 | 309418.7812 | 6015.5681 | 133170.5723 | 286234.3828 | 97429.4102 | 36843.0996 | 14452.7427 | 97.3874 | 14355.3552 | 0 | 829.9272 | 669.0422
WtrCldCentChlr-NoFric-2Cmp-0.439kwpton-VarSpd-CndRlf | DEER2023 |  | 2022-03-14 23:25:13+00 | Any | ECC | Rec | CZ09 | cWVVG | Cap-Tons | 805.0793 | 299999.5938 | None | 2140704 | 699890.2812 | 838537.625 | 0 | 176903.8711 | 6009.2894 | 133125.9961 | 286234.3828 | 97429.4102 | 36843.0996 | 14452.7427 | 97.3874 | 14355.3526 | 0 | 729.94 | 579.0952
WtrCldCentChlr-NoFric-2Cmp-0.748kwpton-VarSpd-CndRlf | DEER2023 |  | 2022-03-14 23:25:13+00 | Any | ECC | Rec | CZ09 | cWVVG | Cap-Tons | 1 | 299999.5938 | None | 2263405 | 699890.2812 | 838537.625 | 0 | 300259.1875 | 6013.7555 | 132467.8242 | 286234.3828 | 97429.4102 | 36843.0996 | 14452.7427 | 97.3874 | 14355.3526 | 0 | 832.5127 | 671.9212
WtrCldRecipChlr-0.42kwpton | DEER2023 |  | 2022-03-14 23:49:47+00 | Any | ECC | Rec | CZ09 | cWVVG | Cap-Tons | 805.0793 | 299999.5938 | None | 2228726.5 | 699890.2812 | 838537.625 | 0 | 264322.3203 | 2103.8875 | 137636.7969 | 286233.0312 | 97429.4082 | 36843.0996 | 14452.7648 | 97.3874 | 14355.3747 | 0 | 786.5213 | 623.8755
WtrCldRecipChlr-0.748kwpton | DEER2023 |  | 2022-03-14 23:49:47+00 | Any | ECC | Rec | CZ09 | cWVVG | Cap-Tons | 1 | 299999.5938 | None | 2433497.5 | 699890.2812 | 838537.625 | 0 | 469539.2734 | 2142.1864 | 137152.9258 | 286232.9609 | 97429.4082 | 36843.0996 | 14452.7648 | 97.3874 | 14355.3747 | 0 | 922.4035 | 747.438
WtrCldScrewChlr-0.42kwpton | DEER2023 |  | 2022-03-15 00:09:29+00 | Any | ECC | Rec | CZ09 | cWVVG | Cap-Tons | 805.0793 | 299999.5938 | None | 2236943 | 699890.2812 | 838537.625 | 0 | 273490.0703 | 2151.6171 | 136638.6562 | 286232.9609 | 97429.4082 | 36843.0996 | 14452.7648 | 97.3874 | 14355.3747 | 0 | 816.348 | 642.9628
WtrCldScrewChlr-0.748kwpton | DEER2023 |  | 2022-03-15 00:09:29+00 | Any | ECC | Rec | CZ09 | cWVVG | Cap-Tons | 1 | 299999.5938 | None | 2445231.25 | 699890.2812 | 838537.625 | 0 | 482651.9375 | 2225.6078 | 135691.0547 | 286233.0312 | 97429.4082 | 36843.0996 | 14452.7648 | 97.3874 | 14355.3747 | 0 | 975.5023 | 781.4158
WtrCldScrewChlr-0.439kwpton-VarSpd | DEER2023 |  | 2022-03-15 00:41:21+00 | Any | ECC | Rec | CZ09 | cWVVG | Cap-Tons | 805.0793 | 299999.5938 | None | 2180887.5 | 699890.2812 | 838537.625 | 0 | 217453.6953 | 2029.7302 | 136741.2031 | 286232.9609 | 97429.4082 | 36843.0996 | 14452.7648 | 97.3874 | 14355.3747 | 0 | 755.2753 | 603.3027
WtrCldScrewChlr-0.748kwpton-VarSpd | DEER2023 |  | 2022-03-15 00:41:21+00 | Any | ECC | Rec | CZ09 | cWVVG | Cap-Tons | 1 | 299999.5938 | None | 2331078.5 | 699890.2812 | 838537.625 | 0 | 368186.2344 | 2016.254 | 136213.1992 | 286233.0312 | 97429.4082 | 36843.0996 | 14452.7648 | 97.3874 | 14355.3747 | 0 | 855.7315 | 700.167
AirCldRecipChlr-0.95kwpton | DEER2023 |  | 2022-03-14 18:21:41+00 | Any | ECC | Rec | CZ10 | cAVVG | Cap-Tons | 718.38 | 299999.5938 | None | 2390889.4276 | 700049.5962 | 838537.625 | 0 | 523129.379 | 0 | 35747.518 | 293423.5793 | 102036.0256 | 42629.6264 | 17369.313 | 97.3874 | 17271.9229 | 0 | 758.0037 | 465.107
AirCldRecipChlr-1.407kwpton | DEER2023 |  | 2022-03-14 18:21:41+00 | Any | ECC | Rec | CZ10 | cAVVG | Cap-Tons | 1 | 299999.5938 | None | 2642542.2637 | 700049.5962 | 838537.625 | 0 | 774782.3406 | 0 | 35747.518 | 293423.5793 | 102036.0256 | 42629.6264 | 17369.313 | 97.3874 | 17271.9229 | 0 | 934.6816 | 574.4721
AirCldScrewChlr-0.95kwpton | DEER2023 |  | 2022-03-14 19:29:42+00 | Any | ECC | Rec | CZ10 | cAVVG | Cap-Tons | 718.38 | 299999.5938 | None | 2495591.6746 | 700049.5962 | 838537.625 | 0 | 627550.2586 | 0 | 36029.2022 | 293423.4151 | 102036.0256 | 42629.6264 | 17369.3207 | 97.3874 | 17271.9306 | 0 | 791.6437 | 490.4235
AirCldScrewChlr-1.407kwpton | DEER2023 |  | 2022-03-14 19:29:42+00 | Any | ECC | Rec | CZ10 | cAVVG | Cap-Tons | 1 | 299999.5938 | None | 2797476.1211 | 700049.5962 | 838537.625 | 0 | 929434.7055 | 0 | 36029.2022 | 293423.4151 | 102036.0256 | 42629.6264 | 17369.3207 | 97.3874 | 17271.9306 | 0 | 984.4789 | 611.9686
AirCldScrewChlr-0.99kwpton-VarSpd | DEER2023 |  | 2022-03-14 20:36:10+00 | Any | ECC | Rec | CZ10 | cAVVG | Cap-Tons | 718.38 | 299999.5938 | None | 2522014.6413 | 700049.5962 | 838537.625 | 0 | 653973.2729 | 0 | 36029.2022 | 293423.4151 | 102036.0256 | 42629.6264 | 17369.3207 | 97.3874 | 17271.9306 | 0 | 808.5217 | 501.0619
AirCldScrewChlr-1.407kwpton-VarSpd | DEER2023 |  | 2022-03-14 20:36:10+00 | Any | ECC | Rec | CZ10 | cAVVG | Cap-Tons | 1 | 299999.5938 | None | 2797476.1211 | 700049.5962 | 838537.625 | 0 | 929434.7055 | 0 | 36029.2022 | 293423.4151 | 102036.0256 | 42629.6264 | 17369.3207 | 97.3874 | 17271.9306 | 0 | 984.4789 | 611.9686
WtrCldCentChlr-Conv-0.42kwpton | DEER2023 |  | 2022-03-14 21:09:18+00 | Any | ECC | Rec | CZ10 | cWVVG | Cap-Tons | 718.604 | 299999.5938 | None | 2346397.7577 | 700049.5962 | 838537.625 | 0 | 379094.1527 | 5121.5017 | 130168.8998 | 293424.0793 | 102036.0256 | 42629.6264 | 17369.3082 | 97.3874 | 17271.9181 | 0 | 619.8006 | 385.4468
WtrCldCentChlr-Conv-0.748kwpton | DEER2023 |  | 2022-03-14 21:09:18+00 | Any | ECC | Rec | CZ10 | cWVVG | Cap-Tons | 1 | 299999.5938 | None | 2642511.1235 | 700049.5962 | 838537.625 | 0 | 674965.4703 | 5346.4041 | 130185.9239 | 293424.0793 | 102036.0256 | 42629.6264 | 17369.3107 | 97.3874 | 17271.9207 | 0 | 766.2477 | 482.1855
WtrCldCentChlr-Conv-1Cmp-0.439kwpton-VarSpd-CndRlf | DEER2023 |  | 2022-03-14 22:16:50+00 | Any | ECC | Rec | CZ10 | cWVVG | Cap-Tons | 718.604 | 299999.5938 | None | 2181691.3135 | 700049.5962 | 838537.625 | 0 | 206923.3408 | 15081.4098 | 127673.0162 | 293424.5793 | 102036.0256 | 42629.6264 | 17369.303 | 97.3874 | 17271.9062 | 0 | 552.7373 | 343.2409
WtrCldCentChlr-Conv-1Cmp-0.748kwpton-VarSpd-CndRlf | DEER2023 |  | 2022-03-14 22:16:50+00 | Any | ECC | Rec | CZ10 | cWVVG | Cap-Tons | 1 | 299999.5938 | None | 2326786.5036 | 700049.5962 | 838537.625 | 0 | 351912.2836 | 15335.9661 | 127524.9245 | 293424.5793 | 102036.0256 | 42629.6264 | 17369.303 | 97.3874 | 17271.9037 | 0 | 627.9644 | 394.586
WtrCldCentChlr-NoFric-1Cmp-0.439kwpton-VarSpd-CndRlf | DEER2023 |  | 2022-03-14 22:54:12+00 | Any | ECC | Rec | CZ10 | cWVVG | Cap-Tons | 718.604 | 299999.5938 | None | 2179896.7245 | 700049.5962 | 838537.625 | 0 | 204523.0115 | 15133.9569 | 128226.4401 | 293424.5089 | 102036.0256 | 42629.6264 | 17369.3005 | 97.3874 | 17271.9104 | 0 | 566.2212 | 351.2618
WtrCldCentChlr-NoFric-1Cmp-0.748kwpton-VarSpd-CndRlf | DEER2023 |  | 2022-03-14 22:54:12+00 | Any | ECC | Rec | CZ10 | cWVVG | Cap-Tons | 1 | 299999.5938 | None | 2323499.6437 | 700049.5962 | 838537.625 | 0 | 348068.2861 | 15405.3194 | 128012.8706 | 293424.5089 | 102036.0256 | 42629.6264 | 17369.3005 | 97.3874 | 17271.9104 | 0 | 650.949 | 408.2663
WtrCldCentChlr-NoFric-2Cmp-0.439kwpton-VarSpd-CndRlf | DEER2023 |  | 2022-03-14 23:25:13+00 | Any | ECC | Rec | CZ10 | cWVVG | Cap-Tons | 718.604 | 299999.5938 | None | 2180530.3017 | 700049.5962 | 838537.625 | 0 | 205329.2585 | 15147.5524 | 128039.8919 | 293424.5089 | 102036.0256 | 42629.6264 | 17369.3005 | 97.3874 | 17271.9104 | 0 | 569.9718 | 353.5591
WtrCldCentChlr-NoFric-2Cmp-0.748kwpton-VarSpd-CndRlf | DEER2023 |  | 2022-03-14 23:25:13+00 | Any | ECC | Rec | CZ10 | cWVVG | Cap-Tons | 1 | 299999.5938 | None | 2324604.6033 | 700049.5962 | 838537.625 | 0 | 349483.6294 | 15428.7049 | 127678.8609 | 293424.5089 | 102036.0256 | 42629.6264 | 17369.3005 | 97.3874 | 17271.9104 | 0 | 657.3649 | 412.1924
WtrCldRecipChlr-0.42kwpton | DEER2023 |  | 2022-03-14 23:49:47+00 | Any | ECC | Rec | CZ10 | cWVVG | Cap-Tons | 718.604 | 299999.5938 | None | 2269274.4988 | 700049.5962 | 838537.625 | 0 | 296476.9384 | 5231.0133 | 135554.4541 | 293423.1027 | 102036.0256 | 42629.6264 | 17369.3309 | 97.3874 | 17271.9331 | 0 | 602.3566 | 378.8416
WtrCldRecipChlr-0.748kwpton | DEER2023 |  | 2022-03-14 23:49:47+00 | Any | ECC | Rec | CZ10 | cWVVG | Cap-Tons | 1 | 299999.5938 | None | 2500148.4418 | 700049.5962 | 838537.625 | 0 | 527358.6219 | 5388.1268 | 135389.4093 | 293423.1027 | 102036.0256 | 42629.6264 | 17369.3309 | 97.3874 | 17271.9331 | 0 | 733.0033 | 465.1429
WtrCldScrewChlr-0.42kwpton | DEER2023 |  | 2022-03-15 00:09:29+00 | Any | ECC | Rec | CZ10 | cWVVG | Cap-Tons | 718.604 | 299999.5938 | None | 2283496.8005 | 700049.5962 | 838537.625 | 0 | 311111.0249 | 5296.9526 | 135077.0831 | 293423.1027 | 102036.0256 | 42629.6264 | 17369.3309 | 97.3874 | 17271.9331 | 0 | 624.4863 | 392.317
WtrCldScrewChlr-0.748kwpton | DEER2023 |  | 2022-03-15 00:09:29+00 | Any | ECC | Rec | CZ10 | cWVVG | Cap-Tons | 1 | 299999.5938 | None | 2523492.6793 | 700049.5962 | 838537.625 | 0 | 551271.3811 | 5503.0509 | 134705.9821 | 293423.1027 | 102036.0256 | 42629.6264 | 17369.3309 | 97.3874 | 17271.9331 | 0 | 772.4133 | 489.1337
WtrCldScrewChlr-0.439kwpton-VarSpd | DEER2023 |  | 2022-03-15 00:41:21+00 | Any | ECC | Rec | CZ10 | cWVVG | Cap-Tons | 718.604 | 299999.5938 | None | 2218795 | 700049.5962 | 838537.625 | 0 | 246489.9188 | 5113.1355 | 135180.0546 | 293423.1027 | 102036.0256 | 42629.6264 | 17369.3309 | 97.3874 | 17271.9331 | 0 | 571.9142 | 355.1299
WtrCldScrewChlr-0.748kwpton-VarSpd | DEER2023 |  | 2022-03-15 00:41:21+00 | Any | ECC | Rec | CZ10 | cWVVG | Cap-Tons | 1 | 299999.5938 | None | 2390943.9121 | 700049.5962 | 838537.625 | 0 | 418694.8758 | 5177.8517 | 135059.0546 | 293423.1027 | 102036.0256 | 42629.6264 | 17369.3309 | 97.3874 | 17271.9331 | 0 | 668.2426 | 416.2237
AirCldRecipChlr-0.95kwpton | DEER2023 |  | 2022-03-14 18:21:41+00 | Any | ECC | Rec | CZ11 | cAVVG | Cap-Tons | 659.4152 | 299999.5938 | None | 2352555.2318 | 700178.1422 | 838537.625 | 0 | 482814.4182 | 0 | 35004.7333 | 296019.3109 | 91154.4492 | 74907.6629 | 26384.2849 | 97.3874 | 26286.8948 | 0 | 811.9772 | 566.7717
AirCldRecipChlr-1.407kwpton | DEER2023 |  | 2022-03-14 18:21:41+00 | Any | ECC | Rec | CZ11 | cAVVG | Cap-Tons | 1 | 299999.5938 | None | 2584813.7382 | 700178.1422 | 838537.625 | 0 | 715073.2385 | 0 | 35004.7333 | 296019.3109 | 91154.4492 | 74907.6629 | 26384.2849 | 97.3874 | 26286.8948 | 0 | 1014.0015 | 721.8676
AirCldScrewChlr-0.95kwpton | DEER2023 |  | 2022-03-14 19:29:42+00 | Any | ECC | Rec | CZ11 | cAVVG | Cap-Tons | 659.4152 | 299999.5938 | None | 2439870.8155 | 700178.1422 | 838537.625 | 0 | 569739.03 | 0 | 35394.2829 | 296020.327 | 91154.4649 | 74907.6629 | 26384.2337 | 97.3874 | 26286.8436 | 0 | 847.6193 | 597.0441
AirCldScrewChlr-1.407kwpton | DEER2023 |  | 2022-03-14 19:29:42+00 | Any | ECC | Rec | CZ11 | cAVVG | Cap-Tons | 1 | 299999.5938 | None | 2713944.1931 | 700178.1422 | 838537.625 | 0 | 843813.3621 | 0 | 35394.2829 | 296020.327 | 91154.4649 | 74907.6629 | 26384.2337 | 97.3874 | 26286.8436 | 0 | 1066.8011 | 766.6937
AirCldScrewChlr-0.99kwpton-VarSpd | DEER2023 |  | 2022-03-14 20:36:10+00 | Any | ECC | Rec | CZ11 | cAVVG | Cap-Tons | 659.4152 | 299999.5938 | None | 2463859.6481 | 700178.1422 | 838537.625 | 0 | 593727.9415 | 0 | 35394.2829 | 296020.327 | 91154.4649 | 74907.6629 | 26384.2337 | 97.3874 | 26286.8436 | 0 | 866.804 | 611.8933
AirCldScrewChlr-1.407kwpton-VarSpd | DEER2023 |  | 2022-03-14 20:36:10+00 | Any | ECC | Rec | CZ11 | cAVVG | Cap-Tons | 1 | 299999.5938 | None | 2713944.1931 | 700178.1422 | 838537.625 | 0 | 843813.3621 | 0 | 35394.2829 | 296020.327 | 91154.4649 | 74907.6629 | 26384.2337 | 97.3874 | 26286.8436 | 0 | 1066.8011 | 766.6937
WtrCldCentChlr-Conv-0.42kwpton | DEER2023 |  | 2022-03-14 21:09:18+00 | Any | ECC | Rec | CZ11 | cWVVG | Cap-Tons | 659.4152 | 299999.5938 | None | 2279785.8326 | 700178.1422 | 838537.625 | 0 | 327747.5027 | 3154.4601 | 114149.8162 | 296016.8105 | 91154.4453 | 74907.6629 | 26384.4104 | 97.3874 | 26287.0203 | 0 | 622.1794 | 427.8667
WtrCldCentChlr-Conv-0.748kwpton | DEER2023 |  | 2022-03-14 21:09:18+00 | Any | ECC | Rec | CZ11 | cWVVG | Cap-Tons | 1 | 299999.5938 | None | 2535411.7768 | 700178.1422 | 838537.625 | 0 | 583474.5874 | 3285.7125 | 113916.9847 | 296016.8105 | 91154.4473 | 74907.6629 | 26384.4104 | 97.3874 | 26287.0203 | 0 | 771.239 | 545.7797
WtrCldCentChlr-Conv-1Cmp-0.439kwpton-VarSpd-CndRlf | DEER2023 |  | 2022-03-14 22:16:50+00 | Any | ECC | Rec | CZ11 | cWVVG | Cap-Tons | 659.4152 | 299999.5938 | None | 2138507.133 | 700178.1422 | 838537.625 | 0 | 186973.3499 | 7612.2343 | 109193.8727 | 296010.5759 | 91154.4258 | 74907.659 | 26384.5869 | 97.3874 | 26287.202 | 0 | 546.4202 | 363.9892
WtrCldCentChlr-Conv-1Cmp-0.748kwpton-VarSpd-CndRlf | DEER2023 |  | 2022-03-14 22:16:50+00 | Any | ECC | Rec | CZ11 | cWVVG | Cap-Tons | 1 | 299999.5938 | None | 2268752.5494 | 700178.1422 | 838537.625 | 0 | 317521.2984 | 7689.3756 | 108813.9311 | 296010.5759 | 91154.4258 | 74907.6629 | 26384.5844 | 97.3874 | 26287.202 | 0 | 624.236 | 424.5136
WtrCldCentChlr-NoFric-1Cmp-0.439kwpton-VarSpd-CndRlf | DEER2023 |  | 2022-03-14 22:54:12+00 | Any | ECC | Rec | CZ11 | cWVVG | Cap-Tons | 659.4152 | 299999.5938 | None | 2137165.1459 | 700178.1422 | 838537.625 | 0 | 184990.8698 | 7653.7208 | 109792.7723 | 296010.8105 | 91154.4258 | 74907.6629 | 26384.5844 | 97.3874 | 26287.1943 | 0 | 560.1845 | 373.8546
WtrCldCentChlr-NoFric-1Cmp-0.748kwpton-VarSpd-CndRlf | DEER2023 |  | 2022-03-14 22:54:12+00 | Any | ECC | Rec | CZ11 | cWVVG | Cap-Tons | 1 | 299999.5938 | None | 2266218.1502 | 700178.1422 | 838537.625 | 0 | 314531.8318 | 7745.5657 | 109212.6619 | 296010.8105 | 91154.4258 | 74907.6629 | 26384.5844 | 97.3874 | 26287.1943 | 0 | 647.685 | 441.3663
WtrCldCentChlr-NoFric-2Cmp-0.439kwpton-VarSpd-CndRlf | DEER2023 |  | 2022-03-14 23:25:13+00 | Any | ECC | Rec | CZ11 | cWVVG | Cap-Tons | 659.4152 | 299999.5938 | None | 2136453.588 | 700178.1422 | 838537.625 | 0 | 184736.4195 | 7660.8476 | 109327.8262 | 296010.8105 | 91154.4258 | 74907.659 | 26384.5844 | 97.3874 | 26287.1943 | 0 | 563.8249 | 376.4554
WtrCldCentChlr-NoFric-2Cmp-0.748kwpton-VarSpd-CndRlf | DEER2023 |  | 2022-03-14 23:25:13+00 | Any | ECC | Rec | CZ11 | cWVVG | Cap-Tons | 1 | 299999.5938 | None | 2265365.9099 | 700178.1422 | 838537.625 | 0 | 314191.4721 | 7757.976 | 108688.788 | 296010.8105 | 91154.4258 | 74907.659 | 26384.5767 | 97.3874 | 26287.1943 | 0 | 653.8865 | 445.7974
WtrCldRecipChlr-0.42kwpton | DEER2023 |  | 2022-03-14 23:49:47+00 | Any | ECC | Rec | CZ11 | cWVVG | Cap-Tons | 659.4152 | 299999.5938 | None | 2216544.9099 | 700178.1422 | 838537.625 | 0 | 258551.2233 | 3277.5181 | 119975.5822 | 296023.8109 | 91154.4903 | 74907.6746 | 26384.1192 | 97.3874 | 26286.7291 | 0 | 604.2259 | 410.2666
WtrCldRecipChlr-0.748kwpton | DEER2023 |  | 2022-03-14 23:49:47+00 | Any | ECC | Rec | CZ11 | cWVVG | Cap-Tons | 1 | 299999.5938 | None | 2417411.3906 | 700178.1422 | 838537.625 | 0 | 459720.4903 | 3370.2514 | 119580.1941 | 296023.8109 | 91154.4922 | 74907.6746 | 26384.1192 | 97.3874 | 26286.7291 | 0 | 739.2647 | 514.4126
WtrCldScrewChlr-0.42kwpton | DEER2023 |  | 2022-03-15 00:09:29+00 | Any | ECC | Rec | CZ11 | cWVVG | Cap-Tons | 659.4152 | 299999.5938 | None | 2233636.4936 | 700178.1422 | 838537.625 | 0 | 276421.972 | 3330.187 | 119143.3389 | 296023.9048 | 91154.4903 | 74907.6746 | 26384.1192 | 97.3874 | 26286.7291 | 0 | 625.2682 | 427.1353
WtrCldScrewChlr-0.748kwpton | DEER2023 |  | 2022-03-15 00:09:29+00 | Any | ECC | Rec | CZ11 | cWVVG | Cap-Tons | 1 | 299999.5938 | None | 2446508.588 | 700178.1422 | 838537.625 | 0 | 489824.1777 | 3462.4383 | 118481.4273 | 296023.8109 | 91154.4922 | 74907.6746 | 26384.1192 | 97.3874 | 26286.7291 | 0 | 776.7361 | 544.3986
WtrCldScrewChlr-0.439kwpton-VarSpd | DEER2023 |  | 2022-03-15 00:41:21+00 | Any | ECC | Rec | CZ11 | cWVVG | Cap-Tons | 659.4152 | 299999.5938 | None | 2167635.9442 | 700178.1422 | 838537.625 | 0 | 210401.9185 | 3192.0802 | 119300.8755 | 296023.8109 | 91154.4903 | 74907.6746 | 26384.1192 | 97.3874 | 26286.7291 | 0 | 574.1175 | 384.9248
WtrCldScrewChlr-0.748kwpton-VarSpd | DEER2023 |  | 2022-03-15 00:41:21+00 | Any | ECC | Rec | CZ11 | cWVVG | Cap-Tons | 1 | 299999.5938 | None | 2313999.6052 | 700178.1422 | 838537.625 | 0 | 357116.4993 | 3220.6589 | 118921.3379 | 296023.9048 | 91154.4785 | 74907.6629 | 26384.1192 | 97.3874 | 26286.7291 | 0 | 674.6358 | 460.9202
AirCldRecipChlr-0.95kwpton | DEER2023 |  | 2022-03-14 18:21:41+00 | Any | ECC | Rec | CZ12 | cAVVG | Cap-Tons | 603.2936 | 299999.5938 | None | 2247237.326 | 699680.0255 | 838537.625 | 0 | 383831.068 | 0 | 29528.1926 | 295658.762 | 76038.7068 | 83649.5446 | 27500.0792 | 97.3874 | 27402.6917 | 0 | 779.7839 | 529.4767
AirCldRecipChlr-1.407kwpton | DEER2023 |  | 2022-03-14 18:21:41+00 | Any | ECC | Rec | CZ12 | cAVVG | Cap-Tons | 1 | 299999.5938 | None | 2431880.4545 | 699680.0255 | 838537.625 | 0 | 568474.009 | 0 | 29528.1926 | 295658.762 | 76038.7068 | 83649.5446 | 27500.0792 | 97.3874 | 27402.6917 | 0 | 967.9656 | 667.7082
AirCldScrewChlr-0.95kwpton | DEER2023 |  | 2022-03-14 19:29:42+00 | Any | ECC | Rec | CZ12 | cAVVG | Cap-Tons | 603.2936 | 299999.5938 | None | 2321057.7931 | 699680.0255 | 838537.625 | 0 | 457328.3367 | 0 | 29851.3999 | 295658.9107 | 76038.701 | 83649.5446 | 27500.0792 | 97.3874 | 27402.6891 | 0 | 807.477 | 554.9913
AirCldScrewChlr-1.407kwpton | DEER2023 |  | 2022-03-14 19:29:42+00 | Any | ECC | Rec | CZ12 | cAVVG | Cap-Tons | 1 | 299999.5938 | None | 2541057.0815 | 699680.0255 | 838537.625 | 0 | 677327.3203 | 0 | 29851.3999 | 295658.9107 | 76038.701 | 83649.5446 | 27500.0792 | 97.3874 | 27402.6891 | 0 | 1008.951 | 705.5023
AirCldScrewChlr-0.99kwpton-VarSpd | DEER2023 |  | 2022-03-14 20:36:10+00 | Any | ECC | Rec | CZ12 | cAVVG | Cap-Tons | 603.2936 | 299999.5938 | None | 2340313.8683 | 699680.0255 | 838537.625 | 0 | 476584.3179 | 0 | 29851.3999 | 295658.9107 | 76038.701 | 83649.5446 | 27500.0792 | 97.3874 | 27402.6891 | 0 | 825.1115 | 568.1654
AirCldScrewChlr-1.407kwpton-VarSpd | DEER2023 |  | 2022-03-14 20:36:10+00 | Any | ECC | Rec | CZ12 | cAVVG | Cap-Tons | 1 | 299999.5938 | None | 2541057.0815 | 699680.0255 | 838537.625 | 0 | 677327.3203 | 0 | 29851.3999 | 295658.9107 | 76038.701 | 83649.5446 | 27500.0792 | 97.3874 | 27402.6891 | 0 | 1008.951 | 705.5023
WtrCldCentChlr-Conv-0.42kwpton | DEER2023 |  | 2022-03-14 21:09:18+00 | Any | ECC | Rec | CZ12 | cWVVG | Cap-Tons | 603.4566 | 299999.5938 | None | 2208609.5862 | 699680.0255 | 838537.625 | 0 | 273809.8815 | 3649.8377 | 97271.8481 | 295658.9574 | 76038.701 | 83649.5446 | 27500.0766 | 97.3874 | 27402.6865 | 0 | 607.786 | 409.6202
WtrCldCentChlr-Conv-0.748kwpton | DEER2023 |  | 2022-03-14 21:09:18+00 | Any | ECC | Rec | CZ12 | cWVVG | Cap-Tons | 1 | 299999.5938 | None | 2422244.6458 | 699680.0255 | 838537.625 | 0 | 487470.6774 | 3804.8669 | 97090.4415 | 295658.9809 | 76038.7068 | 83649.5446 | 27500.0766 | 97.3874 | 27402.6891 | 0 | 749.2025 | 517.1526
WtrCldCentChlr-Conv-1Cmp-0.439kwpton-VarSpd-CndRlf | DEER2023 |  | 2022-03-14 22:16:50+00 | Any | ECC | Rec | CZ12 | cWVVG | Cap-Tons | 603.4566 | 299999.5938 | None | 2090820.721 | 699680.0255 | 838537.625 | 0 | 151504.5673 | 10360.6688 | 95077.0977 | 295658.7856 | 76038.7068 | 83649.5446 | 27500.0792 | 97.3874 | 27402.6891 | 0 | 550.4698 | 360.979
WtrCldCentChlr-Conv-1Cmp-0.748kwpton-VarSpd-CndRlf | DEER2023 |  | 2022-03-14 22:16:50+00 | Any | ECC | Rec | CZ12 | cWVVG | Cap-Tons | 1 | 299999.5938 | None | 2196704.2288 | 699680.0255 | 838537.625 | 0 | 257489.9107 | 10528.6218 | 94807.6518 | 295658.7856 | 76038.7068 | 83649.5446 | 27500.0792 | 97.3874 | 27402.6891 | 0 | 630.4703 | 417.7041
WtrCldCentChlr-NoFric-1Cmp-0.439kwpton-VarSpd-CndRlf | DEER2023 |  | 2022-03-14 22:54:12+00 | Any | ECC | Rec | CZ12 | cWVVG | Cap-Tons | 603.4566 | 299999.5938 | None | 2092014.4295 | 699680.0255 | 838537.625 | 0 | 152249.2445 | 10404.999 | 95482.4964 | 295658.7856 | 76038.7068 | 83649.5446 | 27500.0792 | 97.3874 | 27402.6814 | 0 | 563.4815 | 370.7335
WtrCldCentChlr-NoFric-1Cmp-0.748kwpton-VarSpd-CndRlf | DEER2023 |  | 2022-03-14 22:54:12+00 | Any | ECC | Rec | CZ12 | cWVVG | Cap-Tons | 1 | 299999.5938 | None | 2198610.3229 | 699680.0255 | 838537.625 | 0 | 259042.3306 | 10592.8368 | 95097.3768 | 295658.7856 | 76038.7068 | 83649.5446 | 27500.0792 | 97.3874 | 27402.6891 | 0 | 652.6284 | 434.333
WtrCldCentChlr-NoFric-2Cmp-0.439kwpton-VarSpd-CndRlf | DEER2023 |  | 2022-03-14 23:25:13+00 | Any | ECC | Rec | CZ12 | cWVVG | Cap-Tons | 603.4566 | 299999.5938 | None | 2092887.4107 | 699680.0255 | 838537.625 | 0 | 153356.8128 | 10417.1505 | 95235.4906 | 295658.7856 | 76038.7068 | 83649.5446 | 27500.0792 | 97.3874 | 27402.6814 | 0 | 566.9051 | 373.4628
WtrCldCentChlr-NoFric-2Cmp-0.748kwpton-VarSpd-CndRlf | DEER2023 |  | 2022-03-14 23:25:13+00 | Any | ECC | Rec | CZ12 | cWVVG | Cap-Tons | 1 | 299999.5938 | None | 2200291.5235 | 699680.0255 | 838537.625 | 0 | 260971.3229 | 10614.0511 | 94827.9829 | 295658.7856 | 76038.7068 | 83649.5446 | 27500.0792 | 97.3874 | 27402.6891 | 0 | 658.4792 | 438.9968
WtrCldRecipChlr-0.42kwpton | DEER2023 |  | 2022-03-14 23:49:47+00 | Any | ECC | Rec | CZ12 | cWVVG | Cap-Tons | 603.4566 | 299999.5938 | None | 2156769.4828 | 699680.0255 | 838537.625 | 0 | 218446.7401 | 3718.939 | 100726.1142 | 295658.7153 | 76038.701 | 83649.5446 | 27500.0894 | 97.3874 | 27402.6917 | 0 | 593.8085 | 397.5114
WtrCldRecipChlr-0.748kwpton | DEER2023 |  | 2022-03-14 23:49:47+00 | Any | ECC | Rec | CZ12 | cWVVG | Cap-Tons | 1 | 299999.5938 | None | 2326685.6364 | 699680.0255 | 838537.625 | 0 | 388544.9025 | 3833.459 | 100429.1907 | 295658.7153 | 76038.701 | 83649.5446 | 27500.0792 | 97.3874 | 27402.6917 | 0 | 724.3377 | 494.5288
WtrCldScrewChlr-0.42kwpton | DEER2023 |  | 2022-03-15 00:09:29+00 | Any | ECC | Rec | CZ12 | cWVVG | Cap-Tons | 603.4566 | 299999.5938 | None | 2167753.3981 | 699680.0255 | 838537.625 | 0 | 229925.4829 | 3767.0315 | 100182.5622 | 295658.7153 | 76038.7068 | 83649.5446 | 27500.0894 | 97.3874 | 27402.6917 | 0 | 611.1533 | 410.9271
WtrCldScrewChlr-0.748kwpton | DEER2023 |  | 2022-03-15 00:09:29+00 | Any | ECC | Rec | CZ12 | cWVVG | Cap-Tons | 1 | 299999.5938 | None | 2345020.5768 | 699680.0255 | 838537.625 | 0 | 407537.1376 | 3916.2051 | 99689.7001 | 295658.7153 | 76038.701 | 83649.5446 | 27500.0894 | 97.3874 | 27402.6917 | 0 | 755.2466 | 518.4196
WtrCldScrewChlr-0.439kwpton-VarSpd | DEER2023 |  | 2022-03-15 00:41:21+00 | Any | ECC | Rec | CZ12 | cWVVG | Cap-Tons | 603.4566 | 299999.5938 | None | 2119282.6803 | 699680.0255 | 838537.625 | 0 | 181533.0016 | 3637.1942 | 100234.1087 | 295658.7153 | 76038.701 | 83649.5446 | 27500.0894 | 97.3874 | 27402.6917 | 0 | 570.0587 | 375.0651
WtrCldScrewChlr-0.748kwpton-VarSpd | DEER2023 |  | 2022-03-15 00:41:21+00 | Any | ECC | Rec | CZ12 | cWVVG | Cap-Tons | 1 | 299999.5938 | None | 2245941.5204 | 699680.0255 | 838537.625 | 0 | 308377.157 | 3685.4992 | 100001.1573 | 295658.7153 | 76038.701 | 83649.5446 | 27500.0818 | 97.3874 | 27402.6917 | 0 | 670.9736 | 446.697
AirCldRecipChlr-0.95kwpton | DEER2023 |  | 2022-03-14 18:21:41+00 | Any | ECC | Rec | CZ13 | cAVVG | Cap-Tons | 712.724 | 299999.5938 | None | 2431239.5 | 699890.2812 | 838537.625 | 0 | 544432.7188 | 0 | 37166.9502 | 311210.3984 | 107426.209 | 66658.417 | 23261.0522 | 97.3874 | 23163.657 | 0 | 812.91 | 547.8215
AirCldRecipChlr-1.407kwpton | DEER2023 |  | 2022-03-14 18:21:41+00 | Any | ECC | Rec | CZ13 | cAVVG | Cap-Tons | 1 | 299999.5938 | None | 2693140.5 | 699890.2812 | 838537.625 | 0 | 806333.4375 | 0 | 37166.9502 | 311210.3984 | 107426.209 | 66658.417 | 23261.0522 | 97.3874 | 23163.657 | 0 | 1014.3335 | 694.58
AirCldScrewChlr-0.95kwpton | DEER2023 |  | 2022-03-14 19:29:42+00 | Any | ECC | Rec | CZ13 | cAVVG | Cap-Tons | 712.724 | 299999.5938 | None | 2531764.25 | 699890.2812 | 838537.625 | 0 | 644675.875 | 0 | 37447.6504 | 311210.9141 | 107426.209 | 66658.417 | 23261.0291 | 97.3874 | 23163.6365 | 0 | 851.1303 | 578.386
AirCldScrewChlr-1.407kwpton | DEER2023 |  | 2022-03-14 19:29:42+00 | Any | ECC | Rec | CZ13 | cAVVG | Cap-Tons | 1 | 299999.5938 | None | 2841887.25 | 699890.2812 | 838537.625 | 0 | 954798.8906 | 0 | 37447.6504 | 311210.9141 | 107426.209 | 66658.417 | 23261.0291 | 97.3874 | 23163.6365 | 0 | 1070.921 | 739.8418
AirCldScrewChlr-0.99kwpton-VarSpd | DEER2023 |  | 2022-03-14 20:36:10+00 | Any | ECC | Rec | CZ13 | cAVVG | Cap-Tons | 712.724 | 299999.5938 | None | 2558908 | 699890.2812 | 838537.625 | 0 | 671820.25 | 0 | 37447.6504 | 311210.9141 | 107426.209 | 66658.417 | 23261.0291 | 97.3874 | 23163.6365 | 0 | 870.3675 | 592.518
AirCldScrewChlr-1.407kwpton-VarSpd | DEER2023 |  | 2022-03-14 20:36:10+00 | Any | ECC | Rec | CZ13 | cAVVG | Cap-Tons | 1 | 299999.5938 | None | 2841887.25 | 699890.2812 | 838537.625 | 0 | 954798.8906 | 0 | 37447.6504 | 311210.9141 | 107426.209 | 66658.417 | 23261.0291 | 97.3874 | 23163.6365 | 0 | 1070.921 | 739.8418
WtrCldCentChlr-Conv-0.42kwpton | DEER2023 |  | 2022-03-14 21:09:18+00 | Any | ECC | Rec | CZ13 | cWVVG | Cap-Tons | 712.724 | 299999.5938 | None | 2357390.5 | 699890.2812 | 838537.625 | 0 | 374972.6562 | 5002.3283 | 127776.1504 | 311209.0703 | 107426.209 | 66658.417 | 23261.088 | 97.3874 | 23163.6954 | 0 | 630.8845 | 420.4407
WtrCldCentChlr-Conv-0.748kwpton | DEER2023 |  | 2022-03-14 21:09:18+00 | Any | ECC | Rec | CZ13 | cWVVG | Cap-Tons | 1 | 299999.5938 | None | 2650212.5 | 699890.2812 | 838537.625 | 0 | 667654.2344 | 5213.4565 | 127705.9492 | 311209.0703 | 107426.209 | 66658.417 | 23261.088 | 97.3874 | 23163.6954 | 0 | 783.1745 | 533.9145
WtrCldCentChlr-Conv-1Cmp-0.439kwpton-VarSpd-CndRlf | DEER2023 |  | 2022-03-14 22:16:50+00 | Any | ECC | Rec | CZ13 | cWVVG | Cap-Tons | 712.724 | 299999.5938 | None | 2194087.75 | 699890.2812 | 838537.625 | 0 | 205468.8477 | 14626.0527 | 124354.6504 | 311208.2734 | 107426.209 | 66658.417 | 23261.1034 | 97.3874 | 23163.7107 | 0 | 568.0833 | 369.228
WtrCldCentChlr-Conv-1Cmp-0.748kwpton-VarSpd-CndRlf | DEER2023 |  | 2022-03-14 22:16:50+00 | Any | ECC | Rec | CZ13 | cWVVG | Cap-Tons | 1 | 299999.5938 | None | 2337812.25 | 699890.2812 | 838537.625 | 0 | 349322.3828 | 14860.4246 | 123991.4023 | 311208.2734 | 107426.209 | 66658.417 | 23261.1034 | 97.3874 | 23163.7005 | 0 | 654.776 | 429.7265
WtrCldCentChlr-NoFric-1Cmp-0.439kwpton-VarSpd-CndRlf | DEER2023 |  | 2022-03-14 22:54:12+00 | Any | ECC | Rec | CZ13 | cWVVG | Cap-Tons | 712.724 | 299999.5938 | None | 2194506.5 | 699890.2812 | 838537.625 | 0 | 205123.8789 | 14711.6824 | 125032.5723 | 311208.2734 | 107426.209 | 66658.417 | 23261.0957 | 97.3874 | 23163.7107 | 0 | 580.481 | 378.9155
WtrCldCentChlr-NoFric-1Cmp-0.748kwpton-VarSpd-CndRlf | DEER2023 |  | 2022-03-14 22:54:12+00 | Any | ECC | Rec | CZ13 | cWVVG | Cap-Tons | 1 | 299999.5938 | None | 2338339.5 | 699890.2812 | 838537.625 | 0 | 349039.5234 | 14966.5222 | 124695.6016 | 311208.2734 | 107426.209 | 66658.417 | 23261.0957 | 97.3874 | 23163.7107 | 0 | 673.0923 | 444.6215
WtrCldCentChlr-NoFric-2Cmp-0.439kwpton-VarSpd-CndRlf | DEER2023 |  | 2022-03-14 23:25:13+00 | Any | ECC | Rec | CZ13 | cWVVG | Cap-Tons | 712.724 | 299999.5938 | None | 2195794.25 | 699890.2812 | 838537.625 | 0 | 206667.9219 | 14726.5474 | 124761.6992 | 311208.2734 | 107426.209 | 66658.417 | 23261.0957 | 97.3874 | 23163.7107 | 0 | 584.3557 | 382.0738
WtrCldCentChlr-NoFric-2Cmp-0.748kwpton-VarSpd-CndRlf | DEER2023 |  | 2022-03-14 23:25:13+00 | Any | ECC | Rec | CZ13 | cWVVG | Cap-Tons | 1 | 299999.5938 | None | 2340702.75 | 699890.2812 | 838537.625 | 0 | 351743.3828 | 14992.4971 | 124329.002 | 311208.2734 | 107426.209 | 66658.417 | 23261.0957 | 97.3874 | 23163.7107 | 0 | 679.7283 | 450.0263
WtrCldRecipChlr-0.42kwpton | DEER2023 |  | 2022-03-14 23:49:47+00 | Any | ECC | Rec | CZ13 | cWVVG | Cap-Tons | 712.724 | 299999.5938 | None | 2284765 | 699890.2812 | 838537.625 | 0 | 295785.3984 | 5144.2795 | 134193.2773 | 311212.6172 | 107426.2109 | 66658.417 | 23260.9856 | 97.3874 | 23163.593 | 0 | 615.774 | 406.2883
WtrCldRecipChlr-0.748kwpton | DEER2023 |  | 2022-03-14 23:49:47+00 | Any | ECC | Rec | CZ13 | cWVVG | Cap-Tons | 1 | 299999.5938 | None | 2515021.25 | 699890.2812 | 838537.625 | 0 | 526132.7578 | 5290.303 | 133955.5195 | 311212.6172 | 107426.2109 | 66658.417 | 23260.9856 | 97.3874 | 23163.593 | 0 | 754.0023 | 507.4042
WtrCldScrewChlr-0.42kwpton | DEER2023 |  | 2022-03-15 00:09:29+00 | Any | ECC | Rec | CZ13 | cWVVG | Cap-Tons | 712.724 | 299999.5938 | None | 2301930.5 | 699890.2812 | 838537.625 | 0 | 313369.4609 | 5208.6541 | 133709.6445 | 311212.6172 | 107426.2109 | 66658.417 | 23260.9856 | 97.3874 | 23163.593 | 0 | 636.727 | 421.4083
WtrCldScrewChlr-0.748kwpton | DEER2023 |  | 2022-03-15 00:09:29+00 | Any | ECC | Rec | CZ13 | cWVVG | Cap-Tons | 1 | 299999.5938 | None | 2543719.5 | 699890.2812 | 838537.625 | 0 | 555504.75 | 5404.6104 | 133167.5801 | 311212.6172 | 107426.2109 | 66658.417 | 23260.9856 | 97.3874 | 23163.593 | 0 | 791.3128 | 534.3373
WtrCldScrewChlr-0.439kwpton-VarSpd | DEER2023 |  | 2022-03-15 00:41:21+00 | Any | ECC | Rec | CZ13 | cWVVG | Cap-Tons | 712.724 | 299999.5938 | None | 2230385 | 699890.2812 | 838537.625 | 0 | 241894.6484 | 5021.8535 | 133825.502 | 311212.6172 | 107426.2109 | 66658.417 | 23260.9856 | 97.3874 | 23163.593 | 0 | 583.8975 | 379.4438
WtrCldScrewChlr-0.748kwpton-VarSpd | DEER2023 |  | 2022-03-15 00:41:21+00 | Any | ECC | Rec | CZ13 | cWVVG | Cap-Tons | 1 | 299999.5938 | None | 2399019.75 | 699890.2812 | 838537.625 | 0 | 410865.7031 | 5072.4279 | 133439.4492 | 311212.6172 | 107426.2109 | 66658.417 | 23260.9856 | 97.3874 | 23163.593 | 0 | 686.0348 | 451.6823
AirCldRecipChlr-0.95kwpton | DEER2023 |  | 2022-03-14 18:21:41+00 | Any | ECC | Rec | CZ14 | cAVVG | Cap-Tons | 766.0578 | 299999.5938 | None | 2372701.2979 | 700365.9663 | 838537.625 | 0 | 499082.1292 | 0 | 34004.1269 | 300709.4018 | 94700.3101 | 69267.9879 | 24931.559 | 97.3874 | 24834.1689 | 0 | 798.0232 | 512.6391
AirCldRecipChlr-1.407kwpton | DEER2023 |  | 2022-03-14 18:21:41+00 | Any | ECC | Rec | CZ14 | cAVVG | Cap-Tons | 1 | 299999.5938 | None | 2612785.5248 | 700365.9663 | 838537.625 | 0 | 739166.8355 | 0 | 34004.1269 | 300709.4018 | 94700.3101 | 69267.9879 | 24931.559 | 97.3874 | 24834.1689 | 0 | 993.0838 | 645.4702
AirCldScrewChlr-0.95kwpton | DEER2023 |  | 2022-03-14 19:29:42+00 | Any | ECC | Rec | CZ14 | cAVVG | Cap-Tons | 766.0578 | 299999.5938 | None | 2470207.6099 | 700365.9663 | 838537.625 | 0 | 596528.3355 | 0 | 34063.9499 | 300709.2848 | 94700.3101 | 69267.9879 | 24931.5615 | 97.3874 | 24834.1689 | 0 | 841.2482 | 541.4193
AirCldScrewChlr-1.407kwpton | DEER2023 |  | 2022-03-14 19:29:42+00 | Any | ECC | Rec | CZ14 | cAVVG | Cap-Tons | 1 | 299999.5938 | None | 2757168.0993 | 700365.9663 | 838537.625 | 0 | 883489.8715 | 0 | 34063.9499 | 300709.2848 | 94700.3101 | 69267.9879 | 24931.5615 | 97.3874 | 24834.1689 | 0 | 1057.0963 | 688.0952
AirCldScrewChlr-0.99kwpton-VarSpd | DEER2023 |  | 2022-03-14 20:36:10+00 | Any | ECC | Rec | CZ14 | cAVVG | Cap-Tons | 766.0578 | 299999.5938 | None | 2495324.1986 | 700365.9663 | 838537.625 | 0 | 621645.4069 | 0 | 34063.9499 | 300709.2848 | 94700.3101 | 69267.9879 | 24931.5615 | 97.3874 | 24834.1689 | 0 | 860.1407 | 554.2579
AirCldScrewChlr-1.407kwpton-VarSpd | DEER2023 |  | 2022-03-14 20:36:10+00 | Any | ECC | Rec | CZ14 | cAVVG | Cap-Tons | 1 | 299999.5938 | None | 2757168.0993 | 700365.9663 | 838537.625 | 0 | 883489.8715 | 0 | 34063.9499 | 300709.2848 | 94700.3101 | 69267.9879 | 24931.5615 | 97.3874 | 24834.1689 | 0 | 1057.0963 | 688.0952
WtrCldCentChlr-Conv-0.42kwpton | DEER2023 |  | 2022-03-14 21:09:18+00 | Any | ECC | Rec | CZ14 | cWVVG | Cap-Tons | 766.0578 | 299999.5938 | None | 2300481.1631 | 700365.9663 | 838537.625 | 0 | 342119.4337 | 1387.1694 | 117360.4405 | 300709.1339 | 94700.3139 | 69267.9879 | 24931.5578 | 97.3874 | 24834.1677 | 0 | 622.9152 | 397.1496
WtrCldCentChlr-Conv-0.748kwpton | DEER2023 |  | 2022-03-14 21:09:18+00 | Any | ECC | Rec | CZ14 | cWVVG | Cap-Tons | 1 | 299999.5938 | None | 2567082.3688 | 700365.9663 | 838537.625 | 0 | 608718.4406 | 1429.6689 | 117319.9187 | 300709.1339 | 94700.3139 | 69267.9879 | 24931.5578 | 97.3874 | 24834.1677 | 0 | 774.6399 | 503.787
WtrCldCentChlr-Conv-1Cmp-0.439kwpton-VarSpd-CndRlf | DEER2023 |  | 2022-03-14 22:16:50+00 | Any | ECC | Rec | CZ14 | cWVVG | Cap-Tons | 766.0578 | 299999.5938 | None | 2153613.9645 | 700365.9663 | 838537.625 | 0 | 199203.9516 | 3396.7474 | 111399.0933 | 300708.3843 | 94700.3041 | 69267.9879 | 24931.5681 | 97.3874 | 24834.1858 | 0 | 541.7604 | 343.2849
WtrCldCentChlr-Conv-1Cmp-0.748kwpton-VarSpd-CndRlf | DEER2023 |  | 2022-03-14 22:16:50+00 | Any | ECC | Rec | CZ14 | cWVVG | Cap-Tons | 1 | 299999.5938 | None | 2290796.8652 | 700365.9663 | 838537.625 | 0 | 336985.1809 | 3386.0697 | 110812.1374 | 300708.3843 | 94700.3041 | 69267.9879 | 24931.5758 | 97.3874 | 24834.1858 | 0 | 628.5 | 409.8695
WtrCldCentChlr-NoFric-1Cmp-0.439kwpton-VarSpd-CndRlf | DEER2023 |  | 2022-03-14 22:54:12+00 | Any | ECC | Rec | CZ14 | cWVVG | Cap-Tons | 766.0578 | 299999.5938 | None | 2145333.8298 | 700365.9663 | 838537.625 | 0 | 190471.2358 | 3405.8999 | 111842.6667 | 300708.4153 | 94700.3061 | 69267.9879 | 24931.5758 | 97.3874 | 24834.1858 | 0 | 549.553 | 347.0505
WtrCldCentChlr-NoFric-1Cmp-0.748kwpton-VarSpd-CndRlf | DEER2023 |  | 2022-03-14 22:54:12+00 | Any | ECC | Rec | CZ14 | cWVVG | Cap-Tons | 1 | 299999.5938 | None | 2276793.7305 | 700365.9663 | 838537.625 | 0 | 322696.3774 | 3404.6683 | 111078.2693 | 300708.4153 | 94700.3061 | 69267.9879 | 24931.5681 | 97.3874 | 24834.1781 | 0 | 641.8053 | 416.2886
WtrCldCentChlr-NoFric-2Cmp-0.439kwpton-VarSpd-CndRlf | DEER2023 |  | 2022-03-14 23:25:13+00 | Any | ECC | Rec | CZ14 | cWVVG | Cap-Tons | 766.0578 | 299999.5938 | None | 2140250.9929 | 700365.9663 | 838537.625 | 0 | 186118.8158 | 3406.6891 | 111111.2226 | 300708.4153 | 94700.3061 | 69267.9879 | 24931.5758 | 97.3874 | 24834.1832 | 0 | 551.4994 | 348.7207
WtrCldCentChlr-NoFric-2Cmp-0.748kwpton-VarSpd-CndRlf | DEER2023 |  | 2022-03-14 23:25:13+00 | Any | ECC | Rec | CZ14 | cWVVG | Cap-Tons | 1 | 299999.5938 | None | 2268797.0496 | 700365.9663 | 838537.625 | 0 | 315654.3546 | 3406.6867 | 110121.8831 | 300708.4153 | 94700.3061 | 69267.9879 | 24931.5681 | 97.3874 | 24834.1832 | 0 | 645.1204 | 419.1341
WtrCldRecipChlr-0.42kwpton | DEER2023 |  | 2022-03-14 23:49:47+00 | Any | ECC | Rec | CZ14 | cWVVG | Cap-Tons | 766.0578 | 299999.5938 | None | 2223906.1348 | 700365.9663 | 838537.625 | 0 | 260426.3373 | 1490.5624 | 122374.5071 | 300709.332 | 94700.3101 | 69267.9879 | 24931.559 | 97.3874 | 24834.1689 | 0 | 605.7545 | 386.2803
WtrCldRecipChlr-0.748kwpton | DEER2023 |  | 2022-03-14 23:49:47+00 | Any | ECC | Rec | CZ14 | cWVVG | Cap-Tons | 1 | 299999.5938 | None | 2425386.5177 | 700365.9663 | 838537.625 | 0 | 462348.5304 | 1517.9586 | 121904.5578 | 300709.332 | 94700.3101 | 69267.9879 | 24931.559 | 97.3874 | 24834.1689 | 0 | 738.4046 | 479.6685
WtrCldScrewChlr-0.42kwpton | DEER2023 |  | 2022-03-15 00:09:29+00 | Any | ECC | Rec | CZ14 | cWVVG | Cap-Tons | 766.0578 | 299999.5938 | None | 2232311.5674 | 700365.9663 | 838537.625 | 0 | 270079.9634 | 1525.1703 | 121091.5413 | 300709.332 | 94700.3101 | 69267.9879 | 24931.559 | 97.3874 | 24834.1689 | 0 | 634.078 | 405.0186
WtrCldScrewChlr-0.748kwpton | DEER2023 |  | 2022-03-15 00:09:29+00 | Any | ECC | Rec | CZ14 | cWVVG | Cap-Tons | 1 | 299999.5938 | None | 2438207.5957 | 700365.9663 | 838537.625 | 0 | 477056.6186 | 1576.8528 | 119959.6233 | 300709.332 | 94700.3101 | 69267.9879 | 24931.559 | 97.3874 | 24834.1689 | 0 | 788.8348 | 513.0388
WtrCldScrewChlr-0.439kwpton-VarSpd | DEER2023 |  | 2022-03-15 00:41:21+00 | Any | ECC | Rec | CZ14 | cWVVG | Cap-Tons | 766.0578 | 299999.5938 | None | 2171041.1915 | 700365.9663 | 838537.625 | 0 | 208724.2584 | 1437.3117 | 121264.7705 | 300709.301 | 94700.3101 | 69267.9879 | 24931.559 | 97.3874 | 24834.1689 | 0 | 570.5125 | 361.0008
WtrCldScrewChlr-0.748kwpton-VarSpd | DEER2023 |  | 2022-03-15 00:41:21+00 | Any | ECC | Rec | CZ14 | cWVVG | Cap-Tons | 1 | 299999.5938 | None | 2314459.0071 | 700365.9663 | 838537.625 | 0 | 352938.1221 | 1429.1654 | 120476.4222 | 300709.301 | 94700.3101 | 69267.9879 | 24931.559 | 97.3874 | 24834.1689 | 0 | 665.2709 | 427.3756
AirCldRecipChlr-0.95kwpton | DEER2023 |  | 2022-03-14 18:21:41+00 | Any | ECC | Rec | CZ15 | cAVVG | Cap-Tons | 986.9922 | 299999.5938 | None | 2903355.7398 | 699344.9837 | 838537.625 | 0 | 978956.4202 | 0 | 53827.8805 | 332686.9802 | 159970.6811 | 14977.6497 | 8218.5022 | 97.3874 | 8121.1107 | 0 | 963.5067 | 647.2053
AirCldRecipChlr-1.407kwpton | DEER2023 |  | 2022-03-14 18:21:41+00 | Any | ECC | Rec | CZ15 | cAVVG | Cap-Tons | 1 | 299999.5938 | None | 3374284.6992 | 699344.9837 | 838537.625 | 0 | 1449885.6423 | 0 | 53827.8805 | 332686.9802 | 159970.6811 | 14977.6497 | 8218.5022 | 97.3874 | 8121.1107 | 0 | 1231.527 | 840.7672
AirCldScrewChlr-0.95kwpton | DEER2023 |  | 2022-03-14 19:29:42+00 | Any | ECC | Rec | CZ15 | cAVVG | Cap-Tons | 986.9922 | 299999.5938 | None | 3073140.626 | 699344.9837 | 838537.625 | 0 | 1148945.4309 | 0 | 53624.5511 | 332687.1204 | 159970.6811 | 14977.6497 | 8218.4988 | 97.3874 | 8121.1051 | 0 | 1031.7358 | 695.9385
AirCldScrewChlr-1.407kwpton | DEER2023 |  | 2022-03-14 19:29:42+00 | Any | ECC | Rec | CZ15 | cAVVG | Cap-Tons | 1 | 299999.5938 | None | 3625842.4553 | 699344.9837 | 838537.625 | 0 | 1701648.0163 | 0 | 53624.5511 | 332687.1204 | 159970.6811 | 14977.6497 | 8218.4988 | 97.3874 | 8121.1051 | 0 | 1332.6341 | 912.9662
AirCldScrewChlr-0.99kwpton-VarSpd | DEER2023 |  | 2022-03-14 20:36:10+00 | Any | ECC | Rec | CZ15 | cAVVG | Cap-Tons | 986.9922 | 299999.5938 | None | 3121516.2602 | 699344.9837 | 838537.625 | 0 | 1197321.5691 | 0 | 53624.5511 | 332687.1204 | 159970.6811 | 14977.6497 | 8218.4988 | 97.3874 | 8121.1051 | 0 | 1058.0729 | 714.9348
AirCldScrewChlr-1.407kwpton-VarSpd | DEER2023 |  | 2022-03-14 20:36:10+00 | Any | ECC | Rec | CZ15 | cAVVG | Cap-Tons | 1 | 299999.5938 | None | 3625842.4553 | 699344.9837 | 838537.625 | 0 | 1701648.0163 | 0 | 53624.5511 | 332687.1204 | 159970.6811 | 14977.6497 | 8218.4988 | 97.3874 | 8121.1051 | 0 | 1332.6341 | 912.9662
WtrCldCentChlr-Conv-0.42kwpton | DEER2023 |  | 2022-03-14 21:09:18+00 | Any | ECC | Rec | CZ15 | cWVVG | Cap-Tons | 986.9922 | 299999.5938 | None | 2711107.5366 | 699344.9837 | 838537.625 | 0 | 631797.4787 | 3896.2335 | 204843.1709 | 332686.5193 | 159970.6811 | 14977.6497 | 8218.517 | 97.3874 | 8121.124 | 0 | 685.087 | 429.8582
WtrCldCentChlr-Conv-0.748kwpton | DEER2023 |  | 2022-03-14 21:09:18+00 | Any | ECC | Rec | CZ15 | cWVVG | Cap-Tons | 1 | 299999.5938 | None | 3203865.3089 | 699344.9837 | 838537.625 | 0 | 1124383.3821 | 4023.4169 | 204888.4552 | 332686.5193 | 159970.6811 | 14977.6497 | 8218.517 | 97.3874 | 8121.124 | 0 | 871.9997 | 558.6818
WtrCldCentChlr-Conv-1Cmp-0.439kwpton-VarSpd-CndRlf | DEER2023 |  | 2022-03-14 22:16:50+00 | Any | ECC | Rec | CZ15 | cWVVG | Cap-Tons | 986.9922 | 299999.5938 | None | 2447171.4553 | 699344.9837 | 838537.625 | 0 | 367694.0036 | 11319.7605 | 197587.0877 | 332686.3798 | 159970.6575 | 14977.6497 | 8218.5262 | 97.3874 | 8121.133 | 0 | 594.5671 | 379.2408
WtrCldCentChlr-Conv-1Cmp-0.748kwpton-VarSpd-CndRlf | DEER2023 |  | 2022-03-14 22:16:50+00 | Any | ECC | Rec | CZ15 | cWVVG | Cap-Tons | 1 | 299999.5938 | None | 2702486.065 | 699344.9837 | 838537.625 | 0 | 623480.2048 | 11383.0038 | 197051.6315 | 332686.3798 | 159970.6575 | 14977.6497 | 8218.5252 | 97.3874 | 8121.1332 | 0 | 715.7781 | 463.3698
WtrCldCentChlr-NoFric-1Cmp-0.439kwpton-VarSpd-CndRlf | DEER2023 |  | 2022-03-14 22:54:12+00 | Any | ECC | Rec | CZ15 | cWVVG | Cap-Tons | 986.9922 | 299999.5938 | None | 2429353.8699 | 699344.9837 | 838537.625 | 0 | 349251.2711 | 11322.7251 | 198209.7279 | 332686.4035 | 159970.6575 | 14977.6497 | 8218.5246 | 97.3874 | 8121.1322 | 0 | 599.2222 | 384.7059
WtrCldCentChlr-NoFric-1Cmp-0.748kwpton-VarSpd-CndRlf | DEER2023 |  | 2022-03-14 22:54:12+00 | Any | ECC | Rec | CZ15 | cWVVG | Cap-Tons | 1 | 299999.5938 | None | 2672373.6423 | 699344.9837 | 838537.625 | 0 | 592952.6641 | 11392.8908 | 197457.8096 | 332686.4271 | 159970.6575 | 14977.6497 | 8218.5246 | 97.3874 | 8121.1318 | 0 | 724.9192 | 473.3957
WtrCldCentChlr-NoFric-2Cmp-0.439kwpton-VarSpd-CndRlf | DEER2023 |  | 2022-03-14 23:25:13+00 | Any | ECC | Rec | CZ15 | cWVVG | Cap-Tons | 986.9922 | 299999.5938 | None | 2420682.5366 | 699344.9837 | 838537.625 | 0 | 341586.3925 | 11319.4734 | 197205.8722 | 332686.4035 | 159970.6575 | 14977.6497 | 8218.5246 | 97.3874 | 8121.1314 | 0 | 601.3626 | 386.7789
WtrCldCentChlr-NoFric-2Cmp-0.748kwpton-VarSpd-CndRlf | DEER2023 |  | 2022-03-14 23:25:13+00 | Any | ECC | Rec | CZ15 | cWVVG | Cap-Tons | 1 | 299999.5938 | None | 2658364.5041 | 699344.9837 | 838537.625 | 0 | 580213.9487 | 11389.1571 | 196191.1298 | 332686.4271 | 159970.6575 | 14977.6497 | 8218.5246 | 97.3874 | 8121.1314 | 0 | 728.5655 | 476.9269
WtrCldRecipChlr-0.42kwpton | DEER2023 |  | 2022-03-14 23:49:47+00 | Any | ECC | Rec | CZ15 | cWVVG | Cap-Tons | 986.9922 | 299999.5938 | None | 2569891.9431 | 699344.9837 | 838537.625 | 0 | 481163.6893 | 4100.141 | 214057.2229 | 332687.1354 | 159970.6811 | 14977.6497 | 8218.4916 | 97.3874 | 8121.1002 | 0 | 673.503 | 437.2059
WtrCldRecipChlr-0.748kwpton | DEER2023 |  | 2022-03-14 23:49:47+00 | Any | ECC | Rec | CZ15 | cWVVG | Cap-Tons | 1 | 299999.5938 | None | 2943036.8049 | 699344.9837 | 838537.625 | 0 | 854717.501 | 4176.3035 | 213571.8643 | 332687.1354 | 159970.6811 | 14977.6497 | 8218.4918 | 97.3874 | 8121.1002 | 0 | 837.7183 | 556.4302
WtrCldScrewChlr-0.42kwpton | DEER2023 |  | 2022-03-15 00:09:29+00 | Any | ECC | Rec | CZ15 | cWVVG | Cap-Tons | 986.9922 | 299999.5938 | None | 2598496.1545 | 699344.9837 | 838537.625 | 0 | 511449.7515 | 4183.209 | 212292.2604 | 332687.1354 | 159970.6811 | 14977.6497 | 8218.4926 | 97.3874 | 8121.0994 | 0 | 709.1716 | 460.5554
WtrCldScrewChlr-0.748kwpton | DEER2023 |  | 2022-03-15 00:09:29+00 | Any | ECC | Rec | CZ15 | cWVVG | Cap-Tons | 1 | 299999.5938 | None | 2990612 | 699344.9837 | 838537.625 | 0 | 904671.8831 | 4318.1749 | 211051.1075 | 332687.1354 | 159970.6811 | 14977.6497 | 8218.4916 | 97.3874 | 8121.0994 | 0 | 901.2263 | 598.0034
WtrCldScrewChlr-0.439kwpton-VarSpd | DEER2023 |  | 2022-03-15 00:41:21+00 | Any | ECC | Rec | CZ15 | cWVVG | Cap-Tons | 986.9922 | 299999.5938 | None | 2479776.3659 | 699344.9837 | 838537.625 | 0 | 392534.4995 | 3980.0169 | 212690.4455 | 332687.1354 | 159970.6811 | 14977.6497 | 8218.4916 | 97.3874 | 8121.0999 | 0 | 629.1807 | 405.3119
WtrCldScrewChlr-0.748kwpton-VarSpd | DEER2023 |  | 2022-03-15 00:41:21+00 | Any | ECC | Rec | CZ15 | cWVVG | Cap-Tons | 1 | 299999.5938 | None | 2751125.6911 | 699344.9837 | 838537.625 | 0 | 664582.3918 | 3972.0234 | 211999.4571 | 332687.0653 | 159970.6811 | 14977.6497 | 8218.493 | 97.3874 | 8121.099 | 0 | 745.9909 | 490.3145
AirCldRecipChlr-0.95kwpton | DEER2023 |  | 2022-03-14 18:21:41+00 | Any | ECC | Rec | CZ16 | cAVVG | Cap-Tons | 400.4584 | 299999.5938 | None | 2028447.0578 | 700132.417 | 838537.625 | 0 | 169709.1524 | 0 | 17507.0402 | 302559.4981 | 49992.8316 | 147235.093 | 54766.2338 | 97.3874 | 54668.8105 | 0 | 213.1932 | 150.2761
AirCldRecipChlr-1.407kwpton | DEER2023 |  | 2022-03-14 18:21:41+00 | Any | ECC | Rec | CZ16 | cAVVG | Cap-Tons | 1 | 299999.5938 | None | 2110086.2599 | 700132.417 | 838537.625 | 0 | 251348.1787 | 0 | 17507.0402 | 302559.4981 | 49992.8316 | 147235.093 | 54766.2338 | 97.3874 | 54668.8105 | 0 | 252.0467 | 180.0761
AirCldScrewChlr-0.95kwpton | DEER2023 |  | 2022-03-14 19:29:42+00 | Any | ECC | Rec | CZ16 | cAVVG | Cap-Tons | 400.4584 | 299999.5938 | None | 2066317.3466 | 700132.417 | 838537.625 | 0 | 207261.204 | 0 | 17823.5172 | 302560.1463 | 49992.8316 | 147235.093 | 54766.1699 | 97.3874 | 54668.7529 | 0 | 223.9739 | 159.5149
AirCldScrewChlr-1.407kwpton | DEER2023 |  | 2022-03-14 19:29:42+00 | Any | ECC | Rec | CZ16 | cAVVG | Cap-Tons | 1 | 299999.5938 | None | 2166020.4657 | 700132.417 | 838537.625 | 0 | 306964.7492 | 0 | 17823.5172 | 302560.1463 | 49992.8316 | 147235.093 | 54766.1699 | 97.3874 | 54668.7529 | 0 | 268.0143 | 193.7601
AirCldScrewChlr-0.99kwpton-VarSpd | DEER2023 |  | 2022-03-14 20:36:10+00 | Any | ECC | Rec | CZ16 | cAVVG | Cap-Tons | 400.4584 | 299999.5938 | None | 2075043.7292 | 700132.417 | 838537.625 | 0 | 215988.0397 | 0 | 17823.5172 | 302560.1463 | 49992.8316 | 147235.093 | 54766.1699 | 97.3874 | 54668.7529 | 0 | 227.8289 | 162.5124
AirCldScrewChlr-1.407kwpton-VarSpd | DEER2023 |  | 2022-03-14 20:36:10+00 | Any | ECC | Rec | CZ16 | cAVVG | Cap-Tons | 1 | 299999.5938 | None | 2166020.4657 | 700132.417 | 838537.625 | 0 | 306964.7492 | 0 | 17823.5172 | 302560.1463 | 49992.8316 | 147235.093 | 54766.1699 | 97.3874 | 54668.7529 | 0 | 268.0143 | 193.7601
WtrCldCentChlr-Conv-0.42kwpton | DEER2023 |  | 2022-03-14 21:09:18+00 | Any | ECC | Rec | CZ16 | cWVVG | Cap-Tons | 400.4584 | 299999.5938 | None | 2020868.8845 | 700132.417 | 838537.625 | 0 | 129949.1418 | 1304.8264 | 48382.7656 | 302560.123 | 49992.8316 | 147235.093 | 54766.1724 | 97.3874 | 54668.758 | 0 | 194.2642 | 137.9368
WtrCldCentChlr-Conv-0.748kwpton | DEER2023 |  | 2022-03-14 21:09:18+00 | Any | ECC | Rec | CZ16 | cWVVG | Cap-Tons | 1 | 299999.5938 | None | 2122442.8412 | 700132.417 | 838537.625 | 0 | 231377.4351 | 1363.5044 | 48469.0679 | 302560.123 | 49992.8336 | 147235.093 | 54766.175 | 97.3874 | 54668.758 | 0 | 233.8543 | 169.5625
WtrCldCentChlr-Conv-1Cmp-0.439kwpton-VarSpd-CndRlf | DEER2023 |  | 2022-03-14 22:16:50+00 | Any | ECC | Rec | CZ16 | cWVVG | Cap-Tons | 400.4584 | 299999.5938 | None | 1963010.0397 | 700132.417 | 838537.625 | 0 | 70884.0854 | 3006.6728 | 47887.2371 | 302559.8338 | 49992.8316 | 147235.093 | 54766.2134 | 97.3874 | 54668.7977 | 0 | 171.2848 | 118.9787
WtrCldCentChlr-Conv-1Cmp-0.748kwpton-VarSpd-CndRlf | DEER2023 |  | 2022-03-14 22:16:50+00 | Any | ECC | Rec | CZ16 | cWVVG | Cap-Tons | 1 | 299999.5938 | None | 2012521.8809 | 700132.417 | 838537.625 | 0 | 120577.4729 | 3035.2952 | 47677.0392 | 302559.8105 | 49992.8316 | 147235.093 | 54766.2211 | 97.3874 | 54668.7977 | 0 | 190.0457 | 133.5651
WtrCldCentChlr-NoFric-1Cmp-0.439kwpton-VarSpd-CndRlf | DEER2023 |  | 2022-03-14 22:54:12+00 | Any | ECC | Rec | CZ16 | cWVVG | Cap-Tons | 400.4584 | 299999.5938 | None | 1965542.6065 | 700132.417 | 838537.625 | 0 | 73095.3333 | 3031.2821 | 48183.6398 | 302560.123 | 49992.8316 | 147235.093 | 54766.175 | 97.3874 | 54668.758 | 0 | 174.849 | 121.729
WtrCldCentChlr-NoFric-1Cmp-0.748kwpton-VarSpd-CndRlf | DEER2023 |  | 2022-03-14 22:54:12+00 | Any | ECC | Rec | CZ16 | cWVVG | Cap-Tons | 1 | 299999.5938 | None | 2016582.9603 | 700132.417 | 838537.625 | 0 | 124385.8015 | 3071.6901 | 47893.5641 | 302560.123 | 49992.8316 | 147235.093 | 54766.175 | 97.3874 | 54668.758 | 0 | 196.1192 | 138.2516
WtrCldCentChlr-NoFric-2Cmp-0.439kwpton-VarSpd-CndRlf | DEER2023 |  | 2022-03-14 23:25:13+00 | Any | ECC | Rec | CZ16 | cWVVG | Cap-Tons | 400.4584 | 299999.5938 | None | 1966566.3069 | 700132.417 | 838537.625 | 0 | 74319.9691 | 3037.7105 | 47976.1345 | 302560.123 | 49992.8316 | 147235.093 | 54766.175 | 97.3874 | 54668.758 | 0 | 175.9742 | 122.6595
WtrCldCentChlr-NoFric-2Cmp-0.748kwpton-VarSpd-CndRlf | DEER2023 |  | 2022-03-14 23:25:13+00 | Any | ECC | Rec | CZ16 | cWVVG | Cap-Tons | 1 | 299999.5938 | None | 2018508.1625 | 700132.417 | 838537.625 | 0 | 126540.6241 | 3082.4425 | 47653.4339 | 302560.123 | 49992.8316 | 147235.093 | 54766.1827 | 97.3874 | 54668.758 | 0 | 198.0366 | 139.8362
WtrCldRecipChlr-0.42kwpton | DEER2023 |  | 2022-03-14 23:49:47+00 | Any | ECC | Rec | CZ16 | cWVVG | Cap-Tons | 400.4584 | 299999.5938 | None | 1998846.8556 | 700132.417 | 838537.625 | 0 | 105258.9224 | 1354.8447 | 50997.6976 | 302563.3735 | 49992.8404 | 147235.093 | 54765.9242 | 97.3874 | 54668.5136 | 0 | 187.4937 | 132.115
WtrCldRecipChlr-0.748kwpton | DEER2023 |  | 2022-03-14 23:49:47+00 | Any | ECC | Rec | CZ16 | cWVVG | Cap-Tons | 1 | 299999.5938 | None | 2080777.2166 | 700132.417 | 838537.625 | 0 | 187224.5605 | 1400.0926 | 50917.5063 | 302563.3735 | 49992.8424 | 147235.093 | 54765.9242 | 97.3874 | 54668.5111 | 0 | 221.8003 | 159.174
WtrCldScrewChlr-0.42kwpton | DEER2023 |  | 2022-03-15 00:09:29+00 | Any | ECC | Rec | CZ16 | cWVVG | Cap-Tons | 400.4584 | 299999.5938 | None | 2000427.2166 | 700132.417 | 838537.625 | 0 | 107301.7816 | 1372.8826 | 50517.3529 | 302563.3735 | 49992.8404 | 147235.093 | 54765.9242 | 97.3874 | 54668.5136 | 0 | 191.6203 | 135.4159
WtrCldScrewChlr-0.748kwpton | DEER2023 |  | 2022-03-15 00:09:29+00 | Any | ECC | Rec | CZ16 | cWVVG | Cap-Tons | 1 | 299999.5938 | None | 2083074.6354 | 700132.417 | 838537.625 | 0 | 190281.6299 | 1430.9653 | 50126.4211 | 302563.3735 | 49992.8404 | 147235.093 | 54765.9242 | 97.3874 | 54668.5111 | 0 | 229.1447 | 165.0265
WtrCldScrewChlr-0.439kwpton-VarSpd | DEER2023 |  | 2022-03-15 00:41:21+00 | Any | ECC | Rec | CZ16 | cWVVG | Cap-Tons | 400.4584 | 299999.5938 | None | 1979037.5776 | 700132.417 | 838537.625 | 0 | 85898.3786 | 1318.4193 | 50585.703 | 302563.2093 | 49992.8424 | 147235.093 | 54765.9242 | 97.3874 | 54668.5136 | 0 | 178.4445 | 124.7917
WtrCldScrewChlr-0.748kwpton-VarSpd | DEER2023 |  | 2022-03-15 00:41:21+00 | Any | ECC | Rec | CZ16 | cWVVG | Cap-Tons | 1 | 299999.5938 | None | 2038817.8051 | 700132.417 | 838537.625 | 0 | 145895.5622 | 1335.5763 | 50351.4598 | 302563.2093 | 49992.8424 | 147235.093 | 54765.9216 | 97.3874 | 54668.5136 | 0 | 202.9625 | 143.999
AirCldRecipChlr-0.95kwpton | DEER2023 |  | 2022-03-14 18:21:41+00 | Any | ESe | Ex | CZ01 | cAVVG | Cap-Tons | 173.5452 | 149998.5938 | None | 726033.4036 | 302629.5374 | 287781.6875 | 0 | 15803.9011 | 0 | 18893.7516 | 100925.3373 | 937.8277 | 75347.9787 | 28651.2905 | 26.4167 | 28624.8649 | 0 | 284.1614 | 131.3512
AirCldRecipChlr-1.407kwpton | DEER2023 |  | 2022-03-14 18:21:41+00 | Any | ESe | Ex | CZ01 | cAVVG | Cap-Tons | 1 | 149998.5938 | None | 733635.9154 | 302629.5374 | 287781.6875 | 0 | 23406.4076 | 0 | 18893.7516 | 100925.3373 | 937.8277 | 75347.9787 | 28651.2905 | 26.4167 | 28624.8649 | 0 | 318.7667 | 147.3756
AirCldScrewChlr-0.95kwpton | DEER2023 |  | 2022-03-14 19:29:42+00 | Any | ESe | Ex | CZ01 | cAVVG | Cap-Tons | 173.5452 | 149998.5938 | None | 731196.1895 | 302629.5374 | 287781.6875 | 0 | 20958.5357 | 0 | 18899.8413 | 100927.3438 | 937.8277 | 75350.0148 | 28651.6678 | 26.4167 | 28625.2455 | 0 | 290.8268 | 135.0432
AirCldScrewChlr-1.407kwpton | DEER2023 |  | 2022-03-14 19:29:42+00 | Any | ESe | Ex | CZ01 | cAVVG | Cap-Tons | 1 | 149998.5938 | None | 741278.2682 | 302629.5374 | 287781.6875 | 0 | 31040.6836 | 0 | 18899.8413 | 100927.3438 | 937.8277 | 75350.0148 | 28651.6678 | 26.4167 | 28625.2455 | 0 | 328.6374 | 152.8436
AirCldScrewChlr-0.99kwpton-VarSpd | DEER2023 |  | 2022-03-14 20:36:10+00 | Any | ESe | Ex | CZ01 | cAVVG | Cap-Tons | 173.5452 | 149998.5938 | None | 732078.6478 | 302629.5374 | 287781.6875 | 0 | 21840.9926 | 0 | 18899.8413 | 100927.3438 | 937.8277 | 75350.0148 | 28651.6678 | 26.4167 | 28625.2455 | 0 | 294.1361 | 136.6017
AirCldScrewChlr-1.407kwpton-VarSpd | DEER2023 |  | 2022-03-14 20:36:10+00 | Any | ESe | Ex | CZ01 | cAVVG | Cap-Tons | 1 | 149998.5938 | None | 741278.2682 | 302629.5374 | 287781.6875 | 0 | 31040.6836 | 0 | 18899.8413 | 100927.3438 | 937.8277 | 75350.0148 | 28651.6678 | 26.4167 | 28625.2455 | 0 | 328.6374 | 152.8436
WtrCldCentChlr-Conv-0.42kwpton | DEER2023 |  | 2022-03-14 21:09:18+00 | Any | ESe | Ex | CZ01 | cWVVG | Cap-Tons | 173.5452 | 149998.5938 | None | 731122.8568 | 302629.5374 | 287781.6875 | 0 | 15645.557 | 102.1193 | 24037.3363 | 100927.3438 | 937.8277 | 75350.0148 | 28651.6678 | 26.4167 | 28625.2455 | 0 | 266.6721 | 124.4195
WtrCldCentChlr-Conv-0.748kwpton | DEER2023 |  | 2022-03-14 21:09:18+00 | Any | ESe | Ex | CZ01 | cWVVG | Cap-Tons | 1 | 149998.5938 | None | 743334.3021 | 302629.5374 | 287781.6875 | 0 | 27867.3292 | 107.3326 | 24021.7956 | 100927.3438 | 937.8277 | 75350.0148 | 28651.6678 | 26.4167 | 28625.2455 | 0 | 302.0863 | 141.4059
WtrCldCentChlr-Conv-1Cmp-0.439kwpton-VarSpd-CndRlf | DEER2023 |  | 2022-03-14 22:16:50+00 | Any | ESe | Ex | CZ01 | cWVVG | Cap-Tons | 173.5452 | 149998.5938 | None | 724956.6374 | 302629.5374 | 287781.6875 | 0 | 9194.2157 | 332.6202 | 24092.0221 | 100927.3438 | 937.8277 | 75350.0148 | 28651.6678 | 26.4167 | 28625.2455 | 0 | 253.4375 | 117.5983
WtrCldCentChlr-Conv-1Cmp-0.748kwpton-VarSpd-CndRlf | DEER2023 |  | 2022-03-14 22:16:50+00 | Any | ESe | Ex | CZ01 | cWVVG | Cap-Tons | 1 | 149998.5938 | None | 731311.043 | 302629.5374 | 287781.6875 | 0 | 15593.3346 | 334.861 | 24045.0579 | 100927.3438 | 937.8277 | 75350.0148 | 28651.6697 | 26.4167 | 28625.2455 | 0 | 274.7826 | 127.4823
WtrCldCentChlr-NoFric-1Cmp-0.439kwpton-VarSpd-CndRlf | DEER2023 |  | 2022-03-14 22:54:12+00 | Any | ESe | Ex | CZ01 | cWVVG | Cap-Tons | 173.5452 | 149998.5938 | None | 722839.7852 | 302629.5374 | 287781.6875 | 0 | 7369.7487 | 311.7155 | 23820.5616 | 100927.3438 | 937.8277 | 75350.0148 | 28651.6678 | 26.4167 | 28625.2455 | 0 | 255.6716 | 118.3234
WtrCldCentChlr-NoFric-1Cmp-0.748kwpton-VarSpd-CndRlf | DEER2023 |  | 2022-03-14 22:54:12+00 | Any | ESe | Ex | CZ01 | cWVVG | Cap-Tons | 1 | 149998.5938 | None | 727924.3379 | 302629.5374 | 287781.6875 | 0 | 12512.1987 | 312.1308 | 23762.1317 | 100927.3438 | 937.8277 | 75350.0148 | 28651.6678 | 26.4167 | 28625.2455 | 0 | 278.7634 | 128.8245
WtrCldCentChlr-NoFric-2Cmp-0.439kwpton-VarSpd-CndRlf | DEER2023 |  | 2022-03-14 23:25:13+00 | Any | ESe | Ex | CZ01 | cWVVG | Cap-Tons | 173.5452 | 149998.5938 | None | 722494.8496 | 302629.5374 | 287781.6875 | 0 | 7066.8437 | 311.5855 | 23778.6224 | 100927.3438 | 937.8277 | 75350.0148 | 28651.6678 | 26.4167 | 28625.2455 | 0 | 256.3622 | 118.612
WtrCldCentChlr-NoFric-2Cmp-0.748kwpton-VarSpd-CndRlf | DEER2023 |  | 2022-03-14 23:25:13+00 | Any | ESe | Ex | CZ01 | cWVVG | Cap-Tons | 1 | 149998.5938 | None | 727358.7917 | 302629.5374 | 287781.6875 | 0 | 12002.8907 | 312.0422 | 23706.0953 | 100927.3438 | 937.8277 | 75350.0148 | 28651.6678 | 26.4167 | 28625.2455 | 0 | 279.9409 | 129.316
WtrCldRecipChlr-0.42kwpton | DEER2023 |  | 2022-03-14 23:49:47+00 | Any | ESe | Ex | CZ01 | cWVVG | Cap-Tons | 173.5452 | 149998.5938 | None | 726080.0234 | 302629.5374 | 287781.6875 | 0 | 10667.1069 | 100.1693 | 23974.9705 | 100927.3438 | 937.8277 | 75350.0148 | 28651.6678 | 26.4167 | 28625.2455 | 0 | 263.7816 | 122.3265
WtrCldRecipChlr-0.748kwpton | DEER2023 |  | 2022-03-14 23:49:47+00 | Any | ESe | Ex | CZ01 | cWVVG | Cap-Tons | 1 | 149998.5938 | None | 734326.7884 | 302629.5374 | 287781.6875 | 0 | 18947.5763 | 103.6291 | 23937.7498 | 100927.3438 | 937.8277 | 75350.0148 | 28651.6678 | 26.4167 | 28625.2455 | 0 | 297.0386 | 137.7271
WtrCldScrewChlr-0.42kwpton | DEER2023 |  | 2022-03-15 00:09:29+00 | Any | ESe | Ex | CZ01 | cWVVG | Cap-Tons | 173.5452 | 149998.5938 | None | 725884.8639 | 302629.5374 | 287781.6875 | 0 | 10542.2946 | 101.9326 | 23902.8189 | 100927.3448 | 937.8277 | 75350.0148 | 28651.6678 | 26.4167 | 28625.2455 | 0 | 267.7837 | 124.1395
WtrCldScrewChlr-0.748kwpton | DEER2023 |  | 2022-03-15 00:09:29+00 | Any | ESe | Ex | CZ01 | cWVVG | Cap-Tons | 1 | 149998.5938 | None | 733855.9577 | 302629.5374 | 287781.6875 | 0 | 18582.2146 | 106.8866 | 23829.0609 | 100927.3438 | 937.8277 | 75350.0148 | 28651.6678 | 26.4167 | 28625.2455 | 0 | 304.1709 | 140.9466
WtrCldScrewChlr-0.439kwpton-VarSpd | DEER2023 |  | 2022-03-15 00:41:21+00 | Any | ESe | Ex | CZ01 | cWVVG | Cap-Tons | 173.5452 | 149998.5938 | None | 725374.6888 | 302629.5374 | 287781.6875 | 0 | 9740.1213 | 103.3811 | 24193.3434 | 100927.3448 | 937.8277 | 75350.0148 | 28651.6678 | 26.4167 | 28625.2455 | 0 | 260.1442 | 120.5391
WtrCldScrewChlr-0.748kwpton-VarSpd | DEER2023 |  | 2022-03-15 00:41:21+00 | Any | ESe | Ex | CZ01 | cWVVG | Cap-Tons | 1 | 149998.5938 | None | 732081.4362 | 302629.5374 | 287781.6875 | 0 | 16489.76 | 105.2449 | 24148.5788 | 100927.3438 | 937.8277 | 75350.0148 | 28651.6678 | 26.4167 | 28625.2455 | 0 | 287.4034 | 133.0657
AirCldRecipChlr-0.95kwpton | DEER2023 |  | 2022-03-14 18:21:41+00 | Any | ESe | Ex | CZ02 | cAVVG | Cap-Tons | 312.924 | 149998.5938 | None | 850408.1541 | 302661.121 | 287781.6875 | 0 | 112415.5044 | 0 | 38545.4227 | 109005.2785 | 14310.4635 | 47436.7195 | 19913.1675 | 26.4167 | 19886.7675 | 0 | 428.6207 | 222.5916
AirCldRecipChlr-1.407kwpton | DEER2023 |  | 2022-03-14 18:21:41+00 | Any | ESe | Ex | CZ02 | cAVVG | Cap-Tons | 1 | 149998.5938 | None | 904485.9931 | 302661.121 | 287781.6875 | 0 | 166493.2127 | 0 | 38545.4227 | 109005.2785 | 14310.4635 | 47436.7195 | 19913.1675 | 26.4167 | 19886.7675 | 0 | 523.6739 | 275.448
AirCldScrewChlr-0.95kwpton | DEER2023 |  | 2022-03-14 19:29:42+00 | Any | ESe | Ex | CZ02 | cAVVG | Cap-Tons | 312.924 | 149998.5938 | None | 871461.399 | 302661.121 | 287781.6875 | 0 | 133449.1671 | 0 | 38564.932 | 109005.2383 | 14310.4635 | 47436.7195 | 19913.1692 | 26.4167 | 19886.7675 | 0 | 439.6946 | 231.6184
AirCldScrewChlr-1.407kwpton | DEER2023 |  | 2022-03-14 19:29:42+00 | Any | ESe | Ex | CZ02 | cAVVG | Cap-Tons | 1 | 149998.5938 | None | 935657.4593 | 302661.121 | 287781.6875 | 0 | 197645.2456 | 0 | 38564.932 | 109005.2383 | 14310.4635 | 47436.7195 | 19913.1692 | 26.4167 | 19886.7675 | 0 | 540.0773 | 288.7718
AirCldScrewChlr-0.99kwpton-VarSpd | DEER2023 |  | 2022-03-14 20:36:10+00 | Any | ESe | Ex | CZ02 | cAVVG | Cap-Tons | 312.924 | 149998.5938 | None | 877080.1949 | 302661.121 | 287781.6875 | 0 | 139068.0677 | 0 | 38564.932 | 109005.2383 | 14310.4635 | 47436.7195 | 19913.1692 | 26.4167 | 19886.7675 | 0 | 448.4807 | 236.6206
AirCldScrewChlr-1.407kwpton-VarSpd | DEER2023 |  | 2022-03-14 20:36:10+00 | Any | ESe | Ex | CZ02 | cAVVG | Cap-Tons | 1 | 149998.5938 | None | 935657.4593 | 302661.121 | 287781.6875 | 0 | 197645.2456 | 0 | 38564.932 | 109005.2383 | 14310.4635 | 47436.7195 | 19913.1692 | 26.4167 | 19886.7675 | 0 | 540.0773 | 288.7718
WtrCldCentChlr-Conv-0.42kwpton | DEER2023 |  | 2022-03-14 21:09:18+00 | Any | ESe | Ex | CZ02 | cWVVG | Cap-Tons | 312.924 | 149998.5938 | None | 848131.6321 | 302661.121 | 287781.6875 | 0 | 87521.2987 | 692.2646 | 60470.9091 | 109005.2905 | 14310.4635 | 47436.7195 | 19913.1692 | 26.4167 | 19886.7662 | 0 | 347.0439 | 186.8541
WtrCldCentChlr-Conv-0.748kwpton | DEER2023 |  | 2022-03-14 21:09:18+00 | Any | ESe | Ex | CZ02 | cWVVG | Cap-Tons | 1 | 149998.5938 | None | 916547.5704 | 302661.121 | 287781.6875 | 0 | 155909.1087 | 724.9995 | 60466.1777 | 109005.2905 | 14310.4635 | 47436.7195 | 19913.1692 | 26.4167 | 19886.7662 | 0 | 422.86 | 234.469
WtrCldCentChlr-Conv-1Cmp-0.439kwpton-VarSpd-CndRlf | DEER2023 |  | 2022-03-14 22:16:50+00 | Any | ESe | Ex | CZ02 | cWVVG | Cap-Tons | 312.924 | 149998.5938 | None | 817315.5596 | 302661.121 | 287781.6875 | 0 | 55254.4196 | 2160.9848 | 60452.7987 | 109005.3598 | 14310.4635 | 47436.7195 | 19913.1644 | 26.4167 | 19886.7614 | 0 | 316.3677 | 166.1726
WtrCldCentChlr-Conv-1Cmp-0.748kwpton-VarSpd-CndRlf | DEER2023 |  | 2022-03-14 22:16:50+00 | Any | ESe | Ex | CZ02 | cWVVG | Cap-Tons | 1 | 149998.5938 | None | 856016.1258 | 302661.121 | 287781.6875 | 0 | 93962.3113 | 2195.2604 | 60411.2004 | 109005.3598 | 14310.4635 | 47436.7195 | 19913.1644 | 26.4167 | 19886.7631 | 0 | 361.1553 | 194.2505
WtrCldCentChlr-NoFric-1Cmp-0.439kwpton-VarSpd-CndRlf | DEER2023 |  | 2022-03-14 22:54:12+00 | Any | ESe | Ex | CZ02 | cWVVG | Cap-Tons | 312.924 | 149998.5938 | None | 809561.3398 | 302661.121 | 287781.6875 | 0 | 48492.5545 | 2038.4371 | 59583.0543 | 109005.3386 | 14310.4635 | 47436.7195 | 19913.1644 | 26.4167 | 19886.7631 | 0 | 320.9027 | 166.1589
WtrCldCentChlr-NoFric-1Cmp-0.748kwpton-VarSpd-CndRlf | DEER2023 |  | 2022-03-14 22:54:12+00 | Any | ESe | Ex | CZ02 | cWVVG | Cap-Tons | 1 | 149998.5938 | None | 843457.565 | 302661.121 | 287781.6875 | 0 | 82438.7779 | 2061.9668 | 59509.5112 | 109005.3367 | 14310.4635 | 47436.7195 | 19913.1644 | 26.4167 | 19886.7631 | 0 | 369.1922 | 194.2717
WtrCldCentChlr-NoFric-2Cmp-0.439kwpton-VarSpd-CndRlf | DEER2023 |  | 2022-03-14 23:25:13+00 | Any | ESe | Ex | CZ02 | cWVVG | Cap-Tons | 312.924 | 149998.5938 | None | 808372.1811 | 302661.121 | 287781.6875 | 0 | 47353.6611 | 2036.9857 | 59534.1765 | 109005.3386 | 14310.4635 | 47436.7195 | 19913.1644 | 26.4167 | 19886.7631 | 0 | 322.3669 | 166.4916
WtrCldCentChlr-NoFric-2Cmp-0.748kwpton-VarSpd-CndRlf | DEER2023 |  | 2022-03-14 23:25:13+00 | Any | ESe | Ex | CZ02 | cWVVG | Cap-Tons | 1 | 149998.5938 | None | 841473.4222 | 302661.121 | 287781.6875 | 0 | 80522.3702 | 2059.7724 | 59443.9524 | 109005.3558 | 14310.4635 | 47436.7195 | 19913.1644 | 26.4167 | 19886.7631 | 0 | 371.687 | 194.8386
WtrCldRecipChlr-0.42kwpton | DEER2023 |  | 2022-03-14 23:49:47+00 | Any | ESe | Ex | CZ02 | cWVVG | Cap-Tons | 312.924 | 149998.5938 | None | 826991.822 | 302661.121 | 287781.6875 | 0 | 65837.3911 | 689.1952 | 61018.0293 | 109005.1908 | 14310.4635 | 47436.7195 | 19913.1722 | 26.4167 | 19886.7722 | 0 | 340.42 | 179.3085
WtrCldRecipChlr-0.748kwpton | DEER2023 |  | 2022-03-14 23:49:47+00 | Any | ESe | Ex | CZ02 | cWVVG | Cap-Tons | 1 | 149998.5938 | None | 878154.6964 | 302661.121 | 287781.6875 | 0 | 117026.2224 | 710.2352 | 60970.9853 | 109005.1928 | 14310.4635 | 47436.7195 | 19913.1722 | 26.4167 | 19886.7722 | 0 | 411.0558 | 220.4125
WtrCldScrewChlr-0.42kwpton | DEER2023 |  | 2022-03-15 00:09:29+00 | Any | ESe | Ex | CZ02 | cWVVG | Cap-Tons | 312.924 | 149998.5938 | None | 833500.3497 | 302661.121 | 287781.6875 | 0 | 72452.0387 | 702.6673 | 60898.5665 | 109005.1928 | 14310.4635 | 47436.7195 | 19913.1722 | 26.4167 | 19886.7722 | 0 | 350.445 | 186.5612
WtrCldScrewChlr-0.748kwpton | DEER2023 |  | 2022-03-15 00:09:29+00 | Any | ESe | Ex | CZ02 | cWVVG | Cap-Tons | 1 | 149998.5938 | None | 889405.4643 | 302661.121 | 287781.6875 | 0 | 128409.2833 | 735.0486 | 60813.8422 | 109005.1898 | 14310.4635 | 47436.7195 | 19913.1722 | 26.4167 | 19886.7722 | 0 | 428.921 | 233.2733
WtrCldScrewChlr-0.439kwpton-VarSpd | DEER2023 |  | 2022-03-15 00:41:21+00 | Any | ESe | Ex | CZ02 | cWVVG | Cap-Tons | 312.924 | 149998.5938 | None | 820517.8056 | 302661.121 | 287781.6875 | 0 | 59029.11 | 702.0696 | 61339.577 | 109005.1908 | 14310.4635 | 47436.7195 | 19913.1722 | 26.4167 | 19886.7722 | 0 | 331.7652 | 173.4167
WtrCldScrewChlr-0.748kwpton-VarSpd | DEER2023 |  | 2022-03-15 00:41:21+00 | Any | ESe | Ex | CZ02 | cWVVG | Cap-Tons | 1 | 149998.5938 | None | 861569.4131 | 302661.121 | 287781.6875 | 0 | 100140.642 | 712.9593 | 61268.6876 | 109005.1908 | 14310.4635 | 47436.7195 | 19913.1722 | 26.4167 | 19886.7722 | 0 | 389.2229 | 206.1776
AirCldRecipChlr-0.95kwpton | DEER2023 |  | 2022-03-14 18:21:41+00 | Any | ESe | Ex | CZ03 | cAVVG | Cap-Tons | 263.059 | 149998.5938 | None | 814904.6646 | 302653.5284 | 287781.6875 | 0 | 79405.0561 | 0 | 34043.2223 | 111021.9549 | 12637.1388 | 44441.0023 | 16604.202 | 26.4167 | 16577.8021 | 0 | 350.9185 | 180.0009
AirCldRecipChlr-1.407kwpton | DEER2023 |  | 2022-03-14 18:21:41+00 | Any | ESe | Ex | CZ03 | cAVVG | Cap-Tons | 1 | 149998.5938 | None | 853102.7032 | 302653.5284 | 287781.6875 | 0 | 117603.0653 | 0 | 34043.2223 | 111021.9549 | 12637.1388 | 44441.0023 | 16604.202 | 26.4167 | 16577.8021 | 0 | 410.5098 | 213.9018
AirCldScrewChlr-0.95kwpton | DEER2023 |  | 2022-03-14 19:29:42+00 | Any | ESe | Ex | CZ03 | cAVVG | Cap-Tons | 263.059 | 149998.5938 | None | 834702.6322 | 302653.5284 | 287781.6875 | 0 | 99154.9609 | 0 | 34091.0132 | 111022.3274 | 12637.1406 | 44441.0023 | 16604.1867 | 26.4167 | 16577.785 | 0 | 359.9988 | 186.771
AirCldScrewChlr-1.407kwpton | DEER2023 |  | 2022-03-14 19:29:42+00 | Any | ESe | Ex | CZ03 | cAVVG | Cap-Tons | 1 | 149998.5938 | None | 882401.4679 | 302653.5284 | 287781.6875 | 0 | 146853.6756 | 0 | 34091.0132 | 111022.3274 | 12637.1406 | 44441.0023 | 16604.1867 | 26.4167 | 16577.785 | 0 | 423.9172 | 223.929
AirCldScrewChlr-0.99kwpton-VarSpd | DEER2023 |  | 2022-03-14 20:36:10+00 | Any | ESe | Ex | CZ03 | cAVVG | Cap-Tons | 263.059 | 149998.5938 | None | 838877.7266 | 302653.5284 | 287781.6875 | 0 | 103329.8888 | 0 | 34091.0132 | 111022.3274 | 12637.1406 | 44441.0023 | 16604.1867 | 26.4167 | 16577.785 | 0 | 365.5938 | 190.0234
AirCldScrewChlr-1.407kwpton-VarSpd | DEER2023 |  | 2022-03-14 20:36:10+00 | Any | ESe | Ex | CZ03 | cAVVG | Cap-Tons | 1 | 149998.5938 | None | 882401.4679 | 302653.5284 | 287781.6875 | 0 | 146853.6756 | 0 | 34091.0132 | 111022.3274 | 12637.1406 | 44441.0023 | 16604.1867 | 26.4167 | 16577.785 | 0 | 423.9172 | 223.929
WtrCldCentChlr-Conv-0.42kwpton | DEER2023 |  | 2022-03-14 21:09:18+00 | Any | ESe | Ex | CZ03 | cWVVG | Cap-Tons | 263.059 | 149998.5938 | None | 826916.2652 | 302653.5284 | 287781.6875 | 0 | 71033.9181 | 727.0831 | 53698.3908 | 111022.4084 | 12637.1406 | 44441.0023 | 16604.1828 | 26.4167 | 16577.7797 | 0 | 314.9448 | 164.567
WtrCldCentChlr-Conv-0.748kwpton | DEER2023 |  | 2022-03-14 21:09:18+00 | Any | ESe | Ex | CZ03 | cWVVG | Cap-Tons | 1 | 149998.5938 | None | 882461.2576 | 302653.5284 | 287781.6875 | 0 | 126551.6816 | 764.6956 | 53688.0273 | 111022.4084 | 12637.1406 | 44441.0023 | 16604.1828 | 26.4167 | 16577.7814 | 0 | 371.8896 | 199.7885
WtrCldCentChlr-Conv-1Cmp-0.439kwpton-VarSpd-CndRlf | DEER2023 |  | 2022-03-14 22:16:50+00 | Any | ESe | Ex | CZ03 | cWVVG | Cap-Tons | 263.059 | 149998.5938 | None | 798924.7741 | 302653.5284 | 287781.6875 | 0 | 41091.0882 | 2443.9629 | 53933.0471 | 111022.2783 | 12637.1406 | 44441.0023 | 16604.188 | 26.4167 | 16577.785 | 0 | 293.7554 | 150.533
WtrCldCentChlr-Conv-1Cmp-0.748kwpton-VarSpd-CndRlf | DEER2023 |  | 2022-03-14 22:16:50+00 | Any | ESe | Ex | CZ03 | cWVVG | Cap-Tons | 1 | 149998.5938 | None | 827748.9743 | 302653.5284 | 287781.6875 | 0 | 69935.7248 | 2479.0307 | 53877.4833 | 111022.2783 | 12637.1406 | 44441.0023 | 16604.188 | 26.4167 | 16577.785 | 0 | 327.7383 | 170.8034
WtrCldCentChlr-NoFric-1Cmp-0.439kwpton-VarSpd-CndRlf | DEER2023 |  | 2022-03-14 22:54:12+00 | Any | ESe | Ex | CZ03 | cWVVG | Cap-Tons | 263.059 | 149998.5938 | None | 792914.6043 | 302653.5284 | 287781.6875 | 0 | 36198.0806 | 2320.6431 | 52939.1478 | 111022.3943 | 12637.1406 | 44441.0023 | 16604.1814 | 26.4167 | 16577.7814 | 0 | 297.3506 | 151.3414
WtrCldCentChlr-NoFric-1Cmp-0.748kwpton-VarSpd-CndRlf | DEER2023 |  | 2022-03-14 22:54:12+00 | Any | ESe | Ex | CZ03 | cWVVG | Cap-Tons | 1 | 149998.5938 | None | 818293.8092 | 302653.5284 | 287781.6875 | 0 | 61620.2766 | 2343.8274 | 52872.8608 | 111022.3943 | 12637.1406 | 44441.0023 | 16604.1828 | 26.4167 | 16577.7814 | 0 | 334.1636 | 172.4631
WtrCldCentChlr-NoFric-2Cmp-0.439kwpton-VarSpd-CndRlf | DEER2023 |  | 2022-03-14 23:25:13+00 | Any | ESe | Ex | CZ03 | cWVVG | Cap-Tons | 263.059 | 149998.5938 | None | 792391.5122 | 302653.5284 | 287781.6875 | 0 | 35710.9998 | 2320.7286 | 52903.0136 | 111022.3943 | 12637.1406 | 44441.0023 | 16604.1814 | 26.4167 | 16577.7814 | 0 | 298.5 | 151.8586
WtrCldCentChlr-NoFric-2Cmp-0.748kwpton-VarSpd-CndRlf | DEER2023 |  | 2022-03-14 23:25:13+00 | Any | ESe | Ex | CZ03 | cWVVG | Cap-Tons | 1 | 149998.5938 | None | 817409.896 | 302653.5284 | 287781.6875 | 0 | 60792.306 | 2344.0183 | 52816.8837 | 111022.3943 | 12637.1406 | 44441.0023 | 16604.1828 | 26.4167 | 16577.7814 | 0 | 336.1214 | 173.3439
WtrCldRecipChlr-0.42kwpton | DEER2023 |  | 2022-03-14 23:49:47+00 | Any | ESe | Ex | CZ03 | cWVVG | Cap-Tons | 263.059 | 149998.5938 | None | 807945.169 | 302653.5284 | 287781.6875 | 0 | 52109.7017 | 707.5637 | 53670.4251 | 111023.2141 | 12637.1409 | 44441.0053 | 16604.1351 | 26.4167 | 16577.7337 | 0 | 311.456 | 160.3277
WtrCldRecipChlr-0.748kwpton | DEER2023 |  | 2022-03-14 23:49:47+00 | Any | ESe | Ex | CZ03 | cWVVG | Cap-Tons | 1 | 149998.5938 | None | 848487.6662 | 302653.5284 | 287781.6875 | 0 | 92660.3763 | 729.8354 | 53639.887 | 111023.2141 | 12637.1409 | 44441.0053 | 16604.1351 | 26.4167 | 16577.7351 | 0 | 364.1697 | 191.3869
WtrCldScrewChlr-0.42kwpton | DEER2023 |  | 2022-03-15 00:09:29+00 | Any | ESe | Ex | CZ03 | cWVVG | Cap-Tons | 263.059 | 149998.5938 | None | 811756.7558 | 302653.5284 | 287781.6875 | 0 | 56003.8224 | 719.8275 | 53575.4781 | 111023.2141 | 12637.1409 | 44441.0053 | 16604.1351 | 26.4167 | 16577.7337 | 0 | 318.9673 | 164.9405
WtrCldScrewChlr-0.748kwpton | DEER2023 |  | 2022-03-15 00:09:29+00 | Any | ESe | Ex | CZ03 | cWVVG | Cap-Tons | 1 | 149998.5938 | None | 854937.6427 | 302653.5284 | 287781.6875 | 0 | 99235.1008 | 752.2025 | 53492.7321 | 111023.2141 | 12637.1409 | 44441.0053 | 16604.1351 | 26.4167 | 16577.7337 | 0 | 377.5603 | 199.6075
WtrCldScrewChlr-0.439kwpton-VarSpd | DEER2023 |  | 2022-03-15 00:41:21+00 | Any | ESe | Ex | CZ03 | cWVVG | Cap-Tons | 263.059 | 149998.5938 | None | 803819.1412 | 302653.5284 | 287781.6875 | 0 | 47075.7142 | 734.6665 | 54551.1602 | 111023.2141 | 12637.1409 | 44441.0033 | 16604.1351 | 26.4167 | 16577.7351 | 0 | 303.147 | 155.8174
WtrCldScrewChlr-0.748kwpton-VarSpd | DEER2023 |  | 2022-03-15 00:41:21+00 | Any | ESe | Ex | CZ03 | cWVVG | Cap-Tons | 1 | 149998.5938 | None | 836629.3903 | 302653.5284 | 287781.6875 | 0 | 79930.4577 | 746.0005 | 54495.4757 | 111023.2141 | 12637.1409 | 44441.0053 | 16604.1351 | 26.4167 | 16577.7337 | 0 | 344.5618 | 180.4026
AirCldRecipChlr-0.95kwpton | DEER2023 |  | 2022-03-14 18:21:41+00 | Any | ESe | Ex | CZ04 | cAVVG | Cap-Tons | 331.8254 | 149998.5938 | None | 927404.9274 | 302677.6009 | 287781.6875 | 0 | 163923.4388 | 0 | 49943.3788 | 123079.2415 | 25222.6152 | 35993.8118 | 14881.3996 | 26.4167 | 14854.9952 | 0 | 453.2725 | 252.6393
AirCldRecipChlr-1.407kwpton | DEER2023 |  | 2022-03-14 18:21:41+00 | Any | ESe | Ex | CZ04 | cAVVG | Cap-Tons | 1 | 149998.5938 | None | 1006260.8618 | 302677.6009 | 287781.6875 | 0 | 242779.2461 | 0 | 49943.3788 | 123079.2415 | 25222.6152 | 35993.8118 | 14881.3996 | 26.4167 | 14854.9952 | 0 | 556.4742 | 316.7455
AirCldScrewChlr-0.95kwpton | DEER2023 |  | 2022-03-14 19:29:42+00 | Any | ESe | Ex | CZ04 | cAVVG | Cap-Tons | 331.8254 | 149998.5938 | None | 957815.4408 | 302677.6009 | 287781.6875 | 0 | 194288.1992 | 0 | 49988.7438 | 123079.4376 | 25222.6168 | 35993.8138 | 14881.3963 | 26.4167 | 14854.9919 | 0 | 464.335 | 261.6237
AirCldScrewChlr-1.407kwpton | DEER2023 |  | 2022-03-14 19:29:42+00 | Any | ESe | Ex | CZ04 | cAVVG | Cap-Tons | 1 | 149998.5938 | None | 1051278.4133 | 302677.6009 | 287781.6875 | 0 | 287751.0182 | 0 | 49988.7438 | 123079.4376 | 25222.6168 | 35993.8138 | 14881.3963 | 26.4167 | 14854.9919 | 0 | 572.8609 | 329.9318
AirCldScrewChlr-0.99kwpton-VarSpd | DEER2023 |  | 2022-03-14 20:36:10+00 | Any | ESe | Ex | CZ04 | cAVVG | Cap-Tons | 331.8254 | 149998.5938 | None | 965995.6837 | 302677.6009 | 287781.6875 | 0 | 202468.77 | 0 | 49988.7438 | 123079.4376 | 25222.6168 | 35993.8138 | 14881.3963 | 26.4167 | 14854.9919 | 0 | 473.834 | 267.6026
AirCldScrewChlr-1.407kwpton-VarSpd | DEER2023 |  | 2022-03-14 20:36:10+00 | Any | ESe | Ex | CZ04 | cAVVG | Cap-Tons | 1 | 149998.5938 | None | 1051278.4133 | 302677.6009 | 287781.6875 | 0 | 287751.0182 | 0 | 49988.7438 | 123079.4376 | 25222.6168 | 35993.8138 | 14881.3963 | 26.4167 | 14854.9919 | 0 | 572.8609 | 329.9318
WtrCldCentChlr-Conv-0.42kwpton | DEER2023 |  | 2022-03-14 21:09:18+00 | Any | ESe | Ex | CZ04 | cWVVG | Cap-Tons | 333.6119 | 149998.5938 | None | 925979.2049 | 302677.6009 | 287781.6875 | 0 | 128389.3161 | 1757.8108 | 82293.9905 | 123079.3074 | 25222.6168 | 35993.8118 | 14881.3996 | 26.4167 | 14854.9952 | 0 | 365.2438 | 205.0102
WtrCldCentChlr-Conv-0.748kwpton | DEER2023 |  | 2022-03-14 21:09:18+00 | Any | ESe | Ex | CZ04 | cWVVG | Cap-Tons | 1 | 149998.5938 | None | 1026387.0669 | 302677.6009 | 287781.6875 | 0 | 228711.4064 | 1843.361 | 82294.0273 | 123079.3074 | 25222.6168 | 35993.8118 | 14881.3996 | 26.4167 | 14854.9952 | 0 | 447.187 | 259.7969
WtrCldCentChlr-Conv-1Cmp-0.439kwpton-VarSpd-CndRlf | DEER2023 |  | 2022-03-14 22:16:50+00 | Any | ESe | Ex | CZ04 | cWVVG | Cap-Tons | 333.6119 | 149998.5938 | None | 878094.0313 | 302677.6009 | 287781.6875 | 0 | 75460.0449 | 6425.5335 | 82670.6331 | 123079.2424 | 25222.6168 | 35993.8118 | 14881.403 | 26.4167 | 14854.9952 | 0 | 338.3489 | 183.95
WtrCldCentChlr-Conv-1Cmp-0.748kwpton-VarSpd-CndRlf | DEER2023 |  | 2022-03-14 22:16:50+00 | Any | ESe | Ex | CZ04 | cWVVG | Cap-Tons | 1 | 149998.5938 | None | 931168.8865 | 302677.6009 | 287781.6875 | 0 | 128449.1605 | 6571.5649 | 82610.282 | 123079.2424 | 25222.6168 | 35993.8118 | 14881.403 | 26.4167 | 14854.9952 | 0 | 388.8378 | 215.4714
WtrCldCentChlr-NoFric-1Cmp-0.439kwpton-VarSpd-CndRlf | DEER2023 |  | 2022-03-14 22:54:12+00 | Any | ESe | Ex | CZ04 | cWVVG | Cap-Tons | 333.6119 | 149998.5938 | None | 869915.1641 | 302677.6009 | 287781.6875 | 0 | 69176.6905 | 6200.004 | 81000.6666 | 123079.2909 | 25222.6168 | 35993.8118 | 14881.3996 | 26.4167 | 14854.9952 | 0 | 343.7235 | 185.9765
WtrCldCentChlr-NoFric-1Cmp-0.748kwpton-VarSpd-CndRlf | DEER2023 |  | 2022-03-14 22:54:12+00 | Any | ESe | Ex | CZ04 | cWVVG | Cap-Tons | 1 | 149998.5938 | None | 918539.1238 | 302677.6009 | 287781.6875 | 0 | 117771.8079 | 6330.5519 | 80898.964 | 123079.2909 | 25222.6168 | 35993.8118 | 14881.3996 | 26.4167 | 14854.9952 | 0 | 398.3363 | 219.291
WtrCldCentChlr-NoFric-2Cmp-0.439kwpton-VarSpd-CndRlf | DEER2023 |  | 2022-03-14 23:25:13+00 | Any | ESe | Ex | CZ04 | cWVVG | Cap-Tons | 333.6119 | 149998.5938 | None | 869485.6209 | 302677.6009 | 287781.6875 | 0 | 68828.8015 | 6202.3141 | 80916.7212 | 123079.2909 | 25222.6168 | 35993.8118 | 14881.3996 | 26.4167 | 14854.9952 | 0 | 345.4116 | 186.9317
WtrCldCentChlr-NoFric-2Cmp-0.748kwpton-VarSpd-CndRlf | DEER2023 |  | 2022-03-14 23:25:13+00 | Any | ESe | Ex | CZ04 | cWVVG | Cap-Tons | 1 | 149998.5938 | None | 917851.6265 | 302677.6009 | 287781.6875 | 0 | 117181.5118 | 6334.4976 | 80797.7558 | 123079.2919 | 25222.6168 | 35993.8118 | 14881.3996 | 26.4167 | 14854.9952 | 0 | 401.2012 | 220.9137
WtrCldRecipChlr-0.42kwpton | DEER2023 |  | 2022-03-14 23:49:47+00 | Any | ESe | Ex | CZ04 | cWVVG | Cap-Tons | 333.6119 | 149998.5938 | None | 895583.1873 | 302677.6009 | 287781.6875 | 0 | 98008.4852 | 1716.1637 | 82319.6993 | 123080.3992 | 25222.6168 | 35993.8138 | 14881.3702 | 26.4167 | 14854.9628 | 0 | 358.7989 | 198.0533
WtrCldRecipChlr-0.748kwpton | DEER2023 |  | 2022-03-14 23:49:47+00 | Any | ESe | Ex | CZ04 | cWVVG | Cap-Tons | 1 | 149998.5938 | None | 971893.5732 | 302677.6009 | 287781.6875 | 0 | 174340.9594 | 1770.2856 | 82243.126 | 123080.3992 | 25222.6168 | 35993.8138 | 14881.3702 | 26.4167 | 14854.9628 | 0 | 435.9219 | 246.8786
WtrCldScrewChlr-0.42kwpton | DEER2023 |  | 2022-03-15 00:09:29+00 | Any | ESe | Ex | CZ04 | cWVVG | Cap-Tons | 333.6119 | 149998.5938 | None | 903753.6554 | 302677.6009 | 287781.6875 | 0 | 106358.4488 | 1741.248 | 82114.9925 | 123080.3992 | 25222.6168 | 35993.8138 | 14881.3702 | 26.4167 | 14854.9628 | 0 | 368.002 | 205.3027
WtrCldScrewChlr-0.748kwpton | DEER2023 |  | 2022-03-15 00:09:29+00 | Any | ESe | Ex | CZ04 | cWVVG | Cap-Tons | 1 | 149998.5938 | None | 986073.0368 | 302677.6009 | 287781.6875 | 0 | 188749.1761 | 1816.6713 | 81968.0334 | 123080.4002 | 25222.6168 | 35993.8138 | 14881.3702 | 26.4167 | 14854.9628 | 0 | 452.3221 | 259.8016
WtrCldScrewChlr-0.439kwpton-VarSpd | DEER2023 |  | 2022-03-15 00:41:21+00 | Any | ESe | Ex | CZ04 | cWVVG | Cap-Tons | 333.6119 | 149998.5938 | None | 887338.8494 | 302677.6009 | 287781.6875 | 0 | 88257.5235 | 1777.4293 | 83765.0692 | 123080.3992 | 25222.6168 | 35993.8138 | 14881.3702 | 26.4167 | 14854.9628 | 0 | 350.462 | 191.5543
WtrCldScrewChlr-0.748kwpton-VarSpd | DEER2023 |  | 2022-03-15 00:41:21+00 | Any | ESe | Ex | CZ04 | cWVVG | Cap-Tons | 1 | 149998.5938 | None | 949009.7536 | 302677.6009 | 287781.6875 | 0 | 149972.6646 | 1809.4868 | 83688.4953 | 123080.3963 | 25222.6168 | 35993.8138 | 14881.3702 | 26.4167 | 14854.9628 | 0 | 413.7756 | 230.6607
AirCldRecipChlr-0.95kwpton | DEER2023 |  | 2022-03-14 18:21:41+00 | Any | ESe | Ex | CZ05 | cAVVG | Cap-Tons | 231.0144 | 149998.5938 | None | 841161.7812 | 302677.9845 | 287781.6875 | 0 | 101762.1096 | 0 | 34539.5712 | 114401.2056 | 15103.6699 | 38348.4812 | 15172.9229 | 26.4167 | 15146.5212 | 0 | 341.5408 | 152.8099
AirCldRecipChlr-1.407kwpton | DEER2023 |  | 2022-03-14 18:21:41+00 | Any | ESe | Ex | CZ05 | cAVVG | Cap-Tons | 1 | 149998.5938 | None | 890114.6528 | 302677.9845 | 287781.6875 | 0 | 150715.0405 | 0 | 34539.5712 | 114401.2056 | 15103.6699 | 38348.4812 | 15172.9229 | 26.4167 | 15146.5212 | 0 | 396.5581 | 176.5312
AirCldScrewChlr-0.95kwpton | DEER2023 |  | 2022-03-14 19:29:42+00 | Any | ESe | Ex | CZ05 | cAVVG | Cap-Tons | 231.0144 | 149998.5938 | None | 861493.5003 | 302677.9845 | 287781.6875 | 0 | 122012.121 | 0 | 34619.5109 | 114402.9958 | 15103.7147 | 38348.4843 | 15172.8858 | 26.4167 | 15146.4829 | 0 | 351.3587 | 157.5943
AirCldScrewChlr-1.407kwpton | DEER2023 |  | 2022-03-14 19:29:42+00 | Any | ESe | Ex | CZ05 | cAVVG | Cap-Tons | 1 | 149998.5938 | None | 920187.7875 | 302677.9845 | 287781.6875 | 0 | 180706.3363 | 0 | 34619.5109 | 114402.9958 | 15103.7147 | 38348.4843 | 15172.8858 | 26.4167 | 15146.4829 | 0 | 411.1141 | 183.5369
AirCldScrewChlr-0.99kwpton-VarSpd | DEER2023 |  | 2022-03-14 20:36:10+00 | Any | ESe | Ex | CZ05 | cAVVG | Cap-Tons | 231.0144 | 149998.5938 | None | 866630.8715 | 302677.9845 | 287781.6875 | 0 | 127149.4731 | 0 | 34619.5109 | 114402.9958 | 15103.7147 | 38348.4843 | 15172.8858 | 26.4167 | 15146.4829 | 0 | 356.589 | 159.8645
AirCldScrewChlr-1.407kwpton-VarSpd | DEER2023 |  | 2022-03-14 20:36:10+00 | Any | ESe | Ex | CZ05 | cAVVG | Cap-Tons | 1 | 149998.5938 | None | 920187.7875 | 302677.9845 | 287781.6875 | 0 | 180706.3363 | 0 | 34619.5109 | 114402.9958 | 15103.7147 | 38348.4843 | 15172.8858 | 26.4167 | 15146.4829 | 0 | 411.1141 | 183.5369
WtrCldCentChlr-Conv-0.42kwpton | DEER2023 |  | 2022-03-14 21:09:18+00 | Any | ESe | Ex | CZ05 | cWVVG | Cap-Tons | 231.0144 | 149998.5938 | None | 844229.0635 | 302677.9845 | 287781.6875 | 0 | 82970.5101 | 1084.193 | 55313.9267 | 114401.2956 | 15103.5217 | 38348.4843 | 15172.9058 | 26.4167 | 15146.5029 | 0 | 310.3901 | 142.1134
WtrCldCentChlr-Conv-0.748kwpton | DEER2023 |  | 2022-03-14 21:09:18+00 | Any | ESe | Ex | CZ05 | cWVVG | Cap-Tons | 1 | 149998.5938 | None | 909224.2083 | 302677.9845 | 287781.6875 | 0 | 147872.6114 | 1143.3547 | 55347.9508 | 114401.2975 | 15103.5217 | 38348.4843 | 15172.9058 | 26.4167 | 15146.5029 | 0 | 364.178 | 167.7936
WtrCldCentChlr-Conv-1Cmp-0.439kwpton-VarSpd-CndRlf | DEER2023 |  | 2022-03-14 22:16:50+00 | Any | ESe | Ex | CZ05 | cWVVG | Cap-Tons | 231.0144 | 149998.5938 | None | 812616.8354 | 302677.9845 | 287781.6875 | 0 | 49541.8977 | 3037.6833 | 55177.1655 | 114401.1893 | 15103.5185 | 38348.4831 | 15172.9126 | 26.4167 | 15146.5099 | 0 | 286.9771 | 131.8697
WtrCldCentChlr-Conv-1Cmp-0.748kwpton-VarSpd-CndRlf | DEER2023 |  | 2022-03-14 22:16:50+00 | Any | ESe | Ex | CZ05 | cWVVG | Cap-Tons | 1 | 149998.5938 | None | 848058.9142 | 302677.9845 | 287781.6875 | 0 | 84729.7575 | 3115.8788 | 55353.2261 | 114401.1893 | 15103.5185 | 38348.4831 | 15172.9126 | 26.4167 | 15146.5099 | 0 | 317.4786 | 146.3472
WtrCldCentChlr-NoFric-1Cmp-0.439kwpton-VarSpd-CndRlf | DEER2023 |  | 2022-03-14 22:54:12+00 | Any | ESe | Ex | CZ05 | cWVVG | Cap-Tons | 231.0144 | 149998.5938 | None | 808542.8684 | 302677.9845 | 287781.6875 | 0 | 46569.5151 | 2921.549 | 54191.631 | 114401.2833 | 15103.5265 | 38348.4843 | 15172.9048 | 26.4167 | 15146.5046 | 0 | 290.9992 | 132.7308
WtrCldCentChlr-NoFric-1Cmp-0.748kwpton-VarSpd-CndRlf | DEER2023 |  | 2022-03-14 22:54:12+00 | Any | ESe | Ex | CZ05 | cWVVG | Cap-Tons | 1 | 149998.5938 | None | 841365.1125 | 302677.9845 | 287781.6875 | 0 | 79290.8851 | 2983.409 | 54230.5704 | 114401.2833 | 15103.5265 | 38348.4843 | 15172.9058 | 26.4167 | 15146.5046 | 0 | 324.6035 | 148.0726
WtrCldCentChlr-NoFric-2Cmp-0.439kwpton-VarSpd-CndRlf | DEER2023 |  | 2022-03-14 23:25:13+00 | Any | ESe | Ex | CZ05 | cWVVG | Cap-Tons | 231.0144 | 149998.5938 | None | 808536.8052 | 302677.9845 | 287781.6875 | 0 | 46601.9037 | 2922.8509 | 54151.9306 | 114401.2833 | 15103.5265 | 38348.4843 | 15172.9058 | 26.4167 | 15146.5046 | 0 | 292.2438 | 133.2474
WtrCldCentChlr-NoFric-2Cmp-0.748kwpton-VarSpd-CndRlf | DEER2023 |  | 2022-03-14 23:25:13+00 | Any | ESe | Ex | CZ05 | cWVVG | Cap-Tons | 1 | 149998.5938 | None | 841275.7007 | 302677.9845 | 287781.6875 | 0 | 79319.8698 | 2982.4782 | 54113.1267 | 114401.2833 | 15103.5265 | 38348.4843 | 15172.9075 | 26.4167 | 15146.5046 | 0 | 326.7231 | 148.9531
WtrCldRecipChlr-0.42kwpton | DEER2023 |  | 2022-03-14 23:49:47+00 | Any | ESe | Ex | CZ05 | cWVVG | Cap-Tons | 231.0144 | 149998.5938 | None | 826447.1288 | 302677.9845 | 287781.6875 | 0 | 65048.9631 | 1063.8694 | 55468.7244 | 114406.6379 | 15103.786 | 38348.4875 | 15172.8107 | 26.4167 | 15146.4094 | 0 | 305.222 | 139.6647
WtrCldRecipChlr-0.748kwpton | DEER2023 |  | 2022-03-14 23:49:47+00 | Any | ESe | Ex | CZ05 | cWVVG | Cap-Tons | 1 | 149998.5938 | None | 877309.3014 | 302677.9845 | 287781.6875 | 0 | 115796.5648 | 1105.4821 | 55541.6981 | 114406.6379 | 15103.786 | 38348.4875 | 15172.8107 | 26.4167 | 15146.4094 | 0 | 355.0037 | 162.2725
WtrCldScrewChlr-0.42kwpton | DEER2023 |  | 2022-03-15 00:09:29+00 | Any | ESe | Ex | CZ05 | cWVVG | Cap-Tons | 231.0144 | 149998.5938 | None | 832273.1965 | 302677.9845 | 287781.6875 | 0 | 70978.8458 | 1077.9343 | 55350.8366 | 114406.6379 | 15103.7806 | 38348.4875 | 15172.8107 | 26.4167 | 15146.4094 | 0 | 311.921 | 142.9549
WtrCldScrewChlr-0.748kwpton | DEER2023 |  | 2022-03-15 00:09:29+00 | Any | ESe | Ex | CZ05 | cWVVG | Cap-Tons | 1 | 149998.5938 | None | 887239.1927 | 302677.9845 | 287781.6875 | 0 | 126028.3586 | 1128.4103 | 55216.7863 | 114406.6379 | 15103.7806 | 38348.4875 | 15172.8094 | 26.4167 | 15146.4094 | 0 | 366.9296 | 168.1353
WtrCldScrewChlr-0.439kwpton-VarSpd | DEER2023 |  | 2022-03-15 00:41:21+00 | Any | ESe | Ex | CZ05 | cWVVG | Cap-Tons | 231.0144 | 149998.5938 | None | 821227.4 | 302677.9845 | 287781.6875 | 0 | 58833.0633 | 1100.1544 | 56409.9777 | 114425.401 | 15104.31 | 38348.4875 | 15172.6566 | 26.4167 | 15146.255 | 0 | 297.8797 | 136.2956
WtrCldScrewChlr-0.748kwpton-VarSpd | DEER2023 |  | 2022-03-15 00:41:21+00 | Any | ESe | Ex | CZ05 | cWVVG | Cap-Tons | 1 | 149998.5938 | None | 862408.9569 | 302677.9845 | 287781.6875 | 0 | 100050.0094 | 1122.5296 | 56352.1296 | 114425.401 | 15104.31 | 38348.4908 | 15172.6566 | 26.4167 | 15146.255 | 0 | 337.3684 | 154.1754
AirCldRecipChlr-0.95kwpton | DEER2023 |  | 2022-03-14 18:21:41+00 | Any | ESe | Ex | CZ06 | cAVVG | Cap-Tons | 371.2257 | 149998.5938 | None | 977113.7003 | 302673.6374 | 287781.6875 | 0 | 204243.7744 | 0 | 57154.486 | 125260.9263 | 27714.198 | 20798.4139 | 9349.0181 | 26.4167 | 9322.5978 | 0 | 395.456 | 205.1088
AirCldRecipChlr-1.407kwpton | DEER2023 |  | 2022-03-14 18:21:41+00 | Any | ESe | Ex | CZ06 | cAVVG | Cap-Tons | 1 | 149998.5938 | None | 1075366.107 | 302673.6374 | 287781.6875 | 0 | 302495.6708 | 0 | 57154.486 | 125260.9263 | 27714.198 | 20798.4139 | 9349.0181 | 26.4167 | 9322.5978 | 0 | 472.9542 | 249.2058
AirCldScrewChlr-0.95kwpton | DEER2023 |  | 2022-03-14 19:29:42+00 | Any | ESe | Ex | CZ06 | cAVVG | Cap-Tons | 371.2257 | 149998.5938 | None | 1018421.1147 | 302673.6374 | 287781.6875 | 0 | 245394.6496 | 0 | 57309.3763 | 125262.1636 | 27714.198 | 20798.4139 | 9348.9884 | 26.4167 | 9322.5686 | 0 | 413.107 | 214.5527
AirCldScrewChlr-1.407kwpton | DEER2023 |  | 2022-03-14 19:29:42+00 | Any | ESe | Ex | CZ06 | cAVVG | Cap-Tons | 1 | 149998.5938 | None | 1136468.7791 | 302673.6374 | 287781.6875 | 0 | 363442.4225 | 0 | 57309.3763 | 125262.1636 | 27714.198 | 20798.4139 | 9348.9884 | 26.4167 | 9322.5686 | 0 | 499.0968 | 263.1911
AirCldScrewChlr-0.99kwpton-VarSpd | DEER2023 |  | 2022-03-14 20:36:10+00 | Any | ESe | Ex | CZ06 | cAVVG | Cap-Tons | 371.2257 | 149998.5938 | None | 1028753.5976 | 302673.6374 | 287781.6875 | 0 | 255727.0972 | 0 | 57309.3763 | 125262.1636 | 27714.198 | 20798.4139 | 9348.9884 | 26.4167 | 9322.5686 | 0 | 420.6334 | 218.8098
AirCldScrewChlr-1.407kwpton-VarSpd | DEER2023 |  | 2022-03-14 20:36:10+00 | Any | ESe | Ex | CZ06 | cAVVG | Cap-Tons | 1 | 149998.5938 | None | 1136468.7791 | 302673.6374 | 287781.6875 | 0 | 363442.4225 | 0 | 57309.3763 | 125262.1636 | 27714.198 | 20798.4139 | 9348.9884 | 26.4167 | 9322.5686 | 0 | 499.0968 | 263.1911
WtrCldCentChlr-Conv-0.42kwpton | DEER2023 |  | 2022-03-14 21:09:18+00 | Any | ESe | Ex | CZ06 | cWVVG | Cap-Tons | 371.2257 | 149998.5938 | None | 987371.3639 | 302673.6374 | 287781.6875 | 0 | 168986.9955 | 3089.0388 | 99578.5493 | 125261.7703 | 27714.198 | 20798.4139 | 9348.9965 | 26.4167 | 9322.576 | 0 | 361.0342 | 187.1252
WtrCldCentChlr-Conv-0.748kwpton | DEER2023 |  | 2022-03-14 21:09:18+00 | Any | ESe | Ex | CZ06 | cWVVG | Cap-Tons | 1 | 149998.5938 | None | 1119558.2971 | 302673.6374 | 287781.6875 | 0 | 301022.7825 | 3245.3796 | 99573.498 | 125261.7703 | 27714.198 | 20798.4139 | 9348.9963 | 26.4167 | 9322.5756 | 0 | 441.2813 | 233.7552
WtrCldCentChlr-Conv-1Cmp-0.439kwpton-VarSpd-CndRlf | DEER2023 |  | 2022-03-14 22:16:50+00 | Any | ESe | Ex | CZ06 | cWVVG | Cap-Tons | 371.2257 | 149998.5938 | None | 926776.9366 | 302673.6374 | 287781.6875 | 0 | 99896.3248 | 11115.3351 | 100049.1097 | 125261.6487 | 27714.198 | 20798.4139 | 9348.9989 | 26.4167 | 9322.5788 | 0 | 327.3597 | 169.0403
WtrCldCentChlr-Conv-1Cmp-0.748kwpton-VarSpd-CndRlf | DEER2023 |  | 2022-03-14 22:16:50+00 | Any | ESe | Ex | CZ06 | cWVVG | Cap-Tons | 1 | 149998.5938 | None | 997214.4598 | 302673.6374 | 287781.6875 | 0 | 170050.5596 | 11445.0619 | 100002.5628 | 125261.6467 | 27714.198 | 20798.4139 | 9348.999 | 26.4167 | 9322.5788 | 0 | 370.3649 | 195.18
WtrCldCentChlr-NoFric-1Cmp-0.439kwpton-VarSpd-CndRlf | DEER2023 |  | 2022-03-14 22:54:12+00 | Any | ESe | Ex | CZ06 | cWVVG | Cap-Tons | 371.2257 | 149998.5938 | None | 916272.0634 | 302673.6374 | 287781.6875 | 0 | 91760.031 | 10825.0126 | 97970.5942 | 125261.7125 | 27714.198 | 20798.4139 | 9348.9974 | 26.4167 | 9322.5774 | 0 | 333.7384 | 169.4562
WtrCldCentChlr-NoFric-1Cmp-0.748kwpton-VarSpd-CndRlf | DEER2023 |  | 2022-03-14 22:54:12+00 | Any | ESe | Ex | CZ06 | cWVVG | Cap-Tons | 1 | 149998.5938 | None | 980967.5959 | 302673.6374 | 287781.6875 | 0 | 156225.2719 | 11125.1448 | 97900.4985 | 125261.7125 | 27714.198 | 20798.4139 | 9348.9976 | 26.4167 | 9322.5772 | 0 | 381.5372 | 196.2655
WtrCldCentChlr-NoFric-2Cmp-0.439kwpton-VarSpd-CndRlf | DEER2023 |  | 2022-03-14 23:25:13+00 | Any | ESe | Ex | CZ06 | cWVVG | Cap-Tons | 371.2257 | 149998.5938 | None | 915809.4426 | 302673.6374 | 287781.6875 | 0 | 91339.1018 | 10825.4679 | 97928.4747 | 125261.6958 | 27714.198 | 20798.4139 | 9348.9974 | 26.4167 | 9322.5774 | 0 | 335.8707 | 169.9865
WtrCldCentChlr-NoFric-2Cmp-0.748kwpton-VarSpd-CndRlf | DEER2023 |  | 2022-03-14 23:25:13+00 | Any | ESe | Ex | CZ06 | cWVVG | Cap-Tons | 1 | 149998.5938 | None | 980184.036 | 302673.6374 | 287781.6875 | 0 | 155509.9986 | 11126.22 | 97831.3587 | 125261.7125 | 27714.198 | 20798.4139 | 9348.9978 | 26.4167 | 9322.5772 | 0 | 385.187 | 197.1755
WtrCldRecipChlr-0.42kwpton | DEER2023 |  | 2022-03-14 23:49:47+00 | Any | ESe | Ex | CZ06 | cWVVG | Cap-Tons | 371.2257 | 149998.5938 | None | 947934.7414 | 302673.6374 | 287781.6875 | 0 | 129358.1746 | 3026.4874 | 99831.0972 | 125264.1648 | 27714.2 | 20798.4139 | 9348.923 | 26.4167 | 9322.5029 | 0 | 350.4002 | 179.1545
WtrCldRecipChlr-0.748kwpton | DEER2023 |  | 2022-03-14 23:49:47+00 | Any | ESe | Ex | CZ06 | cWVVG | Cap-Tons | 1 | 149998.5938 | None | 1048837.0813 | 302673.6374 | 287781.6875 | 0 | 230196.1744 | 3128.1593 | 99793.6482 | 125264.1648 | 27714.2 | 20798.4139 | 9348.9228 | 26.4167 | 9322.5028 | 0 | 422.5676 | 219.0858
WtrCldScrewChlr-0.42kwpton | DEER2023 |  | 2022-03-15 00:09:29+00 | Any | ESe | Ex | CZ06 | cWVVG | Cap-Tons | 371.2257 | 149998.5938 | None | 960025.1113 | 302673.6374 | 287781.6875 | 0 | 141573.6394 | 3065.0086 | 99667.7725 | 125264.1648 | 27714.2 | 20798.4139 | 9348.9229 | 26.4167 | 9322.5026 | 0 | 361.6312 | 184.9673
WtrCldScrewChlr-0.748kwpton | DEER2023 |  | 2022-03-15 00:09:29+00 | Any | ESe | Ex | CZ06 | cWVVG | Cap-Tons | 1 | 149998.5938 | None | 1069951.8219 | 302673.6374 | 287781.6875 | 0 | 251440.7008 | 3198.1721 | 99594.3179 | 125264.1629 | 27714.2 | 20798.4139 | 9348.923 | 26.4167 | 9322.5028 | 0 | 442.5807 | 229.4488
WtrCldScrewChlr-0.439kwpton-VarSpd | DEER2023 |  | 2022-03-15 00:41:21+00 | Any | ESe | Ex | CZ06 | cWVVG | Cap-Tons | 371.2257 | 149998.5938 | None | 937444.5582 | 302673.6374 | 287781.6875 | 0 | 116848.6168 | 3122.2724 | 101754.8798 | 125264.1619 | 27714.2 | 20798.4139 | 9348.9231 | 26.4167 | 9322.5025 | 0 | 337.3848 | 173.7327
WtrCldScrewChlr-0.748kwpton-VarSpd | DEER2023 |  | 2022-03-15 00:41:21+00 | Any | ESe | Ex | CZ06 | cWVVG | Cap-Tons | 1 | 149998.5938 | None | 1019322.6747 | 302673.6374 | 287781.6875 | 0 | 198721.1008 | 3187.1177 | 101695.5341 | 125264.1619 | 27714.2 | 20798.4139 | 9348.9229 | 26.4167 | 9322.5025 | 0 | 392.9078 | 205.5735
AirCldRecipChlr-0.95kwpton | DEER2023 |  | 2022-03-14 18:21:41+00 | Any | ESe | Ex | CZ07 | cAVVG | Cap-Tons | 354.6467 | 149998.5938 | None | 945175.447 | 302742.6025 | 287781.6875 | 0 | 170465.2012 | 0 | 61010.3164 | 123176.5532 | 25974.8639 | 18564.0744 | 8191.3742 | 26.4167 | 8164.9557 | 0 | 389.3456 | 181.9739
AirCldRecipChlr-1.407kwpton | DEER2023 |  | 2022-03-14 18:21:41+00 | Any | ESe | Ex | CZ07 | cAVVG | Cap-Tons | 1 | 149998.5938 | None | 1027177.9092 | 302742.6025 | 287781.6875 | 0 | 252467.8734 | 0 | 61010.3164 | 123176.5532 | 25974.8639 | 18564.0744 | 8191.3742 | 26.4167 | 8164.9557 | 0 | 464.7168 | 217.6303
AirCldScrewChlr-0.95kwpton | DEER2023 |  | 2022-03-14 19:29:42+00 | Any | ESe | Ex | CZ07 | cAVVG | Cap-Tons | 354.6467 | 149998.5938 | None | 983435.9613 | 302742.6025 | 287781.6875 | 0 | 208652.0565 | 0 | 61083.7862 | 123176.5354 | 25974.8639 | 18564.0744 | 8191.3746 | 26.4167 | 8164.9559 | 0 | 402.5001 | 187.7121
AirCldScrewChlr-1.407kwpton | DEER2023 |  | 2022-03-14 19:29:42+00 | Any | ESe | Ex | CZ07 | cAVVG | Cap-Tons | 1 | 149998.5938 | None | 1083808.2635 | 302742.6025 | 287781.6875 | 0 | 309024.6057 | 0 | 61083.7862 | 123176.5354 | 25974.8639 | 18564.0744 | 8191.3746 | 26.4167 | 8164.9559 | 0 | 484.0616 | 226.0477
AirCldScrewChlr-0.99kwpton-VarSpd | DEER2023 |  | 2022-03-14 20:36:10+00 | Any | ESe | Ex | CZ07 | cAVVG | Cap-Tons | 354.6467 | 149998.5938 | None | 992221.249 | 302742.6025 | 287781.6875 | 0 | 217437.368 | 0 | 61083.7862 | 123176.5354 | 25974.8639 | 18564.0744 | 8191.3746 | 26.4167 | 8164.9559 | 0 | 409.6392 | 191.0671
AirCldScrewChlr-1.407kwpton-VarSpd | DEER2023 |  | 2022-03-14 20:36:10+00 | Any | ESe | Ex | CZ07 | cAVVG | Cap-Tons | 1 | 149998.5938 | None | 1083808.2635 | 302742.6025 | 287781.6875 | 0 | 309024.6057 | 0 | 61083.7862 | 123176.5354 | 25974.8639 | 18564.0744 | 8191.3746 | 26.4167 | 8164.9559 | 0 | 484.0616 | 226.0477
WtrCldCentChlr-Conv-0.42kwpton | DEER2023 |  | 2022-03-14 21:09:18+00 | Any | ESe | Ex | CZ07 | cWVVG | Cap-Tons | 354.785 | 149998.5938 | None | 966747.3549 | 302742.6025 | 287781.6875 | 0 | 150266.9866 | 1958.2433 | 100822.1238 | 123176.5166 | 25974.8639 | 18564.0744 | 8191.3746 | 26.4167 | 8164.9563 | 0 | 353.662 | 164.9926
WtrCldCentChlr-Conv-0.748kwpton | DEER2023 |  | 2022-03-14 21:09:18+00 | Any | ESe | Ex | CZ07 | cWVVG | Cap-Tons | 1 | 149998.5938 | None | 1084266.3517 | 302742.6025 | 287781.6875 | 0 | 267698.447 | 2062.4365 | 100805.6685 | 123176.5166 | 25974.8639 | 18564.0744 | 8191.3748 | 26.4167 | 8164.9563 | 0 | 430.8317 | 201.9179
WtrCldCentChlr-Conv-1Cmp-0.439kwpton-VarSpd-CndRlf | DEER2023 |  | 2022-03-14 22:16:50+00 | Any | ESe | Ex | CZ07 | cWVVG | Cap-Tons | 354.785 | 149998.5938 | None | 911671.7789 | 302742.6025 | 287781.6875 | 0 | 89542.5901 | 7068.4968 | 101360.7 | 123176.529 | 25974.8639 | 18564.0744 | 8191.3749 | 26.4167 | 8164.9567 | 0 | 324.1285 | 153.0768
WtrCldCentChlr-Conv-1Cmp-0.748kwpton-VarSpd-CndRlf | DEER2023 |  | 2022-03-14 22:16:50+00 | Any | ESe | Ex | CZ07 | cWVVG | Cap-Tons | 1 | 149998.5938 | None | 974685.4048 | 302742.6025 | 287781.6875 | 0 | 152472.0727 | 7218.7877 | 101294.7351 | 123176.529 | 25974.8639 | 18564.0744 | 8191.3748 | 26.4167 | 8164.9566 | 0 | 367.6076 | 175.4113
WtrCldCentChlr-NoFric-1Cmp-0.439kwpton-VarSpd-CndRlf | DEER2023 |  | 2022-03-14 22:54:12+00 | Any | ESe | Ex | CZ07 | cWVVG | Cap-Tons | 354.785 | 149998.5938 | None | 897330.9784 | 302742.6025 | 287781.6875 | 0 | 77777.3025 | 6729.7587 | 99124.2722 | 123176.5166 | 25974.8639 | 18564.0744 | 8191.3746 | 26.4167 | 8164.9564 | 0 | 329.2938 | 154.2761
WtrCldCentChlr-NoFric-1Cmp-0.748kwpton-VarSpd-CndRlf | DEER2023 |  | 2022-03-14 22:54:12+00 | Any | ESe | Ex | CZ07 | cWVVG | Cap-Tons | 1 | 149998.5938 | None | 951983.4173 | 302742.6025 | 287781.6875 | 0 | 132420.5167 | 6845.3107 | 99017.6349 | 123176.5314 | 25974.8639 | 18564.0744 | 8191.3746 | 26.4167 | 8164.9566 | 0 | 376.7826 | 177.7661
WtrCldCentChlr-NoFric-2Cmp-0.439kwpton-VarSpd-CndRlf | DEER2023 |  | 2022-03-14 23:25:13+00 | Any | ESe | Ex | CZ07 | cWVVG | Cap-Tons | 354.785 | 149998.5938 | None | 895939.5499 | 302742.6025 | 287781.6875 | 0 | 76469.455 | 6727.8334 | 99042.507 | 123176.5166 | 25974.8639 | 18564.0744 | 8191.3746 | 26.4167 | 8164.9564 | 0 | 331.0833 | 154.8503
WtrCldCentChlr-NoFric-2Cmp-0.748kwpton-VarSpd-CndRlf | DEER2023 |  | 2022-03-14 23:25:13+00 | Any | ESe | Ex | CZ07 | cWVVG | Cap-Tons | 1 | 149998.5938 | None | 949653.6686 | 302742.6025 | 287781.6875 | 0 | 130197.9566 | 6842.0182 | 98913.8066 | 123176.5306 | 25974.8639 | 18564.0744 | 8191.3748 | 26.4167 | 8164.9566 | 0 | 379.8468 | 178.7485
WtrCldRecipChlr-0.42kwpton | DEER2023 |  | 2022-03-14 23:49:47+00 | Any | ESe | Ex | CZ07 | cWVVG | Cap-Tons | 354.785 | 149998.5938 | None | 926670.873 | 302742.6025 | 287781.6875 | 0 | 110450.5873 | 1894.7523 | 100625.9764 | 123176.4079 | 25974.8639 | 18564.0744 | 8191.3777 | 26.4167 | 8164.9595 | 0 | 345.1908 | 161.9096
WtrCldRecipChlr-0.748kwpton | DEER2023 |  | 2022-03-14 23:49:47+00 | Any | ESe | Ex | CZ07 | cWVVG | Cap-Tons | 1 | 149998.5938 | None | 1012691.6776 | 302742.6025 | 287781.6875 | 0 | 196482.1666 | 1954.2626 | 100555.3877 | 123176.4079 | 25974.8639 | 18564.0744 | 8191.3776 | 26.4167 | 8164.9594 | 0 | 415.2805 | 195.4345
WtrCldScrewChlr-0.42kwpton | DEER2023 |  | 2022-03-15 00:09:29+00 | Any | ESe | Ex | CZ07 | cWVVG | Cap-Tons | 354.785 | 149998.5938 | None | 936928.6145 | 302742.6025 | 287781.6875 | 0 | 120841.8556 | 1926.3535 | 100460.4866 | 123176.4079 | 25974.8639 | 18564.0744 | 8191.3777 | 26.4167 | 8164.9593 | 0 | 356.916 | 167.04
WtrCldScrewChlr-0.748kwpton | DEER2023 |  | 2022-03-15 00:09:29+00 | Any | ESe | Ex | CZ07 | cWVVG | Cap-Tons | 1 | 149998.5938 | None | 1030401.5092 | 302742.6025 | 287781.6875 | 0 | 214392.0834 | 2011.7994 | 100297.9356 | 123176.4079 | 25974.8639 | 18564.0744 | 8191.3778 | 26.4167 | 8164.9592 | 0 | 436.1784 | 204.5799
WtrCldScrewChlr-0.439kwpton-VarSpd | DEER2023 |  | 2022-03-15 00:41:21+00 | Any | ESe | Ex | CZ07 | cWVVG | Cap-Tons | 354.785 | 149998.5938 | None | 920445.7666 | 302742.6025 | 287781.6875 | 0 | 102162.0034 | 1983.3154 | 102600.8995 | 123176.4087 | 25974.8639 | 18564.0744 | 8191.3779 | 26.4167 | 8164.9595 | 0 | 335.1993 | 157.8069
WtrCldScrewChlr-0.748kwpton-VarSpd | DEER2023 |  | 2022-03-15 00:41:21+00 | Any | ESe | Ex | CZ07 | cWVVG | Cap-Tons | 1 | 149998.5938 | None | 991845.2211 | 302742.6025 | 287781.6875 | 0 | 173617.3425 | 2019.5362 | 102508.4834 | 123176.4087 | 25974.8639 | 18564.0744 | 8191.3779 | 26.4167 | 8164.9596 | 0 | 390.9703 | 184.8876
AirCldRecipChlr-0.95kwpton | DEER2023 |  | 2022-03-14 18:21:41+00 | Any | ESe | Ex | CZ08 | cAVVG | Cap-Tons | 394.1652 | 149998.5938 | None | 1055549.5144 | 302678.0733 | 287781.6875 | 0 | 259093.2199 | 0 | 69106.6933 | 136890.4293 | 37124.7903 | 18072.4783 | 8518.8386 | 26.4167 | 8492.4219 | 0 | 459.0152 | 227.2392
AirCldRecipChlr-1.407kwpton | DEER2023 |  | 2022-03-14 18:21:41+00 | Any | ESe | Ex | CZ08 | cAVVG | Cap-Tons | 1 | 149998.5938 | None | 1180186.7673 | 302678.0733 | 287781.6875 | 0 | 383730.521 | 0 | 69106.6933 | 136890.4293 | 37124.7903 | 18072.4783 | 8518.8386 | 26.4167 | 8492.4219 | 0 | 563.1087 | 279.6381
AirCldScrewChlr-0.95kwpton | DEER2023 |  | 2022-03-14 19:29:42+00 | Any | ESe | Ex | CZ08 | cAVVG | Cap-Tons | 394.1652 | 149998.5938 | None | 1101622.3341 | 302678.0733 | 287781.6875 | 0 | 305049.3967 | 0 | 69223.4102 | 136890.3454 | 37124.7923 | 18072.4783 | 8518.8411 | 26.4167 | 8492.4239 | 0 | 473.0336 | 235.9136
AirCldScrewChlr-1.407kwpton | DEER2023 |  | 2022-03-14 19:29:42+00 | Any | ESe | Ex | CZ08 | cAVVG | Cap-Tons | 1 | 149998.5938 | None | 1248367.2767 | 302678.0733 | 287781.6875 | 0 | 451794.1059 | 0 | 69223.4102 | 136890.3454 | 37124.7923 | 18072.4783 | 8518.8411 | 26.4167 | 8492.4239 | 0 | 583.7888 | 292.4198
AirCldScrewChlr-0.99kwpton-VarSpd | DEER2023 |  | 2022-03-14 20:36:10+00 | Any | ESe | Ex | CZ08 | cAVVG | Cap-Tons | 394.1652 | 149998.5938 | None | 1114466.4103 | 302678.0733 | 287781.6875 | 0 | 317893.5734 | 0 | 69223.4102 | 136890.3454 | 37124.7923 | 18072.4783 | 8518.8411 | 26.4167 | 8492.4239 | 0 | 482.7274 | 240.8594
AirCldScrewChlr-1.407kwpton-VarSpd | DEER2023 |  | 2022-03-14 20:36:10+00 | Any | ESe | Ex | CZ08 | cAVVG | Cap-Tons | 1 | 149998.5938 | None | 1248367.2767 | 302678.0733 | 287781.6875 | 0 | 451794.1059 | 0 | 69223.4102 | 136890.3454 | 37124.7923 | 18072.4783 | 8518.8411 | 26.4167 | 8492.4239 | 0 | 583.7888 | 292.4198
WtrCldCentChlr-Conv-0.42kwpton | DEER2023 |  | 2022-03-14 21:09:18+00 | Any | ESe | Ex | CZ08 | cWVVG | Cap-Tons | 394.1652 | 149998.5938 | None | 1052145.2129 | 302678.0733 | 287781.6875 | 0 | 202258.3239 | 3117.3979 | 119420.252 | 136890.5301 | 37124.7923 | 18072.4783 | 8518.8361 | 26.4167 | 8492.4192 | 0 | 381.2842 | 196.6907
WtrCldCentChlr-Conv-0.748kwpton | DEER2023 |  | 2022-03-14 21:09:18+00 | Any | ESe | Ex | CZ08 | cWVVG | Cap-Tons | 1 | 149998.5938 | None | 1210365.9404 | 302678.0733 | 287781.6875 | 0 | 360313.0348 | 3277.1391 | 119426.2639 | 136890.5301 | 37124.7923 | 18072.4783 | 8518.8361 | 26.4167 | 8492.4193 | 0 | 470.1348 | 246.9673
WtrCldCentChlr-Conv-1Cmp-0.439kwpton-VarSpd-CndRlf | DEER2023 |  | 2022-03-14 22:16:50+00 | Any | ESe | Ex | CZ08 | cWVVG | Cap-Tons | 394.1652 | 149998.5938 | None | 979401.5411 | 302678.0733 | 287781.6875 | 0 | 121251.2436 | 10920.4566 | 119879.5913 | 136890.5962 | 37124.7903 | 18072.4783 | 8518.8353 | 26.4167 | 8492.4184 | 0 | 347.7068 | 178.2812
WtrCldCentChlr-Conv-1Cmp-0.748kwpton-VarSpd-CndRlf | DEER2023 |  | 2022-03-14 22:16:50+00 | Any | ESe | Ex | CZ08 | cWVVG | Cap-Tons | 1 | 149998.5938 | None | 1064815.9849 | 302678.0733 | 287781.6875 | 0 | 206436.7906 | 11193.3193 | 119835.5452 | 136890.5962 | 37124.7923 | 18072.4783 | 8518.8355 | 26.4167 | 8492.4184 | 0 | 399.0644 | 208.4244
WtrCldCentChlr-NoFric-1Cmp-0.439kwpton-VarSpd-CndRlf | DEER2023 |  | 2022-03-14 22:54:12+00 | Any | ESe | Ex | CZ08 | cWVVG | Cap-Tons | 394.1653 | 149998.5938 | None | 965706.6953 | 302678.0733 | 287781.6875 | 0 | 110247.9426 | 10565.3151 | 117544.244 | 136890.5631 | 37124.7903 | 18072.4783 | 8518.8356 | 26.4167 | 8492.4185 | 0 | 353.7654 | 177.5521
WtrCldCentChlr-NoFric-1Cmp-0.748kwpton-VarSpd-CndRlf | DEER2023 |  | 2022-03-14 22:54:12+00 | Any | ESe | Ex | CZ08 | cWVVG | Cap-Tons | 1 | 149998.5938 | None | 1043331.5984 | 302678.0733 | 287781.6875 | 0 | 187713.2845 | 10801.2354 | 117467.2659 | 136890.5631 | 37124.7903 | 18072.4783 | 8518.8356 | 26.4167 | 8492.4185 | 0 | 409.7527 | 207.6094
WtrCldCentChlr-NoFric-2Cmp-0.439kwpton-VarSpd-CndRlf | DEER2023 |  | 2022-03-14 23:25:13+00 | Any | ESe | Ex | CZ08 | cWVVG | Cap-Tons | 394.1653 | 149998.5938 | None | 964768.3082 | 302678.0733 | 287781.6875 | 0 | 109378.8438 | 10565.7464 | 117474.3745 | 136890.5631 | 37124.7903 | 18072.4783 | 8518.8356 | 26.4167 | 8492.4185 | 0 | 355.7753 | 177.7843
WtrCldCentChlr-NoFric-2Cmp-0.748kwpton-VarSpd-CndRlf | DEER2023 |  | 2022-03-14 23:25:13+00 | Any | ESe | Ex | CZ08 | cWVVG | Cap-Tons | 1 | 149998.5938 | None | 1041797.5006 | 302678.0733 | 287781.6875 | 0 | 186251.2479 | 10801.3724 | 117395.5819 | 136890.5631 | 37124.7923 | 18072.4783 | 8518.8356 | 26.4167 | 8492.4185 | 0 | 413.185 | 208.0066
WtrCldRecipChlr-0.42kwpton | DEER2023 |  | 2022-03-14 23:49:47+00 | Any | ESe | Ex | CZ08 | cWVVG | Cap-Tons | 394.1652 | 149998.5938 | None | 1005020.0406 | 302678.0733 | 287781.6875 | 0 | 154682.2661 | 3058.1718 | 119929.94 | 136890.1849 | 37124.7923 | 18072.4783 | 8518.8448 | 26.4167 | 8492.4276 | 0 | 372.3056 | 189.4134
WtrCldRecipChlr-0.748kwpton | DEER2023 |  | 2022-03-14 23:49:47+00 | Any | ESe | Ex | CZ08 | cWVVG | Cap-Tons | 1 | 149998.5938 | None | 1125628.2363 | 302678.0733 | 287781.6875 | 0 | 275234.9891 | 3158.4852 | 119885.16 | 136890.1849 | 37124.7903 | 18072.4783 | 8518.8448 | 26.4167 | 8492.4274 | 0 | 453.9222 | 232.7708
WtrCldScrewChlr-0.42kwpton | DEER2023 |  | 2022-03-15 00:09:29+00 | Any | ESe | Ex | CZ08 | cWVVG | Cap-Tons | 394.1652 | 149998.5938 | None | 1020397.9809 | 302678.0733 | 287781.6875 | 0 | 170177.0829 | 3103.0583 | 119768.297 | 136890.1849 | 37124.7903 | 18072.4783 | 8518.8446 | 26.4167 | 8492.4274 | 0 | 384.8181 | 195.9175
WtrCldScrewChlr-0.748kwpton | DEER2023 |  | 2022-03-15 00:09:29+00 | Any | ESe | Ex | CZ08 | cWVVG | Cap-Tons | 1 | 149998.5938 | None | 1152473.7457 | 302678.0733 | 287781.6875 | 0 | 302210.2359 | 3240.4777 | 119673.8072 | 136890.1849 | 37124.7923 | 18072.4783 | 8518.8451 | 26.4167 | 8492.4273 | 0 | 476.2154 | 244.3475
WtrCldScrewChlr-0.439kwpton-VarSpd | DEER2023 |  | 2022-03-15 00:41:21+00 | Any | ESe | Ex | CZ08 | cWVVG | Cap-Tons | 394.1652 | 149998.5938 | None | 993185.3482 | 302678.0733 | 287781.6875 | 0 | 140786.0112 | 3148.6427 | 121901.5079 | 136890.1849 | 37124.7903 | 18072.4783 | 8518.8446 | 26.4167 | 8492.4275 | 0 | 361.0687 | 184.7573
WtrCldScrewChlr-0.748kwpton-VarSpd | DEER2023 |  | 2022-03-15 00:41:21+00 | Any | ESe | Ex | CZ08 | cWVVG | Cap-Tons | 1 | 149998.5938 | None | 1091823.087 | 302678.0733 | 287781.6875 | 0 | 239397.3446 | 3211.3884 | 121865.3254 | 136890.1849 | 37124.7903 | 18072.4783 | 8518.8448 | 26.4167 | 8492.4275 | 0 | 426.3769 | 220.2172
AirCldRecipChlr-0.95kwpton | DEER2023 |  | 2022-03-14 18:21:41+00 | Any | ESe | Ex | CZ09 | cAVVG | Cap-Tons | 476.2752 | 149998.5938 | None | 1028030.283 | 302694.3019 | 287781.6875 | 0 | 226082.6945 | 0 | 75248.3178 | 136224.1182 | 36348.8697 | 23741.3128 | 9952.1685 | 26.4167 | 9925.7553 | 0 | 456.531 | 252.4847
AirCldRecipChlr-1.407kwpton | DEER2023 |  | 2022-03-14 18:21:41+00 | Any | ESe | Ex | CZ09 | cAVVG | Cap-Tons | 1 | 149998.5938 | None | 1136788.1033 | 302694.3019 | 287781.6875 | 0 | 334840.396 | 0 | 75248.3178 | 136224.1182 | 36348.8697 | 23741.3128 | 9952.1685 | 26.4167 | 9925.7553 | 0 | 558.7368 | 314.997
AirCldScrewChlr-0.95kwpton | DEER2023 |  | 2022-03-14 19:29:42+00 | Any | ESe | Ex | CZ09 | cAVVG | Cap-Tons | 476.2752 | 149998.5938 | None | 1091628.1345 | 302694.3019 | 287781.6875 | 0 | 289666.5362 | 0 | 75262.1902 | 136224.1845 | 36348.8697 | 23741.3139 | 9952.168 | 26.4167 | 9925.7549 | 0 | 471.2446 | 264.1285
AirCldScrewChlr-1.407kwpton | DEER2023 |  | 2022-03-14 19:29:42+00 | Any | ESe | Ex | CZ09 | cAVVG | Cap-Tons | 1 | 149998.5938 | None | 1230973.4 | 302694.3019 | 287781.6875 | 0 | 429011.4358 | 0 | 75262.1902 | 136224.1845 | 36348.8697 | 23741.3139 | 9952.168 | 26.4167 | 9925.7549 | 0 | 580.5303 | 332.2947
AirCldScrewChlr-0.99kwpton-VarSpd | DEER2023 |  | 2022-03-14 20:36:10+00 | Any | ESe | Ex | CZ09 | cAVVG | Cap-Tons | 476.2752 | 149998.5938 | None | 1103825.2343 | 302694.3019 | 287781.6875 | 0 | 301863.0804 | 0 | 75262.1902 | 136224.1845 | 36348.8697 | 23741.3139 | 9952.168 | 26.4167 | 9925.7549 | 0 | 480.8101 | 270.095
AirCldScrewChlr-1.407kwpton-VarSpd | DEER2023 |  | 2022-03-14 20:36:10+00 | Any | ESe | Ex | CZ09 | cAVVG | Cap-Tons | 1 | 149998.5938 | None | 1230973.4 | 302694.3019 | 287781.6875 | 0 | 429011.4358 | 0 | 75262.1902 | 136224.1845 | 36348.8697 | 23741.3139 | 9952.168 | 26.4167 | 9925.7549 | 0 | 580.5303 | 332.2947
WtrCldCentChlr-Conv-0.42kwpton | DEER2023 |  | 2022-03-14 21:09:18+00 | Any | ESe | Ex | CZ09 | cWVVG | Cap-Tons | 476.2752 | 149998.5938 | None | 1045040.9865 | 302694.3019 | 287781.6875 | 0 | 189071.6788 | 861.096 | 128408.961 | 136223.8404 | 36348.8697 | 23741.3139 | 9952.1726 | 26.4167 | 9925.7592 | 0 | 360.6258 | 202.9834
WtrCldCentChlr-Conv-0.748kwpton | DEER2023 |  | 2022-03-14 21:09:18+00 | Any | ESe | Ex | CZ09 | cWVVG | Cap-Tons | 1 | 149998.5938 | None | 1192749.0391 | 302694.3019 | 287781.6875 | 0 | 336719.1948 | 895.5712 | 128435.0479 | 136223.8404 | 36348.8697 | 23741.3139 | 9952.1725 | 26.4167 | 9925.7595 | 0 | 440.5746 | 256.6579
WtrCldCentChlr-Conv-1Cmp-0.439kwpton-VarSpd-CndRlf | DEER2023 |  | 2022-03-14 22:16:50+00 | Any | ESe | Ex | CZ09 | cWVVG | Cap-Tons | 476.2752 | 149998.5938 | None | 959053.5151 | 302694.3019 | 287781.6875 | 0 | 100061.2985 | 3024.6447 | 129269.1683 | 136223.2499 | 36348.8697 | 23741.3139 | 9952.179 | 26.4167 | 9925.7655 | 0 | 333.3548 | 181.4725
WtrCldCentChlr-Conv-1Cmp-0.748kwpton-VarSpd-CndRlf | DEER2023 |  | 2022-03-14 22:16:50+00 | Any | ESe | Ex | CZ09 | cWVVG | Cap-Tons | 1 | 149998.5938 | None | 1028353.4441 | 302694.3019 | 287781.6875 | 0 | 169557.5526 | 3016.9267 | 129080.6101 | 136223.2499 | 36348.8697 | 23741.3139 | 9952.1788 | 26.4167 | 9925.7653 | 0 | 386.7076 | 214.0537
WtrCldCentChlr-NoFric-1Cmp-0.439kwpton-VarSpd-CndRlf | DEER2023 |  | 2022-03-14 22:54:12+00 | Any | ESe | Ex | CZ09 | cWVVG | Cap-Tons | 476.2752 | 149998.5938 | None | 942436.006 | 302694.3019 | 287781.6875 | 0 | 87575.5246 | 2743.7543 | 125418.5303 | 136223.2536 | 36348.8697 | 23741.3139 | 9952.1785 | 26.4167 | 9925.7655 | 0 | 335.9232 | 180.8159
WtrCldCentChlr-NoFric-1Cmp-0.748kwpton-VarSpd-CndRlf | DEER2023 |  | 2022-03-14 22:54:12+00 | Any | ESe | Ex | CZ09 | cWVVG | Cap-Tons | 1 | 149998.5938 | None | 1003237.6511 | 302694.3019 | 287781.6875 | 0 | 148555.5575 | 2726.1982 | 125257.3023 | 136223.2536 | 36348.8697 | 23741.3139 | 9952.1788 | 26.4167 | 9925.7654 | 0 | 392.4543 | 213.5964
WtrCldCentChlr-NoFric-2Cmp-0.439kwpton-VarSpd-CndRlf | DEER2023 |  | 2022-03-14 23:25:13+00 | Any | ESe | Ex | CZ09 | cWVVG | Cap-Tons | 476.2752 | 149998.5938 | None | 938887.6826 | 302694.3019 | 287781.6875 | 0 | 84248.5192 | 2740.9954 | 125199.8987 | 136223.2536 | 36348.8697 | 23741.3139 | 9952.1784 | 26.4167 | 9925.7652 | 0 | 336.9091 | 181.0309
WtrCldCentChlr-NoFric-2Cmp-0.748kwpton-VarSpd-CndRlf | DEER2023 |  | 2022-03-14 23:25:13+00 | Any | ESe | Ex | CZ09 | cWVVG | Cap-Tons | 1 | 149998.5938 | None | 997369.3889 | 302694.3019 | 287781.6875 | 0 | 142970.6427 | 2722.1649 | 124978.1035 | 136223.2536 | 36348.8697 | 23741.3139 | 9952.1784 | 26.4167 | 9925.7652 | 0 | 394.1352 | 213.9656
WtrCldRecipChlr-0.42kwpton | DEER2023 |  | 2022-03-14 23:49:47+00 | Any | ESe | Ex | CZ09 | cWVVG | Cap-Tons | 476.2752 | 149998.5938 | None | 986604.4806 | 302694.3019 | 287781.6875 | 0 | 130402.9233 | 837.8733 | 128663.957 | 136224.4435 | 36348.8697 | 23741.3139 | 9952.1629 | 26.4167 | 9925.7496 | 0 | 360.309 | 196.9573
WtrCldRecipChlr-0.748kwpton | DEER2023 |  | 2022-03-14 23:49:47+00 | Any | ESe | Ex | CZ09 | cWVVG | Cap-Tons | 1 | 149998.5938 | None | 1087692.1704 | 302694.3019 | 287781.6875 | 0 | 231599.9818 | 847.1804 | 128545.27 | 136224.4435 | 36348.8697 | 23741.3139 | 9952.1628 | 26.4167 | 9925.7494 | 0 | 435.6242 | 243.9382
WtrCldScrewChlr-0.42kwpton | DEER2023 |  | 2022-03-15 00:09:29+00 | Any | ESe | Ex | CZ09 | cWVVG | Cap-Tons | 476.2752 | 149998.5938 | None | 987050.9374 | 302694.3019 | 287781.6875 | 0 | 131414.0529 | 853.5455 | 128083.5351 | 136224.4435 | 36348.8697 | 23741.3139 | 9952.163 | 26.4167 | 9925.7497 | 0 | 368.0343 | 200.9138
WtrCldScrewChlr-0.748kwpton | DEER2023 |  | 2022-03-15 00:09:29+00 | Any | ESe | Ex | CZ09 | cWVVG | Cap-Tons | 1 | 149998.5938 | None | 1086995.0632 | 302694.3019 | 287781.6875 | 0 | 231712.83 | 878.5853 | 127703.895 | 136224.4435 | 36348.8697 | 23741.3139 | 9952.1628 | 26.4167 | 9925.7497 | 0 | 449.4052 | 250.8443
WtrCldScrewChlr-0.439kwpton-VarSpd | DEER2023 |  | 2022-03-15 00:41:21+00 | Any | ESe | Ex | CZ09 | cWVVG | Cap-Tons | 476.2752 | 149998.5938 | None | 962811.6944 | 302694.3019 | 287781.6875 | 0 | 105209.4881 | 860.6319 | 130042.2136 | 136224.4435 | 36348.8697 | 23741.3139 | 9952.1627 | 26.4167 | 9925.7496 | 0 | 344.4264 | 187.9387
WtrCldScrewChlr-0.748kwpton-VarSpd | DEER2023 |  | 2022-03-15 00:41:21+00 | Any | ESe | Ex | CZ09 | cWVVG | Cap-Tons | 1 | 149998.5938 | None | 1035375.3198 | 302694.3019 | 287781.6875 | 0 | 178016.3133 | 847.6613 | 129811.8901 | 136224.4289 | 36348.8697 | 23741.3139 | 9952.1627 | 26.4167 | 9925.7496 | 0 | 398.3717 | 223.2697
AirCldRecipChlr-0.95kwpton | DEER2023 |  | 2022-03-14 18:21:41+00 | Any | ESe | Ex | CZ10 | cAVVG | Cap-Tons | 396.5263 | 149998.5938 | None | 1022246.8599 | 302712.3997 | 287781.6875 | 0 | 244507.5495 | 0 | 62817.6775 | 124428.1377 | 30920.4689 | 24357.3191 | 11059.0033 | 26.4167 | 11032.5812 | 0 | 152.1541 | 117.3532
AirCldRecipChlr-1.407kwpton | DEER2023 |  | 2022-03-14 18:21:41+00 | Any | ESe | Ex | CZ10 | cAVVG | Cap-Tons | 1 | 149998.5938 | None | 1139867.9738 | 302712.3997 | 287781.6875 | 0 | 362128.5241 | 0 | 62817.6775 | 124428.1377 | 30920.4689 | 24357.3191 | 11059.0033 | 26.4167 | 11032.5812 | 0 | 191.411 | 147.8663
AirCldScrewChlr-0.95kwpton | DEER2023 |  | 2022-03-14 19:29:42+00 | Any | ESe | Ex | CZ10 | cAVVG | Cap-Tons | 396.5263 | 149998.5938 | None | 1060039.2227 | 302712.3997 | 287781.6875 | 0 | 282259.0176 | 0 | 62858.7826 | 124428.1377 | 30920.4689 | 24357.3191 | 11059.0033 | 26.4167 | 11032.5812 | 0 | 160.9545 | 125.6062
AirCldScrewChlr-1.407kwpton | DEER2023 |  | 2022-03-14 19:29:42+00 | Any | ESe | Ex | CZ10 | cAVVG | Cap-Tons | 1 | 149998.5938 | None | 1195820.7318 | 302712.3997 | 287781.6875 | 0 | 418040.4789 | 0 | 62858.7826 | 124428.1377 | 30920.4689 | 24357.3191 | 11059.0033 | 26.4167 | 11032.5812 | 0 | 204.4453 | 160.0885
AirCldScrewChlr-0.99kwpton-VarSpd | DEER2023 |  | 2022-03-14 20:36:10+00 | Any | ESe | Ex | CZ10 | cAVVG | Cap-Tons | 396.5263 | 149998.5938 | None | 1071923.8967 | 302712.3997 | 287781.6875 | 0 | 294143.6509 | 0 | 62858.7826 | 124428.1377 | 30920.4689 | 24357.3191 | 11059.0033 | 26.4167 | 11032.5812 | 0 | 164.7616 | 128.6238
AirCldScrewChlr-1.407kwpton-VarSpd | DEER2023 |  | 2022-03-14 20:36:10+00 | Any | ESe | Ex | CZ10 | cAVVG | Cap-Tons | 1 | 149998.5938 | None | 1195820.7318 | 302712.3997 | 287781.6875 | 0 | 418040.4789 | 0 | 62858.7826 | 124428.1377 | 30920.4689 | 24357.3191 | 11059.0033 | 26.4167 | 11032.5812 | 0 | 204.4453 | 160.0885
WtrCldCentChlr-Conv-0.42kwpton | DEER2023 |  | 2022-03-14 21:09:18+00 | Any | ESe | Ex | CZ10 | cWVVG | Cap-Tons | 396.5263 | 149998.5938 | None | 1000491.9751 | 302712.3997 | 287781.6875 | 0 | 177837.2375 | 2172.7464 | 105560.0923 | 124428.2742 | 30920.4689 | 24357.3191 | 11058.9995 | 26.4167 | 11032.5776 | 0 | 128.3801 | 107.1312
WtrCldCentChlr-Conv-0.748kwpton | DEER2023 |  | 2022-03-14 21:09:18+00 | Any | ESe | Ex | CZ10 | cWVVG | Cap-Tons | 1 | 149998.5938 | None | 1139588.0398 | 302712.3997 | 287781.6875 | 0 | 316822.07 | 2283.1829 | 105561.3689 | 124428.2742 | 30920.4689 | 24357.3191 | 11058.9995 | 26.4167 | 11032.5776 | 0 | 164.5942 | 139.9541
WtrCldCentChlr-Conv-1Cmp-0.439kwpton-VarSpd-CndRlf | DEER2023 |  | 2022-03-14 22:16:50+00 | Any | ESe | Ex | CZ10 | cWVVG | Cap-Tons | 396.5263 | 149998.5938 | None | 938387.0193 | 302712.3997 | 287781.6875 | 0 | 110570.4585 | 7168.3822 | 105726.0526 | 124428.3364 | 30920.4689 | 24357.3191 | 11058.9993 | 26.4167 | 11032.5772 | 0 | 110.9773 | 90.5823
WtrCldCentChlr-Conv-1Cmp-0.748kwpton-VarSpd-CndRlf | DEER2023 |  | 2022-03-14 22:16:50+00 | Any | ESe | Ex | CZ10 | cWVVG | Cap-Tons | 1 | 149998.5938 | None | 1016156.077 | 302712.3997 | 287781.6875 | 0 | 188213.9107 | 7334.8376 | 105685.3854 | 124428.3583 | 30920.4689 | 24357.3191 | 11058.9993 | 26.4167 | 11032.5771 | 0 | 128.552 | 106.3931
WtrCldCentChlr-NoFric-1Cmp-0.439kwpton-VarSpd-CndRlf | DEER2023 |  | 2022-03-14 22:54:12+00 | Any | ESe | Ex | CZ10 | cWVVG | Cap-Tons | 396.5263 | 149998.5938 | None | 925124.3394 | 302712.3997 | 287781.6875 | 0 | 99908.2729 | 6866.255 | 103428.3655 | 124428.3431 | 30920.4689 | 24357.3191 | 11058.9993 | 26.4167 | 11032.5769 | 0 | 110.8159 | 88.2335
WtrCldCentChlr-NoFric-1Cmp-0.748kwpton-VarSpd-CndRlf | DEER2023 |  | 2022-03-14 22:54:12+00 | Any | ESe | Ex | CZ10 | cWVVG | Cap-Tons | 1 | 149998.5938 | None | 995339.4924 | 302712.3997 | 287781.6875 | 0 | 170037.5803 | 7004.8311 | 103375.7173 | 124428.3431 | 30920.4689 | 24357.3191 | 11058.9993 | 26.4167 | 11032.5755 | 0 | 128.8302 | 102.9228
WtrCldCentChlr-NoFric-2Cmp-0.439kwpton-VarSpd-CndRlf | DEER2023 |  | 2022-03-14 23:25:13+00 | Any | ESe | Ex | CZ10 | cWVVG | Cap-Tons | 396.5263 | 149998.5938 | None | 923813.7316 | 302712.3997 | 287781.6875 | 0 | 98668.117 | 6864.4011 | 103359.6091 | 124428.3431 | 30920.4689 | 24357.3191 | 11058.9993 | 26.4167 | 11032.5771 | 0 | 111.3495 | 88.2131
WtrCldCentChlr-NoFric-2Cmp-0.748kwpton-VarSpd-CndRlf | DEER2023 |  | 2022-03-14 23:25:13+00 | Any | ESe | Ex | CZ10 | cWVVG | Cap-Tons | 1 | 149998.5938 | None | 993164.5289 | 302712.3997 | 287781.6875 | 0 | 167957.0444 | 7002.0243 | 103284.1103 | 124428.3431 | 30920.4689 | 24357.3191 | 11058.9993 | 26.4167 | 11032.5756 | 0 | 129.74 | 102.8873
WtrCldRecipChlr-0.42kwpton | DEER2023 |  | 2022-03-14 23:49:47+00 | Any | ESe | Ex | CZ10 | cWVVG | Cap-Tons | 396.5263 | 149998.5938 | None | 960115.5666 | 302712.3997 | 287781.6875 | 0 | 137022.4968 | 2137.768 | 106033.9122 | 124428.0385 | 30920.4689 | 24357.3191 | 11059.0054 | 26.4167 | 11032.5824 | 0 | 119.4033 | 96.1551
WtrCldRecipChlr-0.748kwpton | DEER2023 |  | 2022-03-14 23:49:47+00 | Any | ESe | Ex | CZ10 | cWVVG | Cap-Tons | 1 | 149998.5938 | None | 1066896.4776 | 302712.3997 | 287781.6875 | 0 | 243768.6429 | 2207.1658 | 105999.0817 | 124428.0537 | 30920.4689 | 24357.3191 | 11059.0054 | 26.4167 | 11032.5822 | 0 | 148.7924 | 120.5943
WtrCldScrewChlr-0.42kwpton | DEER2023 |  | 2022-03-15 00:09:29+00 | Any | ESe | Ex | CZ10 | cWVVG | Cap-Tons | 396.5263 | 149998.5938 | None | 975158.4196 | 302712.3997 | 287781.6875 | 0 | 152213.2191 | 2174.1995 | 105849.3779 | 124428.0385 | 30920.4689 | 24357.3191 | 11059.0054 | 26.4167 | 11032.5824 | 0 | 126.0394 | 101.8081
WtrCldScrewChlr-0.748kwpton | DEER2023 |  | 2022-03-15 00:09:29+00 | Any | ESe | Ex | CZ10 | cWVVG | Cap-Tons | 1 | 149998.5938 | None | 1093241.4511 | 302712.3997 | 287781.6875 | 0 | 270299.5515 | 2273.2594 | 105747.562 | 124428.0385 | 30920.4689 | 24357.3191 | 11059.0054 | 26.4167 | 11032.5824 | 0 | 160.6219 | 130.6821
WtrCldScrewChlr-0.439kwpton-VarSpd | DEER2023 |  | 2022-03-15 00:41:21+00 | Any | ESe | Ex | CZ10 | cWVVG | Cap-Tons | 396.5263 | 149998.5938 | None | 949471.643 | 302712.3997 | 287781.6875 | 0 | 124733.5444 | 2201.8045 | 107614.5442 | 124428.0385 | 30920.4689 | 24357.3191 | 11059.0054 | 26.4167 | 11032.5824 | 0 | 114.5629 | 92.8268
WtrCldScrewChlr-0.748kwpton-VarSpd | DEER2023 |  | 2022-03-15 00:41:21+00 | Any | ESe | Ex | CZ10 | cWVVG | Cap-Tons | 1 | 149998.5938 | None | 1036751.2049 | 302712.3997 | 287781.6875 | 0 | 212024.9021 | 2244.048 | 107560.8639 | 124428.0385 | 30920.4689 | 24357.3191 | 11059.0054 | 26.4167 | 11032.5825 | 0 | 137.3126 | 112.1828
AirCldRecipChlr-0.95kwpton | DEER2023 |  | 2022-03-14 18:21:41+00 | Any | ESe | Ex | CZ11 | cAVVG | Cap-Tons | 363.6117 | 149998.5938 | None | 976367.765 | 302619.4771 | 287781.6875 | 0 | 208272.5128 | 0 | 50126.5885 | 127568.1193 | 31194.7611 | 40219.4493 | 18375.45 | 26.4167 | 18349.0388 | 0 | 151.531 | 137.0036
AirCldRecipChlr-1.407kwpton | DEER2023 |  | 2022-03-14 18:21:41+00 | Any | ESe | Ex | CZ11 | cAVVG | Cap-Tons | 1 | 149998.5938 | None | 1076557.6062 | 302619.4771 | 287781.6875 | 0 | 308462.4616 | 0 | 50126.5885 | 127568.1193 | 31194.7611 | 40219.4493 | 18375.45 | 26.4167 | 18349.0388 | 0 | 191.8046 | 176.7024
AirCldScrewChlr-0.95kwpton | DEER2023 |  | 2022-03-14 19:29:42+00 | Any | ESe | Ex | CZ11 | cAVVG | Cap-Tons | 363.6117 | 149998.5938 | None | 1016995.7451 | 302619.4771 | 287781.6875 | 0 | 248832.3167 | 0 | 50194.7574 | 127568.5828 | 31194.7579 | 40219.4493 | 18375.4452 | 26.4167 | 18349.0317 | 0 | 161.8406 | 147.1529
AirCldScrewChlr-1.407kwpton | DEER2023 |  | 2022-03-14 19:29:42+00 | Any | ESe | Ex | CZ11 | cAVVG | Cap-Tons | 1 | 149998.5938 | None | 1136697.1934 | 302619.4771 | 287781.6875 | 0 | 368533.6385 | 0 | 50194.7574 | 127568.5828 | 31194.7579 | 40219.4493 | 18375.4452 | 26.4167 | 18349.0317 | 0 | 207.0741 | 191.7342
AirCldScrewChlr-0.99kwpton-VarSpd | DEER2023 |  | 2022-03-14 20:36:10+00 | Any | ESe | Ex | CZ11 | cAVVG | Cap-Tons | 363.6117 | 149998.5938 | None | 1027473.1399 | 302619.4771 | 287781.6875 | 0 | 259309.3787 | 0 | 50194.7574 | 127568.5828 | 31194.7579 | 40219.4493 | 18375.4452 | 26.4167 | 18349.0317 | 0 | 165.7998 | 151.0546
AirCldScrewChlr-1.407kwpton-VarSpd | DEER2023 |  | 2022-03-14 20:36:10+00 | Any | ESe | Ex | CZ11 | cAVVG | Cap-Tons | 1 | 149998.5938 | None | 1136697.1934 | 302619.4771 | 287781.6875 | 0 | 368533.6385 | 0 | 50194.7574 | 127568.5828 | 31194.7579 | 40219.4493 | 18375.4452 | 26.4167 | 18349.0317 | 0 | 207.0741 | 191.7342
WtrCldCentChlr-Conv-0.42kwpton | DEER2023 |  | 2022-03-14 21:09:18+00 | Any | ESe | Ex | CZ11 | cWVVG | Cap-Tons | 364.9043 | 149998.5938 | None | 949984.9199 | 302619.4771 | 287781.6875 | 0 | 144764.1682 | 1202.4523 | 86050.8046 | 127567.3233 | 31194.7504 | 40219.4478 | 18375.4624 | 26.4167 | 18349.0507 | 0 | 121.3303 | 107.985
WtrCldCentChlr-Conv-0.748kwpton | DEER2023 |  | 2022-03-14 21:09:18+00 | Any | ESe | Ex | CZ11 | cWVVG | Cap-Tons | 1 | 149998.5938 | None | 1063025.8397 | 302619.4771 | 287781.6875 | 0 | 257777.387 | 1250.2073 | 86030.3017 | 127567.3233 | 31194.7504 | 40219.4478 | 18375.4624 | 26.4167 | 18349.0507 | 0 | 155.071 | 141.7301
WtrCldCentChlr-Conv-1Cmp-0.439kwpton-VarSpd-CndRlf | DEER2023 |  | 2022-03-14 22:16:50+00 | Any | ESe | Ex | CZ11 | cWVVG | Cap-Tons | 364.9043 | 149998.5938 | None | 884436.6925 | 302619.4771 | 287781.6875 | 0 | 76928.2696 | 3472.873 | 86070.0397 | 127565.2041 | 31193.4571 | 40219.5541 | 18375.4723 | 26.4167 | 18349.0572 | 0 | 99.8483 | 86.4814
WtrCldCentChlr-Conv-1Cmp-0.748kwpton-VarSpd-CndRlf | DEER2023 |  | 2022-03-14 22:16:50+00 | Any | ESe | Ex | CZ11 | cWVVG | Cap-Tons | 1 | 149998.5938 | None | 938072.1079 | 302619.4771 | 287781.6875 | 0 | 130656.5863 | 3488.9029 | 85961.1921 | 127565.2041 | 31193.4571 | 40219.5541 | 18375.4704 | 26.4167 | 18349.0572 | 0 | 114.3018 | 100.953
WtrCldCentChlr-NoFric-1Cmp-0.439kwpton-VarSpd-CndRlf | DEER2023 |  | 2022-03-14 22:54:12+00 | Any | ESe | Ex | CZ11 | cWVVG | Cap-Tons | 364.9043 | 149998.5938 | None | 881414.2191 | 302619.4771 | 287781.6875 | 0 | 76638.2414 | 3230.7069 | 83579.6497 | 127565.276 | 31193.4571 | 40219.5555 | 18375.4704 | 26.4167 | 18349.0572 | 0 | 101.9967 | 88.6204
WtrCldCentChlr-NoFric-1Cmp-0.748kwpton-VarSpd-CndRlf | DEER2023 |  | 2022-03-14 22:54:12+00 | Any | ESe | Ex | CZ11 | cWVVG | Cap-Tons | 1 | 149998.5938 | None | 934952.0752 | 302619.4771 | 287781.6875 | 0 | 130278.3293 | 3248.0289 | 83459.9424 | 127565.2618 | 31193.4571 | 40219.5555 | 18375.4704 | 26.4167 | 18349.0572 | 0 | 118.1139 | 104.7482
WtrCldCentChlr-NoFric-2Cmp-0.439kwpton-VarSpd-CndRlf | DEER2023 |  | 2022-03-14 23:25:13+00 | Any | ESe | Ex | CZ11 | cWVVG | Cap-Tons | 364.9043 | 149998.5938 | None | 881071.2843 | 302619.4771 | 287781.6875 | 0 | 76385.5102 | 3232.6875 | 83487.3605 | 127565.2618 | 31193.4571 | 40219.5555 | 18375.4704 | 26.4167 | 18349.0572 | 0 | 102.7277 | 89.3484
WtrCldCentChlr-NoFric-2Cmp-0.748kwpton-VarSpd-CndRlf | DEER2023 |  | 2022-03-14 23:25:13+00 | Any | ESe | Ex | CZ11 | cWVVG | Cap-Tons | 1 | 149998.5938 | None | 934448.0704 | 302619.4771 | 287781.6875 | 0 | 129902.5231 | 3251.5844 | 83328.2619 | 127565.2618 | 31193.4571 | 40219.5555 | 18375.4704 | 26.4167 | 18349.0572 | 0 | 119.3594 | 105.9886
WtrCldRecipChlr-0.42kwpton | DEER2023 |  | 2022-03-14 23:49:47+00 | Any | ESe | Ex | CZ11 | cWVVG | Cap-Tons | 364.9043 | 149998.5938 | None | 916333.8614 | 302619.4771 | 287781.6875 | 0 | 110496.1145 | 1191.6572 | 86676.4311 | 127569.5084 | 31194.7539 | 40219.4506 | 18375.4298 | 26.4167 | 18349.0184 | 0 | 113.3702 | 100.0251
WtrCldRecipChlr-0.748kwpton | DEER2023 |  | 2022-03-14 23:49:47+00 | Any | ESe | Ex | CZ11 | cWVVG | Cap-Tons | 1 | 149998.5938 | None | 1002234.4183 | 302619.4771 | 287781.6875 | 0 | 196440.7805 | 1217.2591 | 86606.9708 | 127569.5084 | 31194.7539 | 40219.4506 | 18375.4298 | 26.4167 | 18349.0184 | 0 | 140.9144 | 127.5754
WtrCldScrewChlr-0.42kwpton | DEER2023 |  | 2022-03-15 00:09:29+00 | Any | ESe | Ex | CZ11 | cWVVG | Cap-Tons | 364.9043 | 149998.5938 | None | 922158.5372 | 302619.4771 | 287781.6875 | 0 | 116630.5024 | 1206.478 | 86351.7609 | 127569.5084 | 31194.7539 | 40219.4506 | 18375.4298 | 26.4167 | 18349.0184 | 0 | 118.7761 | 105.4164
WtrCldScrewChlr-0.748kwpton | DEER2023 |  | 2022-03-15 00:09:29+00 | Any | ESe | Ex | CZ11 | cWVVG | Cap-Tons | 1 | 149998.5938 | None | 1011930.1314 | 302619.4771 | 287781.6875 | 0 | 206536.8684 | 1247.7876 | 86175.5628 | 127569.5084 | 31194.7539 | 40219.4506 | 18375.4298 | 26.4167 | 18349.0184 | 0 | 150.5428 | 137.1796
WtrCldScrewChlr-0.439kwpton-VarSpd | DEER2023 |  | 2022-03-15 00:41:21+00 | Any | ESe | Ex | CZ11 | cWVVG | Cap-Tons | 364.9043 | 149998.5938 | None | 894512.3535 | 302619.4771 | 287781.6875 | 0 | 87341.6342 | 1226.5214 | 87974.6312 | 127569.5084 | 31194.7539 | 40219.4506 | 18375.4298 | 26.4167 | 18349.0196 | 0 | 105.2712 | 91.9329
WtrCldScrewChlr-0.748kwpton-VarSpd | DEER2023 |  | 2022-03-15 00:41:21+00 | Any | ESe | Ex | CZ11 | cWVVG | Cap-Tons | 1 | 149998.5938 | None | 955189.2843 | 302619.4771 | 287781.6875 | 0 | 148159.8941 | 1224.7933 | 87834.7131 | 127569.5084 | 31194.7539 | 40219.4506 | 18375.4298 | 26.4167 | 18349.0184 | 0 | 124.3279 | 111.0052
AirCldRecipChlr-0.95kwpton | DEER2023 |  | 2022-03-14 18:21:41+00 | Any | ESe | Ex | CZ12 | cAVVG | Cap-Tons | 330.968 | 149998.5938 | None | 929912.7388 | 302653.288 | 287781.6875 | 0 | 171674.0599 | 0 | 45788.8258 | 122015.7951 | 24289.751 | 42510.6662 | 17655.2487 | 26.4167 | 17628.8456 | 0 | 150.3416 | 130.9124
AirCldRecipChlr-1.407kwpton | DEER2023 |  | 2022-03-14 18:21:41+00 | Any | ESe | Ex | CZ12 | cAVVG | Cap-Tons | 1 | 149998.5938 | None | 1012497.3326 | 302653.288 | 287781.6875 | 0 | 254258.3032 | 0 | 45788.8258 | 122015.7951 | 24289.751 | 42510.6662 | 17655.2487 | 26.4167 | 17628.8456 | 0 | 189.9588 | 168.0475
AirCldScrewChlr-0.95kwpton | DEER2023 |  | 2022-03-14 19:29:42+00 | Any | ESe | Ex | CZ12 | cAVVG | Cap-Tons | 330.968 | 149998.5938 | None | 957337.2185 | 302653.288 | 287781.6875 | 0 | 199058.6711 | 0 | 45828.3023 | 122015.8113 | 24289.7476 | 42510.6662 | 17655.2487 | 26.4167 | 17628.8456 | 0 | 158.3336 | 138.6283
AirCldScrewChlr-1.407kwpton | DEER2023 |  | 2022-03-14 19:29:42+00 | Any | ESe | Ex | CZ12 | cAVVG | Cap-Tons | 1 | 149998.5938 | None | 1053094.8184 | 302653.288 | 287781.6875 | 0 | 294816.3257 | 0 | 45828.3023 | 122015.8113 | 24289.7476 | 42510.6662 | 17655.2487 | 26.4167 | 17628.8456 | 0 | 201.7947 | 179.475
AirCldScrewChlr-0.99kwpton-VarSpd | DEER2023 |  | 2022-03-14 20:36:10+00 | Any | ESe | Ex | CZ12 | cAVVG | Cap-Tons | 330.968 | 149998.5938 | None | 965718.1064 | 302653.288 | 287781.6875 | 0 | 207440.1064 | 0 | 45828.3023 | 122015.8113 | 24289.7476 | 42510.6662 | 17655.2487 | 26.4167 | 17628.8456 | 0 | 162.1375 | 142.2037
AirCldScrewChlr-1.407kwpton-VarSpd | DEER2023 |  | 2022-03-14 20:36:10+00 | Any | ESe | Ex | CZ12 | cAVVG | Cap-Tons | 1 | 149998.5938 | None | 1053094.8184 | 302653.288 | 287781.6875 | 0 | 294816.3257 | 0 | 45828.3023 | 122015.8113 | 24289.7476 | 42510.6662 | 17655.2487 | 26.4167 | 17628.8456 | 0 | 201.7947 | 179.475
WtrCldCentChlr-Conv-0.42kwpton | DEER2023 |  | 2022-03-14 21:09:18+00 | Any | ESe | Ex | CZ12 | cWVVG | Cap-Tons | 332.581 | 149998.5938 | None | 914226.6894 | 302653.288 | 287781.6875 | 0 | 124642.2041 | 1461.1393 | 75673.2541 | 122015.8059 | 24289.7476 | 42510.6662 | 17655.2474 | 26.4167 | 17628.8438 | 0 | 120.0365 | 104.5653
WtrCldCentChlr-Conv-0.748kwpton | DEER2023 |  | 2022-03-14 21:09:18+00 | Any | ESe | Ex | CZ12 | cWVVG | Cap-Tons | 1 | 149998.5938 | None | 1011670.4471 | 302653.288 | 287781.6875 | 0 | 222032.1307 | 1530.6283 | 75657.4174 | 122015.8059 | 24289.7476 | 42510.6662 | 17655.2474 | 26.4167 | 17628.8438 | 0 | 153.0972 | 136.7703
WtrCldCentChlr-Conv-1Cmp-0.439kwpton-VarSpd-CndRlf | DEER2023 |  | 2022-03-14 22:16:50+00 | Any | ESe | Ex | CZ12 | cWVVG | Cap-Tons | 332.581 | 149998.5938 | None | 868985.4692 | 302653.288 | 287781.6875 | 0 | 75964.8454 | 4787.6219 | 75782.9836 | 122015.7853 | 24289.7476 | 42510.6662 | 17655.2474 | 26.4167 | 17628.8443 | 0 | 105.0207 | 89.2538
WtrCldCentChlr-Conv-1Cmp-0.748kwpton-VarSpd-CndRlf | DEER2023 |  | 2022-03-14 22:16:50+00 | Any | ESe | Ex | CZ12 | cWVVG | Cap-Tons | 1 | 149998.5938 | None | 922368.8684 | 302653.288 | 287781.6875 | 0 | 129306.5209 | 4879.2657 | 75733.111 | 122015.7853 | 24289.7476 | 42510.6662 | 17655.2474 | 26.4167 | 17628.8443 | 0 | 121.6691 | 105.3973
WtrCldCentChlr-NoFric-1Cmp-0.439kwpton-VarSpd-CndRlf | DEER2023 |  | 2022-03-14 22:54:12+00 | Any | ESe | Ex | CZ12 | cWVVG | Cap-Tons | 332.581 | 149998.5938 | None | 861544.0769 | 302653.288 | 287781.6875 | 0 | 70165.5152 | 4594.6631 | 74333.9 | 122015.8204 | 24289.7476 | 42510.6662 | 17655.2474 | 26.4167 | 17628.8456 | 0 | 106.1191 | 89.8676
WtrCldCentChlr-NoFric-1Cmp-0.748kwpton-VarSpd-CndRlf | DEER2023 |  | 2022-03-14 22:54:12+00 | Any | ESe | Ex | CZ12 | cWVVG | Cap-Tons | 1 | 149998.5938 | None | 910810.6516 | 302653.288 | 287781.6875 | 0 | 119414.0765 | 4673.0362 | 74273.5997 | 122015.8204 | 24289.7476 | 42510.6662 | 17655.2474 | 26.4167 | 17628.8456 | 0 | 123.9674 | 106.8558
WtrCldCentChlr-NoFric-2Cmp-0.439kwpton-VarSpd-CndRlf | DEER2023 |  | 2022-03-14 23:25:13+00 | Any | ESe | Ex | CZ12 | cWVVG | Cap-Tons | 332.581 | 149998.5938 | None | 860981.4754 | 302653.288 | 287781.6875 | 0 | 69639.1467 | 4595.3145 | 74297.0819 | 122015.8204 | 24289.7476 | 42510.6662 | 17655.2474 | 26.4167 | 17628.8456 | 0 | 106.8242 | 90.4661
WtrCldCentChlr-NoFric-2Cmp-0.748kwpton-VarSpd-CndRlf | DEER2023 |  | 2022-03-14 23:25:13+00 | Any | ESe | Ex | CZ12 | cWVVG | Cap-Tons | 1 | 149998.5938 | None | 909879.4841 | 302653.288 | 287781.6875 | 0 | 118536.8491 | 4674.2145 | 74218.5145 | 122015.8204 | 24289.7476 | 42510.6662 | 17655.2474 | 26.4167 | 17628.8456 | 0 | 125.1694 | 107.8751
WtrCldRecipChlr-0.42kwpton | DEER2023 |  | 2022-03-14 23:49:47+00 | Any | ESe | Ex | CZ12 | cWVVG | Cap-Tons | 332.581 | 149998.5938 | None | 887056.1595 | 302653.288 | 287781.6875 | 0 | 97013.0933 | 1446.4999 | 76146.4616 | 122015.8847 | 24289.7476 | 42510.6662 | 17655.2474 | 26.4167 | 17628.8438 | 0 | 113.7917 | 97.8649
WtrCldRecipChlr-0.748kwpton | DEER2023 |  | 2022-03-14 23:49:47+00 | Any | ESe | Ex | CZ12 | cWVVG | Cap-Tons | 1 | 149998.5938 | None | 962604.1172 | 302653.288 | 287781.6875 | 0 | 172555.5093 | 1491.0847 | 76107.4134 | 122015.8847 | 24289.7476 | 42510.6662 | 17655.2474 | 26.4167 | 17628.8438 | 0 | 142.1175 | 124.9789
WtrCldScrewChlr-0.42kwpton | DEER2023 |  | 2022-03-15 00:09:29+00 | Any | ESe | Ex | CZ12 | cWVVG | Cap-Tons | 332.581 | 149998.5938 | None | 897479.1584 | 302653.288 | 287781.6875 | 0 | 107547.6532 | 1470.7888 | 76010.4561 | 122015.8847 | 24289.7476 | 42510.6662 | 17655.2474 | 26.4167 | 17628.8438 | 0 | 119.3524 | 103.1876
WtrCldScrewChlr-0.748kwpton | DEER2023 |  | 2022-03-15 00:09:29+00 | Any | ESe | Ex | CZ12 | cWVVG | Cap-Tons | 1 | 149998.5938 | None | 980841.7542 | 302653.288 | 287781.6875 | 0 | 190919.1379 | 1535.7406 | 75936.6444 | 122015.8847 | 24289.7476 | 42510.6662 | 17655.2474 | 26.4167 | 17628.8438 | 0 | 152.0353 | 134.4729
WtrCldScrewChlr-0.439kwpton-VarSpd | DEER2023 |  | 2022-03-15 00:41:21+00 | Any | ESe | Ex | CZ12 | cWVVG | Cap-Tons | 332.581 | 149998.5938 | None | 877920.8174 | 302653.288 | 287781.6875 | 0 | 86821.628 | 1481.2795 | 77167.7308 | 122015.8847 | 24289.7476 | 42510.6662 | 17655.2456 | 26.4167 | 17628.8456 | 0 | 108.9117 | 93.353
WtrCldScrewChlr-0.748kwpton-VarSpd | DEER2023 |  | 2022-03-15 00:41:21+00 | Any | ESe | Ex | CZ12 | cWVVG | Cap-Tons | 1 | 149998.5938 | None | 938585.3036 | 302653.288 | 287781.6875 | 0 | 147520.2512 | 1505.8023 | 77109.0187 | 122015.8847 | 24289.7476 | 42510.6662 | 17655.2474 | 26.4167 | 17628.8456 | 0 | 130.7579 | 114.363
AirCldRecipChlr-0.95kwpton | DEER2023 |  | 2022-03-14 18:21:41+00 | Any | ESe | Ex | CZ13 | cAVVG | Cap-Tons | 398.6066 | 149998.5938 | None | 1010407.1343 | 302599.016 | 287781.6875 | 0 | 231783.1983 | 0 | 54829.9699 | 133414.0328 | 34806.4366 | 35931.5113 | 15570.7491 | 26.4167 | 15544.3391 | 0 | 152.3557 | 133.5795
AirCldRecipChlr-1.407kwpton | DEER2023 |  | 2022-03-14 18:21:41+00 | Any | ESe | Ex | CZ13 | cAVVG | Cap-Tons | 1 | 149998.5938 | None | 1121907.034 | 302599.016 | 287781.6875 | 0 | 343283.0194 | 0 | 54829.9699 | 133414.0328 | 34806.4366 | 35931.5113 | 15570.7491 | 26.4167 | 15544.3391 | 0 | 192.8131 | 171.8743
AirCldScrewChlr-0.95kwpton | DEER2023 |  | 2022-03-14 19:29:42+00 | Any | ESe | Ex | CZ13 | cAVVG | Cap-Tons | 398.6066 | 149998.5938 | None | 1058139.4944 | 302599.016 | 287781.6875 | 0 | 279473.8009 | 0 | 54871.647 | 133414.1368 | 34806.4366 | 35931.5113 | 15570.7471 | 26.4167 | 15544.3371 | 0 | 163.4248 | 144.3514
AirCldScrewChlr-1.407kwpton | DEER2023 |  | 2022-03-14 19:29:42+00 | Any | ESe | Ex | CZ13 | cAVVG | Cap-Tons | 1 | 149998.5938 | None | 1192580.876 | 302599.016 | 287781.6875 | 0 | 413915.4252 | 0 | 54871.647 | 133414.1368 | 34806.4366 | 35931.5113 | 15570.7471 | 26.4167 | 15544.3371 | 0 | 209.2066 | 187.8274
AirCldScrewChlr-0.99kwpton-VarSpd | DEER2023 |  | 2022-03-14 20:36:10+00 | Any | ESe | Ex | CZ13 | cAVVG | Cap-Tons | 398.6066 | 149998.5938 | None | 1069906.8396 | 302599.016 | 287781.6875 | 0 | 291241.0832 | 0 | 54871.647 | 133414.1368 | 34806.4366 | 35931.5113 | 15570.7471 | 26.4167 | 15544.3371 | 0 | 167.4316 | 148.1564
AirCldScrewChlr-1.407kwpton-VarSpd | DEER2023 |  | 2022-03-14 20:36:10+00 | Any | ESe | Ex | CZ13 | cAVVG | Cap-Tons | 1 | 149998.5938 | None | 1192580.876 | 302599.016 | 287781.6875 | 0 | 413915.4252 | 0 | 54871.647 | 133414.1368 | 34806.4366 | 35931.5113 | 15570.7471 | 26.4167 | 15544.3371 | 0 | 209.2066 | 187.8274
WtrCldCentChlr-Conv-0.42kwpton | DEER2023 |  | 2022-03-14 21:09:18+00 | Any | ESe | Ex | CZ13 | cWVVG | Cap-Tons | 398.6066 | 149998.5938 | None | 990469.5514 | 302599.016 | 287781.6875 | 0 | 166588.119 | 1989.0145 | 98099.0317 | 133413.3165 | 34806.4381 | 35931.5099 | 15570.7563 | 26.4167 | 15544.3463 | 0 | 125.2149 | 109.7122
WtrCldCentChlr-Conv-0.748kwpton | DEER2023 |  | 2022-03-14 21:09:18+00 | Any | ESe | Ex | CZ13 | cWVVG | Cap-Tons | 1 | 149998.5938 | None | 1120579.3278 | 302599.016 | 287781.6875 | 0 | 296645.0519 | 2070.7236 | 98069.7671 | 133413.3165 | 34806.4381 | 35931.5099 | 15570.7563 | 26.4167 | 15544.3463 | 0 | 160.3543 | 143.9535
WtrCldCentChlr-Conv-1Cmp-0.439kwpton-VarSpd-CndRlf | DEER2023 |  | 2022-03-14 22:16:50+00 | Any | ESe | Ex | CZ13 | cWVVG | Cap-Tons | 398.6066 | 149998.5938 | None | 912601.0166 | 302599.016 | 287781.6875 | 0 | 83433.3649 | 6918.0951 | 98456.6357 | 133412.9324 | 34806.4381 | 35931.5099 | 15570.7623 | 26.4167 | 15544.3522 | 0 | 105.236 | 91.3998
WtrCldCentChlr-Conv-1Cmp-0.748kwpton-VarSpd-CndRlf | DEER2023 |  | 2022-03-14 22:16:50+00 | Any | ESe | Ex | CZ13 | cWVVG | Cap-Tons | 1 | 149998.5938 | None | 971031.3542 | 302599.016 | 287781.6875 | 0 | 141906.7666 | 6982.4263 | 98349.3605 | 133412.9324 | 34806.4381 | 35931.5099 | 15570.7623 | 26.4167 | 15544.3522 | 0 | 119.4067 | 105.2916
WtrCldCentChlr-NoFric-1Cmp-0.439kwpton-VarSpd-CndRlf | DEER2023 |  | 2022-03-14 22:54:12+00 | Any | ESe | Ex | CZ13 | cWVVG | Cap-Tons | 398.6066 | 149998.5938 | None | 909629.334 | 302599.016 | 287781.6875 | 0 | 83045.5444 | 6618.1417 | 96172.8848 | 133412.9703 | 34806.4381 | 35931.5099 | 15570.7623 | 26.4167 | 15544.3522 | 0 | 107.6151 | 93.2889
WtrCldCentChlr-NoFric-1Cmp-0.748kwpton-VarSpd-CndRlf | DEER2023 |  | 2022-03-14 22:54:12+00 | Any | ESe | Ex | CZ13 | cWVVG | Cap-Tons | 1 | 149998.5938 | None | 967885.3839 | 302599.016 | 287781.6875 | 0 | 141318.9636 | 6683.935 | 96089.4881 | 133412.9703 | 34806.4381 | 35931.5099 | 15570.7623 | 26.4167 | 15544.3522 | 0 | 123.6181 | 108.6297
WtrCldCentChlr-NoFric-2Cmp-0.439kwpton-VarSpd-CndRlf | DEER2023 |  | 2022-03-14 23:25:13+00 | Any | ESe | Ex | CZ13 | cWVVG | Cap-Tons | 398.6066 | 149998.5938 | None | 910149.8587 | 302599.016 | 287781.6875 | 0 | 83598.0387 | 6624.5431 | 96134.4427 | 133412.9703 | 34806.4381 | 35931.5099 | 15570.7623 | 26.4167 | 15544.3522 | 0 | 108.7019 | 94.2449
WtrCldCentChlr-NoFric-2Cmp-0.748kwpton-VarSpd-CndRlf | DEER2023 |  | 2022-03-14 23:25:13+00 | Any | ESe | Ex | CZ13 | cWVVG | Cap-Tons | 1 | 149998.5938 | None | 968762.1435 | 302599.016 | 287781.6875 | 0 | 142291.1065 | 6695.1686 | 95982.8267 | 133412.9703 | 34806.4381 | 35931.5099 | 15570.7623 | 26.4167 | 15544.3522 | 0 | 125.4695 | 110.259
WtrCldRecipChlr-0.42kwpton | DEER2023 |  | 2022-03-14 23:49:47+00 | Any | ESe | Ex | CZ13 | cWVVG | Cap-Tons | 398.6066 | 149998.5938 | None | 949786.7576 | 302599.016 | 287781.6875 | 0 | 125498.6652 | 1938.4904 | 98555.3421 | 133414.5454 | 34806.4381 | 35931.5128 | 15570.7419 | 26.4167 | 15544.3334 | 0 | 116.5049 | 100.5447
WtrCldRecipChlr-0.748kwpton | DEER2023 |  | 2022-03-14 23:49:47+00 | Any | ESe | Ex | CZ13 | cWVVG | Cap-Tons | 1 | 149998.5938 | None | 1047455.513 | 302599.016 | 287781.6875 | 0 | 223185.7932 | 1979.225 | 98495.7112 | 133414.5454 | 34806.4381 | 35931.5128 | 15570.7419 | 26.4167 | 15544.3334 | 0 | 144.8936 | 127.6731
WtrCldScrewChlr-0.42kwpton | DEER2023 |  | 2022-03-15 00:09:29+00 | Any | ESe | Ex | CZ13 | cWVVG | Cap-Tons | 398.6066 | 149998.5938 | None | 955065.8007 | 302599.016 | 287781.6875 | 0 | 130999.0086 | 1957.0722 | 98315.3911 | 133414.5454 | 34806.4381 | 35931.5128 | 15570.7419 | 26.4167 | 15544.3334 | 0 | 121.3455 | 105.0354
WtrCldScrewChlr-0.748kwpton | DEER2023 |  | 2022-03-15 00:09:29+00 | Any | ESe | Ex | CZ13 | cWVVG | Cap-Tons | 1 | 149998.5938 | None | 1056027.6428 | 302599.016 | 287781.6875 | 0 | 232049.5569 | 2017.6177 | 98166.1243 | 133414.5454 | 34806.4381 | 35931.5128 | 15570.7419 | 26.4167 | 15544.3334 | 0 | 153.5249 | 135.6824
WtrCldScrewChlr-0.439kwpton-VarSpd | DEER2023 |  | 2022-03-15 00:41:21+00 | Any | ESe | Ex | CZ13 | cWVVG | Cap-Tons | 398.6066 | 149998.5938 | None | 926171.6097 | 302599.016 | 287781.6875 | 0 | 99925.7667 | 2010.1184 | 100441.2668 | 133414.5454 | 34806.4381 | 35931.5128 | 15570.7419 | 26.4167 | 15544.3334 | 0 | 107.8861 | 92.4261
WtrCldScrewChlr-0.748kwpton-VarSpd | DEER2023 |  | 2022-03-15 00:41:21+00 | Any | ESe | Ex | CZ13 | cWVVG | Cap-Tons | 1 | 149998.5938 | None | 995776.5559 | 302599.016 | 287781.6875 | 0 | 169634.1866 | 2011.2519 | 100336.7147 | 133414.5454 | 34806.4381 | 35931.5114 | 15570.7419 | 26.4167 | 15544.3334 | 0 | 127.3145 | 111.074
AirCldRecipChlr-0.95kwpton | DEER2023 |  | 2022-03-14 18:21:41+00 | Any | ESe | Ex | CZ14 | cAVVG | Cap-Tons | 437.3049 | 149998.5938 | None | 998802.5295 | 302705.1274 | 287781.6875 | 0 | 216276.4356 | 0 | 64636.4972 | 127403.2658 | 29420.6138 | 37082.6486 | 17216.7762 | 26.4167 | 17190.3706 | 0 | 156.8555 | 127.028
AirCldRecipChlr-1.407kwpton | DEER2023 |  | 2022-03-14 18:21:41+00 | Any | ESe | Ex | CZ14 | cAVVG | Cap-Tons | 1 | 149998.5938 | None | 1102842.7784 | 302705.1274 | 287781.6875 | 0 | 320316.7995 | 0 | 64636.4972 | 127403.2658 | 29420.6138 | 37082.6486 | 17216.7762 | 26.4167 | 17190.3706 | 0 | 198.1308 | 161.5929
AirCldScrewChlr-0.95kwpton | DEER2023 |  | 2022-03-14 19:29:42+00 | Any | ESe | Ex | CZ14 | cAVVG | Cap-Tons | 437.3049 | 149998.5938 | None | 1045632.4811 | 302705.1274 | 287781.6875 | 0 | 263087.8585 | 0 | 64654.9259 | 127403.325 | 29420.6138 | 37082.6486 | 17216.7762 | 26.4167 | 17190.3679 | 0 | 168.5946 | 138.0085
AirCldScrewChlr-1.407kwpton | DEER2023 |  | 2022-03-14 19:29:42+00 | Any | ESe | Ex | CZ14 | cAVVG | Cap-Tons | 1 | 149998.5938 | None | 1172191.3012 | 302705.1274 | 287781.6875 | 0 | 389646.88 | 0 | 64654.9259 | 127403.325 | 29420.6138 | 37082.6486 | 17216.7762 | 26.4167 | 17190.3679 | 0 | 215.5175 | 177.8554
AirCldScrewChlr-0.99kwpton-VarSpd | DEER2023 |  | 2022-03-14 20:36:10+00 | Any | ESe | Ex | CZ14 | cAVVG | Cap-Tons | 437.3049 | 149998.5938 | None | 1056709.6182 | 302705.1274 | 287781.6875 | 0 | 274165.1615 | 0 | 64654.9259 | 127403.325 | 29420.6138 | 37082.6486 | 17216.7762 | 26.4167 | 17190.3679 | 0 | 172.7016 | 141.4961
AirCldScrewChlr-1.407kwpton-VarSpd | DEER2023 |  | 2022-03-14 20:36:10+00 | Any | ESe | Ex | CZ14 | cAVVG | Cap-Tons | 1 | 149998.5938 | None | 1172191.3012 | 302705.1274 | 287781.6875 | 0 | 389646.88 | 0 | 64654.9259 | 127403.325 | 29420.6138 | 37082.6486 | 17216.7762 | 26.4167 | 17190.3679 | 0 | 215.5175 | 177.8554
WtrCldCentChlr-Conv-0.42kwpton | DEER2023 |  | 2022-03-14 21:09:18+00 | Any | ESe | Ex | CZ14 | cWVVG | Cap-Tons | 437.3049 | 149998.5938 | None | 975400.6062 | 302705.1274 | 287781.6875 | 0 | 152936.9694 | 382.8422 | 104192.3016 | 127402.5466 | 29420.6138 | 37082.6486 | 17216.7894 | 26.4167 | 17190.3762 | 0 | 130.7243 | 110.8317
WtrCldCentChlr-Conv-0.748kwpton | DEER2023 |  | 2022-03-14 21:09:18+00 | Any | ESe | Ex | CZ14 | cWVVG | Cap-Tons | 1 | 149998.5938 | None | 1094636.2828 | 302705.1274 | 287781.6875 | 0 | 272148.5859 | 392.8692 | 104205.8778 | 127402.5466 | 29420.6138 | 37082.6486 | 17216.7894 | 26.4167 | 17190.3762 | 0 | 168.5489 | 145.5281
WtrCldCentChlr-Conv-1Cmp-0.439kwpton-VarSpd-CndRlf | DEER2023 |  | 2022-03-14 22:16:50+00 | Any | ESe | Ex | CZ14 | cWVVG | Cap-Tons | 437.3049 | 149998.5938 | None | 909056.0318 | 302705.1274 | 287781.6875 | 0 | 85563.3772 | 1314.3255 | 104290.6574 | 127401.5795 | 29420.6123 | 37082.6486 | 17216.7947 | 26.4167 | 17190.3879 | 0 | 107.3061 | 90.215
WtrCldCentChlr-Conv-1Cmp-0.748kwpton-VarSpd-CndRlf | DEER2023 |  | 2022-03-14 22:16:50+00 | Any | ESe | Ex | CZ14 | cWVVG | Cap-Tons | 1 | 149998.5938 | None | 967874.7907 | 302705.1274 | 287781.6875 | 0 | 144560.8353 | 1295.7359 | 104130.5905 | 127401.5795 | 29420.6123 | 37082.6486 | 17216.7947 | 26.4167 | 17190.3879 | 0 | 124.2841 | 106.4546
WtrCldCentChlr-NoFric-1Cmp-0.439kwpton-VarSpd-CndRlf | DEER2023 |  | 2022-03-14 22:54:12+00 | Any | ESe | Ex | CZ14 | cWVVG | Cap-Tons | 437.3049 | 149998.5938 | None | 897849.7743 | 302705.1274 | 287781.6875 | 0 | 77672.5204 | 1155.9967 | 101133.4787 | 127401.5795 | 29420.6123 | 37082.6486 | 17216.7947 | 26.4167 | 17190.3879 | 0 | 106.4972 | 87.397
WtrCldCentChlr-NoFric-1Cmp-0.748kwpton-VarSpd-CndRlf | DEER2023 |  | 2022-03-14 22:54:12+00 | Any | ESe | Ex | CZ14 | cWVVG | Cap-Tons | 1 | 149998.5938 | None | 951297.9897 | 302705.1274 | 287781.6875 | 0 | 131351.5075 | 1138.4161 | 100920.2137 | 127401.5795 | 29420.6123 | 37082.6468 | 17216.7947 | 26.4167 | 17190.3879 | 0 | 123.5956 | 102.2542
WtrCldCentChlr-NoFric-2Cmp-0.439kwpton-VarSpd-CndRlf | DEER2023 |  | 2022-03-14 23:25:13+00 | Any | ESe | Ex | CZ14 | cWVVG | Cap-Tons | 437.3049 | 149998.5938 | None | 895104.8937 | 302705.1274 | 287781.6875 | 0 | 75132.0806 | 1154.8934 | 100930.1395 | 127401.5795 | 29420.6123 | 37082.6486 | 17216.7947 | 26.4167 | 17190.3879 | 0 | 105.9883 | 86.454
WtrCldCentChlr-NoFric-2Cmp-0.748kwpton-VarSpd-CndRlf | DEER2023 |  | 2022-03-14 23:25:13+00 | Any | ESe | Ex | CZ14 | cWVVG | Cap-Tons | 1 | 149998.5938 | None | 946857.6866 | 302705.1274 | 287781.6875 | 0 | 127223.6762 | 1136.9527 | 100609.3564 | 127401.5795 | 29420.6123 | 37082.6468 | 17216.7947 | 26.4167 | 17190.3879 | 0 | 122.7275 | 100.6613
WtrCldRecipChlr-0.42kwpton | DEER2023 |  | 2022-03-14 23:49:47+00 | Any | ESe | Ex | CZ14 | cWVVG | Cap-Tons | 437.3049 | 149998.5938 | None | 936705.933 | 302705.1274 | 287781.6875 | 0 | 110599.1483 | 427.9812 | 107789.0502 | 127403.5042 | 29420.6138 | 37082.6486 | 17216.7735 | 26.4167 | 17190.3679 | 0 | 119.1393 | 98.2862
WtrCldRecipChlr-0.748kwpton | DEER2023 |  | 2022-03-14 23:49:47+00 | Any | ESe | Ex | CZ14 | cWVVG | Cap-Tons | 1 | 149998.5938 | None | 1022073.8189 | 302705.1274 | 287781.6875 | 0 | 196175.0072 | 431.5012 | 107577.7088 | 127403.5042 | 29420.6138 | 37082.6486 | 17216.7735 | 26.4167 | 17190.3679 | 0 | 147.1178 | 122.3686
WtrCldScrewChlr-0.42kwpton | DEER2023 |  | 2022-03-15 00:09:29+00 | Any | ESe | Ex | CZ14 | cWVVG | Cap-Tons | 437.3049 | 149998.5938 | None | 933312.0664 | 302705.1274 | 287781.6875 | 0 | 110371.4534 | 409.5389 | 104641.3861 | 127403.5042 | 29420.6138 | 37082.6486 | 17216.7747 | 26.4167 | 17190.3679 | 0 | 125.1379 | 102.3093
WtrCldScrewChlr-0.748kwpton | DEER2023 |  | 2022-03-15 00:09:29+00 | Any | ESe | Ex | CZ14 | cWVVG | Cap-Tons | 1 | 149998.5938 | None | 1017037.193 | 302705.1274 | 287781.6875 | 0 | 194478.8091 | 420.7883 | 104247.6725 | 127403.5042 | 29420.6138 | 37082.6486 | 17216.7747 | 26.4167 | 17190.3679 | 0 | 158.4083 | 129.9831
WtrCldScrewChlr-0.439kwpton-VarSpd | DEER2023 |  | 2022-03-15 00:41:21+00 | Any | ESe | Ex | CZ14 | cWVVG | Cap-Tons | 437.3049 | 149998.5938 | None | 909749.3457 | 302705.1274 | 287781.6875 | 0 | 85626.114 | 411.5737 | 105822.1109 | 127403.5042 | 29420.6138 | 37082.6468 | 17216.7735 | 26.4167 | 17190.3679 | 0 | 110.2993 | 90.6424
WtrCldScrewChlr-0.748kwpton-VarSpd | DEER2023 |  | 2022-03-15 00:41:21+00 | Any | ESe | Ex | CZ14 | cWVVG | Cap-Tons | 1 | 149998.5938 | None | 968370.7921 | 302705.1274 | 287781.6875 | 0 | 144482.2512 | 404.4633 | 105594.49 | 127403.5042 | 29420.6138 | 37082.6486 | 17216.7735 | 26.4167 | 17190.3679 | 0 | 129.599 | 107.1637
AirCldRecipChlr-0.95kwpton | DEER2023 |  | 2022-03-14 18:21:41+00 | Any | ESe | Ex | CZ15 | cAVVG | Cap-Tons | 562.5519 | 149998.5938 | None | 1306816.4382 | 302712.646 | 287781.6875 | 0 | 453114.53 | 0 | 108871.0987 | 154337.2831 | 61088.5283 | 11007.9638 | 6552.2209 | 26.4167 | 6525.8005 | 0 | 187.266 | 168.4326
AirCldRecipChlr-1.407kwpton | DEER2023 |  | 2022-03-14 18:21:41+00 | Any | ESe | Ex | CZ15 | cAVVG | Cap-Tons | 1 | 149998.5938 | None | 1524787.9294 | 302712.646 | 287781.6875 | 0 | 671086.3456 | 0 | 108871.0987 | 154337.2831 | 61088.5283 | 11007.9638 | 6552.2209 | 26.4167 | 6525.8005 | 0 | 241.2792 | 220.0317
AirCldScrewChlr-0.95kwpton | DEER2023 |  | 2022-03-14 19:29:42+00 | Any | ESe | Ex | CZ15 | cAVVG | Cap-Tons | 562.5519 | 149998.5938 | None | 1393552.8088 | 302712.646 | 287781.6875 | 0 | 539869.1053 | 0 | 108853.2871 | 154336.9167 | 61088.7896 | 11007.9638 | 6552.2286 | 26.4167 | 6525.8079 | 0 | 204.219 | 184.6007
AirCldScrewChlr-1.407kwpton | DEER2023 |  | 2022-03-14 19:29:42+00 | Any | ESe | Ex | CZ15 | cAVVG | Cap-Tons | 1 | 149998.5938 | None | 1653258.2412 | 302712.646 | 287781.6875 | 0 | 799574.639 | 0 | 108853.2871 | 154336.9167 | 61088.7896 | 11007.9638 | 6552.2286 | 26.4167 | 6525.8079 | 0 | 266.3872 | 243.977
AirCldScrewChlr-0.99kwpton-VarSpd | DEER2023 |  | 2022-03-14 20:36:10+00 | Any | ESe | Ex | CZ15 | cAVVG | Cap-Tons | 562.5519 | 149998.5938 | None | 1416284.2 | 302712.646 | 287781.6875 | 0 | 562600.4608 | 0 | 108853.2871 | 154336.9167 | 61088.7896 | 11007.9638 | 6552.2286 | 26.4167 | 6525.8079 | 0 | 209.6601 | 189.7974
AirCldScrewChlr-1.407kwpton-VarSpd | DEER2023 |  | 2022-03-14 20:36:10+00 | Any | ESe | Ex | CZ15 | cAVVG | Cap-Tons | 1 | 149998.5938 | None | 1653258.2412 | 302712.646 | 287781.6875 | 0 | 799574.639 | 0 | 108853.2871 | 154336.9167 | 61088.7896 | 11007.9638 | 6552.2286 | 26.4167 | 6525.8079 | 0 | 266.3872 | 243.977
WtrCldCentChlr-Conv-0.42kwpton | DEER2023 |  | 2022-03-14 21:09:18+00 | Any | ESe | Ex | CZ15 | cWVVG | Cap-Tons | 562.5519 | 149998.5938 | None | 1240163.1118 | 302712.646 | 287781.6875 | 0 | 306241.1633 | 1345.7747 | 187745.1383 | 154336.8797 | 61088.4535 | 11007.9638 | 6552.2274 | 26.4167 | 6525.8071 | 0 | 149.8824 | 135.3554
WtrCldCentChlr-Conv-0.748kwpton | DEER2023 |  | 2022-03-14 21:09:18+00 | Any | ESe | Ex | CZ15 | cWVVG | Cap-Tons | 1 | 149998.5938 | None | 1479064.8265 | 302712.646 | 287781.6875 | 0 | 545043.3438 | 1386.4252 | 187804.0384 | 154336.8797 | 61088.4552 | 11007.9638 | 6552.2276 | 26.4167 | 6525.8072 | 0 | 196.445 | 181.3884
WtrCldCentChlr-Conv-1Cmp-0.439kwpton-VarSpd-CndRlf | DEER2023 |  | 2022-03-14 22:16:50+00 | Any | ESe | Ex | CZ15 | cWVVG | Cap-Tons | 562.5519 | 149998.5938 | None | 1108597.7349 | 302712.646 | 287781.6875 | 0 | 170215.9621 | 5227.6583 | 188323.4834 | 154336.3864 | 61088.0459 | 11007.9638 | 6552.2313 | 26.4167 | 6525.8107 | 0 | 120.3953 | 106.2872
WtrCldCentChlr-Conv-1Cmp-0.748kwpton-VarSpd-CndRlf | DEER2023 |  | 2022-03-14 22:16:50+00 | Any | ESe | Ex | CZ15 | cWVVG | Cap-Tons | 1 | 149998.5938 | None | 1226726.1206 | 302712.646 | 287781.6875 | 0 | 288559.4558 | 5218.2014 | 188117.8749 | 154336.3864 | 61088.0459 | 11007.9638 | 6552.2313 | 26.4167 | 6525.8105 | 0 | 140.4827 | 126.2149
WtrCldCentChlr-NoFric-1Cmp-0.439kwpton-VarSpd-CndRlf | DEER2023 |  | 2022-03-14 22:54:12+00 | Any | ESe | Ex | CZ15 | cWVVG | Cap-Tons | 562.5519 | 149998.5938 | None | 1087366.1088 | 302712.646 | 287781.6875 | 0 | 154445.1637 | 4748.8255 | 183342.0487 | 154336.3751 | 61088.0477 | 11007.9638 | 6552.2313 | 26.4167 | 6525.8107 | 0 | 119.1903 | 104.6167
WtrCldCentChlr-NoFric-1Cmp-0.748kwpton-VarSpd-CndRlf | DEER2023 |  | 2022-03-14 22:54:12+00 | Any | ESe | Ex | CZ15 | cWVVG | Cap-Tons | 1 | 149998.5938 | None | 1194650.1176 | 302712.646 | 287781.6875 | 0 | 262002.7342 | 4726.8456 | 183090.4578 | 154336.3751 | 61088.0459 | 11007.9638 | 6552.2313 | 26.4167 | 6525.8105 | 0 | 138.7228 | 123.6632
WtrCldCentChlr-NoFric-2Cmp-0.439kwpton-VarSpd-CndRlf | DEER2023 |  | 2022-03-14 23:25:13+00 | Any | ESe | Ex | CZ15 | cWVVG | Cap-Tons | 562.5519 | 149998.5938 | None | 1081719.2081 | 302712.646 | 287781.6875 | 0 | 149215.1393 | 4742.3841 | 182931.6665 | 154336.3751 | 61088.0459 | 11007.9638 | 6552.2311 | 26.4167 | 6525.8105 | 0 | 118.5084 | 103.8304
WtrCldCentChlr-NoFric-2Cmp-0.748kwpton-VarSpd-CndRlf | DEER2023 |  | 2022-03-14 23:25:13+00 | Any | ESe | Ex | CZ15 | cWVVG | Cap-Tons | 1 | 149998.5938 | None | 1185417.0971 | 302712.646 | 287781.6875 | 0 | 253299.911 | 4716.7713 | 182570.4539 | 154336.3751 | 61088.0477 | 11007.9638 | 6552.2313 | 26.4167 | 6525.8105 | 0 | 137.5606 | 122.324
WtrCldRecipChlr-0.42kwpton | DEER2023 |  | 2022-03-14 23:49:47+00 | Any | ESe | Ex | CZ15 | cWVVG | Cap-Tons | 562.552 | 149998.5938 | None | 1159627.0949 | 302712.646 | 287781.6875 | 0 | 220428.2929 | 1415.6974 | 192952.3461 | 154336.9292 | 61088.7385 | 11007.9638 | 6552.2282 | 26.4167 | 6525.8073 | 0 | 132.4351 | 117.5546
WtrCldRecipChlr-0.748kwpton | DEER2023 |  | 2022-03-14 23:49:47+00 | Any | ESe | Ex | CZ15 | cWVVG | Cap-Tons | 1 | 149998.5938 | None | 1330273.6853 | 302712.646 | 287781.6875 | 0 | 391293.3099 | 1424.7553 | 192724.9568 | 154336.9292 | 61088.7385 | 11007.9638 | 6552.2282 | 26.4167 | 6525.8074 | 0 | 165.63 | 149.9348
WtrCldScrewChlr-0.42kwpton | DEER2023 |  | 2022-03-15 00:09:29+00 | Any | ESe | Ex | CZ15 | cWVVG | Cap-Tons | 562.5519 | 149998.5938 | None | 1163631.6853 | 302712.646 | 287781.6875 | 0 | 228939.8728 | 1383.3252 | 188477.4969 | 154336.9292 | 61088.7385 | 11007.9638 | 6552.2282 | 26.4167 | 6525.8072 | 0 | 141.2277 | 126.1193
WtrCldScrewChlr-0.748kwpton | DEER2023 |  | 2022-03-15 00:09:29+00 | Any | ESe | Ex | CZ15 | cWVVG | Cap-Tons | 1 | 149998.5938 | None | 1338531.3 | 302712.646 | 287781.6875 | 0 | 404280.4453 | 1415.2223 | 188004.7 | 154336.9292 | 61088.7396 | 11007.9638 | 6552.2282 | 26.4167 | 6525.8072 | 0 | 180.9931 | 164.8916
WtrCldScrewChlr-0.439kwpton-VarSpd | DEER2023 |  | 2022-03-15 00:41:21+00 | Any | ESe | Ex | CZ15 | cWVVG | Cap-Tons | 562.5519 | 149998.5938 | None | 1112438.9912 | 302712.646 | 287781.6875 | 0 | 175615.6859 | 1385.9355 | 190607.4388 | 154336.9292 | 61088.7385 | 11007.9638 | 6552.2284 | 26.4167 | 6525.8074 | 0 | 123.763 | 109.2807
WtrCldScrewChlr-0.748kwpton-VarSpd | DEER2023 |  | 2022-03-15 00:41:21+00 | Any | ESe | Ex | CZ15 | cWVVG | Cap-Tons | 1 | 149998.5938 | None | 1233453.2971 | 302712.646 | 287781.6875 | 0 | 296883.3661 | 1364.218 | 190375.6261 | 154336.9292 | 61088.7385 | 11007.9638 | 6552.2284 | 26.4167 | 6525.8073 | 0 | 147.1269 | 132.303
AirCldRecipChlr-0.95kwpton | DEER2023 |  | 2022-03-14 18:21:41+00 | Any | ESe | Ex | CZ16 | cAVVG | Cap-Tons | 230.3392 | 149998.5938 | None | 829120.8834 | 302689.756 | 287781.6875 | 0 | 79037.2652 | 0 | 36218.0734 | 123394.8801 | 17433.6919 | 69855.3543 | 37282.8086 | 26.4167 | 37256.3996 | 0 | 113.4379 | 87.8272
AirCldRecipChlr-1.407kwpton | DEER2023 |  | 2022-03-14 18:21:41+00 | Any | ESe | Ex | CZ16 | cAVVG | Cap-Tons | 1 | 149998.5938 | None | 867141.9507 | 302689.756 | 287781.6875 | 0 | 117058.317 | 0 | 36218.0734 | 123394.8801 | 17433.6919 | 69855.3543 | 37282.8086 | 26.4167 | 37256.3996 | 0 | 137.2763 | 107.1255
AirCldScrewChlr-0.95kwpton | DEER2023 |  | 2022-03-14 19:29:42+00 | Any | ESe | Ex | CZ16 | cAVVG | Cap-Tons | 230.3392 | 149998.5938 | None | 844112.8743 | 302689.756 | 287781.6875 | 0 | 93988.0369 | 0 | 36259.0006 | 123395.0699 | 17433.6919 | 69855.3543 | 37282.8016 | 26.4167 | 37256.3923 | 0 | 118.1759 | 92.69
AirCldScrewChlr-1.407kwpton | DEER2023 |  | 2022-03-14 19:29:42+00 | Any | ESe | Ex | CZ16 | cAVVG | Cap-Tons | 1 | 149998.5938 | None | 889326.0182 | 302689.756 | 287781.6875 | 0 | 139201.2449 | 0 | 36259.0006 | 123395.0699 | 17433.6919 | 69855.3543 | 37282.8016 | 26.4167 | 37256.3923 | 0 | 144.3077 | 114.3314
AirCldScrewChlr-0.99kwpton-VarSpd | DEER2023 |  | 2022-03-14 20:36:10+00 | Any | ESe | Ex | CZ16 | cAVVG | Cap-Tons | 230.3392 | 149998.5938 | None | 848070.2927 | 302689.756 | 287781.6875 | 0 | 97945.4247 | 0 | 36259.0006 | 123395.0699 | 17433.6919 | 69855.3543 | 37282.8016 | 26.4167 | 37256.3923 | 0 | 120.4632 | 94.5837
AirCldScrewChlr-1.407kwpton-VarSpd | DEER2023 |  | 2022-03-14 20:36:10+00 | Any | ESe | Ex | CZ16 | cAVVG | Cap-Tons | 1 | 149998.5938 | None | 889326.0182 | 302689.756 | 287781.6875 | 0 | 139201.2449 | 0 | 36259.0006 | 123395.0699 | 17433.6919 | 69855.3543 | 37282.8016 | 26.4167 | 37256.3923 | 0 | 144.3077 | 114.3314
WtrCldCentChlr-Conv-0.42kwpton | DEER2023 |  | 2022-03-14 21:09:18+00 | Any | ESe | Ex | CZ16 | cWVVG | Cap-Tons | 230.3392 | 149998.5938 | None | 828482.0902 | 302689.756 | 287781.6875 | 0 | 62332.5552 | 544.3524 | 51739.4041 | 123395.0588 | 17433.6919 | 69855.3543 | 37282.8041 | 26.4167 | 37256.3935 | 0 | 103.283 | 82.4762
WtrCldCentChlr-Conv-0.748kwpton | DEER2023 |  | 2022-03-14 21:09:18+00 | Any | ESe | Ex | CZ16 | cWVVG | Cap-Tons | 1 | 149998.5938 | None | 877400.5095 | 302689.756 | 287781.6875 | 0 | 111164.1667 | 574.4254 | 51796.1866 | 123395.0588 | 17433.6919 | 69855.3543 | 37282.8041 | 26.4167 | 37256.3935 | 0 | 132.0338 | 106.7103
WtrCldCentChlr-Conv-1Cmp-0.439kwpton-VarSpd-CndRlf | DEER2023 |  | 2022-03-14 22:16:50+00 | Any | ESe | Ex | CZ16 | cWVVG | Cap-Tons | 230.3392 | 149998.5938 | None | 803758.3826 | 302689.756 | 287781.6875 | 0 | 36852.7159 | 1402.9415 | 51637.1602 | 123395.0427 | 17433.6919 | 69855.3543 | 37282.8041 | 26.4167 | 37256.3935 | 0 | 89.5779 | 70.1949
WtrCldCentChlr-Conv-1Cmp-0.748kwpton-VarSpd-CndRlf | DEER2023 |  | 2022-03-14 22:16:50+00 | Any | ESe | Ex | CZ16 | cWVVG | Cap-Tons | 1 | 149998.5938 | None | 829511.2719 | 302689.756 | 287781.6875 | 0 | 62652.5901 | 1423.2906 | 51569.6741 | 123395.0427 | 17433.6919 | 69855.3543 | 37282.8041 | 26.4167 | 37256.3935 | 0 | 101.498 | 81.3273
WtrCldCentChlr-NoFric-1Cmp-0.439kwpton-VarSpd-CndRlf | DEER2023 |  | 2022-03-14 22:54:12+00 | Any | ESe | Ex | CZ16 | cWVVG | Cap-Tons | 230.3392 | 149998.5938 | None | 800645.2395 | 302689.756 | 287781.6875 | 0 | 34594.1857 | 1339.3206 | 50845.9703 | 123395.0588 | 17433.6919 | 69855.3543 | 37282.8041 | 26.4167 | 37256.3935 | 0 | 89.91 | 69.8135
WtrCldCentChlr-NoFric-1Cmp-0.748kwpton-VarSpd-CndRlf | DEER2023 |  | 2022-03-14 22:54:12+00 | Any | ESe | Ex | CZ16 | cWVVG | Cap-Tons | 1 | 149998.5938 | None | 824902.8278 | 302689.756 | 287781.6875 | 0 | 58884.8402 | 1356.6689 | 50795.4963 | 123395.0588 | 17433.6919 | 69855.3543 | 37282.8041 | 26.4167 | 37256.3935 | 0 | 103.6082 | 80.8874
WtrCldCentChlr-NoFric-2Cmp-0.439kwpton-VarSpd-CndRlf | DEER2023 |  | 2022-03-14 23:25:13+00 | Any | ESe | Ex | CZ16 | cWVVG | Cap-Tons | 230.3392 | 149998.5938 | None | 800621.1142 | 302689.756 | 287781.6875 | 0 | 34650.9144 | 1339.9572 | 50764.4897 | 123395.0588 | 17433.6919 | 69855.3543 | 37282.8041 | 26.4167 | 37256.3935 | 0 | 91.0612 | 70.5985
WtrCldCentChlr-NoFric-2Cmp-0.748kwpton-VarSpd-CndRlf | DEER2023 |  | 2022-03-14 23:25:13+00 | Any | ESe | Ex | CZ16 | cWVVG | Cap-Tons | 1 | 149998.5938 | None | 824866.1305 | 302689.756 | 287781.6875 | 0 | 58998.7172 | 1356.5977 | 50645.0518 | 123395.0588 | 17433.6919 | 69855.3543 | 37282.8041 | 26.4167 | 37256.3935 | 0 | 104.3117 | 82.1025
WtrCldRecipChlr-0.42kwpton | DEER2023 |  | 2022-03-14 23:49:47+00 | Any | ESe | Ex | CZ16 | cWVVG | Cap-Tons | 230.3392 | 149998.5938 | None | 814732.617 | 302689.756 | 287781.6875 | 0 | 48587.2766 | 530.5152 | 51747.4685 | 123396.5555 | 17433.712 | 69855.3557 | 37282.7809 | 26.4167 | 37256.3736 | 0 | 96.9421 | 77.1508
WtrCldRecipChlr-0.748kwpton | DEER2023 |  | 2022-03-14 23:49:47+00 | Any | ESe | Ex | CZ16 | cWVVG | Cap-Tons | 1 | 149998.5938 | None | 852500.5062 | 302689.756 | 287781.6875 | 0 | 86408.7848 | 546.7154 | 51677.6846 | 123396.5555 | 17433.712 | 69855.3557 | 37282.7825 | 26.4167 | 37256.3736 | 0 | 118.4517 | 94.0305
WtrCldScrewChlr-0.42kwpton | DEER2023 |  | 2022-03-15 00:09:29+00 | Any | ESe | Ex | CZ16 | cWVVG | Cap-Tons | 230.3392 | 149998.5938 | None | 818158.1684 | 302689.756 | 287781.6875 | 0 | 52128.7577 | 539.6134 | 51622.5274 | 123396.5555 | 17433.712 | 69855.3557 | 37282.7809 | 26.4167 | 37256.3736 | 0 | 100.2345 | 79.5556
WtrCldScrewChlr-0.748kwpton | DEER2023 |  | 2022-03-15 00:09:29+00 | Any | ESe | Ex | CZ16 | cWVVG | Cap-Tons | 1 | 149998.5938 | None | 858354.9074 | 302689.756 | 287781.6875 | 0 | 92471.3522 | 563.0782 | 51453.226 | 123396.5555 | 17433.712 | 69855.3557 | 37282.7809 | 26.4167 | 37256.3736 | 0 | 123.664 | 99.3799
WtrCldScrewChlr-0.439kwpton-VarSpd | DEER2023 |  | 2022-03-15 00:41:21+00 | Any | ESe | Ex | CZ16 | cWVVG | Cap-Tons | 230.3392 | 149998.5938 | None | 810232.2131 | 302689.756 | 287781.6875 | 0 | 43443.3877 | 550.3716 | 52370.5269 | 123397.2676 | 17433.723 | 69855.3557 | 37282.7825 | 26.4167 | 37256.3723 | 0 | 95.0002 | 74.274
WtrCldScrewChlr-0.748kwpton-VarSpd | DEER2023 |  | 2022-03-15 00:41:21+00 | Any | ESe | Ex | CZ16 | cWVVG | Cap-Tons | 1 | 149998.5938 | None | 840839.1394 | 302689.756 | 287781.6875 | 0 | 73931.1693 | 565.4664 | 52474.4978 | 123397.2676 | 17433.723 | 69855.3557 | 37282.7809 | 26.4167 | 37256.3723 | 0 | 111.5576 | 88.4768
AirCldRecipChlr-0.95kwpton | DEER2023 |  | 2022-03-14 18:21:41+00 | Any | ESe | Old | CZ01 | cAVVG | Cap-Tons | 212.5729 | 149998.5938 | None | 833907.3788 | 303095 | 323953.0133 | 0 | 14722.2815 | 0 | 34559.3527 | 157577.7474 | 4746.9152 | 124407.9902 | 29385.2321 | 26.4167 | 29358.8195 | 0 | 346.2127 | 171.4424
AirCldRecipChlr-1.407kwpton | DEER2023 |  | 2022-03-14 18:21:41+00 | Any | ESe | Old | CZ01 | cAVVG | Cap-Tons | 1 | 149998.5938 | None | 840989.5587 | 303095 | 323953.0133 | 0 | 21804.4674 | 0 | 34559.3527 | 157577.7474 | 4746.9152 | 124407.9902 | 29385.2321 | 26.4167 | 29358.8195 | 0 | 390.0545 | 193.7075
AirCldScrewChlr-0.95kwpton | DEER2023 |  | 2022-03-14 19:29:42+00 | Any | ESe | Old | CZ01 | cAVVG | Cap-Tons | 212.5729 | 149998.5938 | None | 837663.4872 | 303095 | 323953.0133 | 0 | 18478.4631 | 0 | 34559.3527 | 157577.7474 | 4746.9152 | 124407.9902 | 29385.2321 | 26.4167 | 29358.8195 | 0 | 352.9351 | 176.1921
AirCldScrewChlr-1.407kwpton | DEER2023 |  | 2022-03-14 19:29:42+00 | Any | ESe | Old | CZ01 | cAVVG | Cap-Tons | 1 | 149998.5938 | None | 846552.542 | 303095 | 323953.0133 | 0 | 27367.5695 | 0 | 34559.3527 | 157577.7474 | 4746.9152 | 124407.9902 | 29385.2321 | 26.4167 | 29358.8195 | 0 | 400.0108 | 200.742
AirCldScrewChlr-0.99kwpton-VarSpd | DEER2023 |  | 2022-03-14 20:36:10+00 | Any | ESe | Old | CZ01 | cAVVG | Cap-Tons | 212.5729 | 149998.5938 | None | 838441.4908 | 303095 | 323953.0133 | 0 | 19256.4939 | 0 | 34559.3527 | 157577.7474 | 4746.9152 | 124407.9902 | 29385.2321 | 26.4167 | 29358.8195 | 0 | 357.0555 | 178.3409
AirCldScrewChlr-1.407kwpton-VarSpd | DEER2023 |  | 2022-03-14 20:36:10+00 | Any | ESe | Old | CZ01 | cAVVG | Cap-Tons | 1 | 149998.5938 | None | 846552.542 | 303095 | 323953.0133 | 0 | 27367.5695 | 0 | 34559.3527 | 157577.7474 | 4746.9152 | 124407.9902 | 29385.2321 | 26.4167 | 29358.8195 | 0 | 400.0108 | 200.742
WtrCldCentChlr-Conv-0.42kwpton | DEER2023 |  | 2022-03-14 21:09:18+00 | Any | ESe | Old | CZ01 | cWVVG | Cap-Tons | 212.5729 | 149998.5938 | None | 837946.9059 | 303095 | 323953.0133 | 0 | 14399.9889 | 90.329 | 38830.9091 | 157577.7474 | 4746.9152 | 124407.9902 | 29385.2321 | 26.4167 | 29358.8195 | 0 | 322.7865 | 163.6903
WtrCldCentChlr-Conv-0.748kwpton | DEER2023 |  | 2022-03-14 21:09:18+00 | Any | ESe | Old | CZ01 | cWVVG | Cap-Tons | 1 | 149998.5938 | None | 849215.0183 | 303095 | 323953.0133 | 0 | 25659.676 | 95.7064 | 38833.9632 | 157577.7474 | 4746.9152 | 124407.9902 | 29385.2321 | 26.4167 | 29358.8195 | 0 | 367.0792 | 188.3067
WtrCldCentChlr-Conv-1Cmp-0.439kwpton-VarSpd-CndRlf | DEER2023 |  | 2022-03-14 22:16:50+00 | Any | ESe | Old | CZ01 | cWVVG | Cap-Tons | 212.5729 | 149998.5938 | None | 833408.2224 | 303095 | 323953.0133 | 0 | 9503.295 | 334.9938 | 38944.2309 | 157577.7474 | 4746.9152 | 124407.9902 | 29385.2321 | 26.4167 | 29358.8195 | 0 | 308.2348 | 154.8971
WtrCldCentChlr-Conv-1Cmp-0.748kwpton-VarSpd-CndRlf | DEER2023 |  | 2022-03-14 22:16:50+00 | Any | ESe | Old | CZ01 | cWVVG | Cap-Tons | 1 | 149998.5938 | None | 840074.0372 | 303095 | 323953.0133 | 0 | 16164.5878 | 340.253 | 38943.5355 | 157577.7474 | 4746.9152 | 124407.9902 | 29385.2321 | 26.4167 | 29358.8195 | 0 | 336.3081 | 169.952
WtrCldCentChlr-NoFric-1Cmp-0.439kwpton-VarSpd-CndRlf | DEER2023 |  | 2022-03-14 22:54:12+00 | Any | ESe | Old | CZ01 | cWVVG | Cap-Tons | 212.5729 | 149998.5938 | None | 830682.1389 | 303095 | 323953.0133 | 0 | 7221.9858 | 291.3041 | 38543.1604 | 157577.7474 | 4746.9152 | 124407.9902 | 29385.2321 | 26.4167 | 29358.8195 | 0 | 309.7324 | 153.9494
WtrCldCentChlr-NoFric-1Cmp-0.748kwpton-VarSpd-CndRlf | DEER2023 |  | 2022-03-14 22:54:12+00 | Any | ESe | Old | CZ01 | cWVVG | Cap-Tons | 1 | 149998.5938 | None | 835731.4782 | 303095 | 323953.0133 | 0 | 12277.4427 | 293.3434 | 38534.9458 | 157577.7474 | 4746.9152 | 124407.9902 | 29385.2321 | 26.4167 | 29358.8195 | 0 | 339.3037 | 168.7347
WtrCldCentChlr-NoFric-2Cmp-0.439kwpton-VarSpd-CndRlf | DEER2023 |  | 2022-03-14 23:25:13+00 | Any | ESe | Old | CZ01 | cWVVG | Cap-Tons | 212.5729 | 149998.5938 | None | 830346.7551 | 303095 | 323953.0133 | 0 | 6894.6237 | 290.6565 | 38535.8576 | 157577.7474 | 4746.9152 | 124407.9902 | 29385.2321 | 26.4167 | 29358.8195 | 0 | 310.4369 | 154.0537
WtrCldCentChlr-NoFric-2Cmp-0.748kwpton-VarSpd-CndRlf | DEER2023 |  | 2022-03-14 23:25:13+00 | Any | ESe | Old | CZ01 | cWVVG | Cap-Tons | 1 | 149998.5938 | None | 835160.8819 | 303095 | 323953.0133 | 0 | 11718.1859 | 292.2548 | 38524.7681 | 157577.7474 | 4746.9152 | 124407.9902 | 29385.2321 | 26.4167 | 29358.8195 | 0 | 340.5037 | 168.9125
WtrCldRecipChlr-0.42kwpton | DEER2023 |  | 2022-03-14 23:49:47+00 | Any | ESe | Old | CZ01 | cWVVG | Cap-Tons | 212.5729 | 149998.5938 | None | 833214.4371 | 303095 | 323953.0133 | 0 | 9852.4335 | 83.288 | 38653.0135 | 157577.7474 | 4746.9152 | 124407.9902 | 29385.2321 | 26.4167 | 29358.8195 | 0 | 319.181 | 159.2695
WtrCldRecipChlr-0.748kwpton | DEER2023 |  | 2022-03-14 23:49:47+00 | Any | ESe | Old | CZ01 | cWVVG | Cap-Tons | 1 | 149998.5938 | None | 840870.1911 | 303095 | 323953.0133 | 0 | 17506.4454 | 86.4019 | 38651.6925 | 157577.7474 | 4746.9152 | 124407.9902 | 29385.2321 | 26.4167 | 29358.8195 | 0 | 360.8902 | 180.5887
WtrCldScrewChlr-0.42kwpton | DEER2023 |  | 2022-03-15 00:09:29+00 | Any | ESe | Old | CZ01 | cWVVG | Cap-Tons | 212.5729 | 149998.5938 | None | 834131.9656 | 303095 | 323953.0133 | 0 | 10783.4943 | 85.166 | 38637.6652 | 157577.7474 | 4746.9152 | 124407.9902 | 29385.2321 | 26.4167 | 29358.8195 | 0 | 324.0542 | 162.036
WtrCldScrewChlr-0.748kwpton | DEER2023 |  | 2022-03-15 00:09:29+00 | Any | ESe | Old | CZ01 | cWVVG | Cap-Tons | 1 | 149998.5938 | None | 842432.4099 | 303095 | 323953.0133 | 0 | 19089.7323 | 90.134 | 38626.863 | 157577.7474 | 4746.9152 | 124407.9902 | 29385.2321 | 26.4167 | 29358.8195 | 0 | 369.5805 | 185.4852
WtrCldScrewChlr-0.439kwpton-VarSpd | DEER2023 |  | 2022-03-15 00:41:21+00 | Any | ESe | Old | CZ01 | cWVVG | Cap-Tons | 212.5729 | 149998.5938 | None | 833382.6931 | 303095 | 323953.0133 | 0 | 9655.6961 | 92.3143 | 39009.0413 | 157577.7474 | 4746.9152 | 124407.9902 | 29385.2321 | 26.4167 | 29358.8195 | 0 | 316.6838 | 158.3512
WtrCldScrewChlr-0.748kwpton-VarSpd | DEER2023 |  | 2022-03-15 00:41:21+00 | Any | ESe | Old | CZ01 | cWVVG | Cap-Tons | 1 | 149998.5938 | None | 840097.0281 | 303095 | 323953.0133 | 0 | 16369.5947 | 94.5719 | 39007.255 | 157577.7474 | 4746.9152 | 124407.9902 | 29385.2321 | 26.4167 | 29358.8195 | 0 | 352.1501 | 176.5836
AirCldRecipChlr-0.95kwpton | DEER2023 |  | 2022-03-14 18:21:41+00 | Any | ESe | Old | CZ02 | cAVVG | Cap-Tons | 366.0718 | 149998.5938 | None | 1062069.1269 | 303095 | 324682.3671 | 0 | 165688.5032 | 0 | 79359.3574 | 189243.6652 | 34499.0957 | 79804.3115 | 21489.289 | 26.4167 | 21462.8914 | 0 | 516.4883 | 295.6476
AirCldRecipChlr-1.407kwpton | DEER2023 |  | 2022-03-14 18:21:41+00 | Any | ESe | Old | CZ02 | cAVVG | Cap-Tons | 1 | 149998.5938 | None | 1141773.8549 | 303095 | 324682.3671 | 0 | 245393.4054 | 0 | 79359.3574 | 189243.6652 | 34499.0957 | 79804.3115 | 21489.289 | 26.4167 | 21462.8914 | 0 | 633.0597 | 367.8139
AirCldScrewChlr-0.95kwpton | DEER2023 |  | 2022-03-14 19:29:42+00 | Any | ESe | Old | CZ02 | cAVVG | Cap-Tons | 371.3618 | 149998.5938 | None | 1085430.1925 | 303095 | 324682.3671 | 0 | 189050.0558 | 0 | 79359.3574 | 189243.6652 | 34499.0957 | 79804.3115 | 21489.289 | 26.4167 | 21462.8914 | 0 | 527.4387 | 305.3721
AirCldScrewChlr-1.407kwpton | DEER2023 |  | 2022-03-14 19:29:42+00 | Any | ESe | Old | CZ02 | cAVVG | Cap-Tons | 1 | 149998.5938 | None | 1176373.1535 | 303095 | 324682.3671 | 0 | 279993.1132 | 0 | 79359.3574 | 189243.6652 | 34499.0957 | 79804.3115 | 21489.289 | 26.4167 | 21462.8914 | 0 | 649.2762 | 382.2158
AirCldScrewChlr-0.99kwpton-VarSpd | DEER2023 |  | 2022-03-14 20:36:10+00 | Any | ESe | Old | CZ02 | cAVVG | Cap-Tons | 371.3618 | 149998.5938 | None | 1093390.4018 | 303095 | 324682.3671 | 0 | 197010.0266 | 0 | 79359.3574 | 189243.6652 | 34499.0957 | 79804.3115 | 21489.289 | 26.4167 | 21462.8914 | 0 | 538.1026 | 312.0982
AirCldScrewChlr-1.407kwpton-VarSpd | DEER2023 |  | 2022-03-14 20:36:10+00 | Any | ESe | Old | CZ02 | cAVVG | Cap-Tons | 1 | 149998.5938 | None | 1176373.1535 | 303095 | 324682.3671 | 0 | 279993.1132 | 0 | 79359.3574 | 189243.6652 | 34499.0957 | 79804.3115 | 21489.289 | 26.4167 | 21462.8914 | 0 | 649.2762 | 382.2158
WtrCldCentChlr-Conv-0.42kwpton | DEER2023 |  | 2022-03-14 21:09:18+00 | Any | ESe | Old | CZ02 | cWVVG | Cap-Tons | 371.3618 | 149998.5938 | None | 1051210.466 | 303095 | 324682.3671 | 0 | 125186.3368 | 974.4096 | 108029.0848 | 189243.6652 | 34499.0957 | 79804.3115 | 21489.289 | 26.4167 | 21462.8914 | 0 | 414.0865 | 243.6455
WtrCldCentChlr-Conv-0.748kwpton | DEER2023 |  | 2022-03-14 21:09:18+00 | Any | ESe | Old | CZ02 | cWVVG | Cap-Tons | 1 | 149998.5938 | None | 1149177.5772 | 303095 | 324682.3671 | 0 | 223086.422 | 1025.9614 | 108044.3749 | 189243.6652 | 34499.0957 | 79804.3115 | 21489.289 | 26.4167 | 21462.8914 | 0 | 506.1086 | 307.6122
WtrCldCentChlr-Conv-1Cmp-0.439kwpton-VarSpd-CndRlf | DEER2023 |  | 2022-03-14 22:16:50+00 | Any | ESe | Old | CZ02 | cWVVG | Cap-Tons | 371.3618 | 149998.5938 | None | 1016891.9277 | 303095 | 324682.3671 | 0 | 88128.7894 | 3065.4252 | 108677.0699 | 189243.6652 | 34499.0957 | 79804.3115 | 21489.289 | 26.4167 | 21462.8914 | 0 | 380.2702 | 218.9695
WtrCldCentChlr-Conv-1Cmp-0.748kwpton-VarSpd-CndRlf | DEER2023 |  | 2022-03-14 22:16:50+00 | Any | ESe | Old | CZ02 | cWVVG | Cap-Tons | 1 | 149998.5938 | None | 1078798.4155 | 303095 | 324682.3671 | 0 | 149979.5322 | 3141.5973 | 108656.3266 | 189243.6652 | 34499.0957 | 79804.3115 | 21489.289 | 26.4167 | 21462.8914 | 0 | 436.998 | 257.8029
WtrCldCentChlr-NoFric-1Cmp-0.439kwpton-VarSpd-CndRlf | DEER2023 |  | 2022-03-14 22:54:12+00 | Any | ESe | Old | CZ02 | cWVVG | Cap-Tons | 371.3618 | 149998.5938 | None | 1000437.4996 | 303095 | 324682.3671 | 0 | 74971.0507 | 2772.0943 | 105673.4365 | 189243.6652 | 34499.0957 | 79804.3115 | 21489.289 | 26.4167 | 21462.8914 | 0 | 383.7319 | 218.6654
WtrCldCentChlr-NoFric-1Cmp-0.748kwpton-VarSpd-CndRlf | DEER2023 |  | 2022-03-14 22:54:12+00 | Any | ESe | Old | CZ02 | cWVVG | Cap-Tons | 1 | 149998.5938 | None | 1052931.5661 | 303095 | 324682.3671 | 0 | 127472.0012 | 2827.3776 | 105611.1239 | 189243.6652 | 34499.0957 | 79804.3115 | 21489.289 | 26.4167 | 21462.8914 | 0 | 443.7297 | 258.0936
WtrCldCentChlr-NoFric-2Cmp-0.439kwpton-VarSpd-CndRlf | DEER2023 |  | 2022-03-14 23:25:13+00 | Any | ESe | Old | CZ02 | cWVVG | Cap-Tons | 371.3618 | 149998.5938 | None | 998298.0603 | 303095 | 324682.3671 | 0 | 72893.9425 | 2769.4176 | 105613.2924 | 189243.6652 | 34499.0957 | 79804.3115 | 21489.289 | 26.4167 | 21462.8914 | 0 | 385.2742 | 219.1548
WtrCldCentChlr-NoFric-2Cmp-0.748kwpton-VarSpd-CndRlf | DEER2023 |  | 2022-03-14 23:25:13+00 | Any | ESe | Old | CZ02 | cWVVG | Cap-Tons | 1 | 149998.5938 | None | 1049339.3884 | 303095 | 324682.3671 | 0 | 123962.2361 | 2823.1846 | 105533.0861 | 189243.6652 | 34499.0957 | 79804.3115 | 21489.289 | 26.4167 | 21462.8914 | 0 | 446.356 | 258.9264
WtrCldRecipChlr-0.42kwpton | DEER2023 |  | 2022-03-14 23:49:47+00 | Any | ESe | Old | CZ02 | cWVVG | Cap-Tons | 371.3618 | 149998.5938 | None | 1022538.0486 | 303095 | 324682.3671 | 0 | 96668.3195 | 959.4922 | 107889.3376 | 189243.6652 | 34499.0957 | 79804.3115 | 21489.289 | 26.4167 | 21462.8914 | 0 | 406.4 | 235.0714
WtrCldRecipChlr-0.748kwpton | DEER2023 |  | 2022-03-14 23:49:47+00 | Any | ESe | Old | CZ02 | cWVVG | Cap-Tons | 1 | 149998.5938 | None | 1097783.2354 | 303095 | 324682.3671 | 0 | 171909.3934 | 995.3143 | 107857.4462 | 189243.6652 | 34499.0957 | 79804.3115 | 21489.289 | 26.4167 | 21462.8914 | 0 | 492.6305 | 291.9194
WtrCldScrewChlr-0.42kwpton | DEER2023 |  | 2022-03-15 00:09:29+00 | Any | ESe | Old | CZ02 | cWVVG | Cap-Tons | 371.3618 | 149998.5938 | None | 1036130.2602 | 303095 | 324682.3671 | 0 | 110390.1073 | 980.5039 | 107738.669 | 189243.6652 | 34499.0957 | 79804.3115 | 21489.289 | 26.4167 | 21462.8914 | 0 | 418.5063 | 245.8086
WtrCldScrewChlr-0.748kwpton | DEER2023 |  | 2022-03-15 00:09:29+00 | Any | ESe | Old | CZ02 | cWVVG | Cap-Tons | 1 | 149998.5938 | None | 1121789.5938 | 303095 | 324682.3671 | 0 | 196107.8142 | 1034.878 | 107626.0457 | 189243.6652 | 34499.0957 | 79804.3115 | 21489.289 | 26.4167 | 21462.8914 | 0 | 514.2246 | 311.0768
WtrCldScrewChlr-0.439kwpton-VarSpd | DEER2023 |  | 2022-03-15 00:41:21+00 | Any | ESe | Old | CZ02 | cWVVG | Cap-Tons | 371.3618 | 149998.5938 | None | 1019480.812 | 303095 | 324682.3671 | 0 | 91762.35 | 1022.1207 | 109675.6708 | 189243.6652 | 34499.0957 | 79804.3115 | 21489.289 | 26.4167 | 21462.8914 | 0 | 399.4163 | 230.0533
WtrCldScrewChlr-0.748kwpton-VarSpd | DEER2023 |  | 2022-03-15 00:41:21+00 | Any | ESe | Old | CZ02 | cWVVG | Cap-Tons | 1 | 149998.5938 | None | 1083548.5008 | 303095 | 324682.3671 | 0 | 155854.4237 | 1048.5446 | 109625.0553 | 189243.6652 | 34499.0957 | 79804.3115 | 21489.289 | 26.4167 | 21462.8914 | 0 | 471.792 | 277.2851
AirCldRecipChlr-0.95kwpton | DEER2023 |  | 2022-03-14 18:21:41+00 | Any | ESe | Old | CZ03 | cAVVG | Cap-Tons | 297.7171 | 149998.5938 | None | 951517.124 | 303095 | 325849.5967 | 0 | 81794.539 | 0 | 62448.5976 | 178329.1791 | 27611.8151 | 72046.8568 | 17607.8774 | 26.4167 | 17581.4782 | 0 | 393.4662 | 218.8675
AirCldRecipChlr-1.407kwpton | DEER2023 |  | 2022-03-14 18:21:41+00 | Any | ESe | Old | CZ03 | cAVVG | Cap-Tons | 1 | 149998.5938 | None | 990864.6154 | 303095 | 325849.5967 | 0 | 121142.0519 | 0 | 62448.5976 | 178329.1791 | 27611.8151 | 72046.8568 | 17607.8774 | 26.4167 | 17581.4782 | 0 | 456.0439 | 258.546
AirCldScrewChlr-0.95kwpton | DEER2023 |  | 2022-03-14 19:29:42+00 | Any | ESe | Old | CZ03 | cAVVG | Cap-Tons | 297.7171 | 149998.5938 | None | 980463.7921 | 303095 | 325849.5967 | 0 | 110741.3066 | 0 | 62448.5976 | 178329.1791 | 27611.8151 | 72046.8568 | 17607.8774 | 26.4167 | 17581.4782 | 0 | 409.5322 | 230.8916
AirCldScrewChlr-1.407kwpton | DEER2023 |  | 2022-03-14 19:29:42+00 | Any | ESe | Old | CZ03 | cAVVG | Cap-Tons | 1 | 149998.5938 | None | 1033736.5384 | 303095 | 325849.5967 | 0 | 164013.683 | 0 | 62448.5976 | 178329.1791 | 27611.8151 | 72046.8568 | 17607.8774 | 26.4167 | 17581.4782 | 0 | 479.8383 | 276.3544
AirCldScrewChlr-0.99kwpton-VarSpd | DEER2023 |  | 2022-03-14 20:36:10+00 | Any | ESe | Old | CZ03 | cAVVG | Cap-Tons | 297.7171 | 149998.5938 | None | 985126.6965 | 303095 | 325849.5967 | 0 | 115404.1168 | 0 | 62448.5976 | 178329.1791 | 27611.8151 | 72046.8568 | 17607.8774 | 26.4167 | 17581.4782 | 0 | 415.6857 | 234.8709
AirCldScrewChlr-1.407kwpton-VarSpd | DEER2023 |  | 2022-03-14 20:36:10+00 | Any | ESe | Old | CZ03 | cAVVG | Cap-Tons | 1 | 149998.5938 | None | 1033736.5384 | 303095 | 325849.5967 | 0 | 164013.683 | 0 | 62448.5976 | 178329.1791 | 27611.8151 | 72046.8568 | 17607.8774 | 26.4167 | 17581.4782 | 0 | 479.8383 | 276.3544
WtrCldCentChlr-Conv-0.42kwpton | DEER2023 |  | 2022-03-14 21:09:18+00 | Any | ESe | Old | CZ03 | cWVVG | Cap-Tons | 297.7171 | 149998.5938 | None | 968116.0814 | 303095 | 325849.5967 | 0 | 75653.3617 | 775.5785 | 84413.261 | 178329.1607 | 27611.8151 | 72046.8568 | 17607.8774 | 26.4167 | 17581.4782 | 0 | 359.7019 | 202.3406
WtrCldCentChlr-Conv-0.748kwpton | DEER2023 |  | 2022-03-14 21:09:18+00 | Any | ESe | Old | CZ03 | cWVVG | Cap-Tons | 1 | 149998.5938 | None | 1027231.3617 | 303095 | 325849.5967 | 0 | 134754.6831 | 811.0374 | 84391.4956 | 178329.1607 | 27611.8151 | 72046.8568 | 17607.8774 | 26.4167 | 17581.4782 | 0 | 422.0738 | 244.5615
WtrCldCentChlr-Conv-1Cmp-0.439kwpton-VarSpd-CndRlf | DEER2023 |  | 2022-03-14 22:16:50+00 | Any | ESe | Old | CZ03 | cWVVG | Cap-Tons | 297.7171 | 149998.5938 | None | 930091.1867 | 303095 | 325849.5967 | 0 | 34775.3439 | 2768.4809 | 85273.3686 | 178329.1791 | 27611.8151 | 72046.8568 | 17607.8774 | 26.4167 | 17581.4782 | 0 | 330.941 | 181.5354
WtrCldCentChlr-Conv-1Cmp-0.748kwpton-VarSpd-CndRlf | DEER2023 |  | 2022-03-14 22:16:50+00 | Any | ESe | Old | CZ03 | cWVVG | Cap-Tons | 1 | 149998.5938 | None | 954462.3782 | 303095 | 325849.5967 | 0 | 59169.2576 | 2776.395 | 85242.6075 | 178329.1791 | 27611.8151 | 72046.8568 | 17607.8774 | 26.4167 | 17581.4782 | 0 | 363.9991 | 202.9109
WtrCldCentChlr-NoFric-1Cmp-0.439kwpton-VarSpd-CndRlf | DEER2023 |  | 2022-03-14 22:54:12+00 | Any | ESe | Old | CZ03 | cWVVG | Cap-Tons | 297.7171 | 149998.5938 | None | 926250.4903 | 303095 | 325849.5967 | 0 | 33626.2106 | 2483.3252 | 82867.0654 | 178329.1791 | 27611.8151 | 72046.8568 | 17607.8774 | 26.4167 | 17581.4782 | 0 | 336.8051 | 183.8833
WtrCldCentChlr-NoFric-1Cmp-0.748kwpton-VarSpd-CndRlf | DEER2023 |  | 2022-03-14 22:54:12+00 | Any | ESe | Old | CZ03 | cWVVG | Cap-Tons | 1 | 149998.5938 | None | 949798.8501 | 303095 | 325849.5967 | 0 | 57218.9835 | 2491.642 | 82814.2912 | 178329.1791 | 27611.8151 | 72046.8568 | 17607.8774 | 26.4167 | 17581.4782 | 0 | 375.3779 | 207.5515
WtrCldCentChlr-NoFric-2Cmp-0.439kwpton-VarSpd-CndRlf | DEER2023 |  | 2022-03-14 23:25:13+00 | Any | ESe | Old | CZ03 | cWVVG | Cap-Tons | 297.7171 | 149998.5938 | None | 926270.7721 | 303095 | 325849.5967 | 0 | 33668.2595 | 2486.3921 | 82842.0783 | 178329.1791 | 27611.8151 | 72046.8568 | 17607.8774 | 26.4167 | 17581.4782 | 0 | 337.8304 | 184.7835
WtrCldCentChlr-NoFric-2Cmp-0.748kwpton-VarSpd-CndRlf | DEER2023 |  | 2022-03-14 23:25:13+00 | Any | ESe | Old | CZ03 | cWVVG | Cap-Tons | 1 | 149998.5938 | None | 949826.3901 | 303095 | 325849.5967 | 0 | 57295.7239 | 2497.1712 | 82759.4402 | 178329.1791 | 27611.8151 | 72046.8568 | 17607.8774 | 26.4167 | 17581.4782 | 0 | 377.1262 | 209.084
WtrCldRecipChlr-0.42kwpton | DEER2023 |  | 2022-03-14 23:49:47+00 | Any | ESe | Old | CZ03 | cWVVG | Cap-Tons | 297.7171 | 149998.5938 | None | 945141.4196 | 303095 | 325849.5967 | 0 | 53844.105 | 703.3057 | 83319.9974 | 178329.1791 | 27611.8151 | 72046.8568 | 17607.8774 | 26.4167 | 17581.4782 | 0 | 350.4558 | 194.8601
WtrCldRecipChlr-0.748kwpton | DEER2023 |  | 2022-03-14 23:49:47+00 | Any | ESe | Old | CZ03 | cWVVG | Cap-Tons | 1 | 149998.5938 | None | 987009.9859 | 303095 | 325849.5967 | 0 | 95723.8372 | 720.9252 | 83291.2232 | 178329.1791 | 27611.8151 | 72046.8568 | 17607.8774 | 26.4167 | 17581.4782 | 0 | 406.6405 | 231.5563
WtrCldScrewChlr-0.42kwpton | DEER2023 |  | 2022-03-15 00:09:29+00 | Any | ESe | Old | CZ03 | cWVVG | Cap-Tons | 297.7171 | 149998.5938 | None | 942690.1346 | 303095 | 325849.5967 | 0 | 51537.559 | 706.4136 | 83172.1557 | 178329.1791 | 27611.8151 | 72046.8568 | 17607.8774 | 26.4167 | 17581.4782 | 0 | 354.8954 | 198.0912
WtrCldScrewChlr-0.748kwpton | DEER2023 |  | 2022-03-15 00:09:29+00 | Any | ESe | Old | CZ03 | cWVVG | Cap-Tons | 1 | 149998.5938 | None | 982038.1255 | 303095 | 325849.5967 | 0 | 90950.2074 | 730.1639 | 83083.6654 | 178329.1791 | 27611.8151 | 72046.8568 | 17607.8774 | 26.4167 | 17581.4782 | 0 | 414.5669 | 237.3033
WtrCldScrewChlr-0.439kwpton-VarSpd | DEER2023 |  | 2022-03-15 00:41:21+00 | Any | ESe | Old | CZ03 | cWVVG | Cap-Tons | 297.7171 | 149998.5938 | None | 935793.3436 | 303095 | 325849.5967 | 0 | 42415.8439 | 809.2912 | 85294.2122 | 178329.1791 | 27611.8151 | 72046.8568 | 17607.8774 | 26.4167 | 17581.4782 | 0 | 336.6146 | 185.8678
WtrCldScrewChlr-0.748kwpton-VarSpd | DEER2023 |  | 2022-03-15 00:41:21+00 | Any | ESe | Old | CZ03 | cWVVG | Cap-Tons | 1 | 149998.5938 | None | 965281.6035 | 303095 | 325849.5967 | 0 | 71932.2054 | 810.8656 | 85264.5366 | 178329.1791 | 27611.8151 | 72046.8568 | 17607.8774 | 26.4167 | 17581.4782 | 0 | 375.0599 | 211.3908
AirCldRecipChlr-0.95kwpton | DEER2023 |  | 2022-03-14 18:21:41+00 | Any | ESe | Old | CZ04 | cAVVG | Cap-Tons | 374.2349 | 149998.5938 | None | 1093914.5614 | 303095 | 324315.8383 | 0 | 180894.1299 | 0 | 88604.3838 | 197004.9923 | 46312.786 | 58625.7709 | 16119.899 | 26.4167 | 16093.499 | 0 | 490.7141 | 291.7112
AirCldRecipChlr-1.407kwpton | DEER2023 |  | 2022-03-14 18:21:41+00 | Any | ESe | Old | CZ04 | cAVVG | Cap-Tons | 1 | 149998.5938 | None | 1180933.7347 | 303095 | 324315.8383 | 0 | 267913.581 | 0 | 88604.3838 | 197004.9923 | 46312.786 | 58625.7709 | 16119.899 | 26.4167 | 16093.499 | 0 | 594.4277 | 361.343
AirCldScrewChlr-0.95kwpton | DEER2023 |  | 2022-03-14 19:29:42+00 | Any | ESe | Old | CZ04 | cAVVG | Cap-Tons | 374.2349 | 149998.5938 | None | 1139719.7554 | 303095 | 324315.8383 | 0 | 226699.6316 | 0 | 88604.0442 | 197005.2504 | 46312.786 | 58625.7709 | 16119.899 | 26.4167 | 16093.4911 | 0 | 509.1563 | 305.2302
AirCldScrewChlr-1.407kwpton | DEER2023 |  | 2022-03-14 19:29:42+00 | Any | ESe | Old | CZ04 | cAVVG | Cap-Tons | 1 | 149998.5938 | None | 1248774.2457 | 303095 | 324315.8383 | 0 | 335754.0123 | 0 | 88604.0442 | 197005.2504 | 46312.786 | 58625.7709 | 16119.899 | 26.4167 | 16093.4911 | 0 | 621.7294 | 381.3649
AirCldScrewChlr-0.99kwpton-VarSpd | DEER2023 |  | 2022-03-14 20:36:10+00 | Any | ESe | Old | CZ04 | cAVVG | Cap-Tons | 374.2349 | 149998.5938 | None | 1149264.5471 | 303095 | 324315.8383 | 0 | 236244.8815 | 0 | 88604.0442 | 197005.2504 | 46312.786 | 58625.7709 | 16119.899 | 26.4167 | 16093.4911 | 0 | 519.0093 | 311.8939
AirCldScrewChlr-1.407kwpton-VarSpd | DEER2023 |  | 2022-03-14 20:36:10+00 | Any | ESe | Old | CZ04 | cAVVG | Cap-Tons | 1 | 149998.5938 | None | 1248774.2457 | 303095 | 324315.8383 | 0 | 335754.0123 | 0 | 88604.0442 | 197005.2504 | 46312.786 | 58625.7709 | 16119.899 | 26.4167 | 16093.4911 | 0 | 621.7294 | 381.3649
WtrCldCentChlr-Conv-0.42kwpton | DEER2023 |  | 2022-03-14 21:09:18+00 | Any | ESe | Old | CZ04 | cWVVG | Cap-Tons | 374.2494 | 149998.5938 | None | 1094130.6714 | 303095 | 324315.8383 | 0 | 142608.1576 | 2053.401 | 125053.7998 | 197005.2749 | 46312.786 | 58625.7709 | 16119.899 | 26.4167 | 16093.4911 | 0 | 410.2095 | 241.2974
WtrCldCentChlr-Conv-0.748kwpton | DEER2023 |  | 2022-03-14 21:09:18+00 | Any | ESe | Old | CZ04 | cWVVG | Cap-Tons | 1 | 149998.5938 | None | 1205546.0613 | 303095 | 324315.8383 | 0 | 253983.9451 | 2141.5055 | 125005.1898 | 197005.2749 | 46312.786 | 58625.7709 | 16119.899 | 26.4167 | 16093.4911 | 0 | 497.0424 | 301.861
WtrCldCentChlr-Conv-1Cmp-0.439kwpton-VarSpd-CndRlf | DEER2023 |  | 2022-03-14 22:16:50+00 | Any | ESe | Old | CZ04 | cWVVG | Cap-Tons | 374.2494 | 149998.5938 | None | 1027065.4083 | 303095 | 324315.8383 | 0 | 68388.2739 | 7634.7949 | 126626.6703 | 197005.2749 | 46312.786 | 58625.7709 | 16119.899 | 26.4167 | 16093.4911 | 0 | 370.7724 | 212.1929
WtrCldCentChlr-Conv-1Cmp-0.748kwpton-VarSpd-CndRlf | DEER2023 |  | 2022-03-14 22:16:50+00 | Any | ESe | Old | CZ04 | cWVVG | Cap-Tons | 1 | 149998.5938 | None | 1075078.8124 | 303095 | 324315.8383 | 0 | 116379.2501 | 7747.7725 | 126536.2097 | 197005.256 | 46312.786 | 58625.7709 | 16119.9 | 26.4167 | 16093.4921 | 0 | 416.1866 | 242.1229
WtrCldCentChlr-NoFric-1Cmp-0.439kwpton-VarSpd-CndRlf | DEER2023 |  | 2022-03-14 22:54:12+00 | Any | ESe | Old | CZ04 | cWVVG | Cap-Tons | 374.2494 | 149998.5938 | None | 1024430.5826 | 303095 | 324315.8383 | 0 | 70581.4136 | 7074.463 | 122358.9964 | 197005.2749 | 46312.786 | 58625.7709 | 16119.899 | 26.4167 | 16093.4911 | 0 | 378.5919 | 217.3548
WtrCldCentChlr-NoFric-1Cmp-0.748kwpton-VarSpd-CndRlf | DEER2023 |  | 2022-03-14 22:54:12+00 | Any | ESe | Old | CZ04 | cWVVG | Cap-Tons | 1 | 149998.5938 | None | 1073992.1443 | 303095 | 324315.8383 | 0 | 120132.6115 | 7197.3831 | 122246.1595 | 197005.2749 | 46312.786 | 58625.7709 | 16119.899 | 26.4167 | 16093.4911 | 0 | 430.2153 | 252.2538
WtrCldCentChlr-NoFric-2Cmp-0.439kwpton-VarSpd-CndRlf | DEER2023 |  | 2022-03-14 23:25:13+00 | Any | ESe | Old | CZ04 | cWVVG | Cap-Tons | 374.2494 | 149998.5938 | None | 1025341.8402 | 303095 | 324315.8383 | 0 | 71581.3258 | 7084.179 | 122260.2793 | 197005.2749 | 46312.786 | 58625.7709 | 16119.899 | 26.4167 | 16093.4911 | 0 | 380.7713 | 218.7888
WtrCldCentChlr-NoFric-2Cmp-0.748kwpton-VarSpd-CndRlf | DEER2023 |  | 2022-03-14 23:25:13+00 | Any | ESe | Old | CZ04 | cWVVG | Cap-Tons | 1 | 149998.5938 | None | 1075651.3022 | 303095 | 324315.8383 | 0 | 121857.3248 | 7214.166 | 122164.3038 | 197005.2749 | 46312.786 | 58625.7709 | 16119.899 | 26.4167 | 16093.4911 | 0 | 433.921 | 254.6943
WtrCldRecipChlr-0.42kwpton | DEER2023 |  | 2022-03-14 23:49:47+00 | Any | ESe | Old | CZ04 | cWVVG | Cap-Tons | 374.2494 | 149998.5938 | None | 1057830.9355 | 303095 | 324315.8383 | 0 | 108354.5717 | 1888.8925 | 123171.8119 | 197005.1293 | 46312.786 | 58625.7709 | 16119.899 | 26.4167 | 16093.4911 | 0 | 397.7286 | 231.4351
WtrCldRecipChlr-0.748kwpton | DEER2023 |  | 2022-03-14 23:49:47+00 | Any | ESe | Old | CZ04 | cWVVG | Cap-Tons | 1 | 149998.5938 | None | 1142173.2773 | 303095 | 324315.8383 | 0 | 192741.9997 | 1940.9974 | 123074.853 | 197005.1293 | 46312.786 | 58625.7709 | 16119.899 | 26.4167 | 16093.4911 | 0 | 475.238 | 284.7214
WtrCldScrewChlr-0.42kwpton | DEER2023 |  | 2022-03-15 00:09:29+00 | Any | ESe | Old | CZ04 | cWVVG | Cap-Tons | 374.2494 | 149998.5938 | None | 1057031.9133 | 303095 | 324315.8383 | 0 | 107897.7207 | 1897.4347 | 122821.0994 | 197005.1293 | 46312.786 | 58625.7709 | 16119.899 | 26.4167 | 16093.4911 | 0 | 405.3272 | 236.4705
WtrCldScrewChlr-0.748kwpton | DEER2023 |  | 2022-03-15 00:09:29+00 | Any | ESe | Old | CZ04 | cWVVG | Cap-Tons | 1 | 149998.5938 | None | 1140109.3493 | 303095 | 324315.8383 | 0 | 191095.2416 | 1963.3082 | 122635.0981 | 197005.1293 | 46312.786 | 58625.7709 | 16119.899 | 26.4167 | 16093.4911 | 0 | 488.7985 | 293.7089
WtrCldScrewChlr-0.439kwpton-VarSpd | DEER2023 |  | 2022-03-15 00:41:21+00 | Any | ESe | Old | CZ04 | cWVVG | Cap-Tons | 374.2494 | 149998.5938 | None | 1038943.2315 | 303095 | 324315.8383 | 0 | 84767.5466 | 2136.0746 | 127624.0144 | 197005.1293 | 46312.786 | 58625.7709 | 16119.899 | 26.4167 | 16093.4911 | 0 | 376.9784 | 217.7981
WtrCldScrewChlr-0.748kwpton-VarSpd | DEER2023 |  | 2022-03-15 00:41:21+00 | Any | ESe | Old | CZ04 | cWVVG | Cap-Tons | 1 | 149998.5938 | None | 1098068.0674 | 303095 | 324315.8383 | 0 | 143988.1997 | 2150.6816 | 127513.3468 | 197005.1293 | 46312.786 | 58625.7709 | 16119.899 | 26.4167 | 16093.4911 | 0 | 431.5617 | 254.5159
AirCldRecipChlr-0.95kwpton | DEER2023 |  | 2022-03-14 18:21:41+00 | Any | ESe | Old | CZ05 | cAVVG | Cap-Tons | 254.9988 | 149998.5938 | None | 986216.1003 | 303095 | 324283.0584 | 0 | 119551.1592 | 0 | 60166.3343 | 179120.3965 | 27506.9328 | 60663.4732 | 16192.3239 | 26.4167 | 16165.9225 | 0 | 396.7857 | 190.1912
AirCldRecipChlr-1.407kwpton | DEER2023 |  | 2022-03-14 18:21:41+00 | Any | ESe | Old | CZ05 | cAVVG | Cap-Tons | 1 | 149998.5938 | None | 1043726.7884 | 303095 | 324283.0584 | 0 | 177061.511 | 0 | 60166.3343 | 179120.3965 | 27506.9328 | 60663.4732 | 16192.3239 | 26.4167 | 16165.9225 | 0 | 461.9675 | 221.0251
AirCldScrewChlr-0.95kwpton | DEER2023 |  | 2022-03-14 19:29:42+00 | Any | ESe | Old | CZ05 | cAVVG | Cap-Tons | 254.9988 | 149998.5938 | None | 1005626.3844 | 303095 | 324283.0584 | 0 | 138961.6459 | 0 | 60166.3343 | 179120.1854 | 27507.0235 | 60663.1886 | 16192.2386 | 26.4167 | 16165.8372 | 0 | 405.8139 | 195.0826
AirCldScrewChlr-1.407kwpton | DEER2023 |  | 2022-03-14 19:29:42+00 | Any | ESe | Old | CZ05 | cAVVG | Cap-Tons | 1 | 149998.5938 | None | 1072474.4442 | 303095 | 324283.0584 | 0 | 205809.4819 | 0 | 60166.3343 | 179120.1854 | 27507.0235 | 60663.1886 | 16192.2386 | 26.4167 | 16165.8372 | 0 | 475.3389 | 228.2688
AirCldScrewChlr-0.99kwpton-VarSpd | DEER2023 |  | 2022-03-14 20:36:10+00 | Any | ESe | Old | CZ05 | cAVVG | Cap-Tons | 254.9988 | 149998.5938 | None | 1011477.572 | 303095 | 324283.0584 | 0 | 144812.6411 | 0 | 60166.3343 | 179120.1854 | 27507.0235 | 60663.1886 | 16192.2386 | 26.4167 | 16165.8372 | 0 | 411.8992 | 197.9874
AirCldScrewChlr-1.407kwpton-VarSpd | DEER2023 |  | 2022-03-14 20:36:10+00 | Any | ESe | Old | CZ05 | cAVVG | Cap-Tons | 1 | 149998.5938 | None | 1072474.4442 | 303095 | 324283.0584 | 0 | 205809.4819 | 0 | 60166.3343 | 179120.1854 | 27507.0235 | 60663.1886 | 16192.2386 | 26.4167 | 16165.8372 | 0 | 475.3389 | 228.2688
WtrCldCentChlr-Conv-0.42kwpton | DEER2023 |  | 2022-03-14 21:09:18+00 | Any | ESe | Old | CZ05 | cWVVG | Cap-Tons | 254.9988 | 149998.5938 | None | 984288.645 | 303095 | 324283.0584 | 0 | 94423.5301 | 1198.3497 | 82168.2924 | 179120.5192 | 27506.9158 | 60663.4732 | 16192.3212 | 26.4167 | 16165.921 | 0 | 356.811 | 176.644
WtrCldCentChlr-Conv-0.748kwpton | DEER2023 |  | 2022-03-14 21:09:18+00 | Any | ESe | Old | CZ05 | cWVVG | Cap-Tons | 1 | 149998.5938 | None | 1058148.831 | 303095 | 324283.0584 | 0 | 168219.4757 | 1263.6487 | 82166.7977 | 179120.5192 | 27506.9158 | 60663.4732 | 16192.3212 | 26.4167 | 16165.921 | 0 | 419.1082 | 209.3522
WtrCldCentChlr-Conv-1Cmp-0.439kwpton-VarSpd-CndRlf | DEER2023 |  | 2022-03-14 22:16:50+00 | Any | ESe | Old | CZ05 | cWVVG | Cap-Tons | 254.9988 | 149998.5938 | None | 953124.0345 | 303095 | 324283.0584 | 0 | 60406.4931 | 3482.9333 | 82736.1067 | 179120.5691 | 27506.918 | 60663.4732 | 16192.3198 | 26.4167 | 16165.921 | 0 | 332.8872 | 163.73
WtrCldCentChlr-Conv-1Cmp-0.748kwpton-VarSpd-CndRlf | DEER2023 |  | 2022-03-14 22:16:50+00 | Any | ESe | Old | CZ05 | cWVVG | Cap-Tons | 1 | 149998.5938 | None | 995622.1827 | 303095 | 324283.0584 | 0 | 102850.1178 | 3565.9004 | 82707.5109 | 179120.5691 | 27506.918 | 60663.4732 | 16192.3198 | 26.4167 | 16165.921 | 0 | 370.3634 | 183.1573
WtrCldCentChlr-NoFric-1Cmp-0.439kwpton-VarSpd-CndRlf | DEER2023 |  | 2022-03-14 22:54:12+00 | Any | ESe | Old | CZ05 | cWVVG | Cap-Tons | 254.9988 | 149998.5938 | None | 946624.9502 | 303095 | 324283.0584 | 0 | 56166.088 | 3247.8002 | 80712.6937 | 179120.5069 | 27506.9158 | 60663.4732 | 16192.3212 | 26.4167 | 16165.921 | 0 | 336.5335 | 164.156
WtrCldCentChlr-NoFric-1Cmp-0.748kwpton-VarSpd-CndRlf | DEER2023 |  | 2022-03-14 22:54:12+00 | Any | ESe | Old | CZ05 | cWVVG | Cap-Tons | 1 | 149998.5938 | None | 986117.6087 | 303095 | 324283.0584 | 0 | 95623.8916 | 3320.8263 | 80674.3812 | 179120.5069 | 27506.9158 | 60663.4732 | 16192.3212 | 26.4167 | 16165.921 | 0 | 377.1824 | 184.4287
WtrCldCentChlr-NoFric-2Cmp-0.439kwpton-VarSpd-CndRlf | DEER2023 |  | 2022-03-14 23:25:13+00 | Any | ESe | Old | CZ05 | cWVVG | Cap-Tons | 254.9988 | 149998.5938 | None | 946410.3409 | 303095 | 324283.0584 | 0 | 55985.5206 | 3249.1373 | 80677.1824 | 179120.5069 | 27506.9158 | 60663.4732 | 16192.3212 | 26.4167 | 16165.921 | 0 | 337.7836 | 164.5368
WtrCldCentChlr-NoFric-2Cmp-0.748kwpton-VarSpd-CndRlf | DEER2023 |  | 2022-03-14 23:25:13+00 | Any | ESe | Old | CZ05 | cWVVG | Cap-Tons | 1 | 149998.5938 | None | 985788.8723 | 303095 | 324283.0584 | 0 | 95326.3925 | 3323.1611 | 80640.8361 | 179120.5069 | 27506.9158 | 60663.4732 | 16192.3212 | 26.4167 | 16165.921 | 0 | 379.3123 | 185.0774
WtrCldRecipChlr-0.42kwpton | DEER2023 |  | 2022-03-14 23:49:47+00 | Any | ESe | Old | CZ05 | cWVVG | Cap-Tons | 254.9988 | 149998.5938 | None | 965004.1301 | 303095 | 324283.0584 | 0 | 75719.5922 | 1152.6006 | 81632.9375 | 179120.815 | 27507.0526 | 60663.1886 | 16192.2376 | 26.4167 | 16165.8362 | 0 | 351.641 | 172.3624
WtrCldRecipChlr-0.748kwpton | DEER2023 |  | 2022-03-14 23:49:47+00 | Any | ESe | Old | CZ05 | cWVVG | Cap-Tons | 1 | 149998.5938 | None | 1024039.1286 | 303095 | 324283.0584 | 0 | 134738.025 | 1200.4756 | 81601.8796 | 179120.815 | 27507.0526 | 60663.1886 | 16192.2376 | 26.4167 | 16165.8362 | 0 | 410.1814 | 201.5328
WtrCldScrewChlr-0.42kwpton | DEER2023 |  | 2022-03-15 00:09:29+00 | Any | ESe | Old | CZ05 | cWVVG | Cap-Tons | 254.9988 | 149998.5938 | None | 973546.2236 | 303095 | 324283.0584 | 0 | 84352.359 | 1170.9514 | 81524.1608 | 179120.6386 | 27507.0348 | 60663.1886 | 16192.2386 | 26.4167 | 16165.8372 | 0 | 358.832 | 176.8804
WtrCldScrewChlr-0.748kwpton | DEER2023 |  | 2022-03-15 00:09:29+00 | Any | ESe | Old | CZ05 | cWVVG | Cap-Tons | 1 | 149998.5938 | None | 1039121.4011 | 303095 | 324283.0584 | 0 | 149921.2084 | 1234.808 | 81466.3197 | 179120.6386 | 27507.0348 | 60663.1886 | 16192.2386 | 26.4167 | 16165.8372 | 0 | 423.0011 | 209.5746
WtrCldScrewChlr-0.439kwpton-VarSpd | DEER2023 |  | 2022-03-15 00:41:21+00 | Any | ESe | Old | CZ05 | cWVVG | Cap-Tons | 254.9988 | 149998.5938 | None | 961724.4732 | 303095 | 324283.0584 | 0 | 70399.0188 | 1239.8871 | 83523.3889 | 179183.9065 | 27520.4125 | 60663.2778 | 16192.7581 | 26.4167 | 16166.3567 | 0 | 345.7721 | 169.6553
WtrCldScrewChlr-0.748kwpton-VarSpd | DEER2023 |  | 2022-03-15 00:41:21+00 | Any | ESe | Old | CZ05 | cWVVG | Cap-Tons | 1 | 149998.5938 | None | 1011050.0177 | 303095 | 324283.0584 | 0 | 119722.4958 | 1275.4575 | 83489.6951 | 179183.9065 | 27520.4125 | 60663.2778 | 16192.7581 | 26.4167 | 16166.3567 | 0 | 393.8843 | 193.4992
AirCldRecipChlr-0.95kwpton | DEER2023 |  | 2022-03-14 18:21:41+00 | Any | ESe | Old | CZ06 | cAVVG | Cap-Tons | 405.5866 | 149998.5938 | None | 1141321.2397 | 303095 | 325655.3647 | 0 | 218295.6569 | 0 | 99391.3692 | 194883.4267 | 48214.1385 | 30714.3176 | 10241.4633 | 26.4167 | 10215.0513 | 0 | 441.0702 | 244.659
AirCldRecipChlr-1.407kwpton | DEER2023 |  | 2022-03-14 18:21:41+00 | Any | ESe | Old | CZ06 | cAVVG | Cap-Tons | 1 | 149998.5938 | None | 1246332.2284 | 303095 | 325655.3647 | 0 | 323307.2927 | 0 | 99391.3692 | 194883.4267 | 48214.1385 | 30714.3176 | 10241.4633 | 26.4167 | 10215.0513 | 0 | 524.1914 | 295.784
AirCldScrewChlr-0.95kwpton | DEER2023 |  | 2022-03-14 19:29:42+00 | Any | ESe | Old | CZ06 | cAVVG | Cap-Tons | 405.5866 | 149998.5938 | None | 1202025.2138 | 303095 | 325655.3647 | 0 | 278999.5817 | 0 | 99391.3692 | 194883.4267 | 48214.1385 | 30714.3176 | 10241.4633 | 26.4167 | 10215.0513 | 0 | 459.6083 | 255.5825
AirCldScrewChlr-1.407kwpton | DEER2023 |  | 2022-03-14 19:29:42+00 | Any | ESe | Old | CZ06 | cAVVG | Cap-Tons | 1 | 149998.5938 | None | 1336238.3529 | 303095 | 325655.3647 | 0 | 413212.9616 | 0 | 99391.3692 | 194883.4267 | 48214.1385 | 30714.3176 | 10241.4633 | 26.4167 | 10215.0513 | 0 | 551.647 | 311.9627
AirCldScrewChlr-0.99kwpton-VarSpd | DEER2023 |  | 2022-03-14 20:36:10+00 | Any | ESe | Old | CZ06 | cAVVG | Cap-Tons | 405.5866 | 149998.5938 | None | 1213772.0097 | 303095 | 325655.3647 | 0 | 290746.8695 | 0 | 99391.3692 | 194883.4267 | 48214.1385 | 30714.3176 | 10241.4633 | 26.4167 | 10215.0513 | 0 | 467.6643 | 260.5174
AirCldScrewChlr-1.407kwpton-VarSpd | DEER2023 |  | 2022-03-14 20:36:10+00 | Any | ESe | Old | CZ06 | cAVVG | Cap-Tons | 1 | 149998.5938 | None | 1336238.3529 | 303095 | 325655.3647 | 0 | 413212.9616 | 0 | 99391.3692 | 194883.4267 | 48214.1385 | 30714.3176 | 10241.4633 | 26.4167 | 10215.0513 | 0 | 551.647 | 311.9627
WtrCldCentChlr-Conv-0.42kwpton | DEER2023 |  | 2022-03-14 21:09:18+00 | Any | ESe | Old | CZ06 | cWVVG | Cap-Tons | 405.5866 | 149998.5938 | None | 1155887.4596 | 303095 | 325655.3647 | 0 | 182902.6291 | 3390.1772 | 145960.2705 | 194883.169 | 48214.1385 | 30714.3176 | 10241.4712 | 26.4167 | 10215.0513 | 0 | 402.257 | 219.4442
WtrCldCentChlr-Conv-0.748kwpton | DEER2023 |  | 2022-03-14 21:09:18+00 | Any | ESe | Old | CZ06 | cWVVG | Cap-Tons | 1 | 149998.5938 | None | 1298895.9848 | 303095 | 325655.3647 | 0 | 325766.3046 | 3544.8746 | 145950.5373 | 194883.169 | 48214.1385 | 30714.3176 | 10241.4712 | 26.4167 | 10215.0513 | 0 | 486.7098 | 271.4117
WtrCldCentChlr-Conv-1Cmp-0.439kwpton-VarSpd-CndRlf | DEER2023 |  | 2022-03-14 22:16:50+00 | Any | ESe | Old | CZ06 | cWVVG | Cap-Tons | 405.5866 | 149998.5938 | None | 1072349.0105 | 303095 | 325655.3647 | 0 | 87946.3531 | 12670.6309 | 148098.0991 | 194883.4267 | 48214.1385 | 30714.3176 | 10241.4633 | 26.4167 | 10215.0513 | 0 | 359.1473 | 196.4179
WtrCldCentChlr-Conv-1Cmp-0.748kwpton-VarSpd-CndRlf | DEER2023 |  | 2022-03-14 22:16:50+00 | Any | ESe | Old | CZ06 | cWVVG | Cap-Tons | 1 | 149998.5938 | None | 1134276.578 | 303095 | 325655.3647 | 0 | 149634.3853 | 12950.8469 | 148056.9924 | 194883.4267 | 48214.1385 | 30714.3176 | 10241.4633 | 26.4167 | 10215.0513 | 0 | 398.7132 | 222.1246
WtrCldCentChlr-NoFric-1Cmp-0.439kwpton-VarSpd-CndRlf | DEER2023 |  | 2022-03-14 22:54:12+00 | Any | ESe | Old | CZ06 | cWVVG | Cap-Tons | 405.5866 | 149998.5938 | None | 1069058.5961 | 303095 | 325655.3647 | 0 | 90952.3486 | 11885.6167 | 142587.2268 | 194883.4267 | 48214.1385 | 30714.3176 | 10241.4633 | 26.4167 | 10215.0513 | 0 | 368.6527 | 200.2104
WtrCldCentChlr-NoFric-1Cmp-0.748kwpton-VarSpd-CndRlf | DEER2023 |  | 2022-03-14 22:54:12+00 | Any | ESe | Old | CZ06 | cWVVG | Cap-Tons | 1 | 149998.5938 | None | 1133128.4647 | 303095 | 325655.3647 | 0 | 154837.2306 | 12159.1116 | 142498.6957 | 194883.4267 | 48214.1385 | 30714.3176 | 10241.4633 | 26.4167 | 10215.0513 | 0 | 416.6042 | 231.3007
WtrCldCentChlr-NoFric-2Cmp-0.439kwpton-VarSpd-CndRlf | DEER2023 |  | 2022-03-14 23:25:13+00 | Any | ESe | Old | CZ06 | cWVVG | Cap-Tons | 405.5866 | 149998.5938 | None | 1070077.5033 | 303095 | 325655.3647 | 0 | 92053.3053 | 11896.2877 | 142493.9724 | 194883.4267 | 48214.1385 | 30714.3176 | 10241.4633 | 26.4167 | 10215.0513 | 0 | 370.9601 | 200.608
WtrCldCentChlr-NoFric-2Cmp-0.748kwpton-VarSpd-CndRlf | DEER2023 |  | 2022-03-14 23:25:13+00 | Any | ESe | Old | CZ06 | cWVVG | Cap-Tons | 1 | 149998.5938 | None | 1134926.7155 | 303095 | 325655.3647 | 0 | 156720.8865 | 12177.262 | 142394.6085 | 194883.4267 | 48214.1385 | 30714.3176 | 10241.4633 | 26.4167 | 10215.0513 | 0 | 420.5378 | 231.9815
WtrCldRecipChlr-0.42kwpton | DEER2023 |  | 2022-03-14 23:49:47+00 | Any | ESe | Old | CZ06 | cWVVG | Cap-Tons | 405.5866 | 149998.5938 | None | 1109129.9026 | 303095 | 325655.3647 | 0 | 138822.9687 | 3131.5069 | 143541.3207 | 194883.4267 | 48214.1385 | 30714.3176 | 10241.4633 | 26.4167 | 10215.0513 | 0 | 386.5573 | 208.8733
WtrCldRecipChlr-0.748kwpton | DEER2023 |  | 2022-03-14 23:49:47+00 | Any | ESe | Old | CZ06 | cWVVG | Cap-Tons | 1 | 149998.5938 | None | 1217395.1811 | 303095 | 325655.3647 | 0 | 247028.3961 | 3224.1094 | 143508.3072 | 194883.4267 | 48214.1385 | 30714.3176 | 10241.4633 | 26.4167 | 10215.0513 | 0 | 460.2772 | 253.6832
WtrCldScrewChlr-0.42kwpton | DEER2023 |  | 2022-03-15 00:09:29+00 | Any | ESe | Old | CZ06 | cWVVG | Cap-Tons | 405.5866 | 149998.5938 | None | 1109870.877 | 303095 | 325655.3647 | 0 | 139953.7374 | 3134.9908 | 143148.5644 | 194883.4267 | 48214.1385 | 30714.3176 | 10241.4633 | 26.4167 | 10215.0513 | 0 | 393.9465 | 210.7244
WtrCldScrewChlr-0.748kwpton | DEER2023 |  | 2022-03-15 00:09:29+00 | Any | ESe | Old | CZ06 | cWVVG | Cap-Tons | 1 | 149998.5938 | None | 1218084.5147 | 303095 | 325655.3647 | 0 | 248172.541 | 3246.5978 | 143031.7773 | 194883.4267 | 48214.1385 | 30714.3176 | 10241.4633 | 26.4167 | 10215.0513 | 0 | 473.4562 | 257.0063
WtrCldScrewChlr-0.439kwpton-VarSpd | DEER2023 |  | 2022-03-15 00:41:21+00 | Any | ESe | Old | CZ06 | cWVVG | Cap-Tons | 405.5866 | 149998.5938 | None | 1085831.8061 | 303095 | 325655.3647 | 0 | 109143.8134 | 3533.0269 | 149520.7804 | 194883.4267 | 48214.1385 | 30714.3176 | 10241.4633 | 26.4167 | 10215.0513 | 0 | 365.4964 | 200.1508
WtrCldScrewChlr-0.748kwpton-VarSpd | DEER2023 |  | 2022-03-15 00:41:21+00 | Any | ESe | Old | CZ06 | cWVVG | Cap-Tons | 1 | 149998.5938 | None | 1162184.2882 | 303095 | 325655.3647 | 0 | 185538.3565 | 3571.104 | 149440.5406 | 194883.4267 | 48214.1385 | 30714.3176 | 10241.4633 | 26.4167 | 10215.0513 | 0 | 415.4292 | 231.3795
AirCldRecipChlr-0.95kwpton | DEER2023 |  | 2022-03-14 18:21:41+00 | Any | ESe | Old | CZ07 | cAVVG | Cap-Tons | 380.4572 | 149998.5938 | None | 1111804.7383 | 303095 | 322029.582 | 0 | 203803.1021 | 0 | 95027.1578 | 187849.8028 | 45221.7779 | 28134.8497 | 8902.3042 | 26.4167 | 8875.8855 | 0 | 440.4093 | 223.0405
AirCldRecipChlr-1.407kwpton | DEER2023 |  | 2022-03-14 18:21:41+00 | Any | ESe | Old | CZ07 | cAVVG | Cap-Tons | 1 | 149998.5938 | None | 1209844.8635 | 303095 | 322029.582 | 0 | 301843.0938 | 0 | 95027.1578 | 187849.8028 | 45221.7779 | 28134.8497 | 8902.3042 | 26.4167 | 8875.8855 | 0 | 525.1833 | 268.3293
AirCldScrewChlr-0.95kwpton | DEER2023 |  | 2022-03-14 19:29:42+00 | Any | ESe | Old | CZ07 | cAVVG | Cap-Tons | 380.4572 | 149998.5938 | None | 1147839.4809 | 303095 | 322029.582 | 0 | 239837.7921 | 0 | 95027.1578 | 187849.8028 | 45221.7779 | 28134.8497 | 8902.3042 | 26.4167 | 8875.8855 | 0 | 452.0746 | 227.684
AirCldScrewChlr-1.407kwpton | DEER2023 |  | 2022-03-14 19:29:42+00 | Any | ESe | Old | CZ07 | cAVVG | Cap-Tons | 1 | 149998.5938 | None | 1263214.1466 | 303095 | 322029.582 | 0 | 355212.2659 | 0 | 95027.1578 | 187849.8028 | 45221.7779 | 28134.8497 | 8902.3042 | 26.4167 | 8875.8855 | 0 | 542.46 | 275.2066
AirCldScrewChlr-0.99kwpton-VarSpd | DEER2023 |  | 2022-03-14 20:36:10+00 | Any | ESe | Old | CZ07 | cAVVG | Cap-Tons | 380.4572 | 149998.5938 | None | 1157937.937 | 303095 | 322029.582 | 0 | 249936.1653 | 0 | 95027.1578 | 187849.8028 | 45221.7779 | 28134.8497 | 8902.3042 | 26.4167 | 8875.8855 | 0 | 459.986 | 231.8436
AirCldScrewChlr-1.407kwpton-VarSpd | DEER2023 |  | 2022-03-14 20:36:10+00 | Any | ESe | Old | CZ07 | cAVVG | Cap-Tons | 1 | 149998.5938 | None | 1263214.1466 | 303095 | 322029.582 | 0 | 355212.2659 | 0 | 95027.1578 | 187849.8028 | 45221.7779 | 28134.8497 | 8902.3042 | 26.4167 | 8875.8855 | 0 | 542.46 | 275.2066
WtrCldCentChlr-Conv-0.42kwpton | DEER2023 |  | 2022-03-14 21:09:18+00 | Any | ESe | Old | CZ07 | cWVVG | Cap-Tons | 380.4572 | 149998.5938 | None | 1128203.9075 | 303095 | 322029.582 | 0 | 175053.2333 | 2252.8191 | 137922.7555 | 187849.8028 | 45221.7779 | 28134.8497 | 8902.3042 | 26.4167 | 8875.8855 | 0 | 398.0753 | 200.8602
WtrCldCentChlr-Conv-0.748kwpton | DEER2023 |  | 2022-03-14 21:09:18+00 | Any | ESe | Old | CZ07 | cWVVG | Cap-Tons | 1 | 149998.5938 | None | 1265193.6907 | 303095 | 322029.582 | 0 | 311936.3069 | 2382.6928 | 137900.147 | 187849.8028 | 45221.7779 | 28134.8497 | 8902.3042 | 26.4167 | 8875.8855 | 0 | 483.7929 | 247.5084
WtrCldCentChlr-Conv-1Cmp-0.439kwpton-VarSpd-CndRlf | DEER2023 |  | 2022-03-14 22:16:50+00 | Any | ESe | Old | CZ07 | cWVVG | Cap-Tons | 380.4572 | 149998.5938 | None | 1074039.5658 | 303095 | 322029.582 | 0 | 113994.6865 | 8152.7115 | 138917.3267 | 187849.8028 | 45221.7779 | 28134.8497 | 8902.3042 | 26.4167 | 8875.8855 | 0 | 367.5673 | 188.2374
WtrCldCentChlr-Conv-1Cmp-0.748kwpton-VarSpd-CndRlf | DEER2023 |  | 2022-03-14 22:16:50+00 | Any | ESe | Old | CZ07 | cWVVG | Cap-Tons | 1 | 149998.5938 | None | 1154364.5415 | 303095 | 322029.582 | 0 | 194114.028 | 8380.2078 | 138895.8937 | 187849.8028 | 45221.7779 | 28134.8497 | 8902.3042 | 26.4167 | 8875.8855 | 0 | 417.7521 | 218.454
WtrCldCentChlr-NoFric-1Cmp-0.439kwpton-VarSpd-CndRlf | DEER2023 |  | 2022-03-14 22:54:12+00 | Any | ESe | Old | CZ07 | cWVVG | Cap-Tons | 380.4572 | 149998.5938 | None | 1052305.1451 | 303095 | 322029.582 | 0 | 96698.4953 | 7581.7087 | 135050.8548 | 187849.8028 | 45221.7779 | 28134.8497 | 8902.3042 | 26.4167 | 8875.8855 | 0 | 371.9854 | 187.6374
WtrCldCentChlr-NoFric-1Cmp-0.748kwpton-VarSpd-CndRlf | DEER2023 |  | 2022-03-14 22:54:12+00 | Any | ESe | Old | CZ07 | cWVVG | Cap-Tons | 1 | 149998.5938 | None | 1120342.5026 | 303095 | 322029.582 | 0 | 164652.7669 | 7752.7162 | 134962.4133 | 187849.8028 | 45221.7779 | 28134.8497 | 8902.3042 | 26.4167 | 8875.8855 | 0 | 425.8606 | 218.0229
WtrCldCentChlr-NoFric-2Cmp-0.439kwpton-VarSpd-CndRlf | DEER2023 |  | 2022-03-14 23:25:13+00 | Any | ESe | Old | CZ07 | cWVVG | Cap-Tons | 380.4572 | 149998.5938 | None | 1050197.5648 | 303095 | 322029.582 | 0 | 94653.4044 | 7576.2348 | 134993.5927 | 187849.8028 | 45221.7779 | 28134.8497 | 8902.3042 | 26.4167 | 8875.8855 | 0 | 373.8196 | 188.0532
WtrCldCentChlr-NoFric-2Cmp-0.748kwpton-VarSpd-CndRlf | DEER2023 |  | 2022-03-14 23:25:13+00 | Any | ESe | Old | CZ07 | cWVVG | Cap-Tons | 1 | 149998.5938 | None | 1116767.4409 | 303095 | 322029.582 | 0 | 161174.8628 | 7743.7253 | 134874.3963 | 187849.8028 | 45221.7779 | 28134.8497 | 8902.3042 | 26.4167 | 8875.8855 | 0 | 429.0026 | 218.7354
WtrCldRecipChlr-0.42kwpton | DEER2023 |  | 2022-03-14 23:49:47+00 | Any | ESe | Old | CZ07 | cWVVG | Cap-Tons | 380.4572 | 149998.5938 | None | 1082710.0681 | 303095 | 322029.582 | 0 | 130923.3871 | 2133.7744 | 136678.3922 | 187849.8028 | 45221.7779 | 28134.8497 | 8902.3042 | 26.4167 | 8875.8855 | 0 | 388.2815 | 195.3954
WtrCldRecipChlr-0.748kwpton | DEER2023 |  | 2022-03-14 23:49:47+00 | Any | ESe | Old | CZ07 | cWVVG | Cap-Tons | 1 | 149998.5938 | None | 1184736.8556 | 303095 | 322029.582 | 0 | 232934.1767 | 2214.8226 | 136613.7347 | 187849.8028 | 45221.7779 | 28134.8497 | 8902.3042 | 26.4167 | 8875.8855 | 0 | 466.7477 | 237.5897
WtrCldScrewChlr-0.42kwpton | DEER2023 |  | 2022-03-15 00:09:29+00 | Any | ESe | Old | CZ07 | cWVVG | Cap-Tons | 380.4572 | 149998.5938 | None | 1100267.5862 | 303095 | 322029.582 | 0 | 148626.4413 | 2175.9385 | 136490.6012 | 187849.8028 | 45221.7779 | 28134.8497 | 8902.3042 | 26.4167 | 8875.8855 | 0 | 401.4353 | 201.5043
WtrCldScrewChlr-0.748kwpton | DEER2023 |  | 2022-03-15 00:09:29+00 | Any | ESe | Old | CZ07 | cWVVG | Cap-Tons | 1 | 149998.5938 | None | 1215743.5168 | 303095 | 322029.582 | 0 | 264073.0538 | 2293.0379 | 136402.7412 | 187849.8028 | 45221.7779 | 28134.8497 | 8902.3042 | 26.4167 | 8875.8855 | 0 | 490.2034 | 248.4899
WtrCldScrewChlr-0.439kwpton-VarSpd | DEER2023 |  | 2022-03-15 00:41:21+00 | Any | ESe | Old | CZ07 | cWVVG | Cap-Tons | 380.4572 | 149998.5938 | None | 1082363.0855 | 303095 | 322029.582 | 0 | 126898.5649 | 2320.7163 | 140169.1607 | 187849.8028 | 45221.7779 | 28134.8497 | 8902.3042 | 26.4167 | 8875.8855 | 0 | 380.1533 | 193.409
WtrCldScrewChlr-0.748kwpton-VarSpd | DEER2023 |  | 2022-03-15 00:41:21+00 | Any | ESe | Old | CZ07 | cWVVG | Cap-Tons | 1 | 149998.5938 | None | 1171244.8126 | 303095 | 322029.582 | 0 | 215772.9137 | 2383.542 | 140113.6462 | 187849.8028 | 45221.7779 | 28134.8497 | 8902.3042 | 26.4167 | 8875.8855 | 0 | 444.5194 | 229.5483
AirCldRecipChlr-0.95kwpton | DEER2023 |  | 2022-03-14 18:21:41+00 | Any | ESe | Old | CZ08 | cAVVG | Cap-Tons | 429.8502 | 149998.5938 | None | 1279021.0413 | 303095 | 325631.5071 | 0 | 322634.9938 | 0 | 119325.0445 | 208334.9623 | 60755.9794 | 27803.6188 | 9609.5214 | 26.4167 | 9583.1072 | 0 | 524.5646 | 275.2465
AirCldRecipChlr-1.407kwpton | DEER2023 |  | 2022-03-14 18:21:41+00 | Any | ESe | Old | CZ08 | cAVVG | Cap-Tons | 1 | 149998.5938 | None | 1434225.6958 | 303095 | 325631.5071 | 0 | 477839.4374 | 0 | 119325.0445 | 208334.9623 | 60755.9794 | 27803.6188 | 9609.5214 | 26.4167 | 9583.1072 | 0 | 642.7934 | 338.0914
AirCldScrewChlr-0.95kwpton | DEER2023 |  | 2022-03-14 19:29:42+00 | Any | ESe | Old | CZ08 | cAVVG | Cap-Tons | 429.8502 | 149998.5938 | None | 1322271.5589 | 303095 | 325631.5071 | 0 | 365885.2684 | 0 | 119325.0445 | 208334.9623 | 60755.9794 | 27803.6188 | 9609.5214 | 26.4167 | 9583.1072 | 0 | 538.2031 | 283.4314
AirCldScrewChlr-1.407kwpton | DEER2023 |  | 2022-03-14 19:29:42+00 | Any | ESe | Old | CZ08 | cAVVG | Cap-Tons | 1 | 149998.5938 | None | 1498281.2789 | 303095 | 325631.5071 | 0 | 541895.2036 | 0 | 119325.0445 | 208334.9623 | 60755.9794 | 27803.6188 | 9609.5214 | 26.4167 | 9583.1072 | 0 | 662.9932 | 350.2132
AirCldScrewChlr-0.99kwpton-VarSpd | DEER2023 |  | 2022-03-14 20:36:10+00 | Any | ESe | Old | CZ08 | cAVVG | Cap-Tons | 429.8502 | 149998.5938 | None | 1337677.5169 | 303095 | 325631.5071 | 0 | 381290.9264 | 0 | 119325.0445 | 208334.9623 | 60755.9794 | 27803.6188 | 9609.5214 | 26.4167 | 9583.1072 | 0 | 549.1253 | 289.276
AirCldScrewChlr-1.407kwpton-VarSpd | DEER2023 |  | 2022-03-14 20:36:10+00 | Any | ESe | Old | CZ08 | cAVVG | Cap-Tons | 1 | 149998.5938 | None | 1498281.2789 | 303095 | 325631.5071 | 0 | 541895.2036 | 0 | 119325.0445 | 208334.9623 | 60755.9794 | 27803.6188 | 9609.5214 | 26.4167 | 9583.1072 | 0 | 662.9932 | 350.2132
WtrCldCentChlr-Conv-0.42kwpton | DEER2023 |  | 2022-03-14 21:09:18+00 | Any | ESe | Old | CZ08 | cWVVG | Cap-Tons | 429.8502 | 149998.5938 | None | 1260158.0499 | 303095 | 325631.5071 | 0 | 244517.0176 | 3702.4779 | 174877.0139 | 208334.9623 | 60755.9794 | 27803.6188 | 9609.5214 | 26.4167 | 9583.1072 | 0 | 434.3305 | 237.2307
WtrCldCentChlr-Conv-0.748kwpton | DEER2023 |  | 2022-03-14 21:09:18+00 | Any | ESe | Old | CZ08 | cWVVG | Cap-Tons | 1 | 149998.5938 | None | 1451561.5624 | 303095 | 325631.5071 | 0 | 435699.6704 | 3908.0504 | 174892.5655 | 208334.9623 | 60755.9794 | 27803.6188 | 9609.5214 | 26.4167 | 9583.1072 | 0 | 534.514 | 297.1648
WtrCldCentChlr-Conv-1Cmp-0.439kwpton-VarSpd-CndRlf | DEER2023 |  | 2022-03-14 22:16:50+00 | Any | ESe | Old | CZ08 | cWVVG | Cap-Tons | 429.8502 | 149998.5938 | None | 1187669.4368 | 303095 | 325631.5071 | 0 | 161624.9744 | 12883.2622 | 176099.3764 | 208334.9623 | 60755.9794 | 27803.6188 | 9609.5214 | 26.4167 | 9583.1072 | 0 | 399.9318 | 218.3783
WtrCldCentChlr-Conv-1Cmp-0.748kwpton-VarSpd-CndRlf | DEER2023 |  | 2022-03-14 22:16:50+00 | Any | ESe | Old | CZ08 | cWVVG | Cap-Tons | 1 | 149998.5938 | None | 1301627.6176 | 303095 | 325631.5071 | 0 | 275211.8828 | 13279.3482 | 176075.0736 | 208334.9623 | 60755.9794 | 27803.6188 | 9609.5214 | 26.4167 | 9583.1072 | 0 | 460.303 | 256.4836
WtrCldCentChlr-NoFric-1Cmp-0.439kwpton-VarSpd-CndRlf | DEER2023 |  | 2022-03-14 22:54:12+00 | Any | ESe | Old | CZ08 | cWVVG | Cap-Tons | 429.8502 | 149998.5938 | None | 1164473.3433 | 303095 | 325631.5071 | 0 | 144037.9146 | 12168.0313 | 171205.9839 | 208334.9623 | 60755.9794 | 27803.6188 | 9609.5214 | 26.4167 | 9583.1072 | 0 | 404.8819 | 215.8296
WtrCldCentChlr-NoFric-1Cmp-0.748kwpton-VarSpd-CndRlf | DEER2023 |  | 2022-03-14 22:54:12+00 | Any | ESe | Old | CZ08 | cWVVG | Cap-Tons | 1 | 149998.5938 | None | 1265966.2048 | 303095 | 325631.5071 | 0 | 245250.0745 | 12504.6204 | 171149.9444 | 208334.9623 | 60755.9794 | 27803.6188 | 9609.5214 | 26.4167 | 9583.1072 | 0 | 469.4595 | 252.9948
WtrCldCentChlr-NoFric-2Cmp-0.439kwpton-VarSpd-CndRlf | DEER2023 |  | 2022-03-14 23:25:13+00 | Any | ESe | Old | CZ08 | cWVVG | Cap-Tons | 429.8502 | 149998.5938 | None | 1162692.6582 | 303095 | 325631.5071 | 0 | 142305.1493 | 12164.1157 | 171161.7392 | 208334.9623 | 60755.9794 | 27803.6188 | 9609.5214 | 26.4167 | 9583.1072 | 0 | 406.9212 | 216.0059
WtrCldCentChlr-NoFric-2Cmp-0.748kwpton-VarSpd-CndRlf | DEER2023 |  | 2022-03-14 23:25:13+00 | Any | ESe | Old | CZ08 | cWVVG | Cap-Tons | 1 | 149998.5938 | None | 1262947.152 | 303095 | 325631.5071 | 0 | 242302.5243 | 12498.7654 | 171084.7612 | 208334.9623 | 60755.9794 | 27803.6188 | 9609.5214 | 26.4167 | 9583.1072 | 0 | 472.9487 | 253.2971
WtrCldRecipChlr-0.42kwpton | DEER2023 |  | 2022-03-14 23:49:47+00 | Any | ESe | Old | CZ08 | cWVVG | Cap-Tons | 429.8502 | 149998.5938 | None | 1206444.5947 | 303095 | 325631.5071 | 0 | 191861.3787 | 3576.1355 | 173945.2264 | 208334.9623 | 60755.9794 | 27803.6188 | 9609.5214 | 26.4167 | 9583.1072 | 0 | 424.1654 | 228.492
WtrCldRecipChlr-0.748kwpton | DEER2023 |  | 2022-03-14 23:49:47+00 | Any | ESe | Old | CZ08 | cWVVG | Cap-Tons | 1 | 149998.5938 | None | 1356127.8985 | 303095 | 325631.5071 | 0 | 341442.3426 | 3718.1478 | 173905.9083 | 208334.9623 | 60755.9794 | 27803.6188 | 9609.5214 | 26.4167 | 9583.1072 | 0 | 516.8361 | 280.7
WtrCldScrewChlr-0.42kwpton | DEER2023 |  | 2022-03-15 00:09:29+00 | Any | ESe | Old | CZ08 | cWVVG | Cap-Tons | 429.8502 | 149998.5938 | None | 1233258.313 | 303095 | 325631.5071 | 0 | 218829.8535 | 3639.1095 | 173727.5256 | 208334.9623 | 60755.9794 | 27803.6188 | 9609.5214 | 26.4167 | 9583.1072 | 0 | 438.5389 | 237.6753
WtrCldScrewChlr-0.748kwpton | DEER2023 |  | 2022-03-15 00:09:29+00 | Any | ESe | Old | CZ08 | cWVVG | Cap-Tons | 1 | 149998.5938 | None | 1403658.8233 | 303095 | 325631.5071 | 0 | 389096.0038 | 3835.1352 | 173666.6833 | 208334.9623 | 60755.9794 | 27803.6188 | 9609.5214 | 26.4167 | 9583.1072 | 0 | 542.4642 | 297.081
WtrCldScrewChlr-0.439kwpton-VarSpd | DEER2023 |  | 2022-03-15 00:41:21+00 | Any | ESe | Old | CZ08 | cWVVG | Cap-Tons | 429.8502 | 149998.5938 | None | 1202732.9867 | 303095 | 325631.5071 | 0 | 183786.4979 | 3822.481 | 178061.9553 | 208334.9623 | 60755.9794 | 27803.6188 | 9609.5214 | 26.4167 | 9583.1072 | 0 | 415.5182 | 225.8431
WtrCldScrewChlr-0.748kwpton-VarSpd | DEER2023 |  | 2022-03-15 00:41:21+00 | Any | ESe | Old | CZ08 | cWVVG | Cap-Tons | 1 | 149998.5938 | None | 1331711.791 | 303095 | 325631.5071 | 0 | 312673.8236 | 3935.7147 | 178040.5799 | 208334.9623 | 60755.9794 | 27803.6188 | 9609.5214 | 26.4167 | 9583.1072 | 0 | 492.2758 | 270.3654
AirCldRecipChlr-0.95kwpton | DEER2023 |  | 2022-03-14 18:21:41+00 | Any | ESe | Old | CZ09 | cAVVG | Cap-Tons | 516.8663 | 149998.5938 | None | 1238028.6257 | 303095 | 325544.3207 | 0 | 268330.2335 | 0 | 126753.1294 | 214306.7172 | 62850.9722 | 39699.8787 | 10990.7587 | 26.4167 | 10964.3476 | 0 | 521.7081 | 304.5089
AirCldRecipChlr-1.407kwpton | DEER2023 |  | 2022-03-14 18:21:41+00 | Any | ESe | Old | CZ09 | cAVVG | Cap-Tons | 1 | 149998.5938 | None | 1367109.6318 | 303095 | 325544.3207 | 0 | 397411.0995 | 0 | 126753.1294 | 214306.7172 | 62850.9722 | 39699.8787 | 10990.7587 | 26.4167 | 10964.3476 | 0 | 637.3159 | 377.9099
AirCldScrewChlr-0.95kwpton | DEER2023 |  | 2022-03-14 19:29:42+00 | Any | ESe | Old | CZ09 | cAVVG | Cap-Tons | 516.8663 | 149998.5938 | None | 1310716.3748 | 303095 | 325544.3207 | 0 | 341018.1436 | 0 | 126753.1294 | 214306.7466 | 62850.9722 | 39699.8787 | 10990.7577 | 26.4167 | 10964.3466 | 0 | 531.4522 | 315.3329
AirCldScrewChlr-1.407kwpton | DEER2023 |  | 2022-03-14 19:29:42+00 | Any | ESe | Old | CZ09 | cAVVG | Cap-Tons | 1 | 149998.5938 | None | 1474763.9118 | 303095 | 325544.3207 | 0 | 505065.8214 | 0 | 126753.1294 | 214306.7466 | 62850.9722 | 39699.8787 | 10990.7577 | 26.4167 | 10964.3466 | 0 | 651.7475 | 393.9411
AirCldScrewChlr-0.99kwpton-VarSpd | DEER2023 |  | 2022-03-14 20:36:10+00 | Any | ESe | Old | CZ09 | cAVVG | Cap-Tons | 516.8663 | 149998.5938 | None | 1325074.8408 | 303095 | 325544.3207 | 0 | 355376.845 | 0 | 126753.1294 | 214306.7466 | 62850.9722 | 39699.8787 | 10990.7577 | 26.4167 | 10964.3466 | 0 | 541.9808 | 322.2136
AirCldScrewChlr-1.407kwpton-VarSpd | DEER2023 |  | 2022-03-14 20:36:10+00 | Any | ESe | Old | CZ09 | cAVVG | Cap-Tons | 1 | 149998.5938 | None | 1474763.9118 | 303095 | 325544.3207 | 0 | 505065.8214 | 0 | 126753.1294 | 214306.7466 | 62850.9722 | 39699.8787 | 10990.7577 | 26.4167 | 10964.3466 | 0 | 651.7475 | 393.9411
WtrCldCentChlr-Conv-0.42kwpton | DEER2023 |  | 2022-03-14 21:09:18+00 | Any | ESe | Old | CZ09 | cWVVG | Cap-Tons | 516.8663 | 149998.5938 | None | 1245285.1802 | 303095 | 325544.3207 | 0 | 217743.7168 | 1010.7118 | 183584.9487 | 214306.6804 | 62850.9711 | 39699.8787 | 10990.7587 | 26.4167 | 10964.3476 | 0 | 404.1573 | 243.7463
WtrCldCentChlr-Conv-0.748kwpton | DEER2023 |  | 2022-03-14 21:09:18+00 | Any | ESe | Old | CZ09 | cWVVG | Cap-Tons | 1 | 149998.5938 | None | 1415477.7744 | 303095 | 325544.3207 | 0 | 387894.7629 | 1052.3551 | 183585.2948 | 214306.6804 | 62850.9711 | 39699.8787 | 10990.7587 | 26.4167 | 10964.3476 | 0 | 488.8713 | 304.8783
WtrCldCentChlr-Conv-1Cmp-0.439kwpton-VarSpd-CndRlf | DEER2023 |  | 2022-03-14 22:16:50+00 | Any | ESe | Old | CZ09 | cWVVG | Cap-Tons | 516.8663 | 149998.5938 | None | 1146240.7891 | 303095 | 325544.3207 | 0 | 114245.4101 | 3609.2002 | 185440.551 | 214306.7466 | 62850.9722 | 39699.8787 | 10990.7577 | 26.4167 | 10964.3466 | 0 | 381.8794 | 219.2854
WtrCldCentChlr-Conv-1Cmp-0.748kwpton-VarSpd-CndRlf | DEER2023 |  | 2022-03-14 22:16:50+00 | Any | ESe | Old | CZ09 | cWVVG | Cap-Tons | 1 | 149998.5938 | None | 1225560.4809 | 303095 | 325544.3207 | 0 | 193761.4027 | 3606.2763 | 185246.9523 | 214306.7466 | 62850.9722 | 39699.8787 | 10990.7577 | 26.4167 | 10964.3466 | 0 | 439.5103 | 255.9127
WtrCldCentChlr-NoFric-1Cmp-0.439kwpton-VarSpd-CndRlf | DEER2023 |  | 2022-03-14 22:54:12+00 | Any | ESe | Old | CZ09 | cWVVG | Cap-Tons | 516.8663 | 149998.5938 | None | 1128316.4228 | 303095 | 325544.3207 | 0 | 103756.4947 | 3077.7948 | 178536.5304 | 214306.7466 | 62850.9722 | 39699.8787 | 10990.7577 | 26.4167 | 10964.3466 | 0 | 384.4737 | 219.0922
WtrCldCentChlr-NoFric-1Cmp-0.748kwpton-VarSpd-CndRlf | DEER2023 |  | 2022-03-14 22:54:12+00 | Any | ESe | Old | CZ09 | cWVVG | Cap-Tons | 1 | 149998.5938 | None | 1200435.9286 | 303095 | 325544.3207 | 0 | 176082.538 | 3068.2279 | 178339.3105 | 214306.7466 | 62850.9722 | 39699.8787 | 10990.7577 | 26.4167 | 10964.3466 | 0 | 446.4318 | 256.7482
WtrCldCentChlr-NoFric-2Cmp-0.439kwpton-VarSpd-CndRlf | DEER2023 |  | 2022-03-14 23:25:13+00 | Any | ESe | Old | CZ09 | cWVVG | Cap-Tons | 516.8663 | 149998.5938 | None | 1125255.299 | 303095 | 325544.3207 | 0 | 100946.8171 | 3077.5588 | 178284.8677 | 214306.7466 | 62850.9722 | 39699.8787 | 10990.7577 | 26.4167 | 10964.3466 | 0 | 385.4487 | 219.648
WtrCldCentChlr-NoFric-2Cmp-0.748kwpton-VarSpd-CndRlf | DEER2023 |  | 2022-03-14 23:25:13+00 | Any | ESe | Old | CZ09 | cWVVG | Cap-Tons | 1 | 149998.5938 | None | 1195466.8967 | 303095 | 325544.3207 | 0 | 171401.7344 | 3068.3475 | 178051.4905 | 214306.7466 | 62850.9722 | 39699.8787 | 10990.7577 | 26.4167 | 10964.3466 | 0 | 448.094 | 257.7059
WtrCldRecipChlr-0.42kwpton | DEER2023 |  | 2022-03-14 23:49:47+00 | Any | ESe | Old | CZ09 | cWVVG | Cap-Tons | 516.8663 | 149998.5938 | None | 1182017.4268 | 303095 | 325544.3207 | 0 | 154899.8932 | 969.9191 | 183201.9089 | 214306.7466 | 62850.9722 | 39699.8787 | 10990.7577 | 26.4167 | 10964.3466 | 0 | 403.3812 | 235.4755
WtrCldRecipChlr-0.748kwpton | DEER2023 |  | 2022-03-14 23:49:47+00 | Any | ESe | Old | CZ09 | cWVVG | Cap-Tons | 1 | 149998.5938 | None | 1302328.0862 | 303095 | 325544.3207 | 0 | 275234.1685 | 984.216 | 183163.9908 | 214306.7466 | 62850.9722 | 39699.8787 | 10990.7577 | 26.4167 | 10964.3466 | 0 | 486.2973 | 290.1948
WtrCldScrewChlr-0.42kwpton | DEER2023 |  | 2022-03-15 00:09:29+00 | Any | ESe | Old | CZ09 | cWVVG | Cap-Tons | 516.8663 | 149998.5938 | None | 1183099.036 | 303095 | 325544.3207 | 0 | 156713.9181 | 981.4941 | 182458.3996 | 214306.7466 | 62850.9722 | 39699.8787 | 10990.7577 | 26.4167 | 10964.3466 | 0 | 406.2557 | 239.0616
WtrCldScrewChlr-0.748kwpton | DEER2023 |  | 2022-03-15 00:09:29+00 | Any | ESe | Old | CZ09 | cWVVG | Cap-Tons | 1 | 149998.5938 | None | 1302823.9141 | 303095 | 325544.3207 | 0 | 276793.4877 | 1013.6192 | 182072.2397 | 214306.7466 | 62850.9722 | 39699.8787 | 10990.7577 | 26.4167 | 10964.3466 | 0 | 491.4704 | 296.5136
WtrCldScrewChlr-0.439kwpton-VarSpd | DEER2023 |  | 2022-03-15 00:41:21+00 | Any | ESe | Old | CZ09 | cWVVG | Cap-Tons | 516.8663 | 149998.5938 | None | 1152503.5138 | 303095 | 325544.3207 | 0 | 122831.6266 | 1047.2619 | 185679.1049 | 214306.7466 | 62850.9722 | 39699.8787 | 10990.7577 | 26.4167 | 10964.3466 | 0 | 388.6585 | 225.5574
WtrCldScrewChlr-0.748kwpton-VarSpd | DEER2023 |  | 2022-03-15 00:41:21+00 | Any | ESe | Old | CZ09 | cWVVG | Cap-Tons | 1 | 149998.5938 | None | 1237469.9354 | 303095 | 325544.3207 | 0 | 208050.9818 | 1034.0212 | 185439.7494 | 214306.7466 | 62850.9722 | 39699.8787 | 10990.7577 | 26.4167 | 10964.3466 | 0 | 446.8753 | 266.1245
AirCldRecipChlr-0.95kwpton | DEER2023 |  | 2022-03-14 18:21:41+00 | Any | ESe | Old | CZ10 | cAVVG | Cap-Tons | 450.81 | 149998.5938 | None | 1300825.4064 | 303095 | 319589.7369 | 0 | 345335.1544 | 0 | 120050.0083 | 212755.1095 | 63006.5848 | 41371.85 | 12676.5213 | 26.4167 | 12650.1079 | 0 | 212.0364 | 172.9465
AirCldRecipChlr-1.407kwpton | DEER2023 |  | 2022-03-14 18:21:41+00 | Any | ESe | Old | CZ10 | cAVVG | Cap-Tons | 1 | 149998.5938 | None | 1466949.3978 | 303095 | 319589.7369 | 0 | 511459.4874 | 0 | 120050.0083 | 212755.1095 | 63006.5848 | 41371.85 | 12676.5213 | 26.4167 | 12650.1079 | 0 | 269.1415 | 219.6486
AirCldScrewChlr-0.95kwpton | DEER2023 |  | 2022-03-14 19:29:42+00 | Any | ESe | Old | CZ10 | cAVVG | Cap-Tons | 452.5737 | 149998.5938 | None | 1341915.1544 | 303095 | 319589.7369 | 0 | 386425.7456 | 0 | 120049.8916 | 212755.1095 | 63006.5848 | 41371.85 | 12676.5213 | 26.4167 | 12650.1079 | 0 | 220.6293 | 180.7882
AirCldScrewChlr-1.407kwpton | DEER2023 |  | 2022-03-14 19:29:42+00 | Any | ESe | Old | CZ10 | cAVVG | Cap-Tons | 1 | 149998.5938 | None | 1527806.4965 | 303095 | 319589.7369 | 0 | 572316.7503 | 0 | 120049.8916 | 212755.1095 | 63006.5848 | 41371.85 | 12676.5213 | 26.4167 | 12650.1079 | 0 | 281.8681 | 231.262
AirCldScrewChlr-0.99kwpton-VarSpd | DEER2023 |  | 2022-03-14 20:36:10+00 | Any | ESe | Old | CZ10 | cAVVG | Cap-Tons | 452.5737 | 149998.5938 | None | 1358185.6682 | 303095 | 319589.7369 | 0 | 402696.2522 | 0 | 120049.8916 | 212755.1095 | 63006.5848 | 41371.85 | 12676.5213 | 26.4167 | 12650.1079 | 0 | 225.9891 | 185.2057
AirCldScrewChlr-1.407kwpton-VarSpd | DEER2023 |  | 2022-03-14 20:36:10+00 | Any | ESe | Old | CZ10 | cAVVG | Cap-Tons | 1 | 149998.5938 | None | 1527806.4965 | 303095 | 319589.7369 | 0 | 572316.7503 | 0 | 120049.8916 | 212755.1095 | 63006.5848 | 41371.85 | 12676.5213 | 26.4167 | 12650.1079 | 0 | 281.8681 | 231.262
WtrCldCentChlr-Conv-0.42kwpton | DEER2023 |  | 2022-03-14 21:09:18+00 | Any | ESe | Old | CZ10 | cWVVG | Cap-Tons | 460.6191 | 149998.5938 | None | 1259053.243 | 303095 | 319589.7369 | 0 | 246023.8905 | 2920.9083 | 174668.559 | 212755.1095 | 63006.5848 | 41371.85 | 12676.5213 | 26.4167 | 12650.1079 | 0 | 168.5554 | 146.2582
WtrCldCentChlr-Conv-0.748kwpton | DEER2023 |  | 2022-03-14 21:09:18+00 | Any | ESe | Old | CZ10 | cWVVG | Cap-Tons | 1 | 149998.5938 | None | 1451605.566 | 303095 | 319589.7369 | 0 | 438417.118 | 3082.529 | 174666.2842 | 212755.1095 | 63006.5848 | 41371.85 | 12676.5213 | 26.4167 | 12650.1079 | 0 | 217.0419 | 191.2002
WtrCldCentChlr-Conv-1Cmp-0.439kwpton-VarSpd-CndRlf | DEER2023 |  | 2022-03-14 22:16:50+00 | Any | ESe | Old | CZ10 | cWVVG | Cap-Tons | 460.6191 | 149998.5938 | None | 1188327.7773 | 303095 | 319589.7369 | 0 | 167570.8396 | 9571.7416 | 175745.4561 | 212755.1095 | 63006.5848 | 41371.85 | 12676.5213 | 26.4167 | 12650.1079 | 0 | 150.7279 | 128.5263
WtrCldCentChlr-Conv-1Cmp-0.748kwpton-VarSpd-CndRlf | DEER2023 |  | 2022-03-14 22:16:50+00 | Any | ESe | Old | CZ10 | cWVVG | Cap-Tons | 1 | 149998.5938 | None | 1306351.369 | 303095 | 319589.7369 | 0 | 285363.564 | 9849.9126 | 175698.2202 | 212755.1095 | 63006.5848 | 41371.85 | 12676.5213 | 26.4167 | 12650.1079 | 0 | 178.1959 | 153.666
WtrCldCentChlr-NoFric-1Cmp-0.439kwpton-VarSpd-CndRlf | DEER2023 |  | 2022-03-14 22:54:12+00 | Any | ESe | Old | CZ10 | cWVVG | Cap-Tons | 460.6191 | 149998.5938 | None | 1162667.4423 | 303095 | 319589.7369 | 0 | 147892.7586 | 8900.0233 | 170434.6066 | 212755.1095 | 63006.5848 | 41371.85 | 12676.5213 | 26.4167 | 12650.1079 | 0 | 150.3157 | 126.2803
WtrCldCentChlr-NoFric-1Cmp-0.748kwpton-VarSpd-CndRlf | DEER2023 |  | 2022-03-14 22:54:12+00 | Any | ESe | Old | CZ10 | cWVVG | Cap-Tons | 1 | 149998.5938 | None | 1266731.1032 | 303095 | 319589.7369 | 0 | 251792.3488 | 9126.7901 | 170372.2271 | 212755.1095 | 63006.5848 | 41371.85 | 12676.5213 | 26.4167 | 12650.1079 | 0 | 178.5884 | 150.8911
WtrCldCentChlr-NoFric-2Cmp-0.439kwpton-VarSpd-CndRlf | DEER2023 |  | 2022-03-14 23:25:13+00 | Any | ESe | Old | CZ10 | cWVVG | Cap-Tons | 460.6191 | 149998.5938 | None | 1160014.3178 | 303095 | 319589.7369 | 0 | 145349.7405 | 8894.8043 | 170329.5991 | 212755.1095 | 63006.5848 | 41371.85 | 12676.5213 | 26.4167 | 12650.1079 | 0 | 150.9355 | 126.4245
WtrCldCentChlr-NoFric-2Cmp-0.748kwpton-VarSpd-CndRlf | DEER2023 |  | 2022-03-14 23:25:13+00 | Any | ESe | Old | CZ10 | cWVVG | Cap-Tons | 1 | 149998.5938 | None | 1262214.9601 | 303095 | 319589.7369 | 0 | 247423.6578 | 9118.3025 | 170232.955 | 212755.1095 | 63006.5848 | 41371.85 | 12676.5213 | 26.4167 | 12650.1079 | 0 | 179.6444 | 151.1367
WtrCldRecipChlr-0.42kwpton | DEER2023 |  | 2022-03-14 23:49:47+00 | Any | ESe | Old | CZ10 | cWVVG | Cap-Tons | 460.6191 | 149998.5938 | None | 1205864.2601 | 303095 | 319589.7369 | 0 | 193530.969 | 2837.4372 | 174055.8727 | 212755.1095 | 63006.5848 | 41371.85 | 12676.5213 | 26.4167 | 12650.1079 | 0 | 160.3064 | 136.0015
WtrCldRecipChlr-0.748kwpton | DEER2023 |  | 2022-03-14 23:49:47+00 | Any | ESe | Old | CZ10 | cWVVG | Cap-Tons | 1 | 149998.5938 | None | 1356743.846 | 303095 | 319589.7369 | 0 | 344364.756 | 2950.0925 | 173989.5352 | 212755.1095 | 63006.5848 | 41371.85 | 12676.5213 | 26.4167 | 12650.1079 | 0 | 202.7177 | 173.3016
WtrCldScrewChlr-0.42kwpton | DEER2023 |  | 2022-03-15 00:09:29+00 | Any | ESe | Old | CZ10 | cWVVG | Cap-Tons | 460.6191 | 149998.5938 | None | 1233387.0604 | 303095 | 319589.7369 | 0 | 221301.0377 | 2891.4362 | 173754.9674 | 212755.1095 | 63006.5848 | 41371.85 | 12676.5213 | 26.4167 | 12650.1079 | 0 | 169.6744 | 145.0151
WtrCldScrewChlr-0.748kwpton | DEER2023 |  | 2022-03-15 00:09:29+00 | Any | ESe | Old | CZ10 | cWVVG | Cap-Tons | 1 | 149998.5938 | None | 1405599.4367 | 303095 | 319589.7369 | 0 | 393474.6743 | 3051.2297 | 173633.8555 | 212755.1095 | 63006.5848 | 41371.85 | 12676.5213 | 26.4167 | 12650.1079 | 0 | 219.4311 | 189.3904
WtrCldScrewChlr-0.439kwpton-VarSpd | DEER2023 |  | 2022-03-15 00:41:21+00 | Any | ESe | Old | CZ10 | cWVVG | Cap-Tons | 460.6191 | 149998.5938 | None | 1200937.0161 | 303095 | 319589.7369 | 0 | 184745.371 | 3026.3635 | 177725.4082 | 212755.1095 | 63006.5848 | 41371.85 | 12676.5213 | 26.4167 | 12650.1079 | 0 | 157.0011 | 133.513
WtrCldScrewChlr-0.748kwpton-VarSpd | DEER2023 |  | 2022-03-15 00:41:21+00 | Any | ESe | Old | CZ10 | cWVVG | Cap-Tons | 1 | 149998.5938 | None | 1330439.5432 | 303095 | 319589.7369 | 0 | 314204.8028 | 3113.0725 | 177681.8811 | 212755.1095 | 63006.5848 | 41371.85 | 12676.5213 | 26.4167 | 12650.1079 | 0 | 192.2487 | 164.7342
AirCldRecipChlr-0.95kwpton | DEER2023 |  | 2022-03-14 18:21:41+00 | Any | ESe | Old | CZ11 | cAVVG | Cap-Tons | 429.0508 | 149998.5938 | None | 1234026.7136 | 303095 | 322503.1489 | 0 | 282862.7834 | 0 | 104387.8522 | 221177.8552 | 63027.301 | 72125.2423 | 21246.249 | 26.4167 | 21219.85 | 0 | 206.4859 | 192.238
AirCldRecipChlr-1.407kwpton | DEER2023 |  | 2022-03-14 18:21:41+00 | Any | ESe | Old | CZ11 | cAVVG | Cap-Tons | 1 | 149998.5938 | None | 1370098.4854 | 303095 | 322503.1489 | 0 | 418934.767 | 0 | 104387.8522 | 221177.8552 | 63027.301 | 72125.2423 | 21246.249 | 26.4167 | 21219.85 | 0 | 262.062 | 247.351
AirCldScrewChlr-0.95kwpton | DEER2023 |  | 2022-03-14 19:29:42+00 | Any | ESe | Old | CZ11 | cAVVG | Cap-Tons | 429.0508 | 149998.5938 | None | 1287877.2719 | 303095 | 322503.1489 | 0 | 336713.4337 | 0 | 104387.8522 | 221177.7273 | 63027.301 | 72125.2423 | 21246.256 | 26.4167 | 21219.857 | 0 | 218.9478 | 204.4772
AirCldScrewChlr-1.407kwpton | DEER2023 |  | 2022-03-14 19:29:42+00 | Any | ESe | Old | CZ11 | cAVVG | Cap-Tons | 1 | 149998.5938 | None | 1449853.499 | 303095 | 322503.1489 | 0 | 498690.2328 | 0 | 104387.8522 | 221177.7273 | 63027.301 | 72125.2423 | 21246.256 | 26.4167 | 21219.857 | 0 | 280.5179 | 265.4779
AirCldScrewChlr-0.99kwpton-VarSpd | DEER2023 |  | 2022-03-14 20:36:10+00 | Any | ESe | Old | CZ11 | cAVVG | Cap-Tons | 429.0508 | 149998.5938 | None | 1302054.1684 | 303095 | 322503.1489 | 0 | 350890.7371 | 0 | 104387.8522 | 221177.7273 | 63027.301 | 72125.2423 | 21246.256 | 26.4167 | 21219.857 | 0 | 224.3368 | 209.8164
AirCldScrewChlr-1.407kwpton-VarSpd | DEER2023 |  | 2022-03-14 20:36:10+00 | Any | ESe | Old | CZ11 | cAVVG | Cap-Tons | 1 | 149998.5938 | None | 1449853.499 | 303095 | 322503.1489 | 0 | 498690.2328 | 0 | 104387.8522 | 221177.7273 | 63027.301 | 72125.2423 | 21246.256 | 26.4167 | 21219.857 | 0 | 280.5179 | 265.4779
WtrCldCentChlr-Conv-0.42kwpton | DEER2023 |  | 2022-03-14 21:09:18+00 | Any | ESe | Old | CZ11 | cWVVG | Cap-Tons | 429.0508 | 149998.5938 | None | 1188817.207 | 303095 | 322503.1489 | 0 | 192015.5579 | 1550.8201 | 148475.012 | 221177.8108 | 63027.301 | 72125.2423 | 21246.249 | 26.4167 | 21219.85 | 0 | 159.0032 | 145.9274
WtrCldCentChlr-Conv-0.748kwpton | DEER2023 |  | 2022-03-14 21:09:18+00 | Any | ESe | Old | CZ11 | cWVVG | Cap-Tons | 1 | 149998.5938 | None | 1338863.588 | 303095 | 322503.1489 | 0 | 341968.0677 | 1612.0076 | 148507.4357 | 221177.8108 | 63027.301 | 72125.2423 | 21246.249 | 26.4167 | 21219.85 | 0 | 202.7603 | 189.862
WtrCldCentChlr-Conv-1Cmp-0.439kwpton-VarSpd-CndRlf | DEER2023 |  | 2022-03-14 22:16:50+00 | Any | ESe | Old | CZ11 | cWVVG | Cap-Tons | 429.0508 | 149998.5938 | None | 1103288.3309 | 303095 | 322503.1489 | 0 | 101418.0702 | 4669.0448 | 150425.3883 | 221177.8211 | 63027.301 | 72125.2423 | 21246.2524 | 26.4167 | 21219.8518 | 0 | 133.2611 | 120.1346
WtrCldCentChlr-Conv-1Cmp-0.748kwpton-VarSpd-CndRlf | DEER2023 |  | 2022-03-14 22:16:50+00 | Any | ESe | Old | CZ11 | cWVVG | Cap-Tons | 1 | 149998.5938 | None | 1174085.4999 | 303095 | 322503.1489 | 0 | 172307.3068 | 4697.1356 | 150305.5181 | 221177.8211 | 63027.301 | 72125.2423 | 21246.2524 | 26.4167 | 21219.8518 | 0 | 153.4478 | 140.4752
WtrCldCentChlr-NoFric-1Cmp-0.439kwpton-VarSpd-CndRlf | DEER2023 |  | 2022-03-14 22:54:12+00 | Any | ESe | Old | CZ11 | cWVVG | Cap-Tons | 429.0508 | 149998.5938 | None | 1100079.2209 | 303095 | 322503.1489 | 0 | 105045.8803 | 4071.2391 | 144186.2872 | 221177.8552 | 63027.301 | 72125.2423 | 21246.249 | 26.4167 | 21219.85 | 0 | 136.7769 | 123.6909
WtrCldCentChlr-NoFric-1Cmp-0.748kwpton-VarSpd-CndRlf | DEER2023 |  | 2022-03-14 22:54:12+00 | Any | ESe | Old | CZ11 | cWVVG | Cap-Tons | 1 | 149998.5938 | None | 1173550.0269 | 303095 | 322503.1489 | 0 | 178557.2734 | 4104.1726 | 144112.6825 | 221177.8552 | 63027.301 | 72125.2423 | 21246.249 | 26.4167 | 21219.85 | 0 | 159.8523 | 146.9473
WtrCldCentChlr-NoFric-2Cmp-0.439kwpton-VarSpd-CndRlf | DEER2023 |  | 2022-03-14 23:25:13+00 | Any | ESe | Old | CZ11 | cWVVG | Cap-Tons | 429.0508 | 149998.5938 | None | 1100192.6654 | 303095 | 322503.1489 | 0 | 105290.3077 | 4075.9781 | 144050.7708 | 221177.8552 | 63027.301 | 72125.2423 | 21246.249 | 26.4167 | 21219.85 | 0 | 137.9398 | 124.8625
WtrCldCentChlr-NoFric-2Cmp-0.748kwpton-VarSpd-CndRlf | DEER2023 |  | 2022-03-14 23:25:13+00 | Any | ESe | Old | CZ11 | cWVVG | Cap-Tons | 1 | 149998.5938 | None | 1173903.1395 | 303095 | 322503.1489 | 0 | 179079.201 | 4112.4047 | 143935.8445 | 221177.8552 | 63027.301 | 72125.2423 | 21246.249 | 26.4167 | 21219.85 | 0 | 161.8338 | 148.9438
WtrCldRecipChlr-0.42kwpton | DEER2023 |  | 2022-03-14 23:49:47+00 | Any | ESe | Old | CZ11 | cWVVG | Cap-Tons | 429.0508 | 149998.5938 | None | 1146852.1718 | 303095 | 322503.1489 | 0 | 150355.2853 | 1510.2611 | 148210.676 | 221177.8552 | 63027.301 | 72125.2423 | 21246.249 | 26.4167 | 21219.85 | 0 | 151.3127 | 138.3022
WtrCldRecipChlr-0.748kwpton | DEER2023 |  | 2022-03-14 23:49:47+00 | Any | ESe | Old | CZ11 | cWVVG | Cap-Tons | 1 | 149998.5938 | None | 1263856.0703 | 303095 | 322503.1489 | 0 | 267381.667 | 1544.9395 | 148153.264 | 221177.8552 | 63027.301 | 72125.2423 | 21246.249 | 26.4167 | 21219.85 | 0 | 189.1373 | 176.3521
WtrCldScrewChlr-0.42kwpton | DEER2023 |  | 2022-03-15 00:09:29+00 | Any | ESe | Old | CZ11 | cWVVG | Cap-Tons | 429.0508 | 149998.5938 | None | 1153084.9356 | 303095 | 322503.1489 | 0 | 157239.6558 | 1517.1809 | 147552.4749 | 221177.8552 | 63027.301 | 72125.2423 | 21246.249 | 26.4167 | 21219.85 | 0 | 158.0218 | 145.016
WtrCldScrewChlr-0.748kwpton | DEER2023 |  | 2022-03-15 00:09:29+00 | Any | ESe | Old | CZ11 | cWVVG | Cap-Tons | 1 | 149998.5938 | None | 1274455.1965 | 303095 | 322503.1489 | 0 | 278739.3795 | 1571.8518 | 147368.2083 | 221177.8552 | 63027.301 | 72125.2423 | 21246.249 | 26.4167 | 21219.85 | 0 | 201.1041 | 188.3225
WtrCldScrewChlr-0.439kwpton-VarSpd | DEER2023 |  | 2022-03-15 00:41:21+00 | Any | ESe | Old | CZ11 | cWVVG | Cap-Tons | 429.0508 | 149998.5938 | None | 1116836.8619 | 303095 | 322503.1489 | 0 | 116762.4723 | 1652.7032 | 151645.5381 | 221177.8552 | 63027.301 | 72125.2423 | 21246.249 | 26.4167 | 21219.85 | 0 | 140.769 | 127.7256
WtrCldScrewChlr-0.748kwpton-VarSpd | DEER2023 |  | 2022-03-15 00:41:21+00 | Any | ESe | Old | CZ11 | cWVVG | Cap-Tons | 1 | 149998.5938 | None | 1198176.3099 | 303095 | 322503.1489 | 0 | 198209.7685 | 1653.9433 | 151536.708 | 221177.8552 | 63027.301 | 72125.2423 | 21246.249 | 26.4167 | 21219.85 | 0 | 167.2556 | 154.3969
AirCldRecipChlr-0.95kwpton | DEER2023 |  | 2022-03-14 18:21:41+00 | Any | ESe | Old | CZ12 | cAVVG | Cap-Tons | 390.9677 | 149998.5938 | None | 1178772.4748 | 303095 | 323458.6238 | 0 | 248365.1242 | 0 | 94111.1771 | 209742.8948 | 51240.5445 | 71209.9396 | 19641.4708 | 26.4167 | 19615.072 | 0 | 209.2728 | 191.4058
AirCldRecipChlr-1.407kwpton | DEER2023 |  | 2022-03-14 18:21:41+00 | Any | ESe | Old | CZ12 | cAVVG | Cap-Tons | 1 | 149998.5938 | None | 1298248.854 | 303095 | 323458.6238 | 0 | 367841.7703 | 0 | 94111.1771 | 209742.8948 | 51240.5445 | 71209.9396 | 19641.4708 | 26.4167 | 19615.072 | 0 | 267.1087 | 247.1665
AirCldScrewChlr-0.95kwpton | DEER2023 |  | 2022-03-14 19:29:42+00 | Any | ESe | Old | CZ12 | cAVVG | Cap-Tons | 390.9677 | 149998.5938 | None | 1209236.3065 | 303095 | 323458.6238 | 0 | 278828.8696 | 0 | 94110.7569 | 209742.8948 | 51240.5445 | 71209.9396 | 19641.4708 | 26.4167 | 19615.072 | 0 | 217.2257 | 198.9444
AirCldScrewChlr-1.407kwpton | DEER2023 |  | 2022-03-14 19:29:42+00 | Any | ESe | Old | CZ12 | cAVVG | Cap-Tons | 1 | 149998.5938 | None | 1343366.9586 | 303095 | 323458.6238 | 0 | 412960.1742 | 0 | 94110.7569 | 209742.8948 | 51240.5445 | 71209.9396 | 19641.4708 | 26.4167 | 19615.072 | 0 | 278.8876 | 258.3312
AirCldScrewChlr-0.99kwpton-VarSpd | DEER2023 |  | 2022-03-14 20:36:10+00 | Any | ESe | Old | CZ12 | cAVVG | Cap-Tons | 390.9677 | 149998.5938 | None | 1220976.4967 | 303095 | 323458.6238 | 0 | 290569.0069 | 0 | 94110.7569 | 209742.8948 | 51240.5445 | 71209.9396 | 19641.4708 | 26.4167 | 19615.072 | 0 | 222.6223 | 204.1419
AirCldScrewChlr-1.407kwpton-VarSpd | DEER2023 |  | 2022-03-14 20:36:10+00 | Any | ESe | Old | CZ12 | cAVVG | Cap-Tons | 1 | 149998.5938 | None | 1343366.9586 | 303095 | 323458.6238 | 0 | 412960.1742 | 0 | 94110.7569 | 209742.8948 | 51240.5445 | 71209.9396 | 19641.4708 | 26.4167 | 19615.072 | 0 | 278.8876 | 258.3312
WtrCldCentChlr-Conv-0.42kwpton | DEER2023 |  | 2022-03-14 21:09:18+00 | Any | ESe | Old | CZ12 | cWVVG | Cap-Tons | 393.5345 | 149998.5938 | None | 1148029.1036 | 303095 | 323458.6238 | 0 | 176582.3556 | 1997.633 | 133152.8177 | 209742.8948 | 51240.5445 | 71209.9396 | 19641.4708 | 26.4167 | 19615.072 | 0 | 157.8605 | 143.8282
WtrCldCentChlr-Conv-0.748kwpton | DEER2023 |  | 2022-03-14 21:09:18+00 | Any | ESe | Old | CZ12 | cWVVG | Cap-Tons | 1 | 149998.5938 | None | 1286204.297 | 303095 | 323458.6238 | 0 | 314660.7618 | 2101.9993 | 133145.8372 | 209742.8948 | 51240.5445 | 71209.9396 | 19641.4708 | 26.4167 | 19615.072 | 0 | 202.8102 | 188.473
WtrCldCentChlr-Conv-1Cmp-0.439kwpton-VarSpd-CndRlf | DEER2023 |  | 2022-03-14 22:16:50+00 | Any | ESe | Old | CZ12 | cWVVG | Cap-Tons | 393.5345 | 149998.5938 | None | 1096864.6364 | 303095 | 323458.6238 | 0 | 120035.4156 | 6535.9279 | 133997.6102 | 209742.8948 | 51240.5445 | 71209.9396 | 19641.4708 | 26.4167 | 19615.072 | 0 | 143.1745 | 128.3415
WtrCldCentChlr-Conv-1Cmp-0.748kwpton-VarSpd-CndRlf | DEER2023 |  | 2022-03-14 22:16:50+00 | Any | ESe | Old | CZ12 | cWVVG | Cap-Tons | 1 | 149998.5938 | None | 1181352.8795 | 303095 | 323458.6238 | 0 | 204388.0552 | 6708.2768 | 133960.7251 | 209742.8948 | 51240.5445 | 71209.9396 | 19641.4708 | 26.4167 | 19615.072 | 0 | 169.9411 | 154.8298
WtrCldCentChlr-NoFric-1Cmp-0.439kwpton-VarSpd-CndRlf | DEER2023 |  | 2022-03-14 22:54:12+00 | Any | ESe | Old | CZ12 | cWVVG | Cap-Tons | 393.5344 | 149998.5938 | None | 1083714.1258 | 303095 | 323458.6238 | 0 | 107205.3856 | 6376.825 | 133835.8008 | 209742.8948 | 51240.5445 | 71209.9396 | 19641.4708 | 26.4167 | 19615.072 | 0 | 144.4571 | 129.5584
WtrCldCentChlr-NoFric-1Cmp-0.748kwpton-VarSpd-CndRlf | DEER2023 |  | 2022-03-14 22:54:12+00 | Any | ESe | Old | CZ12 | cWVVG | Cap-Tons | 1 | 149998.5938 | None | 1159066.4524 | 303095 | 323458.6238 | 0 | 182481.8658 | 6519.1545 | 133769.212 | 209742.8948 | 51240.5445 | 71209.9396 | 19641.4708 | 26.4167 | 19615.072 | 0 | 172.4458 | 157.2011
WtrCldCentChlr-NoFric-2Cmp-0.439kwpton-VarSpd-CndRlf | DEER2023 |  | 2022-03-14 23:25:13+00 | Any | ESe | Old | CZ12 | cWVVG | Cap-Tons | 393.5344 | 149998.5938 | None | 1082049.1699 | 303095 | 323458.6238 | 0 | 105573.2426 | 6374.4431 | 133804.9697 | 209742.8948 | 51240.5445 | 71209.9396 | 19641.4708 | 26.4167 | 19615.072 | 0 | 145.1847 | 130.2602
WtrCldCentChlr-NoFric-2Cmp-0.748kwpton-VarSpd-CndRlf | DEER2023 |  | 2022-03-14 23:25:13+00 | Any | ESe | Old | CZ12 | cWVVG | Cap-Tons | 1 | 149998.5938 | None | 1156219.6734 | 303095 | 323458.6238 | 0 | 179711.409 | 6515.4827 | 133696.8776 | 209742.8948 | 51240.5445 | 71209.9396 | 19641.4708 | 26.4167 | 19615.072 | 0 | 173.6849 | 158.3964
WtrCldRecipChlr-0.42kwpton | DEER2023 |  | 2022-03-14 23:49:47+00 | Any | ESe | Old | CZ12 | cWVVG | Cap-Tons | 393.5345 | 149998.5938 | None | 1110922.7672 | 303095 | 323458.6238 | 0 | 140039.7248 | 1943.9832 | 132643.242 | 209742.8948 | 51240.5445 | 71209.9396 | 19641.4708 | 26.4167 | 19615.072 | 0 | 152.2666 | 138.0958
WtrCldRecipChlr-0.748kwpton | DEER2023 |  | 2022-03-14 23:49:47+00 | Any | ESe | Old | CZ12 | cWVVG | Cap-Tons | 1 | 149998.5938 | None | 1220050.4828 | 303095 | 323458.6238 | 0 | 249137.1947 | 2018.9143 | 132598.2189 | 209742.8948 | 51240.5445 | 71209.9396 | 19641.4708 | 26.4167 | 19615.072 | 0 | 193.1647 | 178.5813
WtrCldScrewChlr-0.42kwpton | DEER2023 |  | 2022-03-15 00:09:29+00 | Any | ESe | Old | CZ12 | cWVVG | Cap-Tons | 393.5345 | 149998.5938 | None | 1130506.9315 | 303095 | 323458.6238 | 0 | 159792.3873 | 1979.3466 | 132438.4629 | 209742.8948 | 51240.5445 | 71209.9396 | 19641.4708 | 26.4167 | 19615.072 | 0 | 159.7684 | 145.6208
WtrCldScrewChlr-0.748kwpton | DEER2023 |  | 2022-03-15 00:09:29+00 | Any | ESe | Old | CZ12 | cWVVG | Cap-Tons | 1 | 149998.5938 | None | 1254788.3491 | 303095 | 323458.6238 | 0 | 284043.3044 | 2086.4735 | 132362.3309 | 209742.8948 | 51240.5445 | 71209.9396 | 19641.4708 | 26.4167 | 19615.072 | 0 | 206.5531 | 192.0022
WtrCldScrewChlr-0.439kwpton-VarSpd | DEER2023 |  | 2022-03-15 00:41:21+00 | Any | ESe | Old | CZ12 | cWVVG | Cap-Tons | 393.5345 | 149998.5938 | None | 1106487.659 | 303095 | 323458.6238 | 0 | 132756.1991 | 2074.4191 | 135360.9304 | 209742.8948 | 51240.5445 | 71209.9396 | 19641.4708 | 26.4167 | 19615.072 | 0 | 149.6556 | 135.4901
WtrCldScrewChlr-0.748kwpton-VarSpd | DEER2023 |  | 2022-03-15 00:41:21+00 | Any | ESe | Old | CZ12 | cWVVG | Cap-Tons | 1 | 149998.5938 | None | 1199416.8427 | 303095 | 323458.6238 | 0 | 225697.5944 | 2131.7871 | 135291.7973 | 209742.8948 | 51240.5445 | 71209.9396 | 19641.4708 | 26.4167 | 19615.072 | 0 | 184.1062 | 169.5758
AirCldRecipChlr-0.95kwpton | DEER2023 |  | 2022-03-14 18:21:41+00 | Any | ESe | Old | CZ13 | cAVVG | Cap-Tons | 457.1827 | 149998.5938 | None | 1285223.1362 | 303095 | 322187.4322 | 0 | 313690.922 | 0 | 118055.7441 | 228194.0881 | 70674.6108 | 62599.3806 | 17645.7556 | 26.4167 | 17619.3537 | 0 | 208.8588 | 193.6444
AirCldRecipChlr-1.407kwpton | DEER2023 |  | 2022-03-14 18:21:41+00 | Any | ESe | Old | CZ13 | cAVVG | Cap-Tons | 1 | 149998.5938 | None | 1436124.6454 | 303095 | 322187.4322 | 0 | 464592.7485 | 0 | 118055.7441 | 228194.0881 | 70674.6108 | 62599.3806 | 17645.7556 | 26.4167 | 17619.3537 | 0 | 264.779 | 248.7114
AirCldScrewChlr-0.95kwpton | DEER2023 |  | 2022-03-14 19:29:42+00 | Any | ESe | Old | CZ13 | cAVVG | Cap-Tons | 457.1827 | 149998.5938 | None | 1346558.1224 | 303095 | 322187.4322 | 0 | 375026.3297 | 0 | 118055.7441 | 228194.0881 | 70674.6108 | 62599.3806 | 17645.7556 | 26.4167 | 17619.3537 | 0 | 221.9779 | 206.4852
AirCldScrewChlr-1.407kwpton | DEER2023 |  | 2022-03-14 19:29:42+00 | Any | ESe | Old | CZ13 | cAVVG | Cap-Tons | 1 | 149998.5938 | None | 1526965.3571 | 303095 | 322187.4322 | 0 | 555433.5597 | 0 | 118055.7441 | 228194.0881 | 70674.6108 | 62599.3806 | 17645.7556 | 26.4167 | 17619.3537 | 0 | 284.2087 | 267.7296
AirCldScrewChlr-0.99kwpton-VarSpd | DEER2023 |  | 2022-03-14 20:36:10+00 | Any | ESe | Old | CZ13 | cAVVG | Cap-Tons | 457.1827 | 149998.5938 | None | 1362348.8884 | 303095 | 322187.4322 | 0 | 390816.8755 | 0 | 118055.7441 | 228194.0881 | 70674.6108 | 62599.3806 | 17645.7556 | 26.4167 | 17619.3537 | 0 | 227.4248 | 211.8458
AirCldScrewChlr-1.407kwpton-VarSpd | DEER2023 |  | 2022-03-14 20:36:10+00 | Any | ESe | Old | CZ13 | cAVVG | Cap-Tons | 1 | 149998.5938 | None | 1526965.3571 | 303095 | 322187.4322 | 0 | 555433.5597 | 0 | 118055.7441 | 228194.0881 | 70674.6108 | 62599.3806 | 17645.7556 | 26.4167 | 17619.3537 | 0 | 284.2087 | 267.7296
WtrCldCentChlr-Conv-0.42kwpton | DEER2023 |  | 2022-03-14 21:09:18+00 | Any | ESe | Old | CZ13 | cWVVG | Cap-Tons | 460.5575 | 149998.5938 | None | 1246009.5089 | 303095 | 322187.4322 | 0 | 218975.5057 | 2630.2095 | 170927.1748 | 228194.0881 | 70674.6108 | 62599.3806 | 17645.7556 | 26.4167 | 17619.3537 | 0 | 164.6991 | 151.2131
WtrCldCentChlr-Conv-0.748kwpton | DEER2023 |  | 2022-03-14 21:09:18+00 | Any | ESe | Old | CZ13 | cWVVG | Cap-Tons | 1 | 149998.5938 | None | 1417109.5084 | 303095 | 322187.4322 | 0 | 389991.9636 | 2740.5614 | 170900.0291 | 228194.0881 | 70674.6108 | 62599.3806 | 17645.7556 | 26.4167 | 17619.3537 | 0 | 210.1522 | 196.6491
WtrCldCentChlr-Conv-1Cmp-0.439kwpton-VarSpd-CndRlf | DEER2023 |  | 2022-03-14 22:16:50+00 | Any | ESe | Old | CZ13 | cWVVG | Cap-Tons | 460.5575 | 149998.5938 | None | 1145283.9751 | 303095 | 322187.4322 | 0 | 109427.2374 | 9192.8567 | 173187.3758 | 228194.0881 | 70674.6108 | 62599.3806 | 17645.7556 | 26.4167 | 17619.3537 | 0 | 141.5691 | 129.1948
WtrCldCentChlr-Conv-1Cmp-0.748kwpton-VarSpd-CndRlf | DEER2023 |  | 2022-03-14 22:16:50+00 | Any | ESe | Old | CZ13 | cWVVG | Cap-Tons | 1 | 149998.5938 | None | 1222063.1399 | 303095 | 322187.4322 | 0 | 186171.5936 | 9288.484 | 173126.1886 | 228194.0881 | 70674.6108 | 62599.3806 | 17645.7556 | 26.4167 | 17619.3537 | 0 | 161.8216 | 149.6516
WtrCldCentChlr-NoFric-1Cmp-0.439kwpton-VarSpd-CndRlf | DEER2023 |  | 2022-03-14 22:54:12+00 | Any | ESe | Old | CZ13 | cWVVG | Cap-Tons | 460.5575 | 149998.5938 | None | 1142874.8988 | 303095 | 322187.4322 | 0 | 113876.2784 | 8399.6867 | 167122.2497 | 228194.0881 | 70674.6086 | 62599.3806 | 17645.7556 | 26.4167 | 17619.3537 | 0 | 145.5741 | 133.3185
WtrCldCentChlr-NoFric-1Cmp-0.748kwpton-VarSpd-CndRlf | DEER2023 |  | 2022-03-14 22:54:12+00 | Any | ESe | Old | CZ13 | cWVVG | Cap-Tons | 1 | 149998.5938 | None | 1222748.9468 | 303095 | 322187.4322 | 0 | 193787.8902 | 8505.7141 | 166979.0548 | 228194.0881 | 70674.6086 | 62599.3806 | 17645.7556 | 26.4167 | 17619.3537 | 0 | 169.0368 | 156.978
WtrCldCentChlr-NoFric-2Cmp-0.439kwpton-VarSpd-CndRlf | DEER2023 |  | 2022-03-14 23:25:13+00 | Any | ESe | Old | CZ13 | cWVVG | Cap-Tons | 460.5575 | 149998.5938 | None | 1144264.0705 | 303095 | 322187.4322 | 0 | 115315.0528 | 8411.6242 | 167060.7766 | 228194.0881 | 70674.6086 | 62599.3806 | 17645.7556 | 26.4167 | 17619.3537 | 0 | 147.0508 | 134.7828
WtrCldCentChlr-NoFric-2Cmp-0.748kwpton-VarSpd-CndRlf | DEER2023 |  | 2022-03-14 23:25:13+00 | Any | ESe | Old | CZ13 | cWVVG | Cap-Tons | 1 | 149998.5938 | None | 1225169.5841 | 303095 | 322187.4322 | 0 | 196279.9004 | 8526.2834 | 166886.9759 | 228194.0881 | 70674.6086 | 62599.3806 | 17645.7556 | 26.4167 | 17619.3537 | 0 | 171.5526 | 159.4725
WtrCldRecipChlr-0.42kwpton | DEER2023 |  | 2022-03-14 23:49:47+00 | Any | ESe | Old | CZ13 | cWVVG | Cap-Tons | 460.5575 | 149998.5938 | None | 1195963.2388 | 303095 | 322187.4322 | 0 | 169921.9742 | 2496.6401 | 170067.9531 | 228194.0881 | 70674.6108 | 62599.3806 | 17645.7556 | 26.4167 | 17619.3537 | 0 | 156.2927 | 142.7965
WtrCldRecipChlr-0.748kwpton | DEER2023 |  | 2022-03-14 23:49:47+00 | Any | ESe | Old | CZ13 | cWVVG | Cap-Tons | 1 | 149998.5938 | None | 1328291.3686 | 303095 | 322187.4322 | 0 | 302256.4665 | 2558.4044 | 170000.1662 | 228194.0881 | 70674.6108 | 62599.3806 | 17645.7556 | 26.4167 | 17619.3537 | 0 | 195.3738 | 181.8519
WtrCldScrewChlr-0.42kwpton | DEER2023 |  | 2022-03-15 00:09:29+00 | Any | ESe | Old | CZ13 | cWVVG | Cap-Tons | 460.5575 | 149998.5938 | None | 1201587.6231 | 303095 | 322187.4322 | 0 | 176587.5954 | 2488.8912 | 169034.1694 | 228194.0881 | 70674.6108 | 62599.3806 | 17645.7556 | 26.4167 | 17619.3537 | 0 | 162.6694 | 149.1625
WtrCldScrewChlr-0.748kwpton | DEER2023 |  | 2022-03-15 00:09:29+00 | Any | ESe | Old | CZ13 | cWVVG | Cap-Tons | 1 | 149998.5938 | None | 1337934.2656 | 303095 | 322187.4322 | 0 | 313059.0105 | 2574.4271 | 168823.8766 | 228194.0881 | 70674.6108 | 62599.3806 | 17645.7556 | 26.4167 | 17619.3537 | 0 | 206.6728 | 193.135
WtrCldScrewChlr-0.439kwpton-VarSpd | DEER2023 |  | 2022-03-15 00:41:21+00 | Any | ESe | Old | CZ13 | cWVVG | Cap-Tons | 460.5575 | 149998.5938 | None | 1163411.2469 | 303095 | 322187.4322 | 0 | 132472.1318 | 2760.25 | 174702.4545 | 228194.0881 | 70674.6108 | 62599.3806 | 17645.7556 | 26.4167 | 17619.3537 | 0 | 145.2594 | 131.7771
WtrCldScrewChlr-0.748kwpton-VarSpd | DEER2023 |  | 2022-03-15 00:41:21+00 | Any | ESe | Old | CZ13 | cWVVG | Cap-Tons | 1 | 149998.5938 | None | 1255916.4627 | 303095 | 322187.4322 | 0 | 225030.9576 | 2769.3002 | 174639.3859 | 228194.0881 | 70674.6108 | 62599.3806 | 17645.7556 | 26.4167 | 17619.3537 | 0 | 172.4295 | 158.9352
AirCldRecipChlr-0.95kwpton | DEER2023 |  | 2022-03-14 18:21:41+00 | Any | ESe | Old | CZ14 | cAVVG | Cap-Tons | 497.9294 | 149998.5938 | None | 1261443.2892 | 303095 | 321471.1286 | 0 | 290445.2436 | 0 | 121556.6412 | 224875.6308 | 62620.744 | 67653.1712 | 19304.566 | 26.4167 | 19278.166 | 0 | 209.6339 | 185.2388
AirCldRecipChlr-1.407kwpton | DEER2023 |  | 2022-03-14 18:21:41+00 | Any | ESe | Old | CZ14 | cAVVG | Cap-Tons | 1 | 149998.5938 | None | 1401162.6741 | 303095 | 321471.1286 | 0 | 430164.6219 | 0 | 121556.6412 | 224875.6308 | 62620.744 | 67653.1712 | 19304.566 | 26.4167 | 19278.166 | 0 | 265.1442 | 235.8165
AirCldScrewChlr-0.95kwpton | DEER2023 |  | 2022-03-14 19:29:42+00 | Any | ESe | Old | CZ14 | cAVVG | Cap-Tons | 497.9294 | 149998.5938 | None | 1322028.7832 | 303095 | 321471.1286 | 0 | 351030.6048 | 0 | 121556.6412 | 224875.6308 | 62620.744 | 67653.1712 | 19304.566 | 26.4167 | 19278.166 | 0 | 223.6823 | 198.4633
AirCldScrewChlr-1.407kwpton | DEER2023 |  | 2022-03-14 19:29:42+00 | Any | ESe | Old | CZ14 | cAVVG | Cap-Tons | 1 | 149998.5938 | None | 1490893.0622 | 303095 | 321471.1286 | 0 | 519894.7636 | 0 | 121556.6412 | 224875.6308 | 62620.744 | 67653.1712 | 19304.566 | 26.4167 | 19278.166 | 0 | 285.9507 | 255.4019
AirCldScrewChlr-0.99kwpton-VarSpd | DEER2023 |  | 2022-03-14 20:36:10+00 | Any | ESe | Old | CZ14 | cAVVG | Cap-Tons | 497.9294 | 149998.5938 | None | 1336808.8584 | 303095 | 321471.1286 | 0 | 365810.8141 | 0 | 121556.6412 | 224875.6308 | 62620.744 | 67653.1712 | 19304.566 | 26.4167 | 19278.166 | 0 | 229.1325 | 203.4466
AirCldScrewChlr-1.407kwpton-VarSpd | DEER2023 |  | 2022-03-14 20:36:10+00 | Any | ESe | Old | CZ14 | cAVVG | Cap-Tons | 1 | 149998.5938 | None | 1490893.0622 | 303095 | 321471.1286 | 0 | 519894.7636 | 0 | 121556.6412 | 224875.6308 | 62620.744 | 67653.1712 | 19304.566 | 26.4167 | 19278.166 | 0 | 285.9507 | 255.4019
WtrCldCentChlr-Conv-0.42kwpton | DEER2023 |  | 2022-03-14 21:09:18+00 | Any | ESe | Old | CZ14 | cWVVG | Cap-Tons | 497.9294 | 149998.5938 | None | 1219584.1902 | 303095 | 321471.1286 | 0 | 200214.4942 | 458.7552 | 169469.1653 | 224875.6308 | 62620.744 | 67653.1712 | 19304.566 | 26.4167 | 19278.166 | 0 | 167.1754 | 151.554
WtrCldCentChlr-Conv-0.748kwpton | DEER2023 |  | 2022-03-14 21:09:18+00 | Any | ESe | Old | CZ14 | cWVVG | Cap-Tons | 1 | 149998.5938 | None | 1375872.0766 | 303095 | 321471.1286 | 0 | 356381.2999 | 469.5623 | 169579.7605 | 224875.6308 | 62620.744 | 67653.1712 | 19304.566 | 26.4167 | 19278.166 | 0 | 214.6586 | 197.9023
WtrCldCentChlr-Conv-1Cmp-0.439kwpton-VarSpd-CndRlf | DEER2023 |  | 2022-03-14 22:16:50+00 | Any | ESe | Old | CZ14 | cWVVG | Cap-Tons | 497.9294 | 149998.5938 | None | 1133775.371 | 303095 | 321471.1286 | 0 | 111131.8508 | 1779.7743 | 171422.3142 | 224875.6308 | 62620.744 | 67653.1712 | 19304.566 | 26.4167 | 19278.166 | 0 | 138.583 | 123.587
WtrCldCentChlr-Conv-1Cmp-0.748kwpton-VarSpd-CndRlf | DEER2023 |  | 2022-03-14 22:16:50+00 | Any | ESe | Old | CZ14 | cWVVG | Cap-Tons | 1 | 149998.5938 | None | 1210401.3993 | 303095 | 321471.1286 | 0 | 187938.1868 | 1758.2522 | 171263.7456 | 224875.6308 | 62620.744 | 67653.1712 | 19304.566 | 26.4167 | 19278.166 | 0 | 160.2482 | 144.721
WtrCldCentChlr-NoFric-1Cmp-0.439kwpton-VarSpd-CndRlf | DEER2023 |  | 2022-03-14 22:54:12+00 | Any | ESe | Old | CZ14 | cWVVG | Cap-Tons | 497.9294 | 149998.5938 | None | 1119402.2161 | 303095 | 321471.1286 | 0 | 104007.235 | 1435.1906 | 164518.8323 | 224875.5587 | 62613.9262 | 67653.1712 | 19304.566 | 26.4167 | 19278.166 | 0 | 139.0263 | 123.4587
WtrCldCentChlr-NoFric-1Cmp-0.748kwpton-VarSpd-CndRlf | DEER2023 |  | 2022-03-14 22:54:12+00 | Any | ESe | Old | CZ14 | cWVVG | Cap-Tons | 1 | 149998.5938 | None | 1191265.4339 | 303095 | 321471.1286 | 0 | 176046.0557 | 1415.6914 | 164362.9167 | 224875.5587 | 62613.9262 | 67653.1712 | 19304.566 | 26.4167 | 19278.166 | 0 | 162.3483 | 145.8236
WtrCldCentChlr-NoFric-2Cmp-0.439kwpton-VarSpd-CndRlf | DEER2023 |  | 2022-03-14 23:25:13+00 | Any | ESe | Old | CZ14 | cWVVG | Cap-Tons | 497.9294 | 149998.5938 | None | 1116928.8294 | 303095 | 321471.1286 | 0 | 101831.8549 | 1435.5284 | 164220.4746 | 224875.5587 | 62613.9262 | 67653.1712 | 19304.566 | 26.4167 | 19278.166 | 0 | 139.0853 | 123.3546
WtrCldCentChlr-NoFric-2Cmp-0.748kwpton-VarSpd-CndRlf | DEER2023 |  | 2022-03-14 23:25:13+00 | Any | ESe | Old | CZ14 | cWVVG | Cap-Tons | 1 | 149998.5938 | None | 1187492.8524 | 303095 | 321471.1286 | 0 | 172637.9301 | 1416.4363 | 163997.4639 | 224875.5587 | 62613.9262 | 67653.1712 | 19304.566 | 26.4167 | 19278.166 | 0 | 162.4488 | 145.6487
WtrCldRecipChlr-0.42kwpton | DEER2023 |  | 2022-03-14 23:49:47+00 | Any | ESe | Old | CZ14 | cWVVG | Cap-Tons | 497.9294 | 149998.5938 | None | 1169287.6531 | 303095 | 321471.1286 | 0 | 148937.7779 | 480.4399 | 170428.1161 | 224875.6308 | 62620.744 | 67653.1712 | 19304.566 | 26.4167 | 19278.166 | 0 | 155.246 | 139.1284
WtrCldRecipChlr-0.748kwpton | DEER2023 |  | 2022-03-14 23:49:47+00 | Any | ESe | Old | CZ14 | cWVVG | Cap-Tons | 1 | 149998.5938 | None | 1284529.7535 | 303095 | 321471.1286 | 0 | 264311.3901 | 483.1384 | 170293.5693 | 224875.6308 | 62620.744 | 67653.1712 | 19304.566 | 26.4167 | 19278.166 | 0 | 193.1649 | 175.5599
WtrCldScrewChlr-0.42kwpton | DEER2023 |  | 2022-03-15 00:09:29+00 | Any | ESe | Old | CZ14 | cWVVG | Cap-Tons | 497.9294 | 149998.5938 | None | 1168965.2986 | 303095 | 321471.1286 | 0 | 149686.0257 | 481.2374 | 169357.1273 | 224875.6308 | 62620.744 | 67653.1712 | 19304.566 | 26.4167 | 19278.166 | 0 | 164.0899 | 147.6005
WtrCldScrewChlr-0.748kwpton | DEER2023 |  | 2022-03-15 00:09:29+00 | Any | ESe | Old | CZ14 | cWVVG | Cap-Tons | 1 | 149998.5938 | None | 1283066.0577 | 303095 | 321471.1286 | 0 | 264252.2786 | 493.0982 | 168879.2864 | 224875.6308 | 62620.744 | 67653.1712 | 19304.566 | 26.4167 | 19278.166 | 0 | 209.0507 | 190.7422
WtrCldScrewChlr-0.439kwpton-VarSpd | DEER2023 |  | 2022-03-15 00:41:21+00 | Any | ESe | Old | CZ14 | cWVVG | Cap-Tons | 497.9294 | 149998.5938 | None | 1136442.1853 | 303095 | 321471.1286 | 0 | 114592.1674 | 519.161 | 171889.3025 | 224875.6308 | 62620.744 | 67653.1712 | 19304.566 | 26.4167 | 19278.166 | 0 | 144.683 | 129.0044
WtrCldScrewChlr-0.748kwpton-VarSpd | DEER2023 |  | 2022-03-15 00:41:21+00 | Any | ESe | Old | CZ14 | cWVVG | Cap-Tons | 1 | 149998.5938 | None | 1215076.2462 | 303095 | 321471.1286 | 0 | 193553.9014 | 507.7257 | 171573.0775 | 224875.6308 | 62620.744 | 67653.1712 | 19304.566 | 26.4167 | 19278.166 | 0 | 171.0568 | 154.3469
AirCldRecipChlr-0.95kwpton | DEER2023 |  | 2022-03-14 18:21:41+00 | Any | ESe | Old | CZ15 | cAVVG | Cap-Tons | 636.6522 | 149998.5938 | None | 1664227.3742 | 303095 | 319584.4917 | 0 | 587205.8627 | 0 | 197085.7217 | 257256.2857 | 110312.322 | 19347.5529 | 8275.4556 | 26.4167 | 8249.0363 | 0 | 252.4103 | 233.5345
AirCldRecipChlr-1.407kwpton | DEER2023 |  | 2022-03-14 18:21:41+00 | Any | ESe | Old | CZ15 | cAVVG | Cap-Tons | 1 | 149998.5938 | None | 1946703.9247 | 303095 | 319584.4917 | 0 | 869682.6671 | 0 | 197085.7217 | 257256.2857 | 110312.322 | 19347.5529 | 8275.4556 | 26.4167 | 8249.0363 | 0 | 324.4879 | 303
AirCldScrewChlr-0.95kwpton | DEER2023 |  | 2022-03-14 19:29:42+00 | Any | ESe | Old | CZ15 | cAVVG | Cap-Tons | 636.6522 | 149998.5938 | None | 1773336.6226 | 303095 | 319584.4917 | 0 | 696315.6202 | 0 | 197085.7217 | 257256.3792 | 110312.322 | 19347.5529 | 8275.4541 | 26.4167 | 8249.035 | 0 | 273.2657 | 253.3564
AirCldScrewChlr-1.407kwpton | DEER2023 |  | 2022-03-14 19:29:42+00 | Any | ESe | Old | CZ15 | cAVVG | Cap-Tons | 1 | 149998.5938 | None | 2108301.2054 | 303095 | 319584.4917 | 0 | 1031279.8816 | 0 | 197085.7217 | 257256.3792 | 110312.322 | 19347.5529 | 8275.4541 | 26.4167 | 8249.035 | 0 | 355.3755 | 332.3577
AirCldScrewChlr-0.99kwpton-VarSpd | DEER2023 |  | 2022-03-14 20:36:10+00 | Any | ESe | Old | CZ15 | cAVVG | Cap-Tons | 636.6522 | 149998.5938 | None | 1802655.3065 | 303095 | 319584.4917 | 0 | 725634.2239 | 0 | 197085.7217 | 257256.3792 | 110312.322 | 19347.5529 | 8275.4541 | 26.4167 | 8249.035 | 0 | 280.4517 | 260.2711
AirCldScrewChlr-1.407kwpton-VarSpd | DEER2023 |  | 2022-03-14 20:36:10+00 | Any | ESe | Old | CZ15 | cAVVG | Cap-Tons | 1 | 149998.5938 | None | 2108301.2054 | 303095 | 319584.4917 | 0 | 1031279.8816 | 0 | 197085.7217 | 257256.3792 | 110312.322 | 19347.5529 | 8275.4541 | 26.4167 | 8249.035 | 0 | 355.3755 | 332.3577
WtrCldCentChlr-Conv-0.42kwpton | DEER2023 |  | 2022-03-14 21:09:18+00 | Any | ESe | Old | CZ15 | cWVVG | Cap-Tons | 636.6523 | 149998.5938 | None | 1561236.1376 | 303095 | 319584.4917 | 0 | 388129.7538 | 1669.1398 | 291501.4589 | 257256.3792 | 110312.322 | 19347.5529 | 8275.4541 | 26.4167 | 8249.035 | 0 | 192.5398 | 178.5222
WtrCldCentChlr-Conv-0.748kwpton | DEER2023 |  | 2022-03-14 21:09:18+00 | Any | ESe | Old | CZ15 | cWVVG | Cap-Tons | 1 | 149998.5938 | None | 1864202.4022 | 303095 | 319584.4917 | 0 | 690951.9641 | 1718.686 | 291596.1211 | 257256.3792 | 110312.322 | 19347.5529 | 8275.4541 | 26.4167 | 8249.035 | 0 | 249.9207 | 235.4739
WtrCldCentChlr-Conv-1Cmp-0.439kwpton-VarSpd-CndRlf | DEER2023 |  | 2022-03-14 22:16:50+00 | Any | ESe | Old | CZ15 | cWVVG | Cap-Tons | 636.6523 | 149998.5938 | None | 1393647.7226 | 303095 | 319584.4917 | 0 | 212812.4678 | 6674.14 | 294226.5069 | 257256.1612 | 110312.322 | 19347.5529 | 8275.459 | 26.4167 | 8249.0398 | 0 | 157.1833 | 143.3193
WtrCldCentChlr-Conv-1Cmp-0.748kwpton-VarSpd-CndRlf | DEER2023 |  | 2022-03-14 22:16:50+00 | Any | ESe | Old | CZ15 | cWVVG | Cap-Tons | 1 | 149998.5938 | None | 1541549.4495 | 303095 | 319584.4917 | 0 | 360905.3869 | 6669.1222 | 294039.8403 | 257256.1612 | 110312.322 | 19347.5529 | 8275.459 | 26.4167 | 8249.0398 | 0 | 182.4057 | 168.2886
WtrCldCentChlr-NoFric-1Cmp-0.439kwpton-VarSpd-CndRlf | DEER2023 |  | 2022-03-14 22:54:12+00 | Any | ESe | Old | CZ15 | cWVVG | Cap-Tons | 636.6522 | 149998.5938 | None | 1370130.0602 | 303095 | 319584.4917 | 0 | 200009.9744 | 5832.6403 | 284351.451 | 257256.3792 | 110312.322 | 19347.5529 | 8275.4541 | 26.4167 | 8249.035 | 0 | 157.4488 | 143.357
WtrCldCentChlr-NoFric-1Cmp-0.748kwpton-VarSpd-CndRlf | DEER2023 |  | 2022-03-14 22:54:12+00 | Any | ESe | Old | CZ15 | cWVVG | Cap-Tons | 1 | 149998.5938 | None | 1509236.3796 | 303095 | 319584.4917 | 0 | 339354.4201 | 5819.561 | 284126.4871 | 257256.3792 | 110312.322 | 19347.5529 | 8275.4541 | 26.4167 | 8249.035 | 0 | 184.0283 | 169.5167
WtrCldCentChlr-NoFric-2Cmp-0.439kwpton-VarSpd-CndRlf | DEER2023 |  | 2022-03-14 23:25:13+00 | Any | ESe | Old | CZ15 | cWVVG | Cap-Tons | 636.6522 | 149998.5938 | None | 1365035.4075 | 303095 | 319584.4917 | 0 | 195494.1522 | 5830.0782 | 283775.4738 | 257256.3792 | 110312.322 | 19347.5529 | 8275.4541 | 26.4167 | 8249.035 | 0 | 157.4498 | 143.2919
WtrCldCentChlr-NoFric-2Cmp-0.748kwpton-VarSpd-CndRlf | DEER2023 |  | 2022-03-14 23:25:13+00 | Any | ESe | Old | CZ15 | cWVVG | Cap-Tons | 1 | 149998.5938 | None | 1501134.3516 | 303095 | 319584.4917 | 0 | 331961.8894 | 5816.1761 | 283420.4777 | 257256.3792 | 110312.322 | 19347.5529 | 8275.4541 | 26.4167 | 8249.035 | 0 | 184.0305 | 169.4063
WtrCldRecipChlr-0.42kwpton | DEER2023 |  | 2022-03-14 23:49:47+00 | Any | ESe | Old | CZ15 | cWVVG | Cap-Tons | 636.6522 | 149998.5938 | None | 1465844.5 | 303095 | 319584.4917 | 0 | 287996.89 | 1696.8658 | 296214.7368 | 257256.3792 | 110312.322 | 19347.5529 | 8275.4541 | 26.4167 | 8249.035 | 0 | 176.5636 | 162.3049
WtrCldRecipChlr-0.748kwpton | DEER2023 |  | 2022-03-14 23:49:47+00 | Any | ESe | Old | CZ15 | cWVVG | Cap-Tons | 1 | 149998.5938 | None | 1689072.9581 | 303095 | 319584.4917 | 0 | 511450.4196 | 1707.4338 | 295979.4174 | 257256.3792 | 110312.322 | 19347.5529 | 8275.4541 | 26.4167 | 8249.035 | 0 | 221.0155 | 206.1233
WtrCldScrewChlr-0.42kwpton | DEER2023 |  | 2022-03-15 00:09:29+00 | Any | ESe | Old | CZ15 | cWVVG | Cap-Tons | 636.6522 | 149998.5938 | None | 1476492.6591 | 303095 | 319584.4917 | 0 | 301165.3786 | 1704.4123 | 293687.227 | 257256.3792 | 110312.322 | 19347.5529 | 8275.4541 | 26.4167 | 8249.035 | 0 | 186.9777 | 172.638
WtrCldScrewChlr-0.748kwpton | DEER2023 |  | 2022-03-15 00:09:29+00 | Any | ESe | Old | CZ15 | cWVVG | Cap-Tons | 1 | 149998.5938 | None | 1707350.3183 | 303095 | 319584.4917 | 0 | 532642.9051 | 1744.437 | 293027.2698 | 257256.3792 | 110312.322 | 19347.5529 | 8275.4541 | 26.4167 | 8249.035 | 0 | 239.7249 | 224.7009
WtrCldScrewChlr-0.439kwpton-VarSpd | DEER2023 |  | 2022-03-15 00:41:21+00 | Any | ESe | Old | CZ15 | cWVVG | Cap-Tons | 636.6522 | 149998.5938 | None | 1405020.2398 | 303095 | 319584.4917 | 0 | 226368.8396 | 1764.0545 | 296951.9613 | 257256.3792 | 110312.322 | 19347.5529 | 8275.4541 | 26.4167 | 8249.035 | 0 | 163.8501 | 149.7945
WtrCldScrewChlr-0.748kwpton-VarSpd | DEER2023 |  | 2022-03-15 00:41:21+00 | Any | ESe | Old | CZ15 | cWVVG | Cap-Tons | 1 | 149998.5938 | None | 1561350.0011 | 303095 | 319584.4917 | 0 | 383038.9932 | 1734.0019 | 296641.1947 | 257256.3792 | 110312.322 | 19347.5529 | 8275.4541 | 26.4167 | 8249.035 | 0 | 194.8973 | 180.4223
AirCldRecipChlr-0.95kwpton | DEER2023 |  | 2022-03-14 18:21:41+00 | Any | ESe | Old | CZ16 | cAVVG | Cap-Tons | 272.6627 | 149998.5938 | None | 1006829.3926 | 303095 | 320655.7287 | 0 | 99884.822 | 0 | 68853.827 | 214340.4393 | 37481.3811 | 119874.1125 | 40553.9932 | 26.4167 | 40527.5857 | 0 | 148.7391 | 122.0962
AirCldRecipChlr-1.407kwpton | DEER2023 |  | 2022-03-14 18:21:41+00 | Any | ESe | Old | CZ16 | cAVVG | Cap-Tons | 1 | 149998.5938 | None | 1054879.0796 | 303095 | 320655.7287 | 0 | 147934.6955 | 0 | 68853.827 | 214340.4393 | 37481.3811 | 119874.1125 | 40553.9932 | 26.4167 | 40527.5857 | 0 | 181.0348 | 149.5893
AirCldScrewChlr-0.95kwpton | DEER2023 |  | 2022-03-14 19:29:42+00 | Any | ESe | Old | CZ16 | cAVVG | Cap-Tons | 272.6627 | 149998.5938 | None | 1031869.1148 | 303095 | 320655.7287 | 0 | 124923.8908 | 0 | 68853.827 | 214340.4393 | 37481.3811 | 119874.1125 | 40553.9932 | 26.4167 | 40527.5857 | 0 | 156.3664 | 130.1681
AirCldScrewChlr-1.407kwpton | DEER2023 |  | 2022-03-14 19:29:42+00 | Any | ESe | Old | CZ16 | cAVVG | Cap-Tons | 1 | 149998.5938 | None | 1091963.3534 | 303095 | 320655.7287 | 0 | 185018.8326 | 0 | 68853.827 | 214340.4393 | 37481.3811 | 119874.1125 | 40553.9932 | 26.4167 | 40527.5857 | 0 | 192.3307 | 161.5437
AirCldScrewChlr-0.99kwpton-VarSpd | DEER2023 |  | 2022-03-14 20:36:10+00 | Any | ESe | Old | CZ16 | cAVVG | Cap-Tons | 272.6627 | 149998.5938 | None | 1037128.511 | 303095 | 320655.7287 | 0 | 130183.8752 | 0 | 68853.827 | 214340.4393 | 37481.3811 | 119874.1125 | 40553.9932 | 26.4167 | 40527.5857 | 0 | 159.5141 | 132.9147
AirCldScrewChlr-1.407kwpton-VarSpd | DEER2023 |  | 2022-03-14 20:36:10+00 | Any | ESe | Old | CZ16 | cAVVG | Cap-Tons | 1 | 149998.5938 | None | 1091963.3534 | 303095 | 320655.7287 | 0 | 185018.8326 | 0 | 68853.827 | 214340.4393 | 37481.3811 | 119874.1125 | 40553.9932 | 26.4167 | 40527.5857 | 0 | 192.3307 | 161.5437
WtrCldCentChlr-Conv-0.42kwpton | DEER2023 |  | 2022-03-14 21:09:18+00 | Any | ESe | Old | CZ16 | cWVVG | Cap-Tons | 272.6627 | 149998.5938 | None | 1004432.8423 | 303095 | 320655.7287 | 0 | 77870.4128 | 722.1543 | 87749.6087 | 214340.4393 | 37481.3811 | 119874.1125 | 40553.9932 | 26.4167 | 40527.5857 | 0 | 129.3516 | 109.2668
WtrCldCentChlr-Conv-0.748kwpton | DEER2023 |  | 2022-03-14 21:09:18+00 | Any | ESe | Old | CZ16 | cWVVG | Cap-Tons | 1 | 149998.5938 | None | 1065289.1333 | 303095 | 320655.7287 | 0 | 138681.1525 | 753.7518 | 87763.4556 | 214340.4393 | 37481.3811 | 119874.1125 | 40553.9932 | 26.4167 | 40527.5857 | 0 | 160.5839 | 137.913
WtrCldCentChlr-Conv-1Cmp-0.439kwpton-VarSpd-CndRlf | DEER2023 |  | 2022-03-14 22:16:50+00 | Any | ESe | Old | CZ16 | cWVVG | Cap-Tons | 272.6627 | 149998.5938 | None | 967016.1326 | 303095 | 320655.7287 | 0 | 38539.4606 | 1915.7694 | 88470.1456 | 214340.4393 | 37481.3811 | 119874.1125 | 40553.9932 | 26.4167 | 40527.5857 | 0 | 113.3593 | 93.4299
WtrCldCentChlr-Conv-1Cmp-0.748kwpton-VarSpd-CndRlf | DEER2023 |  | 2022-03-14 22:16:50+00 | Any | ESe | Old | CZ16 | cWVVG | Cap-Tons | 1 | 149998.5938 | None | 993938.0907 | 303095 | 320655.7287 | 0 | 65553.0035 | 1924.5351 | 88369.9809 | 214340.4393 | 37481.3811 | 119874.1125 | 40553.9932 | 26.4167 | 40527.5857 | 0 | 129.4861 | 107.4048
WtrCldCentChlr-NoFric-1Cmp-0.439kwpton-VarSpd-CndRlf | DEER2023 |  | 2022-03-14 22:54:12+00 | Any | ESe | Old | CZ16 | cWVVG | Cap-Tons | 272.6627 | 149998.5938 | None | 968723.3792 | 303095 | 320655.7287 | 0 | 41345.1094 | 1812.6515 | 87474.7934 | 214340.4393 | 37481.3811 | 119874.1125 | 40553.9932 | 26.4167 | 40527.5857 | 0 | 116.6623 | 95.9926
WtrCldCentChlr-NoFric-1Cmp-0.748kwpton-VarSpd-CndRlf | DEER2023 |  | 2022-03-14 22:54:12+00 | Any | ESe | Old | CZ16 | cWVVG | Cap-Tons | 1 | 149998.5938 | None | 997654.9924 | 303095 | 320655.7287 | 0 | 70367.9714 | 1827.2215 | 87369.1323 | 214340.4393 | 37481.3811 | 119874.1125 | 40553.9932 | 26.4167 | 40527.5857 | 0 | 135.2195 | 111.876
WtrCldCentChlr-NoFric-2Cmp-0.439kwpton-VarSpd-CndRlf | DEER2023 |  | 2022-03-14 23:25:13+00 | Any | ESe | Old | CZ16 | cWVVG | Cap-Tons | 272.6627 | 149998.5938 | None | 969427.4714 | 303095 | 320655.7287 | 0 | 42167.6612 | 1816.9463 | 87352.0156 | 214340.4393 | 37481.3811 | 119874.1125 | 40553.9932 | 26.4167 | 40527.5857 | 0 | 117.4902 | 96.7816
WtrCldCentChlr-NoFric-2Cmp-0.748kwpton-VarSpd-CndRlf | DEER2023 |  | 2022-03-14 23:25:13+00 | Any | ESe | Old | CZ16 | cWVVG | Cap-Tons | 1 | 149998.5938 | None | 998953.8852 | 303095 | 320655.7287 | 0 | 71794.9067 | 1834.5425 | 87233.26 | 214340.4393 | 37481.3811 | 119874.1125 | 40553.9932 | 26.4167 | 40527.5857 | 0 | 136.6305 | 113.2211
WtrCldRecipChlr-0.42kwpton | DEER2023 |  | 2022-03-14 23:49:47+00 | Any | ESe | Old | CZ16 | cWVVG | Cap-Tons | 272.6627 | 149998.5938 | None | 987072.5313 | 303095 | 320655.7287 | 0 | 61578.2074 | 663.8043 | 86740.6327 | 214339.7684 | 37480.8265 | 119874.1125 | 40553.9974 | 26.4167 | 40527.5938 | 0 | 125.3555 | 104.4115
WtrCldRecipChlr-0.748kwpton | DEER2023 |  | 2022-03-14 23:49:47+00 | Any | ESe | Old | CZ16 | cWVVG | Cap-Tons | 1 | 149998.5938 | None | 1034986.3404 | 303095 | 320655.7287 | 0 | 109530.6915 | 683.6477 | 86681.7702 | 214339.7684 | 37480.8265 | 119874.1125 | 40553.9974 | 26.4167 | 40527.5938 | 0 | 153.775 | 129.5545
WtrCldScrewChlr-0.42kwpton | DEER2023 |  | 2022-03-15 00:09:29+00 | Any | ESe | Old | CZ16 | cWVVG | Cap-Tons | 272.6627 | 149998.5938 | None | 986127.7932 | 303095 | 320655.7287 | 0 | 61017.2119 | 668.8112 | 86351.3567 | 214339.7684 | 37480.8265 | 119874.1125 | 40553.9974 | 26.4167 | 40527.5938 | 0 | 128.7504 | 107.3399
WtrCldScrewChlr-0.748kwpton | DEER2023 |  | 2022-03-15 00:09:29+00 | Any | ESe | Old | CZ16 | cWVVG | Cap-Tons | 1 | 149998.5938 | None | 1033166.6104 | 303095 | 320655.7287 | 0 | 108169.7003 | 695.3271 | 86211.2537 | 214339.7684 | 37480.8265 | 119874.1125 | 40553.9974 | 26.4167 | 40527.5938 | 0 | 159.834 | 134.7724
WtrCldScrewChlr-0.439kwpton-VarSpd | DEER2023 |  | 2022-03-15 00:41:21+00 | Any | ESe | Old | CZ16 | cWVVG | Cap-Tons | 272.6627 | 149998.5938 | None | 975531.4111 | 303095 | 320655.7287 | 0 | 47791.0061 | 747.9629 | 88900.6199 | 214341.5663 | 37481.9536 | 119874.1125 | 40553.9932 | 26.4167 | 40527.5918 | 0 | 118.9512 | 98.6161
WtrCldScrewChlr-0.748kwpton-VarSpd | DEER2023 |  | 2022-03-15 00:41:21+00 | Any | ESe | Old | CZ16 | cWVVG | Cap-Tons | 1 | 149998.5938 | None | 1008805.3957 | 303095 | 320655.7287 | 0 | 81166.542 | 752.9477 | 88794.0409 | 214341.5663 | 37481.9536 | 119874.1125 | 40553.9932 | 26.4167 | 40527.5918 | 0 | 139.5734 | 116.706
AirCldRecipChlr-0.95kwpton | DEER2023 |  | 2022-03-14 18:21:41+00 | Any | ESe | Rec | CZ01 | cAVVG | Cap-Tons | 158.8823 | 149998.5938 | None | 678398.2279 | 273512.7482 | 287781.6875 | 0 | 13061.7871 | 0 | 4825.0286 | 99217.2371 | 579.587 | 75370.5565 | 26007.0653 | 26.4167 | 25980.6509 | 0 | 264.3014 | 119.6779
AirCldRecipChlr-1.407kwpton | DEER2023 |  | 2022-03-14 18:21:41+00 | Any | ESe | Rec | CZ01 | cAVVG | Cap-Tons | 1 | 149998.5938 | None | 684681.5882 | 273512.7482 | 287781.6875 | 0 | 19345.1906 | 0 | 4825.0286 | 99217.2371 | 579.587 | 75370.5565 | 26007.0653 | 26.4167 | 25980.6509 | 0 | 295.7904 | 133.2815
AirCldScrewChlr-0.95kwpton | DEER2023 |  | 2022-03-14 19:29:42+00 | Any | ESe | Rec | CZ01 | cAVVG | Cap-Tons | 158.8823 | 149998.5938 | None | 683647.3162 | 273512.7482 | 287781.6875 | 0 | 18291.7677 | 0 | 4844.2041 | 99217.2371 | 579.587 | 75370.5506 | 26007.0653 | 26.4167 | 25980.6509 | 0 | 271.2696 | 123.7986
AirCldScrewChlr-1.407kwpton | DEER2023 |  | 2022-03-14 19:29:42+00 | Any | ESe | Rec | CZ01 | cAVVG | Cap-Tons | 1 | 149998.5938 | None | 692446.5846 | 273512.7482 | 287781.6875 | 0 | 27091.0632 | 0 | 4844.2041 | 99217.2371 | 579.587 | 75370.5506 | 26007.0653 | 26.4167 | 25980.6509 | 0 | 306.1088 | 139.3839
AirCldScrewChlr-0.99kwpton-VarSpd | DEER2023 |  | 2022-03-14 20:36:10+00 | Any | ESe | Rec | CZ01 | cAVVG | Cap-Tons | 158.8823 | 149998.5938 | None | 684417.4632 | 273512.7482 | 287781.6875 | 0 | 19061.945 | 0 | 4844.2041 | 99217.2371 | 579.587 | 75370.5506 | 26007.0653 | 26.4167 | 25980.6509 | 0 | 274.3186 | 125.1631
AirCldScrewChlr-1.407kwpton-VarSpd | DEER2023 |  | 2022-03-14 20:36:10+00 | Any | ESe | Rec | CZ01 | cAVVG | Cap-Tons | 1 | 149998.5938 | None | 692446.5846 | 273512.7482 | 287781.6875 | 0 | 27091.0632 | 0 | 4844.2041 | 99217.2371 | 579.587 | 75370.5506 | 26007.0653 | 26.4167 | 25980.6509 | 0 | 306.1088 | 139.3839
WtrCldCentChlr-Conv-0.42kwpton | DEER2023 |  | 2022-03-14 21:09:18+00 | Any | ESe | Rec | CZ01 | cWVVG | Cap-Tons | 158.8823 | 149998.5938 | None | 683138.1103 | 273512.7482 | 287781.6875 | 0 | 13104.5816 | 92.6205 | 9429.5713 | 99217.2371 | 579.587 | 75370.5506 | 26007.0653 | 26.4167 | 25980.6533 | 0 | 248.3825 | 114.4052
WtrCldCentChlr-Conv-0.748kwpton | DEER2023 |  | 2022-03-14 21:09:18+00 | Any | ESe | Rec | CZ01 | cWVVG | Cap-Tons | 1 | 149998.5938 | None | 693334.9779 | 273512.7482 | 287781.6875 | 0 | 23323.279 | 96.8193 | 9403.5541 | 99217.2371 | 579.587 | 75370.5506 | 26007.0653 | 26.4167 | 25980.6533 | 0 | 280.6539 | 129.1091
WtrCldCentChlr-Conv-1Cmp-0.439kwpton-VarSpd-CndRlf | DEER2023 |  | 2022-03-14 22:16:50+00 | Any | ESe | Rec | CZ01 | cWVVG | Cap-Tons | 158.8823 | 149998.5938 | None | 676631.2684 | 273512.7482 | 287781.6875 | 0 | 6444.0343 | 280.3883 | 9395.4447 | 99217.2371 | 579.587 | 75370.5625 | 26007.0653 | 26.4167 | 25980.6533 | 0 | 235.4211 | 107.4448
WtrCldCentChlr-Conv-1Cmp-0.748kwpton-VarSpd-CndRlf | DEER2023 |  | 2022-03-14 22:16:50+00 | Any | ESe | Rec | CZ01 | cWVVG | Cap-Tons | 1 | 149998.5938 | None | 681045.0846 | 273512.7482 | 287781.6875 | 0 | 10910.7017 | 279.2013 | 9343.6985 | 99217.2371 | 579.587 | 75370.5625 | 26007.0653 | 26.4167 | 25980.6533 | 0 | 254.3218 | 115.297
WtrCldCentChlr-NoFric-1Cmp-0.439kwpton-VarSpd-CndRlf | DEER2023 |  | 2022-03-14 22:54:12+00 | Any | ESe | Rec | CZ01 | cWVVG | Cap-Tons | 158.8823 | 149998.5938 | None | 675866.0515 | 273512.7482 | 287781.6875 | 0 | 5674.972 | 279.9948 | 9399.6752 | 99217.2371 | 579.587 | 75370.5565 | 26007.0653 | 26.4167 | 25980.6533 | 0 | 238.1333 | 108.4844
WtrCldCentChlr-NoFric-1Cmp-0.748kwpton-VarSpd-CndRlf | DEER2023 |  | 2022-03-14 22:54:12+00 | Any | ESe | Rec | CZ01 | cWVVG | Cap-Tons | 1 | 149998.5938 | None | 679762.4596 | 273512.7482 | 287781.6875 | 0 | 9633.3717 | 278.7798 | 9338.8466 | 99217.2371 | 579.587 | 75370.5625 | 26007.0653 | 26.4167 | 25980.6533 | 0 | 258.9532 | 117.0691
WtrCldCentChlr-NoFric-2Cmp-0.439kwpton-VarSpd-CndRlf | DEER2023 |  | 2022-03-14 23:25:13+00 | Any | ESe | Rec | CZ01 | cWVVG | Cap-Tons | 158.8823 | 149998.5938 | None | 675682.0257 | 273512.7482 | 287781.6875 | 0 | 5510.0643 | 280.242 | 9380.3092 | 99217.2371 | 579.587 | 75370.5625 | 26007.0653 | 26.4167 | 25980.6533 | 0 | 238.7944 | 108.7801
WtrCldCentChlr-NoFric-2Cmp-0.748kwpton-VarSpd-CndRlf | DEER2023 |  | 2022-03-14 23:25:13+00 | Any | ESe | Rec | CZ01 | cWVVG | Cap-Tons | 1 | 149998.5938 | None | 679470.1544 | 273512.7482 | 287781.6875 | 0 | 9357.2441 | 279.3062 | 9322.1127 | 99217.2371 | 579.587 | 75370.5625 | 26007.0653 | 26.4167 | 25980.6533 | 0 | 260.0792 | 117.5732
WtrCldRecipChlr-0.42kwpton | DEER2023 |  | 2022-03-14 23:49:47+00 | Any | ESe | Rec | CZ01 | cWVVG | Cap-Tons | 158.8823 | 149998.5938 | None | 679058.6838 | 273512.7482 | 287781.6875 | 0 | 8935.5589 | 93.1575 | 9518.5817 | 99217.2431 | 579.587 | 75370.5565 | 26007.0653 | 26.4167 | 25980.6509 | 0 | 245.8062 | 112.3245
WtrCldRecipChlr-0.748kwpton | DEER2023 |  | 2022-03-14 23:49:47+00 | Any | ESe | Rec | CZ01 | cWVVG | Cap-Tons | 1 | 149998.5938 | None | 685949.4338 | 273512.7482 | 287781.6875 | 0 | 15866.5434 | 95.8506 | 9475.6225 | 99217.2431 | 579.587 | 75370.5565 | 26007.0653 | 26.4167 | 25980.6509 | 0 | 276.0671 | 125.3979
WtrCldScrewChlr-0.42kwpton | DEER2023 |  | 2022-03-15 00:09:29+00 | Any | ESe | Rec | CZ01 | cWVVG | Cap-Tons | 158.8823 | 149998.5938 | None | 678135.2868 | 273512.7482 | 287781.6875 | 0 | 8079.1999 | 94.6168 | 9450.0288 | 99217.2431 | 579.587 | 75370.5506 | 26007.0653 | 26.4167 | 25980.6509 | 0 | 249.2658 | 113.6404
WtrCldScrewChlr-0.748kwpton | DEER2023 |  | 2022-03-15 00:09:29+00 | Any | ESe | Rec | CZ01 | cWVVG | Cap-Tons | 1 | 149998.5938 | None | 684130.7721 | 273512.7482 | 287781.6875 | 0 | 14155.8024 | 98.3449 | 9365.2041 | 99217.2431 | 579.587 | 75370.5506 | 26007.0653 | 26.4167 | 25980.6509 | 0 | 282.23 | 127.7158
WtrCldScrewChlr-0.439kwpton-VarSpd | DEER2023 |  | 2022-03-15 00:41:21+00 | Any | ESe | Rec | CZ01 | cWVVG | Cap-Tons | 158.8823 | 149998.5938 | None | 677557.875 | 273512.7482 | 287781.6875 | 0 | 7486.2557 | 90.7054 | 9469.492 | 99217.2431 | 579.587 | 75370.5506 | 26007.0653 | 26.4167 | 25980.6431 | 0 | 241.279 | 109.8452
WtrCldScrewChlr-0.748kwpton-VarSpd | DEER2023 |  | 2022-03-15 00:41:21+00 | Any | ESe | Rec | CZ01 | cWVVG | Cap-Tons | 1 | 149998.5938 | None | 682684.0257 | 273512.7482 | 287781.6875 | 0 | 12662.4363 | 91.5153 | 9418.6723 | 99217.2431 | 579.587 | 75370.5506 | 26007.0653 | 26.4167 | 25980.6509 | 0 | 265.3578 | 119.8777
AirCldRecipChlr-0.95kwpton | DEER2023 |  | 2022-03-14 18:21:41+00 | Any | ESe | Rec | CZ02 | cAVVG | Cap-Tons | 295.357 | 149998.5938 | None | 761204.4262 | 272248.1229 | 287781.6875 | 0 | 90507.2746 | 0 | 9376.2597 | 101291.264 | 10357.9837 | 45719.4123 | 18027.6164 | 26.4167 | 18001.2241 | 0 | 392.6578 | 194.7368
AirCldRecipChlr-1.407kwpton | DEER2023 |  | 2022-03-14 18:21:41+00 | Any | ESe | Rec | CZ02 | cAVVG | Cap-Tons | 1 | 149998.5938 | None | 804743.481 | 272248.1229 | 287781.6875 | 0 | 134046.0356 | 0 | 9376.2597 | 101291.264 | 10357.9837 | 45719.4123 | 18027.6164 | 26.4167 | 18001.2241 | 0 | 478.657 | 240.2397
AirCldScrewChlr-0.95kwpton | DEER2023 |  | 2022-03-14 19:29:42+00 | Any | ESe | Rec | CZ02 | cAVVG | Cap-Tons | 295.357 | 149998.5938 | None | 783552.4917 | 272248.1229 | 287781.6875 | 0 | 112804.4766 | 0 | 9426.911 | 101291.264 | 10357.9837 | 45719.4123 | 18027.6139 | 26.4167 | 18001.2216 | 0 | 404.5806 | 203.2516
AirCldScrewChlr-1.407kwpton | DEER2023 |  | 2022-03-14 19:29:42+00 | Any | ESe | Rec | CZ02 | cAVVG | Cap-Tons | 1 | 149998.5938 | None | 837817.4738 | 272248.1229 | 287781.6875 | 0 | 167069.4 | 0 | 9426.911 | 101291.264 | 10357.9837 | 45719.4123 | 18027.6139 | 26.4167 | 18001.2216 | 0 | 496.3033 | 252.775
AirCldScrewChlr-0.99kwpton-VarSpd | DEER2023 |  | 2022-03-14 20:36:10+00 | Any | ESe | Rec | CZ02 | cAVVG | Cap-Tons | 295.357 | 149998.5938 | None | 788302.131 | 272248.1229 | 287781.6875 | 0 | 117554.1848 | 0 | 9426.911 | 101291.264 | 10357.9837 | 45719.4123 | 18027.6139 | 26.4167 | 18001.2216 | 0 | 412.6084 | 207.5862
AirCldScrewChlr-1.407kwpton-VarSpd | DEER2023 |  | 2022-03-14 20:36:10+00 | Any | ESe | Rec | CZ02 | cAVVG | Cap-Tons | 1 | 149998.5938 | None | 837817.4738 | 272248.1229 | 287781.6875 | 0 | 167069.4 | 0 | 9426.911 | 101291.264 | 10357.9837 | 45719.4123 | 18027.6139 | 26.4167 | 18001.2216 | 0 | 496.3033 | 252.775
WtrCldCentChlr-Conv-0.42kwpton | DEER2023 |  | 2022-03-14 21:09:18+00 | Any | ESe | Rec | CZ02 | cWVVG | Cap-Tons | 295.357 | 149998.5938 | None | 763190.4304 | 272248.1229 | 287781.6875 | 0 | 71967.3996 | 580.7987 | 29321.1724 | 101291.3404 | 10357.9837 | 45719.4123 | 18027.6164 | 26.4167 | 18001.2139 | 0 | 320.7654 | 163.4035
WtrCldCentChlr-Conv-0.748kwpton | DEER2023 |  | 2022-03-14 21:09:18+00 | Any | ESe | Rec | CZ02 | cWVVG | Cap-Tons | 1 | 149998.5938 | None | 819316.8369 | 272248.1229 | 287781.6875 | 0 | 128110.5156 | 604.0597 | 29281.1256 | 101291.3404 | 10357.9837 | 45719.4123 | 18027.6164 | 26.4167 | 18001.2139 | 0 | 390.0726 | 203.726
WtrCldCentChlr-Conv-1Cmp-0.439kwpton-VarSpd-CndRlf | DEER2023 |  | 2022-03-14 22:16:50+00 | Any | ESe | Rec | CZ02 | cWVVG | Cap-Tons | 295.357 | 149998.5938 | None | 729950.5012 | 272248.1229 | 287781.6875 | 0 | 38192.2881 | 1732.4856 | 28704.538 | 101291.5376 | 10357.9837 | 45719.4152 | 18027.6062 | 26.4167 | 18001.2037 | 0 | 288.776 | 142.839
WtrCldCentChlr-Conv-1Cmp-0.748kwpton-VarSpd-CndRlf | DEER2023 |  | 2022-03-14 22:16:50+00 | Any | ESe | Rec | CZ02 | cWVVG | Cap-Tons | 1 | 149998.5938 | None | 756540.4393 | 272248.1229 | 287781.6875 | 0 | 64851.5611 | 1740.3994 | 28627.143 | 101291.5376 | 10357.9837 | 45719.4123 | 18027.604 | 26.4167 | 18001.2037 | 0 | 327.1257 | 165.4289
WtrCldCentChlr-NoFric-1Cmp-0.439kwpton-VarSpd-CndRlf | DEER2023 |  | 2022-03-14 22:54:12+00 | Any | ESe | Rec | CZ02 | cWVVG | Cap-Tons | 295.357 | 149998.5938 | None | 728019.0214 | 272248.1229 | 287781.6875 | 0 | 36160.0961 | 1735.3219 | 28802.4528 | 101291.4671 | 10357.9837 | 45719.4123 | 18027.6062 | 26.4167 | 18001.2037 | 0 | 294.8422 | 144.6644
WtrCldCentChlr-NoFric-1Cmp-0.748kwpton-VarSpd-CndRlf | DEER2023 |  | 2022-03-14 22:54:12+00 | Any | ESe | Rec | CZ02 | cWVVG | Cap-Tons | 1 | 149998.5938 | None | 753248.2048 | 272248.1229 | 287781.6875 | 0 | 61470.6366 | 1742.912 | 28713.5094 | 101291.4671 | 10357.9862 | 45719.4123 | 18027.6062 | 26.4167 | 18001.2037 | 0 | 337.4719 | 167.8698
WtrCldCentChlr-NoFric-2Cmp-0.439kwpton-VarSpd-CndRlf | DEER2023 |  | 2022-03-14 23:25:13+00 | Any | ESe | Rec | CZ02 | cWVVG | Cap-Tons | 295.357 | 149998.5938 | None | 727622.0613 | 272248.1229 | 287781.6875 | 0 | 35820.4647 | 1735.9491 | 28744.6551 | 101291.4671 | 10357.9862 | 45719.4152 | 18027.6062 | 26.4167 | 18001.2037 | 0 | 296.4488 | 145.3353
WtrCldCentChlr-NoFric-2Cmp-0.748kwpton-VarSpd-CndRlf | DEER2023 |  | 2022-03-14 23:25:13+00 | Any | ESe | Rec | CZ02 | cWVVG | Cap-Tons | 1 | 149998.5938 | None | 752618.2214 | 272248.1229 | 287781.6875 | 0 | 60912.4437 | 1744.1941 | 28640.4658 | 101291.4671 | 10357.9862 | 45719.4123 | 18027.6062 | 26.4167 | 18001.2037 | 0 | 340.2105 | 169.012
WtrCldRecipChlr-0.42kwpton | DEER2023 |  | 2022-03-14 23:49:47+00 | Any | ESe | Rec | CZ02 | cWVVG | Cap-Tons | 295.357 | 149998.5938 | None | 745199.8958 | 272248.1229 | 287781.6875 | 0 | 53349.9154 | 587.0723 | 29942.1158 | 101291.1876 | 10357.9837 | 45719.4123 | 18027.6241 | 26.4167 | 18001.2216 | 0 | 314.0307 | 157.1985
WtrCldRecipChlr-0.748kwpton | DEER2023 |  | 2022-03-14 23:49:47+00 | Any | ESe | Rec | CZ02 | cWVVG | Cap-Tons | 1 | 149998.5938 | None | 786607.8298 | 272248.1229 | 287781.6875 | 0 | 94791.624 | 600.633 | 29894.5323 | 101291.1876 | 10357.9837 | 45719.4123 | 18027.6241 | 26.4167 | 18001.2216 | 0 | 378.0904 | 192.5375
WtrCldScrewChlr-0.42kwpton | DEER2023 |  | 2022-03-15 00:09:29+00 | Any | ESe | Rec | CZ02 | cWVVG | Cap-Tons | 295.357 | 149998.5938 | None | 747066.8417 | 272248.1229 | 287781.6875 | 0 | 55292.6638 | 597.1 | 29856.2083 | 101291.1876 | 10357.9837 | 45719.4123 | 18027.6216 | 26.4167 | 18001.2191 | 0 | 323.284 | 162.3436
WtrCldScrewChlr-0.748kwpton | DEER2023 |  | 2022-03-15 00:09:29+00 | Any | ESe | Rec | CZ02 | cWVVG | Cap-Tons | 1 | 149998.5938 | None | 789365.3155 | 272248.1229 | 287781.6875 | 0 | 97675.3458 | 618.1441 | 29750.8629 | 101291.1876 | 10357.9837 | 45719.4123 | 18027.6216 | 26.4167 | 18001.2191 | 0 | 394.5663 | 201.6165
WtrCldScrewChlr-0.439kwpton-VarSpd | DEER2023 |  | 2022-03-15 00:41:21+00 | Any | ESe | Rec | CZ02 | cWVVG | Cap-Tons | 295.357 | 149998.5938 | None | 735480.4327 | 272248.1229 | 287781.6875 | 0 | 43702.4727 | 570.6307 | 29886.5388 | 101291.1876 | 10357.9837 | 45719.4152 | 18027.6241 | 26.4167 | 18001.2216 | 0 | 302.6274 | 150.0682
WtrCldScrewChlr-0.748kwpton-VarSpd | DEER2023 |  | 2022-03-15 00:41:21+00 | Any | ESe | Rec | CZ02 | cWVVG | Cap-Tons | 1 | 149998.5938 | None | 765699.1542 | 272248.1229 | 287781.6875 | 0 | 74027.3967 | 572.5194 | 29778.3559 | 101291.1876 | 10357.9837 | 45719.4152 | 18027.6241 | 26.4167 | 18001.2216 | 0 | 352.3335 | 176.8651
AirCldRecipChlr-0.95kwpton | DEER2023 |  | 2022-03-14 18:21:41+00 | Any | ESe | Rec | CZ03 | cAVVG | Cap-Tons | 231.1562 | 149998.5938 | None | 715706.0459 | 272085.7749 | 287781.6875 | 0 | 54217.107 | 0 | 7319.6404 | 94302.0479 | 4832.1181 | 42471.4498 | 15141.972 | 26.4167 | 15115.5643 | 0 | 309.4515 | 144.373
AirCldRecipChlr-1.407kwpton | DEER2023 |  | 2022-03-14 18:21:41+00 | Any | ESe | Rec | CZ03 | cAVVG | Cap-Tons | 1 | 149998.5938 | None | 741787.3307 | 272085.7749 | 287781.6875 | 0 | 80298.376 | 0 | 7319.6404 | 94302.0479 | 4832.1181 | 42471.4498 | 15141.972 | 26.4167 | 15115.5643 | 0 | 359.9047 | 168.6944
AirCldScrewChlr-0.95kwpton | DEER2023 |  | 2022-03-14 19:29:42+00 | Any | ESe | Rec | CZ03 | cAVVG | Cap-Tons | 231.1562 | 149998.5938 | None | 732977.7364 | 272085.7749 | 287781.6875 | 0 | 71401.5559 | 0 | 7406.2458 | 94302.6828 | 4832.1192 | 42471.4498 | 15141.9298 | 26.4167 | 15115.5246 | 0 | 317.5352 | 149.8337
AirCldScrewChlr-1.407kwpton | DEER2023 |  | 2022-03-14 19:29:42+00 | Any | ESe | Rec | CZ03 | cAVVG | Cap-Tons | 1 | 149998.5938 | None | 767325.8269 | 272085.7749 | 287781.6875 | 0 | 105749.441 | 0 | 7406.2458 | 94302.6828 | 4832.1192 | 42471.4498 | 15141.9298 | 26.4167 | 15115.5246 | 0 | 371.5285 | 176.7784
AirCldScrewChlr-0.99kwpton-VarSpd | DEER2023 |  | 2022-03-14 20:36:10+00 | Any | ESe | Rec | CZ03 | cAVVG | Cap-Tons | 231.1562 | 149998.5938 | None | 735984.1789 | 272085.7749 | 287781.6875 | 0 | 74407.9337 | 0 | 7406.2458 | 94302.6828 | 4832.1192 | 42471.4498 | 15141.9298 | 26.4167 | 15115.5246 | 0 | 322.2614 | 152.1927
AirCldScrewChlr-1.407kwpton-VarSpd | DEER2023 |  | 2022-03-14 20:36:10+00 | Any | ESe | Rec | CZ03 | cAVVG | Cap-Tons | 1 | 149998.5938 | None | 767325.8269 | 272085.7749 | 287781.6875 | 0 | 105749.441 | 0 | 7406.2458 | 94302.6828 | 4832.1192 | 42471.4498 | 15141.9298 | 26.4167 | 15115.5246 | 0 | 371.5285 | 176.7784
WtrCldCentChlr-Conv-0.42kwpton | DEER2023 |  | 2022-03-14 21:09:18+00 | Any | ESe | Rec | CZ03 | cWVVG | Cap-Tons | 231.1562 | 149998.5938 | None | 725259.007 | 272085.7749 | 287781.6875 | 0 | 48956.3587 | 517.1398 | 21615.6216 | 94302.7335 | 4832.1192 | 42471.4557 | 15141.9298 | 26.4167 | 15115.5221 | 0 | 279.6751 | 131.8563
WtrCldCentChlr-Conv-0.748kwpton | DEER2023 |  | 2022-03-14 21:09:18+00 | Any | ESe | Rec | CZ03 | cWVVG | Cap-Tons | 1 | 149998.5938 | None | 763502.363 | 272085.7749 | 287781.6875 | 0 | 87169.6348 | 540.3519 | 21622.2026 | 94302.7335 | 4832.1192 | 42471.4557 | 15141.9298 | 26.4167 | 15115.5221 | 0 | 327.7483 | 156.3399
WtrCldCentChlr-Conv-1Cmp-0.439kwpton-VarSpd-CndRlf | DEER2023 |  | 2022-03-14 22:16:50+00 | Any | ESe | Rec | CZ03 | cWVVG | Cap-Tons | 231.1562 | 149998.5938 | None | 701401.0084 | 272085.7749 | 287781.6875 | 0 | 24039.6187 | 1632.2092 | 21559.2941 | 94302.6417 | 4832.1192 | 42471.4498 | 15141.9365 | 26.4167 | 15115.5323 | 0 | 259.1406 | 120.6705
WtrCldCentChlr-Conv-1Cmp-0.748kwpton-VarSpd-CndRlf | DEER2023 |  | 2022-03-14 22:16:50+00 | Any | ESe | Rec | CZ03 | cWVVG | Cap-Tons | 1 | 149998.5938 | None | 718186.2019 | 272085.7749 | 287781.6875 | 0 | 40888.746 | 1638.7676 | 21488.828 | 94302.6417 | 4832.1192 | 42471.4498 | 15141.9365 | 26.4167 | 15115.5323 | 0 | 286.1314 | 133.804
WtrCldCentChlr-NoFric-1Cmp-0.439kwpton-VarSpd-CndRlf | DEER2023 |  | 2022-03-14 22:54:12+00 | Any | ESe | Rec | CZ03 | cWVVG | Cap-Tons | 231.1562 | 149998.5938 | None | 700380.4475 | 272085.7749 | 287781.6875 | 0 | 22981.3802 | 1634.1315 | 21595.0915 | 94302.6748 | 4832.1192 | 42471.4557 | 15141.9298 | 26.4167 | 15115.5221 | 0 | 263.4314 | 123.0291
WtrCldCentChlr-NoFric-1Cmp-0.748kwpton-VarSpd-CndRlf | DEER2023 |  | 2022-03-14 22:54:12+00 | Any | ESe | Rec | CZ03 | cWVVG | Cap-Tons | 1 | 149998.5938 | None | 716466.5539 | 272085.7749 | 287781.6875 | 0 | 39120.425 | 1640.844 | 21535.3366 | 94302.6748 | 4832.1192 | 42471.4557 | 15141.9298 | 26.4167 | 15115.5298 | 0 | 293.4386 | 137.8188
WtrCldCentChlr-NoFric-2Cmp-0.439kwpton-VarSpd-CndRlf | DEER2023 |  | 2022-03-14 23:25:13+00 | Any | ESe | Rec | CZ03 | cWVVG | Cap-Tons | 231.1562 | 149998.5938 | None | 700434.5361 | 272085.7749 | 287781.6875 | 0 | 23068.1972 | 1636.2923 | 21560.0995 | 94302.6748 | 4832.1192 | 42471.4557 | 15141.9298 | 26.4167 | 15115.5298 | 0 | 264.552 | 123.6474
WtrCldCentChlr-NoFric-2Cmp-0.748kwpton-VarSpd-CndRlf | DEER2023 |  | 2022-03-14 23:25:13+00 | Any | ESe | Rec | CZ03 | cWVVG | Cap-Tons | 1 | 149998.5938 | None | 716562.2067 | 272085.7749 | 287781.6875 | 0 | 39271.9125 | 1644.5061 | 21475.7328 | 94302.6748 | 4832.1192 | 42471.4557 | 15141.9298 | 26.4167 | 15115.5221 | 0 | 295.347 | 138.8736
WtrCldRecipChlr-0.42kwpton | DEER2023 |  | 2022-03-14 23:49:47+00 | Any | ESe | Rec | CZ03 | cWVVG | Cap-Tons | 231.1562 | 149998.5938 | None | 712586.7804 | 272085.7749 | 287781.6875 | 0 | 35812.0959 | 519.731 | 22083.7897 | 94303.894 | 4832.1209 | 42471.4557 | 15141.8494 | 26.4167 | 15115.4418 | 0 | 275.4132 | 129.1896
WtrCldRecipChlr-0.748kwpton | DEER2023 |  | 2022-03-14 23:49:47+00 | Any | ESe | Rec | CZ03 | cWVVG | Cap-Tons | 1 | 149998.5938 | None | 740408.5403 | 272085.7749 | 287781.6875 | 0 | 63665.8878 | 532.4223 | 22039.1926 | 94303.8921 | 4832.1209 | 42471.4557 | 15141.8494 | 26.4167 | 15115.4418 | 0 | 319.8916 | 151.5934
WtrCldScrewChlr-0.42kwpton | DEER2023 |  | 2022-03-15 00:09:29+00 | Any | ESe | Rec | CZ03 | cWVVG | Cap-Tons | 231.1562 | 149998.5938 | None | 712543.1965 | 272085.7749 | 287781.6875 | 0 | 35853.3858 | 526.3285 | 21992.3971 | 94303.8901 | 4832.1209 | 42471.4557 | 15141.8469 | 26.4167 | 15115.4418 | 0 | 280.9359 | 132.03
WtrCldScrewChlr-0.748kwpton | DEER2023 |  | 2022-03-15 00:09:29+00 | Any | ESe | Rec | CZ03 | cWVVG | Cap-Tons | 1 | 149998.5938 | None | 739977.6346 | 272085.7749 | 287781.6875 | 0 | 63344.638 | 543.7978 | 21917.9168 | 94303.894 | 4832.1209 | 42471.4557 | 15141.8494 | 26.4167 | 15115.4418 | 0 | 329.7278 | 156.6505
WtrCldScrewChlr-0.439kwpton-VarSpd | DEER2023 |  | 2022-03-15 00:41:21+00 | Any | ESe | Rec | CZ03 | cWVVG | Cap-Tons | 231.1562 | 149998.5938 | None | 706132.4515 | 272085.7749 | 287781.6875 | 0 | 29436.0063 | 505.1985 | 22020.1138 | 94303.8823 | 4832.1209 | 42471.4557 | 15141.8494 | 26.4167 | 15115.4418 | 0 | 267.6764 | 124.7406
WtrCldScrewChlr-0.748kwpton-VarSpd | DEER2023 |  | 2022-03-15 00:41:21+00 | Any | ESe | Rec | CZ03 | cWVVG | Cap-Tons | 1 | 149998.5938 | None | 726580.2268 | 272085.7749 | 287781.6875 | 0 | 49925.0291 | 507.0045 | 21977.03 | 94303.8784 | 4832.1209 | 42471.4557 | 15141.8418 | 26.4167 | 15115.4418 | 0 | 302.3189 | 141.7997
AirCldRecipChlr-0.95kwpton | DEER2023 |  | 2022-03-14 18:21:41+00 | Any | ESe | Rec | CZ04 | cAVVG | Cap-Tons | 295.417 | 149998.5938 | None | 787094.9375 | 272003.8203 | 287781.6875 | 0 | 116184.0996 | 0 | 10577.3127 | 100547.8262 | 14190.1677 | 32217.0859 | 12865.4797 | 26.4167 | 12839.0627 | 0 | 397.0217 | 201.3173
AirCldRecipChlr-1.407kwpton | DEER2023 |  | 2022-03-14 18:21:41+00 | Any | ESe | Rec | CZ04 | cAVVG | Cap-Tons | 1 | 149998.5938 | None | 842985.5312 | 272003.8203 | 287781.6875 | 0 | 172074.75 | 0 | 10577.3127 | 100547.8262 | 14190.1677 | 32217.0859 | 12865.4797 | 26.4167 | 12839.0627 | 0 | 484.992 | 250.0515
AirCldScrewChlr-0.95kwpton | DEER2023 |  | 2022-03-14 19:29:42+00 | Any | ESe | Rec | CZ04 | cAVVG | Cap-Tons | 295.417 | 149998.5938 | None | 814904.9219 | 272003.8203 | 287781.6875 | 0 | 143933.8945 | 0 | 10637.5151 | 100547.8027 | 14190.1677 | 32217.0859 | 12865.4797 | 26.4167 | 12839.0627 | 0 | 408.0565 | 209.5323
AirCldScrewChlr-1.407kwpton | DEER2023 |  | 2022-03-14 19:29:42+00 | Any | ESe | Rec | CZ04 | cAVVG | Cap-Tons | 1 | 149998.5938 | None | 884144.7344 | 272003.8203 | 287781.6875 | 0 | 213173.6484 | 0 | 10637.5151 | 100547.8027 | 14190.1677 | 32217.0859 | 12865.4797 | 26.4167 | 12839.0627 | 0 | 501.3265 | 262.214
AirCldScrewChlr-0.99kwpton-VarSpd | DEER2023 |  | 2022-03-14 20:36:10+00 | Any | ESe | Rec | CZ04 | cAVVG | Cap-Tons | 295.417 | 149998.5938 | None | 820965.1875 | 272003.8203 | 287781.6875 | 0 | 149994.3008 | 0 | 10637.5151 | 100547.8027 | 14190.1677 | 32217.0859 | 12865.4797 | 26.4167 | 12839.0627 | 0 | 416.2203 | 214.1438
AirCldScrewChlr-1.407kwpton-VarSpd | DEER2023 |  | 2022-03-14 20:36:10+00 | Any | ESe | Rec | CZ04 | cAVVG | Cap-Tons | 1 | 149998.5938 | None | 884144.7344 | 272003.8203 | 287781.6875 | 0 | 213173.6484 | 0 | 10637.5151 | 100547.8027 | 14190.1677 | 32217.0859 | 12865.4797 | 26.4167 | 12839.0627 | 0 | 501.3265 | 262.214
WtrCldCentChlr-Conv-0.42kwpton | DEER2023 |  | 2022-03-14 21:09:18+00 | Any | ESe | Rec | CZ04 | cWVVG | Cap-Tons | 295.417 | 149998.5938 | None | 789512.7031 | 272003.8203 | 287781.6875 | 0 | 92012.418 | 1282.9946 | 35883.7305 | 100547.8574 | 14190.1677 | 32217.0859 | 12865.4797 | 26.4167 | 12839.0627 | 0 | 323.6452 | 165.403
WtrCldCentChlr-Conv-0.748kwpton | DEER2023 |  | 2022-03-14 21:09:18+00 | Any | ESe | Rec | CZ04 | cWVVG | Cap-Tons | 1 | 149998.5938 | None | 861350.4375 | 272003.8203 | 287781.6875 | 0 | 163831.8242 | 1337.8034 | 35847.2412 | 100547.8691 | 14190.1677 | 32217.083 | 12865.473 | 26.4167 | 12839.0627 | 0 | 394.2138 | 206.9133
WtrCldCentChlr-Conv-1Cmp-0.439kwpton-VarSpd-CndRlf | DEER2023 |  | 2022-03-14 22:16:50+00 | Any | ESe | Rec | CZ04 | cWVVG | Cap-Tons | 295.417 | 149998.5938 | None | 747196.2969 | 272003.8203 | 287781.6875 | 0 | 46585.9248 | 4539.5655 | 35737.4639 | 100547.8691 | 14190.1677 | 32217.0859 | 12865.473 | 26.4167 | 12839.0627 | 0 | 297.274 | 147.3115
WtrCldCentChlr-Conv-1Cmp-0.748kwpton-VarSpd-CndRlf | DEER2023 |  | 2022-03-14 22:16:50+00 | Any | ESe | Rec | CZ04 | cWVVG | Cap-Tons | 1 | 149998.5938 | None | 779827.4531 | 272003.8203 | 287781.6875 | 0 | 79238.6934 | 4612.8897 | 35642.4834 | 100547.8691 | 14190.1677 | 32217.0859 | 12865.473 | 26.4167 | 12839.0627 | 0 | 338.7763 | 170.4475
WtrCldCentChlr-NoFric-1Cmp-0.439kwpton-VarSpd-CndRlf | DEER2023 |  | 2022-03-14 22:54:12+00 | Any | ESe | Rec | CZ04 | cWVVG | Cap-Tons | 295.417 | 149998.5938 | None | 746429.625 | 272003.8203 | 287781.6875 | 0 | 45705.4814 | 4547.1219 | 35843.6514 | 100547.8574 | 14190.1677 | 32217.0859 | 12865.4797 | 26.4167 | 12839.0627 | 0 | 303.4842 | 150.0715
WtrCldCentChlr-NoFric-1Cmp-0.748kwpton-VarSpd-CndRlf | DEER2023 |  | 2022-03-14 22:54:12+00 | Any | ESe | Rec | CZ04 | cWVVG | Cap-Tons | 1 | 149998.5938 | None | 778473.0625 | 272003.8203 | 287781.6875 | 0 | 77798.0547 | 4622.9836 | 35718.5361 | 100547.8574 | 14190.1677 | 32217.0859 | 12865.4797 | 26.4167 | 12839.0627 | 0 | 349.336 | 174.4723
WtrCldCentChlr-NoFric-2Cmp-0.439kwpton-VarSpd-CndRlf | DEER2023 |  | 2022-03-14 23:25:13+00 | Any | ESe | Rec | CZ04 | cWVVG | Cap-Tons | 295.417 | 149998.5938 | None | 746769.5156 | 272003.8203 | 287781.6875 | 0 | 46133.0215 | 4551.8807 | 35751.2471 | 100547.8574 | 14190.1677 | 32217.0859 | 12865.4797 | 26.4167 | 12839.0627 | 0 | 305.0888 | 151.0422
WtrCldCentChlr-NoFric-2Cmp-0.748kwpton-VarSpd-CndRlf | DEER2023 |  | 2022-03-14 23:25:13+00 | Any | ESe | Rec | CZ04 | cWVVG | Cap-Tons | 1 | 149998.5938 | None | 779089.8281 | 272003.8203 | 287781.6875 | 0 | 78536.1055 | 4631.2898 | 35589.0107 | 100547.8574 | 14190.1677 | 32217.0859 | 12865.473 | 26.4167 | 12839.0627 | 0 | 352.0715 | 176.1277
WtrCldRecipChlr-0.42kwpton | DEER2023 |  | 2022-03-14 23:49:47+00 | Any | ESe | Rec | CZ04 | cWVVG | Cap-Tons | 295.417 | 149998.5938 | None | 768045.5938 | 272003.8203 | 287781.6875 | 0 | 69729.8203 | 1285.0227 | 36697.4766 | 100547.793 | 14190.1677 | 32217.0859 | 12865.4771 | 26.4167 | 12839.0678 | 0 | 317.6538 | 159.7997
WtrCldRecipChlr-0.748kwpton | DEER2023 |  | 2022-03-14 23:49:47+00 | Any | ESe | Rec | CZ04 | cWVVG | Cap-Tons | 1 | 149998.5938 | None | 822279.8125 | 272003.8203 | 287781.6875 | 0 | 124009.6992 | 1317.9282 | 36618.6289 | 100547.7871 | 14190.1677 | 32217.0859 | 12865.4797 | 26.4167 | 12839.0704 | 0 | 383.586 | 196.762
WtrCldScrewChlr-0.42kwpton | DEER2023 |  | 2022-03-15 00:09:29+00 | Any | ESe | Rec | CZ04 | cWVVG | Cap-Tons | 295.417 | 149998.5938 | None | 769218.5 | 272003.8203 | 287781.6875 | 0 | 71055.8086 | 1298.308 | 36530.9941 | 100547.7871 | 14190.1677 | 32217.0859 | 12865.4771 | 26.4167 | 12839.0602 | 0 | 325.669 | 164.3865
WtrCldScrewChlr-0.748kwpton | DEER2023 |  | 2022-03-15 00:09:29+00 | Any | ESe | Rec | CZ04 | cWVVG | Cap-Tons | 1 | 149998.5938 | None | 823849.9844 | 272003.8203 | 287781.6875 | 0 | 125796.877 | 1341.4713 | 36378.1309 | 100547.793 | 14190.1677 | 32217.0859 | 12865.4797 | 26.4167 | 12839.0704 | 0 | 397.854 | 204.9325
WtrCldScrewChlr-0.439kwpton-VarSpd | DEER2023 |  | 2022-03-15 00:41:21+00 | Any | ESe | Rec | CZ04 | cWVVG | Cap-Tons | 295.417 | 149998.5938 | None | 756103.6562 | 272003.8203 | 287781.6875 | 0 | 57905.0137 | 1255.5632 | 36609.7402 | 100547.7871 | 14190.1677 | 32217.0859 | 12865.4797 | 26.4167 | 12839.0678 | 0 | 307.7195 | 152.672
WtrCldScrewChlr-0.748kwpton-VarSpd | DEER2023 |  | 2022-03-15 00:41:21+00 | Any | ESe | Rec | CZ04 | cWVVG | Cap-Tons | 1 | 149998.5938 | None | 796383.0156 | 272003.8203 | 287781.6875 | 0 | 98314.1426 | 1265.8402 | 36469.6777 | 100547.7871 | 14190.1677 | 32217.0859 | 12865.4797 | 26.4167 | 12839.0627 | 0 | 360.1365 | 180.9708
AirCldRecipChlr-0.95kwpton | DEER2023 |  | 2022-03-14 18:21:41+00 | Any | ESe | Rec | CZ05 | cAVVG | Cap-Tons | 198.3069 | 149998.5938 | None | 736269.7694 | 272888.3642 | 287781.6875 | 0 | 72048.7228 | 0 | 7773.301 | 95777.8728 | 6213.9634 | 37430.1626 | 13741.075 | 26.4167 | 13714.657 | 0 | 301.394 | 131.8467
AirCldRecipChlr-1.407kwpton | DEER2023 |  | 2022-03-14 18:21:41+00 | Any | ESe | Rec | CZ05 | cAVVG | Cap-Tons | 1 | 149998.5938 | None | 770929.0603 | 272888.3642 | 287781.6875 | 0 | 106707.9663 | 0 | 7773.301 | 95777.8728 | 6213.9634 | 37430.1626 | 13741.075 | 26.4167 | 13714.657 | 0 | 347.9427 | 150.8503
AirCldScrewChlr-0.95kwpton | DEER2023 |  | 2022-03-14 19:29:42+00 | Any | ESe | Rec | CZ05 | cAVVG | Cap-Tons | 198.3069 | 149998.5938 | None | 752919.6228 | 272888.3642 | 287781.6875 | 0 | 88567.75 | 0 | 7901.4937 | 95780.3949 | 6213.9808 | 37430.1626 | 13741.028 | 26.4167 | 13714.6202 | 0 | 310.0042 | 136.085
AirCldScrewChlr-1.407kwpton | DEER2023 |  | 2022-03-14 19:29:42+00 | Any | ESe | Rec | CZ05 | cAVVG | Cap-Tons | 1 | 149998.5938 | None | 795525.3233 | 272888.3642 | 287781.6875 | 0 | 131173.4534 | 0 | 7901.4937 | 95780.3949 | 6213.9808 | 37430.1626 | 13741.028 | 26.4167 | 13714.6202 | 0 | 360.4908 | 156.8665
AirCldScrewChlr-0.99kwpton-VarSpd | DEER2023 |  | 2022-03-14 20:36:10+00 | Any | ESe | Rec | CZ05 | cAVVG | Cap-Tons | 198.3069 | 149998.5938 | None | 756648.7543 | 272888.3642 | 287781.6875 | 0 | 92296.9076 | 0 | 7901.4937 | 95780.3949 | 6213.9808 | 37430.1626 | 13741.028 | 26.4167 | 13714.6202 | 0 | 314.4229 | 137.9035
AirCldScrewChlr-1.407kwpton-VarSpd | DEER2023 |  | 2022-03-14 20:36:10+00 | Any | ESe | Rec | CZ05 | cAVVG | Cap-Tons | 1 | 149998.5938 | None | 795525.3233 | 272888.3642 | 287781.6875 | 0 | 131173.4534 | 0 | 7901.4937 | 95780.3949 | 6213.9808 | 37430.1626 | 13741.028 | 26.4167 | 13714.6202 | 0 | 360.4908 | 156.8665
WtrCldCentChlr-Conv-0.42kwpton | DEER2023 |  | 2022-03-14 21:09:18+00 | Any | ESe | Rec | CZ05 | cWVVG | Cap-Tons | 198.3069 | 149998.5938 | None | 736485.8858 | 272888.3642 | 287781.6875 | 0 | 57147.681 | 775.664 | 22118.9155 | 95773.8249 | 6213.9576 | 37430.1626 | 13741.1492 | 26.4167 | 13714.7424 | 0 | 273.843 | 122.5071
WtrCldCentChlr-Conv-0.748kwpton | DEER2023 |  | 2022-03-14 21:09:18+00 | Any | ESe | Rec | CZ05 | cWVVG | Cap-Tons | 1 | 149998.5938 | None | 781109.8341 | 272888.3642 | 287781.6875 | 0 | 101763.0167 | 811.4832 | 22091.4547 | 95773.8386 | 6213.9576 | 37430.1626 | 13741.1492 | 26.4167 | 13714.7424 | 0 | 318.8868 | 142.0087
WtrCldCentChlr-Conv-1Cmp-0.439kwpton-VarSpd-CndRlf | DEER2023 |  | 2022-03-14 22:16:50+00 | Any | ESe | Rec | CZ05 | cWVVG | Cap-Tons | 198.3069 | 149998.5938 | None | 711731.1659 | 272888.3642 | 287781.6875 | 0 | 31173.0123 | 2091.7774 | 22022.7077 | 95773.7955 | 6213.9576 | 37430.1626 | 13741.1492 | 26.4167 | 13714.7492 | 0 | 254.0033 | 113.8875
WtrCldCentChlr-Conv-1Cmp-0.748kwpton-VarSpd-CndRlf | DEER2023 |  | 2022-03-14 22:16:50+00 | Any | ESe | Rec | CZ05 | cWVVG | Cap-Tons | 1 | 149998.5938 | None | 733571.7328 | 272888.3642 | 287781.6875 | 0 | 53050.9332 | 2120.5904 | 21956.5365 | 95773.8074 | 6213.9576 | 37430.1626 | 13741.1492 | 26.4167 | 13714.7492 | 0 | 279.4468 | 124.9349
WtrCldCentChlr-NoFric-1Cmp-0.439kwpton-VarSpd-CndRlf | DEER2023 |  | 2022-03-14 22:54:12+00 | Any | ESe | Rec | CZ05 | cWVVG | Cap-Tons | 198.3069 | 149998.5938 | None | 712281.5302 | 272888.3642 | 287781.6875 | 0 | 31647.1651 | 2102.2168 | 22088.5616 | 95773.8367 | 6213.9576 | 37430.1626 | 13741.1492 | 26.4167 | 13714.7402 | 0 | 258.2603 | 115.5554
WtrCldCentChlr-NoFric-1Cmp-0.748kwpton-VarSpd-CndRlf | DEER2023 |  | 2022-03-14 22:54:12+00 | Any | ESe | Rec | CZ05 | cWVVG | Cap-Tons | 1 | 149998.5938 | None | 734485.9849 | 272888.3642 | 287781.6875 | 0 | 53888.3739 | 2134.6607 | 22019.2416 | 95773.8386 | 6213.9576 | 37430.1626 | 13741.1492 | 26.4167 | 13714.7402 | 0 | 286.7714 | 127.8207
WtrCldCentChlr-NoFric-2Cmp-0.439kwpton-VarSpd-CndRlf | DEER2023 |  | 2022-03-14 23:25:13+00 | Any | ESe | Rec | CZ05 | cWVVG | Cap-Tons | 198.3069 | 149998.5938 | None | 712712.8427 | 272888.3642 | 287781.6875 | 0 | 32106.0978 | 2105.2202 | 22057.8823 | 95773.8386 | 6213.9576 | 37430.1626 | 13741.1492 | 26.4167 | 13714.7402 | 0 | 259.2841 | 115.9357
WtrCldCentChlr-NoFric-2Cmp-0.748kwpton-VarSpd-CndRlf | DEER2023 |  | 2022-03-14 23:25:13+00 | Any | ESe | Rec | CZ05 | cWVVG | Cap-Tons | 1 | 149998.5938 | None | 735244.5733 | 272888.3642 | 287781.6875 | 0 | 54676.7821 | 2139.7454 | 21984.3092 | 95773.8386 | 6213.9576 | 37430.1626 | 13741.1492 | 26.4167 | 13714.7424 | 0 | 288.515 | 128.4683
WtrCldRecipChlr-0.42kwpton | DEER2023 |  | 2022-03-14 23:49:47+00 | Any | ESe | Rec | CZ05 | cWVVG | Cap-Tons | 198.3069 | 149998.5938 | None | 726043.7328 | 272888.3642 | 287781.6875 | 0 | 45993.0911 | 785.3547 | 22812.2035 | 95783.1724 | 6213.9887 | 37430.1626 | 13740.9997 | 26.4167 | 13714.5908 | 0 | 270.8125 | 122.0838
WtrCldRecipChlr-0.748kwpton | DEER2023 |  | 2022-03-14 23:49:47+00 | Any | ESe | Rec | CZ05 | cWVVG | Cap-Tons | 1 | 149998.5938 | None | 761866.7759 | 272888.3642 | 287781.6875 | 0 | 81828.8742 | 811.8363 | 22773.0663 | 95783.1724 | 6213.9887 | 37430.1626 | 13740.9997 | 26.4167 | 13714.5908 | 0 | 312.6969 | 139.809
WtrCldScrewChlr-0.42kwpton | DEER2023 |  | 2022-03-15 00:09:29+00 | Any | ESe | Rec | CZ05 | cWVVG | Cap-Tons | 198.3069 | 149998.5938 | None | 727966.5022 | 272888.3642 | 287781.6875 | 0 | 47982.8194 | 794.9012 | 22735.8594 | 95783.1228 | 6213.9887 | 37430.1626 | 13740.9997 | 26.4167 | 13714.5908 | 0 | 276.4745 | 124.769
WtrCldScrewChlr-0.748kwpton | DEER2023 |  | 2022-03-15 00:09:29+00 | Any | ESe | Rec | CZ05 | cWVVG | Cap-Tons | 1 | 149998.5938 | None | 765021.3319 | 272888.3642 | 287781.6875 | 0 | 85083.1293 | 827.808 | 22657.2828 | 95783.1191 | 6213.9887 | 37430.1626 | 13740.9997 | 26.4167 | 13714.5929 | 0 | 322.7821 | 144.5898
WtrCldScrewChlr-0.439kwpton-VarSpd | DEER2023 |  | 2022-03-15 00:41:21+00 | Any | ESe | Rec | CZ05 | cWVVG | Cap-Tons | 198.3069 | 149998.5938 | None | 718777.9397 | 272888.3642 | 287781.6875 | 0 | 38749.9856 | 768.3535 | 22788.5007 | 95801.1994 | 6214.0976 | 37430.1673 | 13740.7511 | 26.4167 | 13714.3433 | 0 | 263.5271 | 117.8629
WtrCldScrewChlr-0.748kwpton-VarSpd | DEER2023 |  | 2022-03-15 00:41:21+00 | Any | ESe | Rec | CZ05 | cWVVG | Cap-Tons | 1 | 149998.5938 | None | 745812.2198 | 272888.3642 | 287781.6875 | 0 | 65850.687 | 781.1768 | 22709.266 | 95801.1994 | 6214.0976 | 37430.1654 | 13740.7511 | 26.4167 | 13714.3433 | 0 | 296.1497 | 130.8678
AirCldRecipChlr-0.95kwpton | DEER2023 |  | 2022-03-14 18:21:41+00 | Any | ESe | Rec | CZ06 | cAVVG | Cap-Tons | 334.1241 | 149998.5938 | None | 808655.0156 | 272003.8203 | 287781.6875 | 0 | 142460.1016 | 0 | 11759.0928 | 94650.3848 | 12825.4224 | 16897.8779 | 7711.0693 | 26.4167 | 7684.6498 | 0 | 341.3732 | 157.1128
AirCldRecipChlr-1.407kwpton | DEER2023 |  | 2022-03-14 18:21:41+00 | Any | ESe | Rec | CZ06 | cAVVG | Cap-Tons | 1 | 149998.5938 | None | 877185.9219 | 272003.8203 | 287781.6875 | 0 | 210990.8789 | 0 | 11759.0928 | 94650.3848 | 12825.4224 | 16897.8779 | 7711.0693 | 26.4167 | 7684.6498 | 0 | 404.623 | 187.285
AirCldScrewChlr-0.95kwpton | DEER2023 |  | 2022-03-14 19:29:42+00 | Any | ESe | Rec | CZ06 | cAVVG | Cap-Tons | 334.1241 | 149998.5938 | None | 847027.8438 | 272003.8203 | 287781.6875 | 0 | 180540.0039 | 0 | 12049.25 | 94652.9648 | 12825.4297 | 16897.8779 | 7710.9954 | 26.4167 | 7684.5747 | 0 | 361.8952 | 166.3063
AirCldScrewChlr-1.407kwpton | DEER2023 |  | 2022-03-14 19:29:42+00 | Any | ESe | Rec | CZ06 | cAVVG | Cap-Tons | 1 | 149998.5938 | None | 933877.2031 | 272003.8203 | 287781.6875 | 0 | 267389.1211 | 0 | 12049.25 | 94652.9648 | 12825.4297 | 16897.8779 | 7710.9954 | 26.4167 | 7684.5747 | 0 | 435.017 | 200.9
AirCldScrewChlr-0.99kwpton-VarSpd | DEER2023 |  | 2022-03-14 20:36:10+00 | Any | ESe | Rec | CZ06 | cAVVG | Cap-Tons | 334.1241 | 149998.5938 | None | 854629.5 | 272003.8203 | 287781.6875 | 0 | 188141.6055 | 0 | 12049.25 | 94652.9648 | 12825.4297 | 16897.8779 | 7710.9954 | 26.4167 | 7684.5747 | 0 | 368.2953 | 169.3342
AirCldScrewChlr-1.407kwpton-VarSpd | DEER2023 |  | 2022-03-14 20:36:10+00 | Any | ESe | Rec | CZ06 | cAVVG | Cap-Tons | 1 | 149998.5938 | None | 933877.2031 | 272003.8203 | 287781.6875 | 0 | 267389.1211 | 0 | 12049.25 | 94652.9648 | 12825.4297 | 16897.8779 | 7710.9954 | 26.4167 | 7684.5747 | 0 | 435.017 | 200.9
WtrCldCentChlr-Conv-0.42kwpton | DEER2023 |  | 2022-03-14 21:09:18+00 | Any | ESe | Rec | CZ06 | cWVVG | Cap-Tons | 334.1241 | 149998.5938 | None | 821770.7656 | 272003.8203 | 287781.6875 | 0 | 120076.998 | 2222.7935 | 45032.8799 | 94652.582 | 12825.4297 | 16897.8779 | 7711.0112 | 26.4167 | 7684.5914 | 0 | 318.4943 | 145.2237
WtrCldCentChlr-Conv-0.748kwpton | DEER2023 |  | 2022-03-14 21:09:18+00 | Any | ESe | Rec | CZ06 | cWVVG | Cap-Tons | 1 | 149998.5938 | None | 915627.4062 | 272003.8203 | 287781.6875 | 0 | 213818.2031 | 2322.8282 | 45048.0615 | 94652.584 | 12825.4297 | 16897.8779 | 7711.0112 | 26.4167 | 7684.5909 | 0 | 386.4733 | 177.1835
WtrCldCentChlr-Conv-1Cmp-0.439kwpton-VarSpd-CndRlf | DEER2023 |  | 2022-03-14 22:16:50+00 | Any | ESe | Rec | CZ06 | cWVVG | Cap-Tons | 334.1241 | 149998.5938 | None | 767610.7969 | 272003.8203 | 287781.6875 | 0 | 60564.7227 | 7702.6643 | 44905.6396 | 94652.2988 | 12825.4297 | 16897.8779 | 7711.0208 | 26.4167 | 7684.6006 | 0 | 283.3235 | 129.0317
WtrCldCentChlr-Conv-1Cmp-0.748kwpton-VarSpd-CndRlf | DEER2023 |  | 2022-03-14 22:16:50+00 | Any | ESe | Rec | CZ06 | cWVVG | Cap-Tons | 1 | 149998.5938 | None | 810211.8125 | 272003.8203 | 287781.6875 | 0 | 103050.1211 | 7891.1692 | 44832.7686 | 94652.2988 | 12825.4297 | 16897.8779 | 7711.0208 | 26.4167 | 7684.6006 | 0 | 315.2328 | 144.2413
WtrCldCentChlr-NoFric-1Cmp-0.439kwpton-VarSpd-CndRlf | DEER2023 |  | 2022-03-14 22:54:12+00 | Any | ESe | Rec | CZ06 | cWVVG | Cap-Tons | 334.1241 | 149998.5938 | None | 766805.4844 | 272003.8203 | 287781.6875 | 0 | 59663.293 | 7710.1321 | 44993.999 | 94652.582 | 12825.4297 | 16897.8779 | 7711.0112 | 26.4167 | 7684.591 | 0 | 290.8392 | 132.3133
WtrCldCentChlr-NoFric-1Cmp-0.748kwpton-VarSpd-CndRlf | DEER2023 |  | 2022-03-14 22:54:12+00 | Any | ESe | Rec | CZ06 | cWVVG | Cap-Tons | 1 | 149998.5938 | None | 808837.0469 | 272003.8203 | 287781.6875 | 0 | 101560.6641 | 7897.9497 | 44940.2676 | 94652.582 | 12825.4297 | 16897.8779 | 7711.0112 | 26.4167 | 7684.5906 | 0 | 328.057 | 149.8375
WtrCldCentChlr-NoFric-2Cmp-0.439kwpton-VarSpd-CndRlf | DEER2023 |  | 2022-03-14 23:25:13+00 | Any | ESe | Rec | CZ06 | cWVVG | Cap-Tons | 334.1241 | 149998.5938 | None | 767370.0625 | 272003.8203 | 287781.6875 | 0 | 60246.0811 | 7714.9042 | 44971.082 | 94652.5801 | 12825.4297 | 16897.8779 | 7711.0112 | 26.4167 | 7684.591 | 0 | 293.0897 | 133.3067
WtrCldCentChlr-NoFric-2Cmp-0.748kwpton-VarSpd-CndRlf | DEER2023 |  | 2022-03-14 23:25:13+00 | Any | ESe | Rec | CZ06 | cWVVG | Cap-Tons | 1 | 149998.5938 | None | 809778.25 | 272003.8203 | 287781.6875 | 0 | 102560.791 | 7906.1775 | 44873.2842 | 94652.582 | 12825.4297 | 16897.8779 | 7711.0112 | 26.4167 | 7684.5914 | 0 | 331.9025 | 151.5342
WtrCldRecipChlr-0.42kwpton | DEER2023 |  | 2022-03-14 23:49:47+00 | Any | ESe | Rec | CZ06 | cWVVG | Cap-Tons | 334.1241 | 149998.5938 | None | 793787.0938 | 272003.8203 | 287781.6875 | 0 | 90679.9375 | 2234.6243 | 46430.248 | 94656.793 | 12825.4297 | 16897.8779 | 7710.8643 | 26.4167 | 7684.4443 | 0 | 307.5593 | 140.14
WtrCldRecipChlr-0.748kwpton | DEER2023 |  | 2022-03-14 23:49:47+00 | Any | ESe | Rec | CZ06 | cWVVG | Cap-Tons | 1 | 149998.5938 | None | 864468.25 | 272003.8203 | 287781.6875 | 0 | 161339.3555 | 2296.4512 | 46390.2988 | 94656.793 | 12825.4297 | 16897.8779 | 7710.8643 | 26.4167 | 7684.4448 | 0 | 367.0023 | 168.1322
WtrCldScrewChlr-0.42kwpton | DEER2023 |  | 2022-03-15 00:09:29+00 | Any | ESe | Rec | CZ06 | cWVVG | Cap-Tons | 334.1241 | 149998.5938 | None | 796272.25 | 272003.8203 | 287781.6875 | 0 | 93238.2383 | 2252.0512 | 46339.7178 | 94656.7988 | 12825.4297 | 16897.8779 | 7710.8643 | 26.4167 | 7684.4443 | 0 | 315.711 | 143.783
WtrCldScrewChlr-0.748kwpton | DEER2023 |  | 2022-03-15 00:09:29+00 | Any | ESe | Rec | CZ06 | cWVVG | Cap-Tons | 1 | 149998.5938 | None | 868318.3438 | 272003.8203 | 287781.6875 | 0 | 165300.1953 | 2327.4963 | 46248.167 | 94656.8105 | 12825.4297 | 16897.8779 | 7710.864 | 26.4167 | 7684.4443 | 0 | 381.5227 | 174.6225
WtrCldScrewChlr-0.439kwpton-VarSpd | DEER2023 |  | 2022-03-15 00:41:21+00 | Any | ESe | Rec | CZ06 | cWVVG | Cap-Tons | 334.1241 | 149998.5938 | None | 777392.8438 | 272003.8203 | 287781.6875 | 0 | 74414.0391 | 2187.0281 | 46349.6875 | 94656.6289 | 12825.4297 | 16897.8779 | 7710.8779 | 26.4167 | 7684.4578 | 0 | 290.674 | 132.5975
WtrCldScrewChlr-0.748kwpton-VarSpd | DEER2023 |  | 2022-03-15 00:41:21+00 | Any | ESe | Rec | CZ06 | cWVVG | Cap-Tons | 1 | 149998.5938 | None | 829401.6875 | 272003.8203 | 287781.6875 | 0 | 126474.627 | 2210.3857 | 46274.541 | 94656.6289 | 12825.4297 | 16897.8779 | 7710.877 | 26.4167 | 7684.4571 | 0 | 332.3632 | 152.52
AirCldRecipChlr-0.95kwpton | DEER2023 |  | 2022-03-14 18:21:41+00 | Any | ESe | Rec | CZ07 | cAVVG | Cap-Tons | 317.3482 | 149998.5938 | None | 776999.0301 | 272136.7311 | 287781.6875 | 0 | 114165.529 | 0 | 9673.2585 | 93241.8837 | 12498.1049 | 14912.701 | 6379.6626 | 26.4167 | 6353.2402 | 0 | 334.4905 | 146.2989
AirCldRecipChlr-1.407kwpton | DEER2023 |  | 2022-03-14 18:21:41+00 | Any | ESe | Rec | CZ07 | cAVVG | Cap-Tons | 1 | 149998.5938 | None | 831918.8672 | 272136.7311 | 287781.6875 | 0 | 169085.1705 | 0 | 9673.2585 | 93241.8837 | 12498.1049 | 14912.701 | 6379.6626 | 26.4167 | 6353.2402 | 0 | 396.0328 | 172.4121
AirCldScrewChlr-0.95kwpton | DEER2023 |  | 2022-03-14 19:29:42+00 | Any | ESe | Rec | CZ07 | cAVVG | Cap-Tons | 317.3482 | 149998.5938 | None | 813063.6943 | 272136.7311 | 287781.6875 | 0 | 150083.7738 | 0 | 9819.6628 | 93241.8095 | 12498.1049 | 14912.701 | 6379.6645 | 26.4167 | 6353.2439 | 0 | 349.4116 | 153.2253
AirCldScrewChlr-1.407kwpton | DEER2023 |  | 2022-03-14 19:29:42+00 | Any | ESe | Rec | CZ07 | cAVVG | Cap-Tons | 1 | 149998.5938 | None | 885261.9576 | 272136.7311 | 287781.6875 | 0 | 222281.9078 | 0 | 9819.6628 | 93241.8095 | 12498.1049 | 14912.701 | 6379.6645 | 26.4167 | 6353.2439 | 0 | 418.1249 | 182.72
AirCldScrewChlr-0.99kwpton-VarSpd | DEER2023 |  | 2022-03-14 20:36:10+00 | Any | ESe | Rec | CZ07 | cAVVG | Cap-Tons | 317.3482 | 149998.5938 | None | 819383.0544 | 272136.7311 | 287781.6875 | 0 | 156403.0596 | 0 | 9819.6628 | 93241.8095 | 12498.1049 | 14912.701 | 6379.6645 | 26.4167 | 6353.2439 | 0 | 355.4264 | 155.8072
AirCldScrewChlr-1.407kwpton-VarSpd | DEER2023 |  | 2022-03-14 20:36:10+00 | Any | ESe | Rec | CZ07 | cAVVG | Cap-Tons | 1 | 149998.5938 | None | 885261.9576 | 272136.7311 | 287781.6875 | 0 | 222281.9078 | 0 | 9819.6628 | 93241.8095 | 12498.1049 | 14912.701 | 6379.6645 | 26.4167 | 6353.2439 | 0 | 418.1249 | 182.72
WtrCldCentChlr-Conv-0.42kwpton | DEER2023 |  | 2022-03-14 21:09:18+00 | Any | ESe | Rec | CZ07 | cWVVG | Cap-Tons | 318.8108 | 149998.5938 | None | 798658.6056 | 272136.7311 | 287781.6875 | 0 | 103534.0731 | 1357.4735 | 40606.8806 | 93241.8155 | 12498.1049 | 14912.701 | 6379.6674 | 26.4167 | 6353.2475 | 0 | 308.4087 | 134.7483
WtrCldCentChlr-Conv-0.748kwpton | DEER2023 |  | 2022-03-14 21:09:18+00 | Any | ESe | Rec | CZ07 | cWVVG | Cap-Tons | 1 | 149998.5938 | None | 879520.4161 | 272136.7311 | 287781.6875 | 0 | 184343.0466 | 1418.2476 | 40598.7319 | 93241.8193 | 12498.1049 | 14912.701 | 6379.6674 | 26.4167 | 6353.2477 | 0 | 372.8276 | 162.1948
WtrCldCentChlr-Conv-1Cmp-0.439kwpton-VarSpd-CndRlf | DEER2023 |  | 2022-03-14 22:16:50+00 | Any | ESe | Rec | CZ07 | cWVVG | Cap-Tons | 318.8108 | 149998.5938 | None | 748600.0767 | 272136.7311 | 287781.6875 | 0 | 50282.0696 | 4728.3307 | 40429.5073 | 93241.7705 | 12498.1049 | 14912.701 | 6379.6683 | 26.4167 | 6353.2482 | 0 | 279.5308 | 123.7141
WtrCldCentChlr-Conv-1Cmp-0.748kwpton-VarSpd-CndRlf | DEER2023 |  | 2022-03-14 22:16:50+00 | Any | ESe | Rec | CZ07 | cWVVG | Cap-Tons | 1 | 149998.5938 | None | 783881.8488 | 272136.7311 | 287781.6875 | 0 | 85571.1535 | 4778.1766 | 40372.2729 | 93241.7705 | 12498.1049 | 14912.701 | 6379.6682 | 26.4167 | 6353.2482 | 0 | 313.0288 | 138.8588
WtrCldCentChlr-NoFric-1Cmp-0.439kwpton-VarSpd-CndRlf | DEER2023 |  | 2022-03-14 22:54:12+00 | Any | ESe | Rec | CZ07 | cWVVG | Cap-Tons | 318.8108 | 149998.5938 | None | 745935.8773 | 272136.7311 | 287781.6875 | 0 | 47483.9597 | 4735.8476 | 40555.8344 | 93241.8193 | 12498.1049 | 14912.701 | 6379.6672 | 26.4167 | 6353.2467 | 0 | 285.6934 | 126.0839
WtrCldCentChlr-NoFric-1Cmp-0.748kwpton-VarSpd-CndRlf | DEER2023 |  | 2022-03-14 22:54:12+00 | Any | ESe | Rec | CZ07 | cWVVG | Cap-Tons | 1 | 149998.5938 | None | 779256.9929 | 272136.7311 | 287781.6875 | 0 | 80843.5645 | 4782.5542 | 40470.6707 | 93241.8193 | 12498.1049 | 14912.701 | 6379.6674 | 26.4167 | 6353.2477 | 0 | 323.5547 | 142.9037
WtrCldCentChlr-NoFric-2Cmp-0.439kwpton-VarSpd-CndRlf | DEER2023 |  | 2022-03-14 23:25:13+00 | Any | ESe | Rec | CZ07 | cWVVG | Cap-Tons | 318.8108 | 149998.5938 | None | 745911.8358 | 272136.7311 | 287781.6875 | 0 | 47482.7124 | 4739.9242 | 40528.9815 | 93241.8155 | 12498.1049 | 14912.701 | 6379.6672 | 26.4167 | 6353.2467 | 0 | 287.4393 | 126.6928
WtrCldCentChlr-NoFric-2Cmp-0.748kwpton-VarSpd-CndRlf | DEER2023 |  | 2022-03-14 23:25:13+00 | Any | ESe | Rec | CZ07 | cWVVG | Cap-Tons | 1 | 149998.5938 | None | 779227.2209 | 272136.7311 | 287781.6875 | 0 | 80850.0189 | 4789.1162 | 40427.7808 | 93241.8193 | 12498.1049 | 14912.701 | 6379.6674 | 26.4167 | 6353.2475 | 0 | 326.5424 | 143.9435
WtrCldRecipChlr-0.42kwpton | DEER2023 |  | 2022-03-14 23:49:47+00 | Any | ESe | Rec | CZ07 | cWVVG | Cap-Tons | 318.8108 | 149998.5938 | None | 770951.7688 | 272136.7311 | 287781.6875 | 0 | 74872.8505 | 1354.0409 | 41564.9451 | 93241.5812 | 12498.1049 | 14912.701 | 6379.6747 | 26.4167 | 6353.2544 | 0 | 301.9798 | 133.6104
WtrCldRecipChlr-0.748kwpton | DEER2023 |  | 2022-03-14 23:49:47+00 | Any | ESe | Rec | CZ07 | cWVVG | Cap-Tons | 1 | 149998.5938 | None | 829178.1082 | 272136.7311 | 287781.6875 | 0 | 133146.4645 | 1385.5506 | 41486.1127 | 93241.587 | 12498.1049 | 14912.701 | 6379.6747 | 26.4167 | 6353.2544 | 0 | 359.7619 | 158.5074
WtrCldScrewChlr-0.42kwpton | DEER2023 |  | 2022-03-15 00:09:29+00 | Any | ESe | Rec | CZ07 | cWVVG | Cap-Tons | 318.8108 | 149998.5938 | None | 771163.9498 | 272136.7311 | 287781.6875 | 0 | 75197.2544 | 1367.7916 | 41438.8959 | 93241.5812 | 12498.1049 | 14912.701 | 6379.6738 | 26.4167 | 6353.2544 | 0 | 311.2805 | 137.236
WtrCldScrewChlr-0.748kwpton | DEER2023 |  | 2022-03-15 00:09:29+00 | Any | ESe | Rec | CZ07 | cWVVG | Cap-Tons | 1 | 149998.5938 | None | 828834.2963 | 272136.7311 | 287781.6875 | 0 | 132961.9994 | 1409.5525 | 41302.5678 | 93241.5812 | 12498.1049 | 14912.701 | 6379.6744 | 26.4167 | 6353.2544 | 0 | 376.3272 | 164.9669
WtrCldScrewChlr-0.439kwpton-VarSpd | DEER2023 |  | 2022-03-15 00:41:21+00 | Any | ESe | Rec | CZ07 | cWVVG | Cap-Tons | 318.8108 | 149998.5938 | None | 757865.443 | 272136.7311 | 287781.6875 | 0 | 61941.4388 | 1319.537 | 41444.5279 | 93241.5812 | 12498.1049 | 14912.701 | 6379.6752 | 26.4167 | 6353.2544 | 0 | 288.938 | 127.4584
WtrCldScrewChlr-0.748kwpton-VarSpd | DEER2023 |  | 2022-03-15 00:41:21+00 | Any | ESe | Rec | CZ07 | cWVVG | Cap-Tons | 1 | 149998.5938 | None | 801007.285 | 272136.7311 | 287781.6875 | 0 | 105144.1431 | 1325.3107 | 41377.8334 | 93241.5812 | 12498.1049 | 14912.701 | 6379.6747 | 26.4167 | 6353.2541 | 0 | 331.851 | 145.5794
AirCldRecipChlr-0.95kwpton | DEER2023 |  | 2022-03-14 18:21:41+00 | Any | ESe | Rec | CZ08 | cAVVG | Cap-Tons | 358.7769 | 149998.5938 | None | 866027.2367 | 271933.1543 | 287781.6875 | 0 | 186049.6962 | 0 | 13283.4094 | 106979.2338 | 22200.1565 | 14471.168 | 6740.3602 | 26.4167 | 6713.9397 | 0 | 395.1934 | 173.6019
AirCldRecipChlr-1.407kwpton | DEER2023 |  | 2022-03-14 18:21:41+00 | Any | ESe | Rec | CZ08 | cAVVG | Cap-Tons | 1 | 149998.5938 | None | 955527.0305 | 271933.1543 | 287781.6875 | 0 | 275549.2519 | 0 | 13283.4094 | 106979.2338 | 22200.1565 | 14471.168 | 6740.3602 | 26.4167 | 6713.9397 | 0 | 480.9807 | 210.5897
AirCldScrewChlr-0.95kwpton | DEER2023 |  | 2022-03-14 19:29:42+00 | Any | ESe | Rec | CZ08 | cAVVG | Cap-Tons | 358.7769 | 149998.5938 | None | 910140.2689 | 271933.1543 | 287781.6875 | 0 | 229983.7879 | 0 | 13462.2695 | 106979.1323 | 22200.1565 | 14471.168 | 6740.3621 | 26.4167 | 6713.9416 | 0 | 410.7828 | 180.5895
AirCldScrewChlr-1.407kwpton | DEER2023 |  | 2022-03-14 19:29:42+00 | Any | ESe | Rec | CZ08 | cAVVG | Cap-Tons | 1 | 149998.5938 | None | 1020774.6734 | 271933.1543 | 287781.6875 | 0 | 340618.0401 | 0 | 13462.2695 | 106979.1323 | 22200.1565 | 14471.168 | 6740.3621 | 26.4167 | 6713.9416 | 0 | 504.0603 | 220.9358
AirCldScrewChlr-0.99kwpton-VarSpd | DEER2023 |  | 2022-03-14 20:36:10+00 | Any | ESe | Rec | CZ08 | cAVVG | Cap-Tons | 358.7769 | 149998.5938 | None | 919823.7324 | 271933.1543 | 287781.6875 | 0 | 239667.2906 | 0 | 13462.2695 | 106979.1323 | 22200.1565 | 14471.168 | 6740.3621 | 26.4167 | 6713.9416 | 0 | 418.9473 | 184.1212
AirCldScrewChlr-1.407kwpton-VarSpd | DEER2023 |  | 2022-03-14 20:36:10+00 | Any | ESe | Rec | CZ08 | cAVVG | Cap-Tons | 1 | 149998.5938 | None | 1020774.6734 | 271933.1543 | 287781.6875 | 0 | 340618.0401 | 0 | 13462.2695 | 106979.1323 | 22200.1565 | 14471.168 | 6740.3621 | 26.4167 | 6713.9416 | 0 | 504.0603 | 220.9358
WtrCldCentChlr-Conv-0.42kwpton | DEER2023 |  | 2022-03-14 21:09:18+00 | Any | ESe | Rec | CZ08 | cWVVG | Cap-Tons | 358.7769 | 149998.5938 | None | 869991.5176 | 271933.1543 | 287781.6875 | 0 | 147521.6206 | 2289.1793 | 53486.243 | 106979.5833 | 22200.1565 | 14471.168 | 6740.3517 | 26.4167 | 6713.9317 | 0 | 330.7024 | 144.3786
WtrCldCentChlr-Conv-0.748kwpton | DEER2023 |  | 2022-03-14 21:09:18+00 | Any | ESe | Rec | CZ08 | cWVVG | Cap-Tons | 1 | 149998.5938 | None | 985328.2891 | 271933.1543 | 287781.6875 | 0 | 262711.5096 | 2391.3006 | 53528.7619 | 106981.5124 | 22200.1565 | 14471.1227 | 6740.6869 | 26.4167 | 6714.2664 | 0 | 404.6929 | 176.9468
WtrCldCentChlr-Conv-1Cmp-0.439kwpton-VarSpd-CndRlf | DEER2023 |  | 2022-03-14 22:16:50+00 | Any | ESe | Rec | CZ08 | cWVVG | Cap-Tons | 358.7769 | 149998.5938 | None | 802330.9742 | 271933.1543 | 287781.6875 | 0 | 74401.5916 | 7938.3488 | 53294.7293 | 106981.5379 | 22200.1565 | 14471.1227 | 6740.6853 | 26.4167 | 6714.2654 | 0 | 300.8108 | 133.9832
WtrCldCentChlr-Conv-1Cmp-0.748kwpton-VarSpd-CndRlf | DEER2023 |  | 2022-03-14 22:16:50+00 | Any | ESe | Rec | CZ08 | cWVVG | Cap-Tons | 1 | 149998.5938 | None | 854658.2986 | 271933.1543 | 287781.6875 | 0 | 126622.7487 | 8078.2888 | 53262.6378 | 106979.6068 | 22200.1565 | 14471.168 | 6740.3501 | 26.4167 | 6713.9301 | 0 | 342.8738 | 154.9382
WtrCldCentChlr-NoFric-1Cmp-0.439kwpton-VarSpd-CndRlf | DEER2023 |  | 2022-03-14 22:54:12+00 | Any | ESe | Rec | CZ08 | cWVVG | Cap-Tons | 358.7769 | 149998.5938 | None | 800998.5403 | 271933.1543 | 287781.6875 | 0 | 72978.2263 | 7943.4726 | 53382.4 | 106979.6068 | 22200.1565 | 14471.168 | 6740.3503 | 26.4167 | 6713.9309 | 0 | 307.2079 | 136.063
WtrCldCentChlr-NoFric-1Cmp-0.748kwpton-VarSpd-CndRlf | DEER2023 |  | 2022-03-14 22:54:12+00 | Any | ESe | Rec | CZ08 | cWVVG | Cap-Tons | 1 | 149998.5938 | None | 852335.7545 | 271933.1543 | 287781.6875 | 0 | 124249.3602 | 8082.6831 | 53309.0828 | 106979.6068 | 22200.1565 | 14471.168 | 6740.3506 | 26.4167 | 6713.9309 | 0 | 353.3482 | 158.2219
WtrCldCentChlr-NoFric-2Cmp-0.439kwpton-VarSpd-CndRlf | DEER2023 |  | 2022-03-14 23:25:13+00 | Any | ESe | Rec | CZ08 | cWVVG | Cap-Tons | 358.7769 | 149998.5938 | None | 801510.485 | 271933.1543 | 287781.6875 | 0 | 73538.2771 | 7949.0354 | 53328.8436 | 106979.6068 | 22200.1565 | 14471.168 | 6740.3506 | 26.4167 | 6713.9309 | 0 | 308.949 | 136.502
WtrCldCentChlr-NoFric-2Cmp-0.748kwpton-VarSpd-CndRlf | DEER2023 |  | 2022-03-14 23:25:13+00 | Any | ESe | Rec | CZ08 | cWVVG | Cap-Tons | 1 | 149998.5938 | None | 853282.4144 | 271933.1543 | 287781.6875 | 0 | 125211.1278 | 8092.4068 | 53282.5372 | 106981.5124 | 22200.1565 | 14471.1227 | 6740.6854 | 26.4167 | 6714.2661 | 0 | 356.3267 | 158.972
WtrCldRecipChlr-0.42kwpton | DEER2023 |  | 2022-03-14 23:49:47+00 | Any | ESe | Rec | CZ08 | cWVVG | Cap-Tons | 358.7769 | 149998.5938 | None | 835522.8736 | 271933.1543 | 287781.6875 | 0 | 111442.9287 | 2293.3083 | 55093.0668 | 106978.8354 | 22200.1565 | 14471.168 | 6740.3671 | 26.4167 | 6713.9467 | 0 | 326.5991 | 145.7183
WtrCldRecipChlr-0.748kwpton | DEER2023 |  | 2022-03-14 23:49:47+00 | Any | ESe | Rec | CZ08 | cWVVG | Cap-Tons | 1 | 149998.5938 | None | 922435.2503 | 271933.1543 | 287781.6875 | 0 | 198275.6481 | 2350.5682 | 55113.2051 | 106980.741 | 22200.1565 | 14471.1227 | 6740.7019 | 26.4167 | 6714.2819 | 0 | 394.3262 | 176.4227
WtrCldScrewChlr-0.42kwpton | DEER2023 |  | 2022-03-15 00:09:29+00 | Any | ESe | Rec | CZ08 | cWVVG | Cap-Tons | 358.7769 | 149998.5938 | None | 839384.1298 | 271933.1543 | 287781.6875 | 0 | 115369.5104 | 2315.6312 | 55003.3258 | 106980.741 | 22200.1565 | 14471.1227 | 6740.7029 | 26.4167 | 6714.283 | 0 | 336.9433 | 149.6396
WtrCldScrewChlr-0.748kwpton | DEER2023 |  | 2022-03-15 00:09:29+00 | Any | ESe | Rec | CZ08 | cWVVG | Cap-Tons | 1 | 149998.5938 | None | 928538.869 | 271933.1543 | 287781.6875 | 0 | 204530.3822 | 2389.7951 | 54924.7005 | 106978.8354 | 22200.1565 | 14471.168 | 6740.3682 | 26.4167 | 6713.9469 | 0 | 412.7505 | 183.4082
WtrCldScrewChlr-0.439kwpton-VarSpd | DEER2023 |  | 2022-03-15 00:41:21+00 | Any | ESe | Rec | CZ08 | cWVVG | Cap-Tons | 358.7769 | 149998.5938 | None | 816213.7094 | 271933.1543 | 287781.6875 | 0 | 92251.351 | 2240.623 | 55026.1069 | 106980.741 | 22200.1565 | 14471.1227 | 6740.7019 | 26.4167 | 6714.283 | 0 | 311.8157 | 139.1704
WtrCldScrewChlr-0.748kwpton-VarSpd | DEER2023 |  | 2022-03-15 00:41:21+00 | Any | ESe | Rec | CZ08 | cWVVG | Cap-Tons | 1 | 149998.5938 | None | 880720.9516 | 271933.1543 | 287781.6875 | 0 | 156778.0467 | 2257.7473 | 54991.2772 | 106978.8354 | 22200.1565 | 14471.168 | 6740.3671 | 26.4167 | 6713.9487 | 0 | 362.4562 | 162.2374
AirCldRecipChlr-0.95kwpton | DEER2023 |  | 2022-03-14 18:21:41+00 | Any | ESe | Rec | CZ09 | cAVVG | Cap-Tons | 422.186 | 149998.5938 | None | 850853.5625 | 272003.8203 | 287781.6875 | 0 | 171153.3711 | 0 | 13253.23 | 106661.2773 | 21629.3374 | 19355.2705 | 7929.443 | 26.4167 | 7903.0221 | 0 | 399.9697 | 199.1763
AirCldRecipChlr-1.407kwpton | DEER2023 |  | 2022-03-14 18:21:41+00 | Any | ESe | Rec | CZ09 | cAVVG | Cap-Tons | 1 | 149998.5938 | None | 933187.5625 | 272003.8203 | 287781.6875 | 0 | 253487.1289 | 0 | 13253.23 | 106661.2773 | 21629.3374 | 19355.2705 | 7929.443 | 26.4167 | 7903.0221 | 0 | 489.6395 | 247.6078
AirCldScrewChlr-0.95kwpton | DEER2023 |  | 2022-03-14 19:29:42+00 | Any | ESe | Rec | CZ09 | cAVVG | Cap-Tons | 422.186 | 149998.5938 | None | 897481.9531 | 272003.8203 | 287781.6875 | 0 | 217776.9492 | 0 | 13258.1277 | 106661.2773 | 21629.3374 | 19355.2705 | 7929.443 | 26.4167 | 7903.0226 | 0 | 413.8342 | 207.949
AirCldScrewChlr-1.407kwpton | DEER2023 |  | 2022-03-14 19:29:42+00 | Any | ESe | Rec | CZ09 | cAVVG | Cap-Tons | 1 | 149998.5938 | None | 1002244.375 | 272003.8203 | 287781.6875 | 0 | 322539.0469 | 0 | 13258.1277 | 106661.2773 | 21629.3374 | 19355.2705 | 7929.443 | 26.4167 | 7903.0226 | 0 | 510.1787 | 260.9373
AirCldScrewChlr-0.99kwpton-VarSpd | DEER2023 |  | 2022-03-14 20:36:10+00 | Any | ESe | Rec | CZ09 | cAVVG | Cap-Tons | 422.186 | 149998.5938 | None | 906651.4688 | 272003.8203 | 287781.6875 | 0 | 226946.4219 | 0 | 13258.1277 | 106661.2773 | 21629.3374 | 19355.2705 | 7929.443 | 26.4167 | 7903.0226 | 0 | 422.267 | 212.587
AirCldScrewChlr-1.407kwpton-VarSpd | DEER2023 |  | 2022-03-14 20:36:10+00 | Any | ESe | Rec | CZ09 | cAVVG | Cap-Tons | 1 | 149998.5938 | None | 1002244.375 | 272003.8203 | 287781.6875 | 0 | 322539.0469 | 0 | 13258.1277 | 106661.2773 | 21629.3374 | 19355.2705 | 7929.443 | 26.4167 | 7903.0226 | 0 | 510.1787 | 260.9373
WtrCldCentChlr-Conv-0.42kwpton | DEER2023 |  | 2022-03-14 21:09:18+00 | Any | ESe | Rec | CZ09 | cWVVG | Cap-Tons | 422.186 | 149998.5938 | None | 865810.4844 | 272003.8203 | 287781.6875 | 0 | 143299.8281 | 682.6604 | 55380.8398 | 106661.6504 | 21629.3374 | 19355.2705 | 7929.4371 | 26.4167 | 7903.017 | 0 | 315.8888 | 156.9345
WtrCldCentChlr-Conv-0.748kwpton | DEER2023 |  | 2022-03-14 21:09:18+00 | Any | ESe | Rec | CZ09 | cWVVG | Cap-Tons | 1 | 149998.5938 | None | 977622.0781 | 272003.8203 | 287781.6875 | 0 | 255111.5703 | 708.9561 | 55353.9355 | 106661.6504 | 21629.3374 | 19355.2705 | 7929.437 | 26.4167 | 7903.017 | 0 | 386.7235 | 196.8607
WtrCldCentChlr-Conv-1Cmp-0.439kwpton-VarSpd-CndRlf | DEER2023 |  | 2022-03-14 22:16:50+00 | Any | ESe | Rec | CZ09 | cWVVG | Cap-Tons | 422.1859 | 149998.5938 | None | 800467.2188 | 272003.8203 | 287781.6875 | 0 | 77215.8301 | 2197.0948 | 54606.9033 | 106661.9492 | 21629.3374 | 19355.2705 | 7929.4341 | 26.4167 | 7903.0134 | 0 | 289.7065 | 142.2647
WtrCldCentChlr-Conv-1Cmp-0.748kwpton-VarSpd-CndRlf | DEER2023 |  | 2022-03-14 22:16:50+00 | Any | ESe | Rec | CZ09 | cWVVG | Cap-Tons | 1 | 149998.5938 | None | 854016.3906 | 272003.8203 | 287781.6875 | 0 | 130832.5742 | 2189.9271 | 54546.3672 | 106661.9492 | 21629.3374 | 19355.2705 | 7929.4341 | 26.4167 | 7903.0134 | 0 | 335.8068 | 167.319
WtrCldCentChlr-NoFric-1Cmp-0.439kwpton-VarSpd-CndRlf | DEER2023 |  | 2022-03-14 22:54:12+00 | Any | ESe | Rec | CZ09 | cWVVG | Cap-Tons | 422.186 | 149998.5938 | None | 790646.0938 | 272003.8203 | 287781.6875 | 0 | 67253.7646 | 2186.0742 | 54758.9199 | 106661.873 | 21629.3374 | 19355.2705 | 7929.4341 | 26.4167 | 7903.0139 | 0 | 292.6567 | 143.3088
WtrCldCentChlr-NoFric-1Cmp-0.748kwpton-VarSpd-CndRlf | DEER2023 |  | 2022-03-14 22:54:12+00 | Any | ESe | Rec | CZ09 | cWVVG | Cap-Tons | 1 | 149998.5938 | None | 837362.125 | 272003.8203 | 287781.6875 | 0 | 114114.7754 | 2170.7957 | 54629.1016 | 106661.873 | 21629.3374 | 19355.2705 | 7929.4341 | 26.4167 | 7903.0149 | 0 | 340.8345 | 169.1138
WtrCldCentChlr-NoFric-2Cmp-0.439kwpton-VarSpd-CndRlf | DEER2023 |  | 2022-03-14 23:25:13+00 | Any | ESe | Rec | CZ09 | cWVVG | Cap-Tons | 422.186 | 149998.5938 | None | 787709.8594 | 272003.8203 | 287781.6875 | 0 | 64443.5664 | 2182.5142 | 54636.4365 | 106661.873 | 21629.3374 | 19355.2705 | 7929.4341 | 26.4167 | 7903.0134 | 0 | 293.6363 | 143.65
WtrCldCentChlr-NoFric-2Cmp-0.748kwpton-VarSpd-CndRlf | DEER2023 |  | 2022-03-14 23:25:13+00 | Any | ESe | Rec | CZ09 | cWVVG | Cap-Tons | 1 | 149998.5938 | None | 832476.9375 | 272003.8203 | 287781.6875 | 0 | 109382.375 | 2165.2546 | 54481.8662 | 106661.873 | 21629.3374 | 19355.2705 | 7929.435 | 26.4167 | 7903.0149 | 0 | 342.5032 | 169.698
WtrCldRecipChlr-0.42kwpton | DEER2023 |  | 2022-03-14 23:49:47+00 | Any | ESe | Rec | CZ09 | cWVVG | Cap-Tons | 422.186 | 149998.5938 | None | 821974.0625 | 272003.8203 | 287781.6875 | 0 | 98675.1973 | 683.198 | 56168.9756 | 106661.1758 | 21629.3374 | 19355.2705 | 7929.4432 | 26.4167 | 7903.023 | 0 | 320.812 | 155.8045
WtrCldRecipChlr-0.748kwpton | DEER2023 |  | 2022-03-14 23:49:47+00 | Any | ESe | Rec | CZ09 | cWVVG | Cap-Tons | 1 | 149998.5938 | None | 898457.3125 | 272003.8203 | 287781.6875 | 0 | 175219.4219 | 691.293 | 56099.6631 | 106661.1758 | 21629.3374 | 19355.2705 | 7929.4445 | 26.4167 | 7903.024 | 0 | 387.9097 | 192.5617
WtrCldScrewChlr-0.42kwpton | DEER2023 |  | 2022-03-15 00:09:29+00 | Any | ESe | Rec | CZ09 | cWVVG | Cap-Tons | 422.186 | 149998.5938 | None | 824285.0312 | 272003.8203 | 287781.6875 | 0 | 101283.5898 | 699.763 | 55855.0596 | 106661.1758 | 21629.3374 | 19355.2705 | 7929.4422 | 26.4167 | 7903.023 | 0 | 331.842 | 159.525
WtrCldScrewChlr-0.748kwpton | DEER2023 |  | 2022-03-15 00:09:29+00 | Any | ESe | Rec | CZ09 | cWVVG | Cap-Tons | 1 | 149998.5938 | None | 901309.0625 | 272003.8203 | 287781.6875 | 0 | 178495.0312 | 721.0269 | 55646.123 | 106661.1758 | 21629.3374 | 19355.2705 | 7929.4432 | 26.4167 | 7903.024 | 0 | 407.5433 | 199.0637
WtrCldScrewChlr-0.439kwpton-VarSpd | DEER2023 |  | 2022-03-15 00:41:21+00 | Any | ESe | Rec | CZ09 | cWVVG | Cap-Tons | 422.186 | 149998.5938 | None | 804363.8438 | 272003.8203 | 287781.6875 | 0 | 81359.0371 | 657.1148 | 55901.0977 | 106661.1758 | 21629.3374 | 19355.2705 | 7929.444 | 26.4167 | 7903.0238 | 0 | 309.0947 | 149.4305
WtrCldScrewChlr-0.748kwpton-VarSpd | DEER2023 |  | 2022-03-15 00:41:21+00 | Any | ESe | Rec | CZ09 | cWVVG | Cap-Tons | 1 | 149998.5938 | None | 860481.9531 | 272003.8203 | 287781.6875 | 0 | 137609.0742 | 647.3633 | 55778.9629 | 106661.1758 | 21629.3374 | 19355.2705 | 7929.4437 | 26.4167 | 7903.0245 | 0 | 361.3102 | 178.028
AirCldRecipChlr-0.95kwpton | DEER2023 |  | 2022-03-14 18:21:41+00 | Any | ESe | Rec | CZ10 | cAVVG | Cap-Tons | 373.0181 | 149998.5938 | None | 883129.3278 | 272048.9025 | 287781.6875 | 0 | 198949.76 | 0 | 13982.2767 | 110366.6531 | 23369.7015 | 21445.0083 | 9331.0497 | 26.4167 | 9304.6254 | 0 | 123.9354 | 88.5153
AirCldRecipChlr-1.407kwpton | DEER2023 |  | 2022-03-14 18:21:41+00 | Any | ESe | Rec | CZ10 | cAVVG | Cap-Tons | 1 | 149998.5938 | None | 978834.8774 | 272048.9025 | 287781.6875 | 0 | 294655.0906 | 0 | 13982.2767 | 110366.6531 | 23369.7015 | 21445.0083 | 9331.0497 | 26.4167 | 9304.6254 | 0 | 156.2857 | 111.7914
AirCldScrewChlr-0.95kwpton | DEER2023 |  | 2022-03-14 19:29:42+00 | Any | ESe | Rec | CZ10 | cAVVG | Cap-Tons | 373.0181 | 149998.5938 | None | 924868.8385 | 272048.9025 | 287781.6875 | 0 | 240578.28 | 0 | 14093.2044 | 110366.5827 | 23369.7015 | 21445.0083 | 9331.0497 | 26.4167 | 9304.6264 | 0 | 133.4155 | 97.8127
AirCldScrewChlr-1.407kwpton | DEER2023 |  | 2022-03-14 19:29:42+00 | Any | ESe | Rec | CZ10 | cAVVG | Cap-Tons | 1 | 149998.5938 | None | 1040599.3924 | 272048.9025 | 287781.6875 | 0 | 356309.0801 | 0 | 14093.2044 | 110366.5827 | 23369.7015 | 21445.0083 | 9331.0497 | 26.4167 | 9304.6264 | 0 | 170.3259 | 125.5612
AirCldScrewChlr-0.99kwpton-VarSpd | DEER2023 |  | 2022-03-14 20:36:10+00 | Any | ESe | Rec | CZ10 | cAVVG | Cap-Tons | 373.0181 | 149998.5938 | None | 934998.5743 | 272048.9025 | 287781.6875 | 0 | 250707.8868 | 0 | 14093.2044 | 110366.5827 | 23369.7015 | 21445.0083 | 9331.0497 | 26.4167 | 9304.6264 | 0 | 136.6458 | 100.2412
AirCldScrewChlr-1.407kwpton-VarSpd | DEER2023 |  | 2022-03-14 20:36:10+00 | Any | ESe | Rec | CZ10 | cAVVG | Cap-Tons | 1 | 149998.5938 | None | 1040599.3924 | 272048.9025 | 287781.6875 | 0 | 356309.0801 | 0 | 14093.2044 | 110366.5827 | 23369.7015 | 21445.0083 | 9331.0497 | 26.4167 | 9304.6264 | 0 | 170.3259 | 125.5612
WtrCldCentChlr-Conv-0.42kwpton | DEER2023 |  | 2022-03-14 21:09:18+00 | Any | ESe | Rec | CZ10 | cWVVG | Cap-Tons | 373.0181 | 149998.5938 | None | 873381.4123 | 272048.9025 | 287781.6875 | 0 | 147788.4591 | 1821.9856 | 53573.2617 | 110366.9558 | 23369.7015 | 21445.0083 | 9331.0411 | 26.4167 | 9304.6201 | 0 | 107.4978 | 85.5678
WtrCldCentChlr-Conv-0.748kwpton | DEER2023 |  | 2022-03-14 21:09:18+00 | Any | ESe | Rec | CZ10 | cWVVG | Cap-Tons | 1 | 149998.5938 | None | 988782.1698 | 272048.9025 | 287781.6875 | 0 | 263142.4434 | 1901.0836 | 53540.7956 | 110366.9558 | 23369.7015 | 21445.0083 | 9331.0411 | 26.4167 | 9304.6197 | 0 | 138.4932 | 112.6017
WtrCldCentChlr-Conv-1Cmp-0.439kwpton-VarSpd-CndRlf | DEER2023 |  | 2022-03-14 22:16:50+00 | Any | ESe | Rec | CZ10 | cWVVG | Cap-Tons | 373.0181 | 149998.5938 | None | 806033.9616 | 272048.9025 | 287781.6875 | 0 | 77074.2782 | 5855.7926 | 52906.2726 | 110367.0574 | 23369.7015 | 21445.0083 | 9331.0397 | 26.4167 | 9304.6158 | 0 | 87.878 | 67.4219
WtrCldCentChlr-Conv-1Cmp-0.748kwpton-VarSpd-CndRlf | DEER2023 |  | 2022-03-14 22:16:50+00 | Any | ESe | Rec | CZ10 | cWVVG | Cap-Tons | 1 | 149998.5938 | None | 860083.4357 | 272048.9025 | 287781.6875 | 0 | 131097.5961 | 5934.8573 | 52853.1974 | 110367.0574 | 23369.7015 | 21445.0083 | 9331.0397 | 26.4167 | 9304.6158 | 0 | 99.7193 | 77.3798
WtrCldCentChlr-NoFric-1Cmp-0.439kwpton-VarSpd-CndRlf | DEER2023 |  | 2022-03-14 22:54:12+00 | Any | ESe | Rec | CZ10 | cWVVG | Cap-Tons | 373.0181 | 149998.5938 | None | 804062.0306 | 272048.9025 | 287781.6875 | 0 | 75013.1585 | 5861.248 | 52990.0366 | 110367.0574 | 23369.7015 | 21445.0083 | 9331.0371 | 26.4167 | 9304.6158 | 0 | 89.6197 | 66.6263
WtrCldCentChlr-NoFric-1Cmp-0.748kwpton-VarSpd-CndRlf | DEER2023 |  | 2022-03-14 22:54:12+00 | Any | ESe | Rec | CZ10 | cWVVG | Cap-Tons | 1 | 149998.5938 | None | 856759.9232 | 272048.9025 | 287781.6875 | 0 | 127667.372 | 5940.6299 | 52954.1099 | 110367.0574 | 23369.7015 | 21445.0083 | 9331.0397 | 26.4167 | 9304.6158 | 0 | 102.6868 | 76.0241
WtrCldCentChlr-NoFric-2Cmp-0.439kwpton-VarSpd-CndRlf | DEER2023 |  | 2022-03-14 23:25:13+00 | Any | ESe | Rec | CZ10 | cWVVG | Cap-Tons | 373.0181 | 149998.5938 | None | 804194.1061 | 272048.9025 | 287781.6875 | 0 | 75190.0888 | 5865.13 | 52941.2896 | 110367.0574 | 23369.7015 | 21445.0083 | 9331.0392 | 26.4167 | 9304.6158 | 0 | 90.5632 | 66.8858
WtrCldCentChlr-NoFric-2Cmp-0.748kwpton-VarSpd-CndRlf | DEER2023 |  | 2022-03-14 23:25:13+00 | Any | ESe | Rec | CZ10 | cWVVG | Cap-Tons | 1 | 149998.5938 | None | 856978.2315 | 272048.9025 | 287781.6875 | 0 | 127980.0656 | 5947.2999 | 52853.1183 | 110367.0574 | 23369.7015 | 21445.0083 | 9331.0397 | 26.4167 | 9304.6158 | 0 | 104.2945 | 76.4666
WtrCldRecipChlr-0.42kwpton | DEER2023 |  | 2022-03-14 23:49:47+00 | Any | ESe | Rec | CZ10 | cWVVG | Cap-Tons | 373.0181 | 149998.5938 | None | 839377.3653 | 272048.9025 | 287781.6875 | 0 | 112026.4106 | 1836.1824 | 55317.7832 | 110366.4812 | 23369.7015 | 21445.0083 | 9331.0517 | 26.4167 | 9304.6313 | 0 | 98.7166 | 74.6756
WtrCldRecipChlr-0.748kwpton | DEER2023 |  | 2022-03-14 23:49:47+00 | Any | ESe | Rec | CZ10 | cWVVG | Cap-Tons | 1 | 149998.5938 | None | 926608.4007 | 272048.9025 | 287781.6875 | 0 | 199254.8193 | 1881.1651 | 55275.2173 | 110366.4812 | 23369.7015 | 21445.0083 | 9331.0517 | 26.4167 | 9304.6313 | 0 | 122.8521 | 93.2027
WtrCldScrewChlr-0.42kwpton | DEER2023 |  | 2022-03-15 00:09:29+00 | Any | ESe | Rec | CZ10 | cWVVG | Cap-Tons | 373.0181 | 149998.5938 | None | 844554.5856 | 272048.9025 | 287781.6875 | 0 | 117322.5304 | 1859.6373 | 55175.2561 | 110366.4812 | 23369.7015 | 21445.0083 | 9331.0517 | 26.4167 | 9304.6304 | 0 | 102.7054 | 76.8606
WtrCldScrewChlr-0.748kwpton | DEER2023 |  | 2022-03-15 00:09:29+00 | Any | ESe | Rec | CZ10 | cWVVG | Cap-Tons | 1 | 149998.5938 | None | 935011.3338 | 272048.9025 | 287781.6875 | 0 | 207840.485 | 1922.6332 | 55051.0722 | 110366.4812 | 23369.7015 | 21445.0083 | 9331.0542 | 26.4167 | 9304.6304 | 0 | 129.9564 | 97.0929
WtrCldScrewChlr-0.439kwpton-VarSpd | DEER2023 |  | 2022-03-15 00:41:21+00 | Any | ESe | Rec | CZ10 | cWVVG | Cap-Tons | 373.0181 | 149998.5938 | None | 819896.6498 | 272048.9025 | 287781.6875 | 0 | 92713.8025 | 1790.5514 | 55195.2729 | 110366.4812 | 23369.7015 | 21445.0083 | 9331.0542 | 26.4167 | 9304.6313 | 0 | 91.1725 | 69.5721
WtrCldScrewChlr-0.748kwpton-VarSpd | DEER2023 |  | 2022-03-15 00:41:21+00 | Any | ESe | Rec | CZ10 | cWVVG | Cap-Tons | 1 | 149998.5938 | None | 884566.855 | 272048.9025 | 287781.6875 | 0 | 157448.9615 | 1801.2121 | 55119.505 | 110366.4812 | 23369.7015 | 21445.0083 | 9331.0552 | 26.4167 | 9304.6313 | 0 | 107.6152 | 82.6789
AirCldRecipChlr-0.95kwpton | DEER2023 |  | 2022-03-14 18:21:41+00 | Any | ESe | Rec | CZ11 | cAVVG | Cap-Tons | 339.2886 | 149998.5938 | None | 856019.8729 | 271857.2388 | 287781.6875 | 0 | 176078.3184 | 0 | 12911.8682 | 107390.7333 | 21850.4761 | 33215.6356 | 14412.744 | 26.4167 | 14386.3321 | 0 | 126.7144 | 111.3727
AirCldRecipChlr-1.407kwpton | DEER2023 |  | 2022-03-14 18:21:41+00 | Any | ESe | Rec | CZ11 | cAVVG | Cap-Tons | 1 | 149998.5938 | None | 940722.8421 | 271857.2388 | 287781.6875 | 0 | 260781.3538 | 0 | 12911.8682 | 107390.7333 | 21850.4761 | 33215.6356 | 14412.744 | 26.4167 | 14386.3321 | 0 | 160.9419 | 144.2188
AirCldScrewChlr-0.95kwpton | DEER2023 |  | 2022-03-14 19:29:42+00 | Any | ESe | Rec | CZ11 | cAVVG | Cap-Tons | 339.2886 | 149998.5938 | None | 889946.3589 | 271857.2388 | 287781.6875 | 0 | 209911.9419 | 0 | 13004.0876 | 107391.3094 | 21850.4761 | 33215.6356 | 14412.7414 | 26.4167 | 14386.3222 | 0 | 136.1199 | 120.5852
AirCldScrewChlr-1.407kwpton | DEER2023 |  | 2022-03-14 19:29:42+00 | Any | ESe | Rec | CZ11 | cAVVG | Cap-Tons | 1 | 149998.5938 | None | 990925.2771 | 271857.2388 | 287781.6875 | 0 | 310890.657 | 0 | 13004.0876 | 107391.3094 | 21850.4761 | 33215.6356 | 14412.7414 | 26.4167 | 14386.3222 | 0 | 174.8717 | 157.8623
AirCldScrewChlr-0.99kwpton-VarSpd | DEER2023 |  | 2022-03-14 20:36:10+00 | Any | ESe | Rec | CZ11 | cAVVG | Cap-Tons | 339.2886 | 149998.5938 | None | 898784.6461 | 271857.2388 | 287781.6875 | 0 | 218750.3463 | 0 | 13004.0876 | 107391.3094 | 21850.4761 | 33215.6356 | 14412.7414 | 26.4167 | 14386.3222 | 0 | 139.512 | 123.8476
AirCldScrewChlr-1.407kwpton-VarSpd | DEER2023 |  | 2022-03-14 20:36:10+00 | Any | ESe | Rec | CZ11 | cAVVG | Cap-Tons | 1 | 149998.5938 | None | 990925.2771 | 271857.2388 | 287781.6875 | 0 | 310890.657 | 0 | 13004.0876 | 107391.3094 | 21850.4761 | 33215.6356 | 14412.7414 | 26.4167 | 14386.3222 | 0 | 174.8717 | 157.8623
WtrCldCentChlr-Conv-0.42kwpton | DEER2023 |  | 2022-03-14 21:09:18+00 | Any | ESe | Rec | CZ11 | cWVVG | Cap-Tons | 340.1265 | 149998.5938 | None | 836498.6389 | 271857.2388 | 287781.6875 | 0 | 123320.6495 | 1027.9187 | 45121.8888 | 107389.2802 | 21850.4688 | 33215.6326 | 14412.7769 | 26.4167 | 14386.3568 | 0 | 103.3788 | 90.2505
WtrCldCentChlr-Conv-0.748kwpton | DEER2023 |  | 2022-03-14 21:09:18+00 | Any | ESe | Rec | CZ11 | cWVVG | Cap-Tons | 1 | 149998.5938 | None | 932743.2879 | 271857.2388 | 287781.6875 | 0 | 219535.7 | 1069.119 | 45110.1573 | 107389.2802 | 21850.4688 | 33215.6326 | 14412.7769 | 26.4167 | 14386.3568 | 0 | 133.1592 | 119.5447
WtrCldCentChlr-Conv-1Cmp-0.439kwpton-VarSpd-CndRlf | DEER2023 |  | 2022-03-14 22:16:50+00 | Any | ESe | Rec | CZ11 | cWVVG | Cap-Tons | 340.1265 | 149998.5938 | None | 780653.6057 | 271857.2388 | 287781.6875 | 0 | 67194.1565 | 2740.6067 | 43694.26 | 107385.8043 | 21850.4688 | 33215.6233 | 14412.8294 | 26.4167 | 14386.4093 | 0 | 83.8007 | 70.9305
WtrCldCentChlr-Conv-1Cmp-0.748kwpton-VarSpd-CndRlf | DEER2023 |  | 2022-03-14 22:16:50+00 | Any | ESe | Rec | CZ11 | cWVVG | Cap-Tons | 1 | 149998.5938 | None | 827505.3879 | 271857.2388 | 287781.6875 | 0 | 114122.3016 | 2753.1122 | 43605.1722 | 107385.8043 | 21850.4688 | 33215.6233 | 14412.8294 | 26.4167 | 14386.4192 | 0 | 96.2154 | 83.1234
WtrCldCentChlr-NoFric-1Cmp-0.439kwpton-VarSpd-CndRlf | DEER2023 |  | 2022-03-14 22:54:12+00 | Any | ESe | Rec | CZ11 | cWVVG | Cap-Tons | 340.1265 | 149998.5938 | None | 778831.965 | 271857.2388 | 287781.6875 | 0 | 65302.2408 | 2743.7935 | 43761.2717 | 107385.8809 | 21850.4688 | 33215.6233 | 14412.8269 | 26.4167 | 14386.4169 | 0 | 85.1966 | 72.0248
WtrCldCentChlr-NoFric-1Cmp-0.748kwpton-VarSpd-CndRlf | DEER2023 |  | 2022-03-14 22:54:12+00 | Any | ESe | Rec | CZ11 | cWVVG | Cap-Tons | 1 | 149998.5938 | None | 824455.8682 | 271857.2388 | 287781.6875 | 0 | 111016.1604 | 2758.1867 | 43656.8498 | 107385.8809 | 21850.4688 | 33215.6233 | 14412.8269 | 26.4167 | 14386.4093 | 0 | 98.594 | 84.9878
WtrCldCentChlr-NoFric-2Cmp-0.439kwpton-VarSpd-CndRlf | DEER2023 |  | 2022-03-14 23:25:13+00 | Any | ESe | Rec | CZ11 | cWVVG | Cap-Tons | 340.1265 | 149998.5938 | None | 778412.6007 | 271857.2388 | 287781.6875 | 0 | 64926.7892 | 2744.9889 | 43716.0811 | 107385.8809 | 21850.4688 | 33215.6233 | 14412.8269 | 26.4167 | 14386.4169 | 0 | 85.6789 | 72.4266
WtrCldCentChlr-NoFric-2Cmp-0.748kwpton-VarSpd-CndRlf | DEER2023 |  | 2022-03-14 23:25:13+00 | Any | ESe | Rec | CZ11 | cWVVG | Cap-Tons | 1 | 149998.5938 | None | 823745.5382 | 271857.2388 | 287781.6875 | 0 | 110412.717 | 2760.337 | 43547.6623 | 107385.8809 | 21850.4688 | 33215.6233 | 14412.8269 | 26.4167 | 14386.4169 | 0 | 99.4152 | 85.6728
WtrCldRecipChlr-0.42kwpton | DEER2023 |  | 2022-03-14 23:49:47+00 | Any | ESe | Rec | CZ11 | cWVVG | Cap-Tons | 340.1265 | 149998.5938 | None | 808407.3321 | 271857.2388 | 287781.6875 | 0 | 93749.8825 | 1043.0813 | 46582.3237 | 107393.1837 | 21850.4761 | 33215.6356 | 14412.7119 | 26.4167 | 14386.294 | 0 | 95.1506 | 81.7781
WtrCldRecipChlr-0.748kwpton | DEER2023 |  | 2022-03-14 23:49:47+00 | Any | ESe | Rec | CZ11 | cWVVG | Cap-Tons | 1 | 149998.5938 | None | 881217.5993 | 271857.2388 | 287781.6875 | 0 | 166647.8342 | 1066.1359 | 46471.5908 | 107393.1837 | 21850.4761 | 33215.6356 | 14412.7119 | 26.4167 | 14386.294 | 0 | 118.4901 | 104.441
WtrCldScrewChlr-0.42kwpton | DEER2023 |  | 2022-03-15 00:09:29+00 | Any | ESe | Rec | CZ11 | cWVVG | Cap-Tons | 340.1265 | 149998.5938 | None | 814880.1007 | 271857.2388 | 287781.6875 | 0 | 100363.27 | 1062.3003 | 46422.607 | 107393.1837 | 21850.4761 | 33215.6356 | 14412.7119 | 26.4167 | 14386.2915 | 0 | 99.8125 | 86.245
WtrCldScrewChlr-0.748kwpton | DEER2023 |  | 2022-03-15 00:09:29+00 | Any | ESe | Rec | CZ11 | cWVVG | Cap-Tons | 1 | 149998.5938 | None | 892069.7236 | 271857.2388 | 287781.6875 | 0 | 177696.4978 | 1099.548 | 46241.5771 | 107393.1837 | 21850.4761 | 33215.6356 | 14412.7119 | 26.4167 | 14386.2915 | 0 | 126.7563 | 112.363
WtrCldScrewChlr-0.439kwpton-VarSpd | DEER2023 |  | 2022-03-15 00:41:21+00 | Any | ESe | Rec | CZ11 | cWVVG | Cap-Tons | 340.1265 | 149998.5938 | None | 790181.3782 | 271857.2388 | 287781.6875 | 0 | 75679.3638 | 1011.913 | 46458.0285 | 107393.1837 | 21850.4761 | 33215.6356 | 14412.7119 | 26.4167 | 14386.2915 | 0 | 88.2336 | 75.1286
WtrCldScrewChlr-0.748kwpton-VarSpd | DEER2023 |  | 2022-03-15 00:41:21+00 | Any | ESe | Rec | CZ11 | cWVVG | Cap-Tons | 1 | 149998.5938 | None | 842716.415 | 271857.2388 | 287781.6875 | 0 | 128346.5602 | 1011.7066 | 46325.9711 | 107393.1837 | 21850.4761 | 33215.6356 | 14412.7119 | 26.4167 | 14386.2915 | 0 | 104.3781 | 90.8594
AirCldRecipChlr-0.95kwpton | DEER2023 |  | 2022-03-14 18:21:41+00 | Any | ESe | Rec | CZ12 | cAVVG | Cap-Tons | 313.3503 | 149998.5938 | None | 816777.6375 | 271955.8731 | 287781.6875 | 0 | 138781.5267 | 0 | 11179.4864 | 107079.2351 | 17712.415 | 37819.0893 | 15038.6574 | 26.4167 | 15012.2548 | 0 | 123.8439 | 103.3385
AirCldRecipChlr-1.407kwpton | DEER2023 |  | 2022-03-14 18:21:41+00 | Any | ESe | Rec | CZ12 | cAVVG | Cap-Tons | 1 | 149998.5938 | None | 883539.1089 | 271955.8731 | 287781.6875 | 0 | 205542.7364 | 0 | 11179.4864 | 107079.2351 | 17712.415 | 37819.0893 | 15038.6574 | 26.4167 | 15012.2548 | 0 | 156.361 | 132.5773
AirCldScrewChlr-0.95kwpton | DEER2023 |  | 2022-03-14 19:29:42+00 | Any | ESe | Rec | CZ12 | cAVVG | Cap-Tons | 313.3503 | 149998.5938 | None | 845637.173 | 271955.8731 | 287781.6875 | 0 | 167544.0659 | 0 | 11276.4038 | 107079.3114 | 17712.415 | 37819.0893 | 15038.6625 | 26.4167 | 15012.2523 | 0 | 132.3407 | 111.6091
AirCldScrewChlr-1.407kwpton | DEER2023 |  | 2022-03-14 19:29:42+00 | Any | ESe | Rec | CZ12 | cAVVG | Cap-Tons | 1 | 149998.5938 | None | 926234.7512 | 271955.8731 | 287781.6875 | 0 | 248141.5738 | 0 | 11276.4038 | 107079.3114 | 17712.415 | 37819.0893 | 15038.6625 | 26.4167 | 15012.2523 | 0 | 168.9457 | 144.8263
AirCldScrewChlr-0.99kwpton-VarSpd | DEER2023 |  | 2022-03-14 20:36:10+00 | Any | ESe | Rec | CZ12 | cAVVG | Cap-Tons | 313.3503 | 149998.5938 | None | 852691.6835 | 271955.8731 | 287781.6875 | 0 | 174598.5529 | 0 | 11276.4038 | 107079.3114 | 17712.415 | 37819.0893 | 15038.6625 | 26.4167 | 15012.2523 | 0 | 135.5446 | 114.5163
AirCldScrewChlr-1.407kwpton-VarSpd | DEER2023 |  | 2022-03-14 20:36:10+00 | Any | ESe | Rec | CZ12 | cAVVG | Cap-Tons | 1 | 149998.5938 | None | 926234.7512 | 271955.8731 | 287781.6875 | 0 | 248141.5738 | 0 | 11276.4038 | 107079.3114 | 17712.415 | 37819.0893 | 15038.6625 | 26.4167 | 15012.2523 | 0 | 168.9457 | 144.8263
WtrCldCentChlr-Conv-0.42kwpton | DEER2023 |  | 2022-03-14 21:09:18+00 | Any | ESe | Rec | CZ12 | cWVVG | Cap-Tons | 313.3503 | 149998.5938 | None | 808814.5972 | 271955.8731 | 287781.6875 | 0 | 102550.5309 | 1203.812 | 38243.5005 | 107079.2877 | 17712.415 | 37819.0864 | 15038.66 | 26.4167 | 15012.2497 | 0 | 101.9081 | 86.2517
WtrCldCentChlr-Conv-0.748kwpton | DEER2023 |  | 2022-03-14 21:09:18+00 | Any | ESe | Rec | CZ12 | cWVVG | Cap-Tons | 1 | 149998.5938 | None | 888851.6683 | 271955.8731 | 287781.6875 | 0 | 182586.5658 | 1252.9956 | 38195.3028 | 107079.2877 | 17712.415 | 37819.0864 | 15038.66 | 26.4167 | 15012.2497 | 0 | 130.2328 | 113.1441
WtrCldCentChlr-Conv-1Cmp-0.439kwpton-VarSpd-CndRlf | DEER2023 |  | 2022-03-14 22:16:50+00 | Any | ESe | Rec | CZ12 | cWVVG | Cap-Tons | 313.3503 | 149998.5938 | None | 762099.2651 | 271955.8731 | 287781.6875 | 0 | 53834.5006 | 3819.5509 | 37628.4381 | 107079.2876 | 17712.415 | 37819.0864 | 15038.6625 | 26.4167 | 15012.2523 | 0 | 85.1981 | 69.5844
WtrCldCentChlr-Conv-1Cmp-0.748kwpton-VarSpd-CndRlf | DEER2023 |  | 2022-03-14 22:16:50+00 | Any | ESe | Rec | CZ12 | cWVVG | Cap-Tons | 1 | 149998.5938 | None | 799765.7609 | 271955.8731 | 287781.6875 | 0 | 91542.9801 | 3860.019 | 37546.0769 | 107079.2876 | 17712.415 | 37819.0864 | 15038.6625 | 26.4167 | 15012.2523 | 0 | 96.8606 | 80.4456
WtrCldCentChlr-NoFric-1Cmp-0.439kwpton-VarSpd-CndRlf | DEER2023 |  | 2022-03-14 22:54:12+00 | Any | ESe | Rec | CZ12 | cWVVG | Cap-Tons | 313.3503 | 149998.5938 | None | 761388.9937 | 271955.8731 | 287781.6875 | 0 | 52966.7804 | 3831.9033 | 37773.7601 | 107079.2876 | 17712.415 | 37819.0864 | 15038.6625 | 26.4167 | 15012.2523 | 0 | 87.5229 | 71.0612
WtrCldCentChlr-NoFric-1Cmp-0.748kwpton-VarSpd-CndRlf | DEER2023 |  | 2022-03-14 22:54:12+00 | Any | ESe | Rec | CZ12 | cWVVG | Cap-Tons | 1 | 149998.5938 | None | 798499.505 | 271955.8731 | 287781.6875 | 0 | 90131.6773 | 3875.0029 | 37676.1106 | 107079.2876 | 17712.415 | 37819.0864 | 15038.6625 | 26.4167 | 15012.2523 | 0 | 100.8212 | 82.9622
WtrCldCentChlr-NoFric-2Cmp-0.439kwpton-VarSpd-CndRlf | DEER2023 |  | 2022-03-14 23:25:13+00 | Any | ESe | Rec | CZ12 | cWVVG | Cap-Tons | 313.3503 | 149998.5938 | None | 761719.1973 | 271955.8731 | 287781.6875 | 0 | 53337.2527 | 3835.5092 | 37729.9646 | 107079.2876 | 17712.415 | 37819.0864 | 15038.6625 | 26.4167 | 15012.2523 | 0 | 88.4351 | 71.8115
WtrCldCentChlr-NoFric-2Cmp-0.748kwpton-VarSpd-CndRlf | DEER2023 |  | 2022-03-14 23:25:13+00 | Any | ESe | Rec | CZ12 | cWVVG | Cap-Tons | 1 | 149998.5938 | None | 799115.1527 | 271955.8731 | 287781.6875 | 0 | 90781.3952 | 3881.1316 | 37635.9855 | 107079.2876 | 17712.415 | 37819.0864 | 15038.6625 | 26.4167 | 15012.2523 | 0 | 102.3752 | 84.24
WtrCldRecipChlr-0.42kwpton | DEER2023 |  | 2022-03-14 23:49:47+00 | Any | ESe | Rec | CZ12 | cWVVG | Cap-Tons | 313.3503 | 149998.5938 | None | 786134.5683 | 271955.8731 | 287781.6875 | 0 | 78787.4505 | 1212.9148 | 39317.2985 | 107079.5339 | 17712.415 | 37819.0893 | 15038.6548 | 26.4167 | 15012.2446 | 0 | 95.4389 | 79.0715
WtrCldRecipChlr-0.748kwpton | DEER2023 |  | 2022-03-14 23:49:47+00 | Any | ESe | Rec | CZ12 | cWVVG | Cap-Tons | 1 | 149998.5938 | None | 847424.1589 | 271955.8731 | 287781.6875 | 0 | 140109.1654 | 1241.7986 | 39256.1974 | 107079.5339 | 17712.415 | 37819.0893 | 15038.6574 | 26.4167 | 15012.2446 | 0 | 118.7109 | 100.3553
WtrCldScrewChlr-0.42kwpton | DEER2023 |  | 2022-03-15 00:09:29+00 | Any | ESe | Rec | CZ12 | cWVVG | Cap-Tons | 313.3503 | 149998.5938 | None | 790376.9179 | 271955.8731 | 287781.6875 | 0 | 83095.565 | 1229.6121 | 39234.8948 | 107079.5339 | 17712.415 | 37819.0893 | 15038.6548 | 26.4167 | 15012.2446 | 0 | 99.2684 | 82.3604
WtrCldScrewChlr-0.748kwpton | DEER2023 |  | 2022-03-15 00:09:29+00 | Any | ESe | Rec | CZ12 | cWVVG | Cap-Tons | 1 | 149998.5938 | None | 854337.8881 | 271955.8731 | 287781.6875 | 0 | 147173.8566 | 1270.4402 | 39076.6036 | 107079.5339 | 17712.415 | 37819.0893 | 15038.6574 | 26.4167 | 15012.2446 | 0 | 125.5288 | 106.2145
WtrCldScrewChlr-0.439kwpton-VarSpd | DEER2023 |  | 2022-03-15 00:41:21+00 | Any | ESe | Rec | CZ12 | cWVVG | Cap-Tons | 313.3503 | 149998.5938 | None | 772127.2236 | 271955.8731 | 287781.6875 | 0 | 64870.1612 | 1182.1824 | 39258.0854 | 107079.5339 | 17712.415 | 37819.0893 | 15038.6574 | 26.4167 | 15012.2446 | 0 | 88.3387 | 72.7378
WtrCldScrewChlr-0.748kwpton-VarSpd | DEER2023 |  | 2022-03-15 00:41:21+00 | Any | ESe | Rec | CZ12 | cWVVG | Cap-Tons | 1 | 149998.5938 | None | 817291.4166 | 271955.8731 | 287781.6875 | 0 | 110111.1196 | 1188.172 | 39175.1569 | 107079.5339 | 17712.415 | 37819.0893 | 15038.6548 | 26.4167 | 15012.2446 | 0 | 104.3164 | 87.4637
AirCldRecipChlr-0.95kwpton | DEER2023 |  | 2022-03-14 18:21:41+00 | Any | ESe | Rec | CZ13 | cAVVG | Cap-Tons | 375.0852 | 149998.5938 | None | 887027.41 | 272064.7509 | 287781.6875 | 0 | 198585.6652 | 0 | 14064.6427 | 114530.7241 | 25605.1511 | 30763.5724 | 12768.0402 | 26.4167 | 12741.63 | 0 | 129.0375 | 108.2192
AirCldRecipChlr-1.407kwpton | DEER2023 |  | 2022-03-14 18:21:41+00 | Any | ESe | Rec | CZ13 | cAVVG | Cap-Tons | 1 | 149998.5938 | None | 982557.3412 | 272064.7509 | 287781.6875 | 0 | 294115.7722 | 0 | 14064.6427 | 114530.7241 | 25605.1511 | 30763.5724 | 12768.0402 | 26.4167 | 12741.63 | 0 | 164.1467 | 139.9168
AirCldScrewChlr-0.95kwpton | DEER2023 |  | 2022-03-14 19:29:42+00 | Any | ESe | Rec | CZ13 | cAVVG | Cap-Tons | 375.0852 | 149998.5938 | None | 928005.0119 | 272064.7509 | 287781.6875 | 0 | 239492.6426 | 0 | 14135.0092 | 114530.8256 | 25605.1511 | 30763.5724 | 12768.0377 | 26.4167 | 12741.6197 | 0 | 139.2307 | 118.0448
AirCldScrewChlr-1.407kwpton | DEER2023 |  | 2022-03-14 19:29:42+00 | Any | ESe | Rec | CZ13 | cAVVG | Cap-Tons | 1 | 149998.5938 | None | 1043213.5625 | 272064.7509 | 287781.6875 | 0 | 354701.1308 | 0 | 14135.0092 | 114530.8256 | 25605.1511 | 30763.5724 | 12768.0377 | 26.4167 | 12741.6197 | 0 | 179.2438 | 154.4693
AirCldScrewChlr-0.99kwpton-VarSpd | DEER2023 |  | 2022-03-14 20:36:10+00 | Any | ESe | Rec | CZ13 | cAVVG | Cap-Tons | 375.0852 | 149998.5938 | None | 938088.8766 | 272064.7509 | 287781.6875 | 0 | 249576.5621 | 0 | 14135.0092 | 114530.8256 | 25605.1511 | 30763.5724 | 12768.0377 | 26.4167 | 12741.6197 | 0 | 142.7331 | 121.2326
AirCldScrewChlr-1.407kwpton-VarSpd | DEER2023 |  | 2022-03-14 20:36:10+00 | Any | ESe | Rec | CZ13 | cAVVG | Cap-Tons | 1 | 149998.5938 | None | 1043213.5625 | 272064.7509 | 287781.6875 | 0 | 354701.1308 | 0 | 14135.0092 | 114530.8256 | 25605.1511 | 30763.5724 | 12768.0377 | 26.4167 | 12741.6197 | 0 | 179.2438 | 154.4693
WtrCldCentChlr-Conv-0.42kwpton | DEER2023 |  | 2022-03-14 21:09:18+00 | Any | ESe | Rec | CZ13 | cWVVG | Cap-Tons | 375.0852 | 149998.5938 | None | 873208.3726 | 272064.7509 | 287781.6875 | 0 | 143985.8623 | 1646.8673 | 53199.287 | 114530.1269 | 25605.1511 | 30763.5695 | 12768.0428 | 26.4167 | 12741.6325 | 0 | 107.6156 | 91.7826
WtrCldCentChlr-Conv-0.748kwpton | DEER2023 |  | 2022-03-14 21:09:18+00 | Any | ESe | Rec | CZ13 | cWVVG | Cap-Tons | 1 | 149998.5938 | None | 985581.8689 | 272064.7509 | 287781.6875 | 0 | 256346.3582 | 1713.5457 | 53145.0785 | 114530.1269 | 25605.1511 | 30763.5695 | 12768.0428 | 26.4167 | 12741.6325 | 0 | 139.1048 | 121.7083
WtrCldCentChlr-Conv-1Cmp-0.439kwpton-VarSpd-CndRlf | DEER2023 |  | 2022-03-14 22:16:50+00 | Any | ESe | Rec | CZ13 | cWVVG | Cap-Tons | 375.0852 | 149998.5938 | None | 806175.0846 | 272064.7509 | 287781.6875 | 0 | 73839.3697 | 5535.3209 | 52424.1817 | 114529.9006 | 25605.4229 | 30763.5695 | 12768.045 | 26.4167 | 12741.6348 | 0 | 88.736 | 74.9548
WtrCldCentChlr-Conv-1Cmp-0.748kwpton-VarSpd-CndRlf | DEER2023 |  | 2022-03-14 22:16:50+00 | Any | ESe | Rec | CZ13 | cWVVG | Cap-Tons | 1 | 149998.5938 | None | 857843.0359 | 272064.7509 | 287781.6875 | 0 | 125569.1826 | 5585.8019 | 52311.7592 | 114529.9006 | 25605.4229 | 30763.5724 | 12768.045 | 26.4167 | 12741.6348 | 0 | 100.9889 | 86.6297
WtrCldCentChlr-NoFric-1Cmp-0.439kwpton-VarSpd-CndRlf | DEER2023 |  | 2022-03-14 22:54:12+00 | Any | ESe | Rec | CZ13 | cWVVG | Cap-Tons | 375.0852 | 149998.5938 | None | 803998.6661 | 272064.7509 | 287781.6875 | 0 | 71594.8298 | 5540.1175 | 52487.4137 | 114529.9006 | 25605.4229 | 30763.5695 | 12768.045 | 26.4167 | 12741.6348 | 0 | 90.4863 | 75.71
WtrCldCentChlr-NoFric-1Cmp-0.748kwpton-VarSpd-CndRlf | DEER2023 |  | 2022-03-14 22:54:12+00 | Any | ESe | Rec | CZ13 | cWVVG | Cap-Tons | 1 | 149998.5938 | None | 854162.8541 | 272064.7509 | 287781.6875 | 0 | 121820.8801 | 5592.003 | 52373.6153 | 114529.9006 | 25605.4229 | 30763.5695 | 12768.045 | 26.4167 | 12741.6348 | 0 | 103.9716 | 87.9179
WtrCldCentChlr-NoFric-2Cmp-0.439kwpton-VarSpd-CndRlf | DEER2023 |  | 2022-03-14 23:25:13+00 | Any | ESe | Rec | CZ13 | cWVVG | Cap-Tons | 375.0852 | 149998.5938 | None | 804123.5851 | 272064.7509 | 287781.6875 | 0 | 71788.9694 | 5544.0972 | 52414.2765 | 114529.9006 | 25605.4229 | 30763.5695 | 12768.045 | 26.4167 | 12741.6348 | 0 | 91.3816 | 76.3405
WtrCldCentChlr-NoFric-2Cmp-0.748kwpton-VarSpd-CndRlf | DEER2023 |  | 2022-03-14 23:25:13+00 | Any | ESe | Rec | CZ13 | cWVVG | Cap-Tons | 1 | 149998.5938 | None | 854456.0229 | 272064.7509 | 287781.6875 | 0 | 122168.981 | 5599.0119 | 52311.6977 | 114529.9006 | 25605.4229 | 30763.5695 | 12768.045 | 26.4167 | 12741.6348 | 0 | 105.496 | 88.9916
WtrCldRecipChlr-0.42kwpton | DEER2023 |  | 2022-03-14 23:49:47+00 | Any | ESe | Rec | CZ13 | cWVVG | Cap-Tons | 375.0852 | 149998.5938 | None | 838999.2078 | 272064.7509 | 287781.6875 | 0 | 107951.5015 | 1666.4835 | 55003.4001 | 114531.501 | 25605.1511 | 30763.5724 | 12768.0274 | 26.4167 | 12741.6172 | 0 | 98.7924 | 82.1264
WtrCldRecipChlr-0.748kwpton | DEER2023 |  | 2022-03-14 23:49:47+00 | Any | ESe | Rec | CZ13 | cWVVG | Cap-Tons | 1 | 149998.5938 | None | 922993.0815 | 272064.7509 | 287781.6875 | 0 | 191961.7618 | 1700.4437 | 54952.9234 | 114531.501 | 25605.1511 | 30763.5724 | 12768.0274 | 26.4167 | 12741.6172 | 0 | 123.3928 | 104.5154
WtrCldScrewChlr-0.42kwpton | DEER2023 |  | 2022-03-15 00:09:29+00 | Any | ESe | Rec | CZ13 | cWVVG | Cap-Tons | 375.0852 | 149998.5938 | None | 844717.6268 | 272064.7509 | 287781.6875 | 0 | 113728.0146 | 1689.6558 | 54922.0961 | 114531.4248 | 25605.1511 | 30763.5724 | 12768.0274 | 26.4167 | 12741.6172 | 0 | 102.9686 | 85.6306
WtrCldScrewChlr-0.748kwpton | DEER2023 |  | 2022-03-15 00:09:29+00 | Any | ESe | Rec | CZ13 | cWVVG | Cap-Tons | 1 | 149998.5938 | None | 932205.8714 | 272064.7509 | 287781.6875 | 0 | 201363.3821 | 1740.8467 | 54723.6827 | 114531.501 | 25605.1511 | 30763.5724 | 12768.0274 | 26.4167 | 12741.6172 | 0 | 130.8293 | 110.7559
WtrCldScrewChlr-0.439kwpton-VarSpd | DEER2023 |  | 2022-03-15 00:41:21+00 | Any | ESe | Rec | CZ13 | cWVVG | Cap-Tons | 375.0852 | 149998.5938 | None | 818883.5291 | 272064.7509 | 287781.6875 | 0 | 87970.0058 | 1621.9547 | 54913.6877 | 114531.4248 | 25605.1511 | 30763.5724 | 12768.0274 | 26.4167 | 12741.6172 | 0 | 91.1892 | 75.4635
WtrCldScrewChlr-0.748kwpton-VarSpd | DEER2023 |  | 2022-03-15 00:41:21+00 | Any | ESe | Rec | CZ13 | cWVVG | Cap-Tons | 1 | 149998.5938 | None | 880113.7723 | 272064.7509 | 287781.6875 | 0 | 149295.983 | 1622.1462 | 54817.8083 | 114531.4248 | 25604.8793 | 30763.5724 | 12768.0274 | 26.4167 | 12741.6172 | 0 | 108.0113 | 90.9537
AirCldRecipChlr-0.95kwpton | DEER2023 |  | 2022-03-14 18:21:41+00 | Any | ESe | Rec | CZ14 | cAVVG | Cap-Tons | 410.2051 | 149998.5938 | None | 858151.7544 | 272202.6713 | 287781.6875 | 0 | 179742.7565 | 0 | 12976.6841 | 105447.8946 | 20315.3717 | 29405.3098 | 13232.6672 | 26.4167 | 13206.247 | 0 | 129.8889 | 94.1486
AirCldRecipChlr-1.407kwpton | DEER2023 |  | 2022-03-14 18:21:41+00 | Any | ESe | Rec | CZ14 | cAVVG | Cap-Tons | 1 | 149998.5938 | None | 944617.5877 | 272202.6713 | 287781.6875 | 0 | 266208.61 | 0 | 12976.6841 | 105447.8946 | 20315.3717 | 29405.3098 | 13232.6672 | 26.4167 | 13206.247 | 0 | 165.3878 | 120.4182
AirCldScrewChlr-0.95kwpton | DEER2023 |  | 2022-03-14 19:29:42+00 | Any | ESe | Rec | CZ14 | cAVVG | Cap-Tons | 410.2051 | 149998.5938 | None | 897646.78 | 272202.6713 | 287781.6875 | 0 | 219227.9419 | 0 | 12986.5514 | 105447.8946 | 20315.3643 | 29405.3098 | 13232.6672 | 26.4167 | 13206.247 | 0 | 140.5417 | 104.1175
AirCldScrewChlr-1.407kwpton | DEER2023 |  | 2022-03-14 19:29:42+00 | Any | ESe | Rec | CZ14 | cAVVG | Cap-Tons | 1 | 149998.5938 | None | 1003107.3023 | 272202.6713 | 287781.6875 | 0 | 324688.0768 | 0 | 12986.5514 | 105447.8946 | 20315.3643 | 29405.3098 | 13232.6672 | 26.4167 | 13206.247 | 0 | 181.1657 | 135.1822
AirCldScrewChlr-0.99kwpton-VarSpd | DEER2023 |  | 2022-03-14 20:36:10+00 | Any | ESe | Rec | CZ14 | cAVVG | Cap-Tons | 410.2051 | 149998.5938 | None | 906877.4239 | 272202.6713 | 287781.6875 | 0 | 228458.586 | 0 | 12986.5514 | 105447.8946 | 20315.3643 | 29405.3098 | 13232.6672 | 26.4167 | 13206.247 | 0 | 144.0973 | 106.8361
AirCldScrewChlr-1.407kwpton-VarSpd | DEER2023 |  | 2022-03-14 20:36:10+00 | Any | ESe | Rec | CZ14 | cAVVG | Cap-Tons | 1 | 149998.5938 | None | 1003107.3023 | 272202.6713 | 287781.6875 | 0 | 324688.0768 | 0 | 12986.5514 | 105447.8946 | 20315.3643 | 29405.3098 | 13232.6672 | 26.4167 | 13206.247 | 0 | 181.1657 | 135.1822
WtrCldCentChlr-Conv-0.42kwpton | DEER2023 |  | 2022-03-14 21:09:18+00 | Any | ESe | Rec | CZ14 | cWVVG | Cap-Tons | 410.2051 | 149998.5938 | None | 844291.4118 | 272202.6713 | 287781.6875 | 0 | 129867.8775 | 361.4461 | 48630.9918 | 105446.8465 | 20315.3643 | 29405.3098 | 13232.6774 | 26.4167 | 13206.2646 | 0 | 110.8363 | 87.8161
WtrCldCentChlr-Conv-0.748kwpton | DEER2023 |  | 2022-03-14 21:09:18+00 | Any | ESe | Rec | CZ14 | cWVVG | Cap-Tons | 1 | 149998.5938 | None | 945337.7984 | 272202.6713 | 287781.6875 | 0 | 230980 | 371.4845 | 48555.1421 | 105446.8465 | 20315.3643 | 29405.3098 | 13232.6774 | 26.4167 | 13206.2646 | 0 | 144.8019 | 116.7361
WtrCldCentChlr-Conv-1Cmp-0.439kwpton-VarSpd-CndRlf | DEER2023 |  | 2022-03-14 22:16:50+00 | Any | ESe | Rec | CZ14 | cWVVG | Cap-Tons | 410.2051 | 149998.5938 | None | 787259.3697 | 272202.6713 | 287781.6875 | 0 | 73787.4357 | 1056.1304 | 46985.7908 | 105445.8395 | 20315.3643 | 29405.3098 | 13232.6867 | 26.4167 | 13206.2723 | 0 | 89.3522 | 71.3056
WtrCldCentChlr-Conv-1Cmp-0.748kwpton-VarSpd-CndRlf | DEER2023 |  | 2022-03-14 22:16:50+00 | Any | ESe | Rec | CZ14 | cWVVG | Cap-Tons | 1 | 149998.5938 | None | 837782.9971 | 272202.6713 | 287781.6875 | 0 | 124587.5554 | 1040.145 | 46725.3451 | 105445.8395 | 20315.3643 | 29405.3098 | 13232.6867 | 26.4167 | 13206.2723 | 0 | 104.5289 | 85.5905
WtrCldCentChlr-NoFric-1Cmp-0.439kwpton-VarSpd-CndRlf | DEER2023 |  | 2022-03-14 22:54:12+00 | Any | ESe | Rec | CZ14 | cWVVG | Cap-Tons | 410.2051 | 149998.5938 | None | 780129.3774 | 272202.6713 | 287781.6875 | 0 | 66578.8441 | 1053.8409 | 47066.8051 | 105445.8395 | 20315.3643 | 29405.3098 | 13232.6841 | 26.4167 | 13206.2723 | 0 | 88.5451 | 66.9944
WtrCldCentChlr-NoFric-1Cmp-0.748kwpton-VarSpd-CndRlf | DEER2023 |  | 2022-03-14 22:54:12+00 | Any | ESe | Rec | CZ14 | cWVVG | Cap-Tons | 1 | 149998.5938 | None | 825824.2742 | 272202.6713 | 287781.6875 | 0 | 112562.1682 | 1037.6898 | 46794.4565 | 105445.8395 | 20315.3643 | 29405.3098 | 13232.6841 | 26.4167 | 13206.2723 | 0 | 103.1524 | 78.2185
WtrCldCentChlr-NoFric-2Cmp-0.439kwpton-VarSpd-CndRlf | DEER2023 |  | 2022-03-14 23:25:13+00 | Any | ESe | Rec | CZ14 | cWVVG | Cap-Tons | 410.2051 | 149998.5938 | None | 777156.9351 | 272202.6713 | 287781.6875 | 0 | 63833.7823 | 1052.1774 | 46841.1943 | 105445.8395 | 20315.3643 | 29405.3098 | 13232.6841 | 26.4167 | 13206.2723 | 0 | 87.7919 | 65.584
WtrCldCentChlr-NoFric-2Cmp-0.748kwpton-VarSpd-CndRlf | DEER2023 |  | 2022-03-14 23:25:13+00 | Any | ESe | Rec | CZ14 | cWVVG | Cap-Tons | 1 | 149998.5938 | None | 820978.563 | 272202.6713 | 287781.6875 | 0 | 108060.8097 | 1035.3765 | 46452.4151 | 105445.8395 | 20315.3643 | 29405.3098 | 13232.6841 | 26.4167 | 13206.2723 | 0 | 101.8695 | 75.8004
WtrCldRecipChlr-0.42kwpton | DEER2023 |  | 2022-03-14 23:49:47+00 | Any | ESe | Rec | CZ14 | cWVVG | Cap-Tons | 410.2051 | 149998.5938 | None | 808403.1449 | 272202.6713 | 287781.6875 | 0 | 92365.585 | 388.7251 | 50216.3533 | 105448.2957 | 20315.3643 | 29405.3098 | 13232.6595 | 26.4167 | 13206.247 | 0 | 98.0524 | 73.5276
WtrCldRecipChlr-0.748kwpton | DEER2023 |  | 2022-03-14 23:49:47+00 | Any | ESe | Rec | CZ14 | cWVVG | Cap-Tons | 1 | 149998.5938 | None | 879641.3396 | 272202.6713 | 287781.6875 | 0 | 163796.4961 | 392.9943 | 50019.0737 | 105448.2957 | 20315.3717 | 29405.3098 | 13232.6595 | 26.4167 | 13206.247 | 0 | 121.9451 | 91.1693
WtrCldScrewChlr-0.42kwpton | DEER2023 |  | 2022-03-15 00:09:29+00 | Any | ESe | Rec | CZ14 | cWVVG | Cap-Tons | 410.2051 | 149998.5938 | None | 809684.1226 | 272202.6713 | 287781.6875 | 0 | 94084.4554 | 399.603 | 49767.628 | 105448.2957 | 20315.3717 | 29405.3098 | 13232.6595 | 26.4167 | 13206.247 | 0 | 104.245 | 76.2282
WtrCldScrewChlr-0.748kwpton | DEER2023 |  | 2022-03-15 00:09:29+00 | Any | ESe | Rec | CZ14 | cWVVG | Cap-Tons | 1 | 149998.5938 | None | 880782.5102 | 272202.6713 | 287781.6875 | 0 | 165590.5675 | 411.452 | 49347.8829 | 105448.2957 | 20315.3643 | 29405.3098 | 13232.6595 | 26.4167 | 13206.247 | 0 | 132.882 | 95.6243
WtrCldScrewChlr-0.439kwpton-VarSpd | DEER2023 |  | 2022-03-15 00:41:21+00 | Any | ESe | Rec | CZ14 | cWVVG | Cap-Tons | 410.2051 | 149998.5938 | None | 788891.437 | 272202.6713 | 287781.6875 | 0 | 73201.0889 | 372.7492 | 49885.1939 | 105448.2957 | 20315.3717 | 29405.3098 | 13232.6595 | 26.4167 | 13206.2393 | 0 | 91.2751 | 68.8285
WtrCldScrewChlr-0.748kwpton-VarSpd | DEER2023 |  | 2022-03-15 00:41:21+00 | Any | ESe | Rec | CZ14 | cWVVG | Cap-Tons | 1 | 149998.5938 | None | 838854.7413 | 272202.6713 | 287781.6875 | 0 | 123448.5682 | 366.4144 | 49607.112 | 105448.2957 | 20315.3643 | 29405.3098 | 13232.6595 | 26.4167 | 13206.2393 | 0 | 107.8925 | 81.1909
AirCldRecipChlr-0.95kwpton | DEER2023 |  | 2022-03-14 18:21:41+00 | Any | ESe | Rec | CZ15 | cAVVG | Cap-Tons | 524.1921 | 149998.5938 | None | 1083843.8517 | 271500.8444 | 287781.6875 | 0 | 377217.3836 | 0 | 20557.8496 | 126786.1933 | 39645.1552 | 8361.1829 | 4239.3033 | 26.4167 | 4212.8798 | 0 | 152.1219 | 124.4112
AirCldRecipChlr-1.407kwpton | DEER2023 |  | 2022-03-14 18:21:41+00 | Any | ESe | Rec | CZ15 | cAVVG | Cap-Tons | 1 | 149998.5938 | None | 1265305.4118 | 271500.8444 | 287781.6875 | 0 | 558678.7525 | 0 | 20557.8496 | 126786.1933 | 39645.1552 | 8361.1829 | 4239.3033 | 26.4167 | 4212.8798 | 0 | 198.1154 | 164.0777
AirCldScrewChlr-0.95kwpton | DEER2023 |  | 2022-03-14 19:29:42+00 | Any | ESe | Rec | CZ15 | cAVVG | Cap-Tons | 524.1921 | 149998.5938 | None | 1156215.5098 | 271500.8444 | 287781.6875 | 0 | 449669.049 | 0 | 20477.2958 | 126786.1933 | 39645.158 | 8361.1829 | 4239.303 | 26.4167 | 4212.8795 | 0 | 167.1085 | 138.555
AirCldScrewChlr-1.407kwpton | DEER2023 |  | 2022-03-14 19:29:42+00 | Any | ESe | Rec | CZ15 | cAVVG | Cap-Tons | 1 | 149998.5938 | None | 1372529.3922 | 271500.8444 | 287781.6875 | 0 | 665983.3775 | 0 | 20477.2958 | 126786.1933 | 39645.158 | 8361.1829 | 4239.303 | 26.4167 | 4212.8795 | 0 | 220.312 | 185.0252
AirCldScrewChlr-0.99kwpton-VarSpd | DEER2023 |  | 2022-03-14 20:36:10+00 | Any | ESe | Rec | CZ15 | cAVVG | Cap-Tons | 524.1921 | 149998.5938 | None | 1175148.7059 | 271500.8444 | 287781.6875 | 0 | 468602.3609 | 0 | 20477.2958 | 126786.1933 | 39645.158 | 8361.1829 | 4239.303 | 26.4167 | 4212.8795 | 0 | 171.7657 | 142.6227
AirCldScrewChlr-1.407kwpton-VarSpd | DEER2023 |  | 2022-03-14 20:36:10+00 | Any | ESe | Rec | CZ15 | cAVVG | Cap-Tons | 1 | 149998.5938 | None | 1372529.3922 | 271500.8444 | 287781.6875 | 0 | 665983.3775 | 0 | 20477.2958 | 126786.1933 | 39645.158 | 8361.1829 | 4239.303 | 26.4167 | 4212.8795 | 0 | 220.312 | 185.0252
WtrCldCentChlr-Conv-0.42kwpton | DEER2023 |  | 2022-03-14 21:09:18+00 | Any | ESe | Rec | CZ15 | cWVVG | Cap-Tons | 524.1921 | 149998.5938 | None | 1035143.223 | 271500.8444 | 287781.6875 | 0 | 257623.0631 | 1198.4611 | 90249.576 | 126789.0898 | 39645.5897 | 8361.1826 | 4239.2802 | 26.4167 | 4212.8574 | 0 | 124.014 | 106.208
WtrCldCentChlr-Conv-0.748kwpton | DEER2023 |  | 2022-03-14 21:09:18+00 | Any | ESe | Rec | CZ15 | cWVVG | Cap-Tons | 1 | 149998.5938 | None | 1235985.0784 | 271500.8444 | 287781.6875 | 0 | 458318.7549 | 1235.1114 | 90358.9075 | 126789.0898 | 39645.5984 | 8361.1829 | 4239.28 | 26.4167 | 4212.8574 | 0 | 165.548 | 145.2577
WtrCldCentChlr-Conv-1Cmp-0.439kwpton-VarSpd-CndRlf | DEER2023 |  | 2022-03-14 22:16:50+00 | Any | ESe | Rec | CZ15 | cWVVG | Cap-Tons | 524.1921 | 149998.5938 | None | 924711.6103 | 271500.8444 | 287781.6875 | 0 | 146000.2396 | 4193.0541 | 88445.9046 | 126789.8369 | 39645.8012 | 8361.1829 | 4239.2769 | 26.4167 | 4212.8535 | 0 | 97.4547 | 81.9731
WtrCldCentChlr-Conv-1Cmp-0.748kwpton-VarSpd-CndRlf | DEER2023 |  | 2022-03-14 22:16:50+00 | Any | ESe | Rec | CZ15 | cWVVG | Cap-Tons | 1 | 149998.5938 | None | 1025963.1446 | 271500.8444 | 287781.6875 | 0 | 247463.224 | 4180.595 | 88246.9419 | 126789.8369 | 39645.8071 | 8361.1829 | 4239.2762 | 26.4167 | 4212.8533 | 0 | 115.3498 | 99.3601
WtrCldCentChlr-NoFric-1Cmp-0.439kwpton-VarSpd-CndRlf | DEER2023 |  | 2022-03-14 22:54:12+00 | Any | ESe | Rec | CZ15 | cWVVG | Cap-Tons | 524.1921 | 149998.5938 | None | 910124.6618 | 271500.8444 | 287781.6875 | 0 | 131207.7411 | 4171.2901 | 88673.1339 | 126789.8627 | 39645.8012 | 8361.1829 | 4239.2769 | 26.4167 | 4212.8535 | 0 | 95.4085 | 77.6539
WtrCldCentChlr-NoFric-1Cmp-0.748kwpton-VarSpd-CndRlf | DEER2023 |  | 2022-03-14 22:54:12+00 | Any | ESe | Rec | CZ15 | cWVVG | Cap-Tons | 1 | 149998.5938 | None | 1001230.3713 | 271500.8444 | 287781.6875 | 0 | 222645.3376 | 4149.1869 | 88363.4308 | 126789.8369 | 39645.8012 | 8361.1829 | 4239.2762 | 26.4167 | 4212.8535 | 0 | 111.8641 | 92.0006
WtrCldCentChlr-NoFric-2Cmp-0.439kwpton-VarSpd-CndRlf | DEER2023 |  | 2022-03-14 23:25:13+00 | Any | ESe | Rec | CZ15 | cWVVG | Cap-Tons | 524.1921 | 149998.5938 | None | 904781.3493 | 271500.8444 | 287781.6875 | 0 | 126257.0216 | 4164.5803 | 88287.3508 | 126789.8627 | 39645.8012 | 8361.1829 | 4239.2762 | 26.4167 | 4212.8535 | 0 | 94.4237 | 76.2032
WtrCldCentChlr-NoFric-2Cmp-0.748kwpton-VarSpd-CndRlf | DEER2023 |  | 2022-03-14 23:25:13+00 | Any | ESe | Rec | CZ15 | cWVVG | Cap-Tons | 1 | 149998.5938 | None | 992484.7537 | 271500.8444 | 287781.6875 | 0 | 214335.7494 | 4138.6651 | 87938.1713 | 126789.8627 | 39645.7992 | 8361.1829 | 4239.2762 | 26.4167 | 4212.8535 | 0 | 110.1857 | 89.5284
WtrCldRecipChlr-0.42kwpton | DEER2023 |  | 2022-03-14 23:49:47+00 | Any | ESe | Rec | CZ15 | cWVVG | Cap-Tons | 524.1921 | 149998.5938 | None | 964656.3088 | 271500.8444 | 287781.6875 | 0 | 184202.1973 | 1236.8254 | 93147.6696 | 126787.1855 | 39645.2715 | 8361.1822 | 4239.2936 | 26.4167 | 4212.8703 | 0 | 106.853 | 87.5038
WtrCldRecipChlr-0.748kwpton | DEER2023 |  | 2022-03-14 23:49:47+00 | Any | ESe | Rec | CZ15 | cWVVG | Cap-Tons | 1 | 149998.5938 | None | 1107222.1569 | 271500.8444 | 287781.6875 | 0 | 326944.9522 | 1248.9833 | 92958.4851 | 126787.1855 | 39645.2715 | 8361.1829 | 4239.2936 | 26.4167 | 4212.8703 | 0 | 134.8989 | 111.8769
WtrCldScrewChlr-0.42kwpton | DEER2023 |  | 2022-03-15 00:09:29+00 | Any | ESe | Rec | CZ15 | cWVVG | Cap-Tons | 524.1921 | 149998.5938 | None | 974435.9816 | 271500.8444 | 287781.6875 | 0 | 194641.5784 | 1267.3969 | 92457.6558 | 126787.1855 | 39645.2715 | 8361.1822 | 4239.2936 | 26.4167 | 4212.8703 | 0 | 114.2223 | 93.3843
WtrCldScrewChlr-0.748kwpton | DEER2023 |  | 2022-03-15 00:09:29+00 | Any | ESe | Rec | CZ15 | cWVVG | Cap-Tons | 1 | 149998.5938 | None | 1122832.8431 | 271500.8444 | 287781.6875 | 0 | 343483.0968 | 1299.3671 | 91980.4548 | 126787.1855 | 39645.2715 | 8361.1829 | 4239.2936 | 26.4167 | 4212.8703 | 0 | 148.0253 | 122.1642
WtrCldScrewChlr-0.439kwpton-VarSpd | DEER2023 |  | 2022-03-15 00:41:21+00 | Any | ESe | Rec | CZ15 | cWVVG | Cap-Tons | 524.1921 | 149998.5938 | None | 930587.7708 | 271500.8444 | 287781.6875 | 0 | 150734.7996 | 1196.1492 | 92587.2685 | 126787.1855 | 39645.2715 | 8361.1829 | 4239.2936 | 26.4167 | 4212.8708 | 0 | 99.4993 | 81.9332
WtrCldScrewChlr-0.748kwpton-VarSpd | DEER2023 |  | 2022-03-15 00:41:21+00 | Any | ESe | Rec | CZ15 | cWVVG | Cap-Tons | 1 | 149998.5938 | None | 1034267.326 | 271500.8444 | 287781.6875 | 0 | 254701.3725 | 1180.697 | 92315.5302 | 126787.1157 | 39645.2715 | 8361.1829 | 4239.2943 | 26.4167 | 4212.8703 | 0 | 119.4065 | 99.8174
AirCldRecipChlr-0.95kwpton | DEER2023 |  | 2022-03-14 18:21:41+00 | Any | ESe | Rec | CZ16 | cAVVG | Cap-Tons | 212.4189 | 149998.5938 | None | 733533.2146 | 271620.958 | 287781.6875 | 0 | 60125.0724 | 0 | 7581.7227 | 106424.0877 | 12381.0326 | 60468.0085 | 30089.4388 | 26.4167 | 30063.0177 | 0 | 88.2312 | 63.5659
AirCldRecipChlr-1.407kwpton | DEER2023 |  | 2022-03-14 18:21:41+00 | Any | ESe | Rec | CZ16 | cAVVG | Cap-Tons | 1 | 149998.5938 | None | 762456.7453 | 271620.958 | 287781.6875 | 0 | 89048.3862 | 0 | 7581.7227 | 106424.0877 | 12381.0326 | 60468.0085 | 30089.4388 | 26.4167 | 30063.0177 | 0 | 105.2894 | 76.306
AirCldScrewChlr-0.95kwpton | DEER2023 |  | 2022-03-14 19:29:42+00 | Any | ESe | Rec | CZ16 | cAVVG | Cap-Tons | 212.4189 | 149998.5938 | None | 747838.6884 | 271620.958 | 287781.6875 | 0 | 74328.6287 | 0 | 7683.4074 | 106424.3151 | 12381.0399 | 60468.0085 | 30089.4312 | 26.4167 | 30063.0127 | 0 | 94.0814 | 68.3884
AirCldScrewChlr-1.407kwpton | DEER2023 |  | 2022-03-14 19:29:42+00 | Any | ESe | Rec | CZ16 | cAVVG | Cap-Tons | 1 | 149998.5938 | None | 783594.7155 | 271620.958 | 287781.6875 | 0 | 110084.597 | 0 | 7683.4074 | 106424.3151 | 12381.0399 | 60468.0085 | 30089.4312 | 26.4167 | 30063.0127 | 0 | 113.9538 | 83.4481
AirCldScrewChlr-0.99kwpton-VarSpd | DEER2023 |  | 2022-03-14 20:36:10+00 | Any | ESe | Rec | CZ16 | cAVVG | Cap-Tons | 212.4189 | 149998.5938 | None | 750968.3386 | 271620.958 | 287781.6875 | 0 | 77458.2766 | 0 | 7683.4074 | 106424.3151 | 12381.0399 | 60468.0085 | 30089.4312 | 26.4167 | 30063.0127 | 0 | 95.8209 | 69.7061
AirCldScrewChlr-1.407kwpton-VarSpd | DEER2023 |  | 2022-03-14 20:36:10+00 | Any | ESe | Rec | CZ16 | cAVVG | Cap-Tons | 1 | 149998.5938 | None | 783594.7155 | 271620.958 | 287781.6875 | 0 | 110084.597 | 0 | 7683.4074 | 106424.3151 | 12381.0399 | 60468.0085 | 30089.4312 | 26.4167 | 30063.0127 | 0 | 113.9538 | 83.4481
WtrCldCentChlr-Conv-0.42kwpton | DEER2023 |  | 2022-03-14 21:09:18+00 | Any | ESe | Rec | CZ16 | cWVVG | Cap-Tons | 212.4189 | 149998.5938 | None | 733265.4795 | 271620.958 | 287781.6875 | 0 | 47409.5564 | 402.8105 | 19626.459 | 106424.2631 | 12381.0399 | 60468.0085 | 30089.4312 | 26.4167 | 30063.0177 | 0 | 82.8235 | 60.5492
WtrCldCentChlr-Conv-0.748kwpton | DEER2023 |  | 2022-03-14 21:09:18+00 | Any | ESe | Rec | CZ16 | cWVVG | Cap-Tons | 1 | 149998.5938 | None | 770321.375 | 271620.958 | 287781.6875 | 0 | 84422.4681 | 420.4449 | 19651.6761 | 106424.2631 | 12381.0399 | 60468.0085 | 30089.4312 | 26.4167 | 30063.0177 | 0 | 101.6066 | 75.1402
WtrCldCentChlr-Conv-1Cmp-0.439kwpton-VarSpd-CndRlf | DEER2023 |  | 2022-03-14 22:16:50+00 | Any | ESe | Rec | CZ16 | cWVVG | Cap-Tons | 212.4189 | 149998.5938 | None | 710960.7183 | 271620.958 | 287781.6875 | 0 | 24575.6154 | 1025.1861 | 19533.314 | 106424.2631 | 12381.0399 | 60468.0085 | 30089.4312 | 26.4167 | 30063.0177 | 0 | 70.5079 | 50.8064
WtrCldCentChlr-Conv-1Cmp-0.748kwpton-VarSpd-CndRlf | DEER2023 |  | 2022-03-14 22:16:50+00 | Any | ESe | Rec | CZ16 | cWVVG | Cap-Tons | 1 | 149998.5938 | None | 728112.9216 | 271620.958 | 287781.6875 | 0 | 41788.8597 | 1029.242 | 19468.1913 | 106424.2631 | 12381.0399 | 60468.0085 | 30089.4312 | 26.4167 | 30063.0101 | 0 | 78.4183 | 56.8381
WtrCldCentChlr-NoFric-1Cmp-0.439kwpton-VarSpd-CndRlf | DEER2023 |  | 2022-03-14 22:54:12+00 | Any | ESe | Rec | CZ16 | cWVVG | Cap-Tons | 212.4189 | 149998.5938 | None | 711324.1884 | 271620.958 | 287781.6875 | 0 | 24890.7578 | 1029.7769 | 19577.1243 | 106424.2631 | 12381.0399 | 60468.0085 | 30089.4312 | 26.4167 | 30063.0177 | 0 | 71.6503 | 51.5556
WtrCldCentChlr-NoFric-1Cmp-0.748kwpton-VarSpd-CndRlf | DEER2023 |  | 2022-03-14 22:54:12+00 | Any | ESe | Rec | CZ16 | cWVVG | Cap-Tons | 1 | 149998.5938 | None | 728734.6493 | 271620.958 | 287781.6875 | 0 | 42351.5464 | 1036.4545 | 19519.9815 | 106424.2631 | 12381.0399 | 60468.0085 | 30089.4388 | 26.4167 | 30063.0177 | 0 | 80.3657 | 58.1159
WtrCldCentChlr-NoFric-2Cmp-0.439kwpton-VarSpd-CndRlf | DEER2023 |  | 2022-03-14 23:25:13+00 | Any | ESe | Rec | CZ16 | cWVVG | Cap-Tons | 212.4189 | 149998.5938 | None | 711725.166 | 271620.958 | 287781.6875 | 0 | 25358.465 | 1032.1309 | 19507.9415 | 106424.2631 | 12381.0399 | 60468.0085 | 30089.4388 | 26.4167 | 30063.0177 | 0 | 72.2213 | 51.9956
WtrCldCentChlr-NoFric-2Cmp-0.748kwpton-VarSpd-CndRlf | DEER2023 |  | 2022-03-14 23:25:13+00 | Any | ESe | Rec | CZ16 | cWVVG | Cap-Tons | 1 | 149998.5938 | None | 729461.4142 | 271620.958 | 287781.6875 | 0 | 43165.6706 | 1040.5403 | 19428.5127 | 106424.2631 | 12381.0399 | 60468.0085 | 30089.4388 | 26.4167 | 30063.0101 | 0 | 81.3385 | 58.865
WtrCldRecipChlr-0.42kwpton | DEER2023 |  | 2022-03-14 23:49:47+00 | Any | ESe | Rec | CZ16 | cWVVG | Cap-Tons | 212.4189 | 149998.5938 | None | 723628.9646 | 271620.958 | 287781.6875 | 0 | 37153.1034 | 409.8606 | 20236.0175 | 106427.5866 | 12381.0774 | 60468.0115 | 30089.3852 | 26.4167 | 30062.966 | 0 | 78.2313 | 56.7333
WtrCldRecipChlr-0.748kwpton | DEER2023 |  | 2022-03-14 23:49:47+00 | Any | ESe | Rec | CZ16 | cWVVG | Cap-Tons | 1 | 149998.5938 | None | 752485.6082 | 271620.958 | 287781.6875 | 0 | 66048.0343 | 421.8805 | 20185.6021 | 106427.5866 | 12381.0774 | 60468.0115 | 30089.3852 | 26.4167 | 30062.966 | 0 | 93.4088 | 68.3283
WtrCldScrewChlr-0.42kwpton | DEER2023 |  | 2022-03-15 00:09:29+00 | Any | ESe | Rec | CZ16 | cWVVG | Cap-Tons | 212.4189 | 149998.5938 | None | 723913.4627 | 271620.958 | 287781.6875 | 0 | 37585.4602 | 415.6627 | 20082.3402 | 106427.6624 | 12381.0774 | 60468.0115 | 30089.3852 | 26.4167 | 30062.966 | 0 | 79.9757 | 57.978
WtrCldScrewChlr-0.748kwpton | DEER2023 |  | 2022-03-15 00:09:29+00 | Any | ESe | Rec | CZ16 | cWVVG | Cap-Tons | 1 | 149998.5938 | None | 752734.2547 | 271620.958 | 287781.6875 | 0 | 66515.4169 | 432.0952 | 19956.6393 | 106427.6624 | 12381.0774 | 60468.0115 | 30089.3852 | 26.4167 | 30062.9736 | 0 | 96.4711 | 70.5005
WtrCldScrewChlr-0.439kwpton-VarSpd | DEER2023 |  | 2022-03-15 00:41:21+00 | Any | ESe | Rec | CZ16 | cWVVG | Cap-Tons | 212.4189 | 149998.5938 | None | 716676.166 | 271620.958 | 287781.6875 | 0 | 30340.6574 | 398.1612 | 20106.9165 | 106427.9851 | 12381.0774 | 60468.0115 | 30089.3826 | 26.4167 | 30062.9736 | 0 | 73.9096 | 53.403
WtrCldScrewChlr-0.748kwpton-VarSpd | DEER2023 |  | 2022-03-15 00:41:21+00 | Any | ESe | Rec | CZ16 | cWVVG | Cap-Tons | 1 | 149998.5938 | None | 737765.9571 | 271620.958 | 287781.6875 | 0 | 51474.5777 | 401.5769 | 20059.4638 | 106427.9851 | 12381.0774 | 60468.0115 | 30089.3826 | 26.4167 | 30062.966 | 0 | 84.5158 | 61.4675
AirCldRecipChlr-0.95kwpton | DEER2023 |  | 2022-03-14 18:21:41+00 | Any | EUn | Ex | CZ01 | cAVVG | Cap-Tons | 1361.9081 | 930201.375 | None | 5761623.5878 | 2134721.6412 | 2778924 | 0 | 136053.8727 | 0 | 34778.6468 | 677140.7395 | 64630.1204 | 458448.322 | 189766.6991 | 181.5723 | 189585.1449 | 0 | 2210.9416 | 1766.5294
AirCldRecipChlr-1.407kwpton | DEER2023 |  | 2022-03-14 18:21:41+00 | Any | EUn | Ex | CZ01 | cAVVG | Cap-Tons | 1 | 930201.375 | None | 5827073.0305 | 2134721.6412 | 2778924 | 0 | 201502.9256 | 0 | 34778.6468 | 677140.7395 | 64630.1204 | 458448.322 | 189766.6991 | 181.5723 | 189585.1449 | 0 | 2462.8005 | 1936.2351
AirCldScrewChlr-0.95kwpton | DEER2023 |  | 2022-03-14 19:29:42+00 | Any | EUn | Ex | CZ01 | cAVVG | Cap-Tons | 1361.9081 | 930201.375 | None | 5824267.2519 | 2134721.6412 | 2778924 | 0 | 198565.0553 | 0 | 34910.7221 | 677140.9156 | 64637.2073 | 458448.3049 | 189766.4943 | 181.5723 | 189584.9506 | 0 | 2264.7294 | 1806.7347
AirCldScrewChlr-1.407kwpton | DEER2023 |  | 2022-03-14 19:29:42+00 | Any | EUn | Ex | CZ01 | cAVVG | Cap-Tons | 1 | 930201.375 | None | 5919787.9542 | 2134721.6412 | 2778924 | 0 | 294085.322 | 0 | 34910.7221 | 677140.9156 | 64637.2073 | 458448.3049 | 189766.4943 | 181.5723 | 189584.9506 | 0 | 2542.7345 | 1996.2137
AirCldScrewChlr-0.99kwpton-VarSpd | DEER2023 |  | 2022-03-14 20:36:10+00 | Any | EUn | Ex | CZ01 | cAVVG | Cap-Tons | 1361.9081 | 930201.375 | None | 5832627.8092 | 2134721.6412 | 2778924 | 0 | 206925.7021 | 0 | 34910.7221 | 677140.9156 | 64637.2073 | 458448.3049 | 189766.4943 | 181.5723 | 189584.9506 | 0 | 2289.0623 | 1823.3195
AirCldScrewChlr-1.407kwpton-VarSpd | DEER2023 |  | 2022-03-14 20:36:10+00 | Any | EUn | Ex | CZ01 | cAVVG | Cap-Tons | 1 | 930201.375 | None | 5919787.9542 | 2134721.6412 | 2778924 | 0 | 294085.322 | 0 | 34910.7221 | 677140.9156 | 64637.2073 | 458448.3049 | 189766.4943 | 181.5723 | 189584.9506 | 0 | 2542.7345 | 1996.2137
WtrCldCentChlr-Conv-0.42kwpton | DEER2023 |  | 2022-03-14 21:09:18+00 | Any | EUn | Ex | CZ01 | cWVVG | Cap-Tons | 1361.9081 | 930201.375 | None | 5810981.771 | 2134721.6412 | 2778924 | 0 | 138562.4506 | 491.7288 | 81135.8116 | 677141.042 | 64620.6499 | 458447.9385 | 189766.3602 | 181.5723 | 189584.8145 | 0 | 2073.3652 | 1679.9931
WtrCldCentChlr-Conv-0.748kwpton | DEER2023 |  | 2022-03-14 21:09:18+00 | Any | EUn | Ex | CZ01 | cWVVG | Cap-Tons | 1 | 930201.375 | None | 5920150.374 | 2134721.6412 | 2778924 | 0 | 246751.0322 | 512.6115 | 82095.1408 | 677141.042 | 64620.6651 | 458447.9385 | 189766.3352 | 181.5723 | 189584.8145 | 0 | 2328.2794 | 1854.9979
WtrCldCentChlr-Conv-1Cmp-0.439kwpton-VarSpd-CndRlf | DEER2023 |  | 2022-03-14 22:16:50+00 | Any | EUn | Ex | CZ01 | cWVVG | Cap-Tons | 1361.9081 | 930201.375 | None | 5738317.1221 | 2134721.6412 | 2778924 | 0 | 66867.7093 | 1618.3612 | 79040.0771 | 677140.5983 | 64637.9146 | 458447.9385 | 189766.4631 | 181.5723 | 189584.9255 | 0 | 1986.7718 | 1618.3706
WtrCldCentChlr-Conv-1Cmp-0.748kwpton-VarSpd-CndRlf | DEER2023 |  | 2022-03-14 22:16:50+00 | Any | EUn | Ex | CZ01 | cWVVG | Cap-Tons | 1 | 930201.375 | None | 5785059.7786 | 2134721.6412 | 2778924 | 0 | 113692.624 | 1630.1477 | 78946.1776 | 677140.5983 | 64637.9146 | 458447.9385 | 189766.4881 | 181.5723 | 189584.9255 | 0 | 2147.6952 | 1727.5234
WtrCldCentChlr-NoFric-1Cmp-0.439kwpton-VarSpd-CndRlf | DEER2023 |  | 2022-03-14 22:54:12+00 | Any | EUn | Ex | CZ01 | cWVVG | Cap-Tons | 1361.9081 | 930201.375 | None | 5728679.3206 | 2134721.6412 | 2778924 | 0 | 55344.1604 | 1635.1935 | 80908.4719 | 677140.9399 | 64620.5736 | 458447.9385 | 189766.3771 | 181.5723 | 189584.8145 | 0 | 2003.1423 | 1629.8275
WtrCldCentChlr-NoFric-1Cmp-0.748kwpton-VarSpd-CndRlf | DEER2023 |  | 2022-03-14 22:54:12+00 | Any | EUn | Ex | CZ01 | cWVVG | Cap-Tons | 1 | 930201.375 | None | 5766923.0611 | 2134721.6412 | 2778924 | 0 | 94128.732 | 1654.6629 | 80348.226 | 677140.9399 | 64620.571 | 458447.9385 | 189766.3771 | 181.5723 | 189584.8145 | 0 | 2174.7716 | 1747.2457
WtrCldCentChlr-NoFric-2Cmp-0.439kwpton-VarSpd-CndRlf | DEER2023 |  | 2022-03-14 23:25:13+00 | Any | EUn | Ex | CZ01 | cWVVG | Cap-Tons | 1361.9081 | 930201.375 | None | 5722425.4733 | 2134721.6412 | 2778924 | 0 | 51462.0457 | 1640.758 | 78531.5659 | 677140.9399 | 64620.571 | 458447.9385 | 189766.3771 | 181.5723 | 189584.8145 | 0 | 2007.1774 | 1632.6017
WtrCldCentChlr-NoFric-2Cmp-0.748kwpton-VarSpd-CndRlf | DEER2023 |  | 2022-03-14 23:25:13+00 | Any | EUn | Ex | CZ01 | cWVVG | Cap-Tons | 1 | 930201.375 | None | 5758015.0992 | 2134721.6412 | 2778924 | 0 | 87524.1601 | 1661.4252 | 78038.385 | 677140.9399 | 64620.571 | 458447.9385 | 189766.3771 | 181.5723 | 189584.8145 | 0 | 2181.6476 | 1751.7517
WtrCldRecipChlr-0.42kwpton | DEER2023 |  | 2022-03-14 23:49:47+00 | Any | EUn | Ex | CZ01 | cWVVG | Cap-Tons | 1361.9081 | 930201.375 | None | 5761275.8092 | 2134721.6412 | 2778924 | 0 | 86199.0382 | 525.8892 | 83757.1607 | 677143.553 | 64643.8174 | 458449.2619 | 189765.8692 | 181.5723 | 189584.298 | 0 | 2057.0939 | 1668.3756
WtrCldRecipChlr-0.748kwpton | DEER2023 |  | 2022-03-14 23:49:47+00 | Any | EUn | Ex | CZ01 | cWVVG | Cap-Tons | 1 | 930201.375 | None | 5828339.7863 | 2134721.6412 | 2778924 | 0 | 153272.0317 | 544.0243 | 83729.6912 | 677143.553 | 64643.8174 | 458449.2619 | 189765.8692 | 181.5723 | 189584.298 | 0 | 2295.4052 | 1830.4078
WtrCldScrewChlr-0.42kwpton | DEER2023 |  | 2022-03-15 00:09:29+00 | Any | EUn | Ex | CZ01 | cWVVG | Cap-Tons | 1361.9081 | 930201.375 | None | 5728131.2061 | 2134721.6412 | 2778924 | 0 | 57410.5866 | 533.1277 | 79393.4294 | 677143.553 | 64643.8149 | 458449.2848 | 189765.8692 | 181.5723 | 189584.298 | 0 | 2082.2772 | 1684.1819
WtrCldScrewChlr-0.748kwpton | DEER2023 |  | 2022-03-15 00:09:29+00 | Any | EUn | Ex | CZ01 | cWVVG | Cap-Tons | 1 | 930201.375 | None | 5771243.458 | 2134721.6412 | 2778924 | 0 | 101394.3293 | 556.3798 | 78498.2723 | 677143.553 | 64643.812 | 458449.2619 | 189765.8692 | 181.5723 | 189584.298 | 0 | 2340.2547 | 1858.3327
WtrCldScrewChlr-0.439kwpton-VarSpd | DEER2023 |  | 2022-03-15 00:41:21+00 | Any | EUn | Ex | CZ01 | cWVVG | Cap-Tons | 1361.9081 | 930201.375 | None | 5741477.4198 | 2134721.6412 | 2778924 | 0 | 70549.1297 | 513.1273 | 79621.3432 | 677143.5219 | 64643.7623 | 458449.2619 | 189765.8942 | 181.5723 | 189584.338 | 0 | 2015.5598 | 1639.0388
WtrCldScrewChlr-0.748kwpton-VarSpd | DEER2023 |  | 2022-03-15 00:41:21+00 | Any | EUn | Ex | CZ01 | cWVVG | Cap-Tons | 1 | 930201.375 | None | 5790469.3053 | 2134721.6412 | 2778924 | 0 | 119761.0338 | 521.163 | 79392.5018 | 677143.5219 | 64643.7552 | 458449.2619 | 189765.8942 | 181.5723 | 189584.338 | 0 | 2201.1158 | 1764.2605
AirCldRecipChlr-0.95kwpton | DEER2023 |  | 2022-03-14 18:21:41+00 | Any | EUn | Ex | CZ02 | cAVVG | Cap-Tons | 2175.623 | 930201.375 | None | 6647424.086 | 2134884.9938 | 2778924 | 0 | 893499.908 | 0 | 64192.3618 | 775919.1711 | 313356.9604 | 265219.9518 | 126528.3711 | 181.5723 | 126346.7873 | 0 | 3038.8861 | 2481.4553
AirCldRecipChlr-1.407kwpton | DEER2023 |  | 2022-03-14 18:21:41+00 | Any | EUn | Ex | CZ02 | cAVVG | Cap-Tons | 1 | 930201.375 | None | 7077244.3953 | 2134884.9938 | 2778924 | 0 | 1323320.0224 | 0 | 64192.3618 | 775919.1711 | 313356.9604 | 265219.9518 | 126528.3711 | 181.5723 | 126346.7873 | 0 | 3640.3894 | 2955.0324
AirCldScrewChlr-0.95kwpton | DEER2023 |  | 2022-03-14 19:29:42+00 | Any | EUn | Ex | CZ02 | cAVVG | Cap-Tons | 2191.3789 | 930201.375 | None | 6812330.3791 | 2134884.9938 | 2778924 | 0 | 1057638.7901 | 0 | 64958.181 | 775921.2198 | 313357.8627 | 265219.8559 | 126527.8721 | 181.5723 | 126346.2726 | 0 | 3107.9273 | 2537.335
AirCldScrewChlr-1.407kwpton | DEER2023 |  | 2022-03-14 19:29:42+00 | Any | EUn | Ex | CZ02 | cAVVG | Cap-Tons | 1 | 930201.375 | None | 7321110.9975 | 2134884.9938 | 2778924 | 0 | 1566418.5549 | 0 | 64958.181 | 775921.2198 | 313357.8627 | 265219.8559 | 126527.8721 | 181.5723 | 126346.2726 | 0 | 3742.3599 | 3037.3123
AirCldScrewChlr-0.99kwpton-VarSpd | DEER2023 |  | 2022-03-14 20:36:10+00 | Any | EUn | Ex | CZ02 | cAVVG | Cap-Tons | 2191.3789 | 930201.375 | None | 6856862.3354 | 2134884.9938 | 2778924 | 0 | 1102170.9317 | 0 | 64958.181 | 775921.2198 | 313357.8627 | 265219.8559 | 126527.8721 | 181.5723 | 126346.2726 | 0 | 3163.4575 | 2581.0967
AirCldScrewChlr-1.407kwpton-VarSpd | DEER2023 |  | 2022-03-14 20:36:10+00 | Any | EUn | Ex | CZ02 | cAVVG | Cap-Tons | 1 | 930201.375 | None | 7321110.9975 | 2134884.9938 | 2778924 | 0 | 1566418.5549 | 0 | 64958.181 | 775921.2198 | 313357.8627 | 265219.8559 | 126527.8721 | 181.5723 | 126346.2726 | 0 | 3742.3599 | 3037.3123
WtrCldCentChlr-Conv-0.42kwpton | DEER2023 |  | 2022-03-14 21:09:18+00 | Any | EUn | Ex | CZ02 | cWVVG | Cap-Tons | 2191.3789 | 930201.375 | None | 6502841.0349 | 2134884.9938 | 2778924 | 0 | 605526.1427 | 5232.4153 | 202352.6757 | 775916.8547 | 313354.7779 | 265219.8559 | 126527.9888 | 181.5723 | 126346.3893 | 0 | 2477.0176 | 2081.943
WtrCldCentChlr-Conv-0.748kwpton | DEER2023 |  | 2022-03-14 21:09:18+00 | Any | EUn | Ex | CZ02 | cWVVG | Cap-Tons | 1 | 930201.375 | None | 6976059.2731 | 2134884.9938 | 2778924 | 0 | 1077567.7296 | 5434.2017 | 203328.8457 | 775916.9401 | 313354.8879 | 265219.8559 | 126527.925 | 181.5723 | 126346.37 | 0 | 2945.325 | 2473.5448
WtrCldCentChlr-Conv-1Cmp-0.439kwpton-VarSpd-CndRlf | DEER2023 |  | 2022-03-14 22:16:50+00 | Any | EUn | Ex | CZ02 | cWVVG | Cap-Tons | 2191.3789 | 930201.375 | None | 6264904.1135 | 2134884.9938 | 2778924 | 0 | 364031.7742 | 14814.1963 | 196329.862 | 775915.6459 | 313348.43 | 265214.1437 | 126529.2232 | 181.5723 | 126347.6256 | 0 | 2335.5969 | 1945.8084
WtrCldCentChlr-Conv-1Cmp-0.748kwpton-VarSpd-CndRlf | DEER2023 |  | 2022-03-14 22:16:50+00 | Any | EUn | Ex | CZ02 | cWVVG | Cap-Tons | 1 | 930201.375 | None | 6520165.389 | 2134884.9938 | 2778924 | 0 | 619284.2723 | 15039.5339 | 196113.937 | 775915.64 | 313348.43 | 265214.1437 | 126529.2232 | 181.5723 | 126347.6256 | 0 | 2647.0313 | 2198.807
WtrCldCentChlr-NoFric-1Cmp-0.439kwpton-VarSpd-CndRlf | DEER2023 |  | 2022-03-14 22:54:12+00 | Any | EUn | Ex | CZ02 | cWVVG | Cap-Tons | 2191.3789 | 930201.375 | None | 6276959.5187 | 2134884.9938 | 2778924 | 0 | 373716.7382 | 14928.3452 | 198584.986 | 775915.679 | 313357.1647 | 265214.0808 | 126528.3081 | 181.5723 | 126346.7105 | 0 | 2362.1142 | 1967.8512
WtrCldCentChlr-NoFric-1Cmp-0.748kwpton-VarSpd-CndRlf | DEER2023 |  | 2022-03-14 22:54:12+00 | Any | EUn | Ex | CZ02 | cWVVG | Cap-Tons | 1 | 930201.375 | None | 6538913.4626 | 2134884.9938 | 2778924 | 0 | 635981.9751 | 15214.5937 | 197988.2986 | 775915.6672 | 313357.1194 | 265214.0808 | 126528.2937 | 181.5723 | 126346.7105 | 0 | 2692.3297 | 2236.2732
WtrCldCentChlr-NoFric-2Cmp-0.439kwpton-VarSpd-CndRlf | DEER2023 |  | 2022-03-14 23:25:13+00 | Any | EUn | Ex | CZ02 | cWVVG | Cap-Tons | 2191.3789 | 930201.375 | None | 6278003.2319 | 2134884.9938 | 2778924 | 0 | 377033.4203 | 14953.7751 | 196288.0087 | 775915.679 | 313357.1194 | 265214.0808 | 126528.2937 | 181.5723 | 126346.7105 | 0 | 2369.4363 | 1974.4488
WtrCldCentChlr-NoFric-2Cmp-0.748kwpton-VarSpd-CndRlf | DEER2023 |  | 2022-03-14 23:25:13+00 | Any | EUn | Ex | CZ02 | cWVVG | Cap-Tons | 1 | 930201.375 | None | 6542311.9302 | 2134884.9938 | 2778924 | 0 | 641805.3416 | 15257.0897 | 195521.3984 | 775915.6187 | 313357.1194 | 265214.0808 | 126528.3081 | 181.5723 | 126346.7105 | 0 | 2704.8067 | 2247.5138
WtrCldRecipChlr-0.42kwpton | DEER2023 |  | 2022-03-14 23:49:47+00 | Any | EUn | Ex | CZ02 | cWVVG | Cap-Tons | 2191.3789 | 930201.375 | None | 6410452.9788 | 2134884.9938 | 2778924 | 0 | 503223.6054 | 5499.6321 | 211997.395 | 775919.526 | 313355.9621 | 265219.7327 | 126527.489 | 181.5723 | 126345.8846 | 0 | 2466.1059 | 2066.3369
WtrCldRecipChlr-0.748kwpton | DEER2023 |  | 2022-03-14 23:49:47+00 | Any | EUn | Ex | CZ02 | cWVVG | Cap-Tons | 1 | 930201.375 | None | 6802124.6983 | 2134884.9938 | 2778924 | 0 | 894926.7573 | 5667.6732 | 211797.9265 | 775919.5731 | 313355.958 | 265219.7327 | 126527.489 | 181.5723 | 126345.8846 | 0 | 2910.4983 | 2439.4574
WtrCldScrewChlr-0.42kwpton | DEER2023 |  | 2022-03-15 00:09:29+00 | Any | EUn | Ex | CZ02 | cWVVG | Cap-Tons | 2191.3789 | 930201.375 | None | 6405817.9763 | 2134884.9938 | 2778924 | 0 | 503185.0938 | 5572.812 | 207329.0064 | 775919.4151 | 313355.8441 | 265219.7327 | 126527.4698 | 181.5723 | 126345.8653 | 0 | 2510.8211 | 2105.9087
WtrCldScrewChlr-0.748kwpton | DEER2023 |  | 2022-03-15 00:09:29+00 | Any | EUn | Ex | CZ02 | cWVVG | Cap-Tons | 1 | 930201.375 | None | 6795379.5025 | 2134884.9938 | 2778924 | 0 | 893713.1688 | 5797.8234 | 206136.8208 | 775919.4151 | 313355.7896 | 265219.7504 | 126527.489 | 181.5723 | 126345.8846 | 0 | 2990.195 | 2509.9599
WtrCldScrewChlr-0.439kwpton-VarSpd | DEER2023 |  | 2022-03-15 00:41:21+00 | Any | EUn | Ex | CZ02 | cWVVG | Cap-Tons | 2191.3789 | 930201.375 | None | 6315098.2382 | 2134884.9938 | 2778924 | 0 | 412198.8667 | 5376.3402 | 207790.1919 | 775920.0209 | 313359.2742 | 265219.7327 | 126527.4698 | 181.5723 | 126345.8826 | 0 | 2396.6759 | 2010.0272
WtrCldScrewChlr-0.748kwpton-VarSpd | DEER2023 |  | 2022-03-15 00:41:21+00 | Any | EUn | Ex | CZ02 | cWVVG | Cap-Tons | 1 | 930201.375 | None | 6603162.9875 | 2134884.9938 | 2778924 | 0 | 700607.2893 | 5435.7302 | 207387.5869 | 775920.0695 | 313359.4138 | 265219.7151 | 126527.4059 | 181.5723 | 126345.8653 | 0 | 2748.3598 | 2306.7016
AirCldRecipChlr-0.95kwpton | DEER2023 |  | 2022-03-14 18:21:41+00 | Any | EUn | Ex | CZ03 | cAVVG | Cap-Tons | 1790.8648 | 930201.375 | None | 6256238.9509 | 2134913.5607 | 2778924 | 0 | 548342.8786 | 0 | 51872.8633 | 742181.4337 | 214692.4634 | 260786.3028 | 116049.692 | 181.5723 | 115868.1052 | 0 | 2605.2467 | 2130.9761
AirCldRecipChlr-1.407kwpton | DEER2023 |  | 2022-03-14 18:21:41+00 | Any | EUn | Ex | CZ03 | cAVVG | Cap-Tons | 1 | 930201.375 | None | 6520020.5917 | 2134913.5607 | 2778924 | 0 | 812124.4996 | 0 | 51872.8633 | 742181.4337 | 214692.4634 | 260786.3028 | 116049.692 | 181.5723 | 115868.1052 | 0 | 3024.5529 | 2457.8854
AirCldScrewChlr-0.95kwpton | DEER2023 |  | 2022-03-14 19:29:42+00 | Any | EUn | Ex | CZ03 | cAVVG | Cap-Tons | 1790.8648 | 930201.375 | None | 6394484.8432 | 2134913.5607 | 2778924 | 0 | 685800.4487 | 0 | 52659.2799 | 742183.3105 | 214711.1593 | 260786.491 | 116050.0002 | 181.5723 | 115868.4684 | 0 | 2635.737 | 2170.3801
AirCldScrewChlr-1.407kwpton | DEER2023 |  | 2022-03-14 19:29:42+00 | Any | EUn | Ex | CZ03 | cAVVG | Cap-Tons | 1 | 930201.375 | None | 6724390.1872 | 2134913.5607 | 2778924 | 0 | 1015706.5407 | 0 | 52659.2799 | 742183.3105 | 214711.1593 | 260786.491 | 116050.0002 | 181.5723 | 115868.4684 | 0 | 3066.7968 | 2515.5569
AirCldScrewChlr-0.99kwpton-VarSpd | DEER2023 |  | 2022-03-14 20:36:10+00 | Any | EUn | Ex | CZ03 | cAVVG | Cap-Tons | 1790.8648 | 930201.375 | None | 6423360.8814 | 2134913.5607 | 2778924 | 0 | 714676.1252 | 0 | 52659.2799 | 742183.3105 | 214711.1593 | 260786.491 | 116050.0002 | 181.5723 | 115868.4684 | 0 | 2673.4667 | 2200.5928
AirCldScrewChlr-1.407kwpton-VarSpd | DEER2023 |  | 2022-03-14 20:36:10+00 | Any | EUn | Ex | CZ03 | cAVVG | Cap-Tons | 1 | 930201.375 | None | 6724390.1872 | 2134913.5607 | 2778924 | 0 | 1015706.5407 | 0 | 52659.2799 | 742183.3105 | 214711.1593 | 260786.491 | 116050.0002 | 181.5723 | 115868.4684 | 0 | 3066.7968 | 2515.5569
WtrCldCentChlr-Conv-0.42kwpton | DEER2023 |  | 2022-03-14 21:09:18+00 | Any | EUn | Ex | CZ03 | cWVVG | Cap-Tons | 1790.8648 | 930201.375 | None | 6249857.6787 | 2134913.5607 | 2778924 | 0 | 429174.4618 | 4010.6221 | 160647.1888 | 742183.3907 | 214718.3615 | 260786.7781 | 116049.8136 | 181.5723 | 115868.2622 | 0 | 2286.9428 | 1913.886
WtrCldCentChlr-Conv-0.748kwpton | DEER2023 |  | 2022-03-14 21:09:18+00 | Any | EUn | Ex | CZ03 | cWVVG | Cap-Tons | 1 | 930201.375 | None | 6585417.973 | 2134913.5607 | 2778924 | 0 | 763950.9189 | 4177.7492 | 161264.3548 | 742183.413 | 214718.381 | 260786.7781 | 116049.8136 | 181.5723 | 115868.2636 | 0 | 2656.7863 | 2221.0228
WtrCldCentChlr-Conv-1Cmp-0.439kwpton-VarSpd-CndRlf | DEER2023 |  | 2022-03-14 22:16:50+00 | Any | EUn | Ex | CZ03 | cWVVG | Cap-Tons | 1790.8648 | 930201.375 | None | 6073015.5023 | 2134913.5607 | 2778924 | 0 | 245178.847 | 13334.673 | 158477.9085 | 742182.2843 | 214713.7598 | 260786.0151 | 116049.3483 | 181.5723 | 115867.8 | 0 | 2214.3315 | 1832.6562
WtrCldCentChlr-Conv-1Cmp-0.748kwpton-VarSpd-CndRlf | DEER2023 |  | 2022-03-14 22:16:50+00 | Any | EUn | Ex | CZ03 | cWVVG | Cap-Tons | 1 | 930201.375 | None | 6244899.1146 | 2134913.5607 | 2778924 | 0 | 417184.6242 | 13522.8878 | 158168.0276 | 742182.2843 | 214713.7598 | 260786.0151 | 116049.3483 | 181.5723 | 115867.7987 | 0 | 2484.7793 | 2041.6395
WtrCldCentChlr-NoFric-1Cmp-0.439kwpton-VarSpd-CndRlf | DEER2023 |  | 2022-03-14 22:54:12+00 | Any | EUn | Ex | CZ03 | cWVVG | Cap-Tons | 1790.8648 | 930201.375 | None | 6076871.6293 | 2134913.5607 | 2778924 | 0 | 247122.8373 | 13449.0199 | 160274.593 | 742183.2715 | 214718.3207 | 260786.7781 | 116049.8136 | 181.5723 | 115868.2113 | 0 | 2224.221 | 1848.458
WtrCldCentChlr-NoFric-1Cmp-0.748kwpton-VarSpd-CndRlf | DEER2023 |  | 2022-03-14 22:54:12+00 | Any | EUn | Ex | CZ03 | cWVVG | Cap-Tons | 1 | 930201.375 | None | 6250089.8271 | 2134913.5607 | 2778924 | 0 | 420629.7968 | 13692.8888 | 159742.6318 | 742183.2966 | 214718.3332 | 260786.7781 | 116049.8136 | 181.5723 | 115868.21 | 0 | 2498.916 | 2067.1096
WtrCldCentChlr-NoFric-2Cmp-0.439kwpton-VarSpd-CndRlf | DEER2023 |  | 2022-03-14 23:25:13+00 | Any | EUn | Ex | CZ03 | cWVVG | Cap-Tons | 1790.8648 | 930201.375 | None | 6076340.8389 | 2134913.5607 | 2778924 | 0 | 248410.8893 | 13475.4806 | 158428.3194 | 742183.2715 | 214718.3207 | 260786.7781 | 116049.8136 | 181.5723 | 115868.2113 | 0 | 2226.7242 | 1852.0918
WtrCldCentChlr-NoFric-2Cmp-0.748kwpton-VarSpd-CndRlf | DEER2023 |  | 2022-03-14 23:25:13+00 | Any | EUn | Ex | CZ03 | cWVVG | Cap-Tons | 1 | 930201.375 | None | 6250213.5303 | 2134913.5607 | 2778924 | 0 | 422914.4357 | 13736.1907 | 157537.982 | 742183.3188 | 214718.3332 | 260786.7781 | 116049.8136 | 181.5723 | 115868.2113 | 0 | 2503.1815 | 2073.3004
WtrCldRecipChlr-0.42kwpton | DEER2023 |  | 2022-03-14 23:49:47+00 | Any | EUn | Ex | CZ03 | cWVVG | Cap-Tons | 1790.8648 | 930201.375 | None | 6170174.5545 | 2134913.5607 | 2778924 | 0 | 342480.9551 | 4244.2798 | 167419.1821 | 742188.5169 | 214703.0761 | 260781.0322 | 116048.3358 | 181.5723 | 115866.7928 | 0 | 2285.553 | 1905.9067
WtrCldRecipChlr-0.748kwpton | DEER2023 |  | 2022-03-14 23:49:47+00 | Any | EUn | Ex | CZ03 | cWVVG | Cap-Tons | 1 | 930201.375 | None | 6436760.9658 | 2134913.5607 | 2778924 | 0 | 609003.1051 | 4393.7626 | 167334.2669 | 742188.5169 | 214703.0761 | 260781.0322 | 116048.3358 | 181.5723 | 115866.7928 | 0 | 2631.841 | 2200.8264
WtrCldScrewChlr-0.42kwpton | DEER2023 |  | 2022-03-15 00:09:29+00 | Any | EUn | Ex | CZ03 | cWVVG | Cap-Tons | 1790.8648 | 930201.375 | None | 6150968.7821 | 2134913.5607 | 2778924 | 0 | 326923.5383 | 4290.5366 | 163724.0895 | 742188.5169 | 214703.0761 | 260781.0322 | 116048.3358 | 181.5723 | 115866.7928 | 0 | 2322.5261 | 1931.4821
WtrCldScrewChlr-0.748kwpton | DEER2023 |  | 2022-03-15 00:09:29+00 | Any | EUn | Ex | CZ03 | cWVVG | Cap-Tons | 1 | 930201.375 | None | 6403077.0726 | 2134913.5607 | 2778924 | 0 | 580131.2056 | 4477.5307 | 162438.3549 | 742188.5002 | 214703.0761 | 260781.0322 | 116048.3358 | 181.5723 | 115866.7928 | 0 | 2697.6562 | 2246.3683
WtrCldScrewChlr-0.439kwpton-VarSpd | DEER2023 |  | 2022-03-15 00:41:21+00 | Any | EUn | Ex | CZ03 | cWVVG | Cap-Tons | 1790.8648 | 930201.375 | None | 6106357.7066 | 2134913.5607 | 2778924 | 0 | 282189.2613 | 4156.1636 | 163982.4301 | 742188.364 | 214702.9223 | 260781.0322 | 116048.3345 | 181.5723 | 115866.8097 | 0 | 2226.189 | 1870.2925
WtrCldScrewChlr-0.748kwpton-VarSpd | DEER2023 |  | 2022-03-15 00:41:21+00 | Any | EUn | Ex | CZ03 | cWVVG | Cap-Tons | 1 | 930201.375 | None | 6303049.2055 | 2134913.5607 | 2778924 | 0 | 479396.6634 | 4235.6561 | 163387.7753 | 742188.3918 | 214702.9028 | 260781.0322 | 116048.3867 | 181.5723 | 115866.8097 | 0 | 2496.5168 | 2111.0575
AirCldRecipChlr-0.95kwpton | DEER2023 |  | 2022-03-14 18:21:41+00 | Any | EUn | Ex | CZ04 | cAVVG | Cap-Tons | 2213.6612 | 930201.375 | None | 6944633.0423 | 2134889.5956 | 2778924 | 0 | 1142738.1002 | 0 | 74306.457 | 813770.7988 | 374353.5227 | 195368.911 | 97370.3617 | 181.5723 | 97188.8248 | 0 | 3143.1534 | 2634.1089
AirCldRecipChlr-1.407kwpton | DEER2023 |  | 2022-03-14 18:21:41+00 | Any | EUn | Ex | CZ04 | cAVVG | Cap-Tons | 1 | 930201.375 | None | 7494349.9605 | 2134889.5956 | 2778924 | 0 | 1692455.4118 | 0 | 74306.457 | 813770.7988 | 374353.5227 | 195368.911 | 97370.3617 | 181.5723 | 97188.8248 | 0 | 3783.4382 | 3170.6337
AirCldScrewChlr-0.95kwpton | DEER2023 |  | 2022-03-14 19:29:42+00 | Any | EUn | Ex | CZ04 | cAVVG | Cap-Tons | 2213.6612 | 930201.375 | None | 7145242.7013 | 2134889.5956 | 2778924 | 0 | 1342446.7877 | 0 | 75205.5912 | 813771.8968 | 374357.2382 | 195368.8449 | 97370.1426 | 181.5723 | 97188.5483 | 0 | 3207.2537 | 2694.8266
AirCldScrewChlr-1.407kwpton | DEER2023 |  | 2022-03-14 19:29:42+00 | Any | EUn | Ex | CZ04 | cAVVG | Cap-Tons | 1 | 930201.375 | None | 7791029.4504 | 2134889.5956 | 2778924 | 0 | 1988233.9099 | 0 | 75205.5912 | 813771.8968 | 374357.2382 | 195368.8449 | 97370.1426 | 181.5723 | 97188.5483 | 0 | 3878.3888 | 3260.5557
AirCldScrewChlr-0.99kwpton-VarSpd | DEER2023 |  | 2022-03-14 20:36:10+00 | Any | EUn | Ex | CZ04 | cAVVG | Cap-Tons | 2213.6612 | 930201.375 | None | 7201765.6627 | 2134889.5956 | 2778924 | 0 | 1398970.6094 | 0 | 75205.5912 | 813771.8968 | 374357.2382 | 195368.8449 | 97370.1426 | 181.5723 | 97188.5483 | 0 | 3265.9963 | 2744.3429
AirCldScrewChlr-1.407kwpton-VarSpd | DEER2023 |  | 2022-03-14 20:36:10+00 | Any | EUn | Ex | CZ04 | cAVVG | Cap-Tons | 1 | 930201.375 | None | 7791029.4504 | 2134889.5956 | 2778924 | 0 | 1988233.9099 | 0 | 75205.5912 | 813771.8968 | 374357.2382 | 195368.8449 | 97370.1426 | 181.5723 | 97188.5483 | 0 | 3878.3888 | 3260.5557
WtrCldCentChlr-Conv-0.42kwpton | DEER2023 |  | 2022-03-14 21:09:18+00 | Any | EUn | Ex | CZ04 | cWVVG | Cap-Tons | 2213.6612 | 930201.375 | None | 6768652.4972 | 2134889.5956 | 2778924 | 0 | 781235.371 | 11296.7961 | 248534.0596 | 813768.4663 | 374354.7358 | 195368.6957 | 97370.075 | 181.5723 | 97188.4844 | 0 | 2566.5991 | 2171.6338
WtrCldCentChlr-Conv-0.748kwpton | DEER2023 |  | 2022-03-14 21:09:18+00 | Any | EUn | Ex | CZ04 | cWVVG | Cap-Tons | 1 | 930201.375 | None | 7379422.9706 | 2134889.5956 | 2778924 | 0 | 1390700.1737 | 11759.0619 | 249376.704 | 813768.5272 | 374354.7358 | 195368.6957 | 97370.077 | 181.5723 | 97188.4858 | 0 | 3062.7577 | 2605.5145
WtrCldCentChlr-Conv-1Cmp-0.439kwpton-VarSpd-CndRlf | DEER2023 |  | 2022-03-14 22:16:50+00 | Any | EUn | Ex | CZ04 | cWVVG | Cap-Tons | 2213.6612 | 930201.375 | None | 6480480.3943 | 2134889.5956 | 2778924 | 0 | 467131.0474 | 39976.6768 | 245787.6011 | 813766.2562 | 374353.0248 | 195369.1243 | 97370.176 | 181.5723 | 97188.6302 | 0 | 2437.5561 | 2053.2446
WtrCldCentChlr-Conv-1Cmp-0.748kwpton-VarSpd-CndRlf | DEER2023 |  | 2022-03-14 22:16:50+00 | Any | EUn | Ex | CZ04 | cWVVG | Cap-Tons | 1 | 930201.375 | None | 6809113.4421 | 2134889.5956 | 2778924 | 0 | 795247.2166 | 40933.0994 | 245349.8781 | 813766.2649 | 374353.0248 | 195369.1243 | 97370.1793 | 181.5723 | 97188.6302 | 0 | 2771.8488 | 2337.8663
WtrCldCentChlr-NoFric-1Cmp-0.439kwpton-VarSpd-CndRlf | DEER2023 |  | 2022-03-14 22:54:12+00 | Any | EUn | Ex | CZ04 | cWVVG | Cap-Tons | 2213.6612 | 930201.375 | None | 6502362.4522 | 2134889.5956 | 2778924 | 0 | 486356.3475 | 40211.9574 | 248207.902 | 813768.0801 | 374354.3381 | 195368.711 | 97370.0894 | 181.5723 | 97188.4985 | 0 | 2459.6966 | 2083.2347
WtrCldCentChlr-NoFric-1Cmp-0.748kwpton-VarSpd-CndRlf | DEER2023 |  | 2022-03-14 22:54:12+00 | Any | EUn | Ex | CZ04 | cWVVG | Cap-Tons | 1 | 930201.375 | None | 6844414.9936 | 2134889.5956 | 2778924 | 0 | 828074.514 | 41302.4468 | 247451.4499 | 813768.0801 | 374354.4013 | 195368.711 | 97370.0894 | 181.5723 | 97188.499 | 0 | 2804.2757 | 2390.1322
WtrCldCentChlr-NoFric-2Cmp-0.439kwpton-VarSpd-CndRlf | DEER2023 |  | 2022-03-14 23:25:13+00 | Any | EUn | Ex | CZ04 | cWVVG | Cap-Tons | 2213.6612 | 930201.375 | None | 6505416.4412 | 2134889.5956 | 2778924 | 0 | 491492.1942 | 40264.9016 | 246073.95 | 813768.0801 | 374354.3381 | 195368.711 | 97370.0875 | 181.5723 | 97188.5009 | 0 | 2467.6243 | 2089.1263
WtrCldCentChlr-NoFric-2Cmp-0.748kwpton-VarSpd-CndRlf | DEER2023 |  | 2022-03-14 23:25:13+00 | Any | EUn | Ex | CZ04 | cWVVG | Cap-Tons | 1 | 930201.375 | None | 6850927.2335 | 2134889.5956 | 2778924 | 0 | 836928.7067 | 41391.0739 | 245021.6099 | 813768.0801 | 374354.3381 | 195368.711 | 97370.0894 | 181.5723 | 97188.4975 | 0 | 2817.7655 | 2400.1575
WtrCldRecipChlr-0.42kwpton | DEER2023 |  | 2022-03-14 23:49:47+00 | Any | EUn | Ex | CZ04 | cWVVG | Cap-Tons | 2213.6612 | 930201.375 | None | 6657349.0763 | 2134889.5956 | 2778924 | 0 | 657846.3543 | 11742.9676 | 260166.5339 | 813775.2151 | 374348.904 | 195369.0919 | 97368.9855 | 181.5723 | 97187.4448 | 0 | 2540.0757 | 2152.7393
WtrCldRecipChlr-0.748kwpton | DEER2023 |  | 2022-03-14 23:49:47+00 | Any | EUn | Ex | CZ04 | cWVVG | Cap-Tons | 1 | 930201.375 | None | 7170190.8401 | 2134889.5956 | 2778924 | 0 | 1170463.954 | 12157.4156 | 259976.8671 | 813775.092 | 374351.8268 | 195369.0919 | 97369.0335 | 181.5723 | 97187.4428 | 0 | 3014.5179 | 2565.0569
WtrCldScrewChlr-0.42kwpton | DEER2023 |  | 2022-03-15 00:09:29+00 | Any | EUn | Ex | CZ04 | cWVVG | Cap-Tons | 2213.6613 | 930201.375 | None | 6656039.2381 | 2134889.5956 | 2778924 | 0 | 660278.8114 | 11859.9351 | 256307.3197 | 813775.2151 | 374348.904 | 195369.0919 | 97368.9855 | 181.5723 | 97187.3968 | 0 | 2578.9387 | 2190.0451
WtrCldScrewChlr-0.748kwpton | DEER2023 |  | 2022-03-15 00:09:29+00 | Any | EUn | Ex | CZ04 | cWVVG | Cap-Tons | 1 | 930201.375 | None | 7167926.9357 | 2134889.5956 | 2778924 | 0 | 1173289.0046 | 12358.305 | 254686.2328 | 813775.2617 | 374348.9171 | 195369.0919 | 97368.9841 | 181.5723 | 97187.4448 | 0 | 3083.7061 | 2631.4855
WtrCldScrewChlr-0.439kwpton-VarSpd | DEER2023 |  | 2022-03-15 00:41:21+00 | Any | EUn | Ex | CZ04 | cWVVG | Cap-Tons | 2213.6612 | 930201.375 | None | 6543242.42 | 2134889.5956 | 2778924 | 0 | 547799.9145 | 11540.5547 | 256308.1813 | 813775.0292 | 374348.7369 | 195369.0919 | 97369.0412 | 181.5723 | 97187.4505 | 0 | 2476.0331 | 2093.0678
WtrCldScrewChlr-0.748kwpton-VarSpd | DEER2023 |  | 2022-03-15 00:41:21+00 | Any | EUn | Ex | CZ04 | cWVVG | Cap-Tons | 1 | 930201.375 | None | 6926918.9669 | 2134889.5956 | 2778924 | 0 | 931620.5711 | 11764.5048 | 255942.0756 | 813775.0292 | 374348.7369 | 195369.0919 | 97369.0412 | 181.5723 | 97187.4491 | 0 | 2858.6328 | 2422.6868
AirCldRecipChlr-0.95kwpton | DEER2023 |  | 2022-03-14 18:21:41+00 | Any | EUn | Ex | CZ05 | cAVVG | Cap-Tons | 1591.4291 | 930201.375 | None | 6391401.62 | 2134888.1778 | 2778924 | 0 | 671174.6146 | 0 | 55016.8499 | 751393.343 | 248467.4004 | 226156.2562 | 108513.3403 | 181.5723 | 108331.7654 | 0 | 2564.4823 | 1896.7854
AirCldRecipChlr-1.407kwpton | DEER2023 |  | 2022-03-14 18:21:41+00 | Any | EUn | Ex | CZ05 | cAVVG | Cap-Tons | 1 | 930201.375 | None | 6714272.503 | 2134888.1778 | 2778924 | 0 | 994045.0933 | 0 | 55016.8499 | 751393.343 | 248467.4004 | 226156.2562 | 108513.3403 | 181.5723 | 108331.7654 | 0 | 2957.4085 | 2121.461
AirCldScrewChlr-0.95kwpton | DEER2023 |  | 2022-03-14 19:29:42+00 | Any | EUn | Ex | CZ05 | cAVVG | Cap-Tons | 1591.4291 | 930201.375 | None | 6527096.9537 | 2134888.1778 | 2778924 | 0 | 806009.1521 | 0 | 55875.4172 | 751395.2874 | 248470.3918 | 226155.2918 | 108512.9471 | 181.5723 | 108331.356 | 0 | 2598.5688 | 1938.7774
AirCldScrewChlr-1.407kwpton | DEER2023 |  | 2022-03-14 19:29:42+00 | Any | EUn | Ex | CZ05 | cAVVG | Cap-Tons | 1 | 930201.375 | None | 6914830.285 | 2134888.1778 | 2778924 | 0 | 1193742.0853 | 0 | 55875.4172 | 751395.2874 | 248470.3918 | 226155.2918 | 108512.9471 | 181.5723 | 108331.356 | 0 | 3008.9019 | 2183.6858
AirCldScrewChlr-0.99kwpton-VarSpd | DEER2023 |  | 2022-03-14 20:36:10+00 | Any | EUn | Ex | CZ05 | cAVVG | Cap-Tons | 1591.4291 | 930201.375 | None | 6561034.0207 | 2134888.1778 | 2778924 | 0 | 839946.3809 | 0 | 55875.4172 | 751395.2874 | 248470.3918 | 226155.2918 | 108512.9471 | 181.5723 | 108331.356 | 0 | 2634.4836 | 1960.2135
AirCldScrewChlr-1.407kwpton-VarSpd | DEER2023 |  | 2022-03-14 20:36:10+00 | Any | EUn | Ex | CZ05 | cAVVG | Cap-Tons | 1 | 930201.375 | None | 6914830.285 | 2134888.1778 | 2778924 | 0 | 1193742.0853 | 0 | 55875.4172 | 751395.2874 | 248470.3918 | 226155.2918 | 108512.9471 | 181.5723 | 108331.356 | 0 | 3008.9019 | 2183.6858
WtrCldCentChlr-Conv-0.42kwpton | DEER2023 |  | 2022-03-14 21:09:18+00 | Any | EUn | Ex | CZ05 | cWVVG | Cap-Tons | 1591.4291 | 930201.375 | None | 6326955.5627 | 2134888.1778 | 2778924 | 0 | 490825.9402 | 5604.1679 | 165313.7824 | 751394.7707 | 248468.0798 | 226156.1399 | 108512.8767 | 181.5723 | 108331.3233 | 0 | 2268.9331 | 1774.4707
WtrCldCentChlr-Conv-0.748kwpton | DEER2023 |  | 2022-03-14 21:09:18+00 | Any | EUn | Ex | CZ05 | cWVVG | Cap-Tons | 1 | 930201.375 | None | 6710829.6212 | 2134888.1778 | 2778924 | 0 | 873780.1755 | 5844.8768 | 165993.1831 | 751394.7707 | 248468.0798 | 226156.1399 | 108512.8767 | 181.5723 | 108331.3233 | 0 | 2618.0591 | 2002.4448
WtrCldCentChlr-Conv-1Cmp-0.439kwpton-VarSpd-CndRlf | DEER2023 |  | 2022-03-14 22:16:50+00 | Any | EUn | Ex | CZ05 | cWVVG | Cap-Tons | 1591.4291 | 930201.375 | None | 6142724.3934 | 2134888.1778 | 2778924 | 0 | 298020.8849 | 16344.9851 | 163148.9549 | 751392.8076 | 248464.16 | 226154.4182 | 108512.9736 | 181.5723 | 108331.4655 | 0 | 2180.8991 | 1695.4192
WtrCldCentChlr-Conv-1Cmp-0.748kwpton-VarSpd-CndRlf | DEER2023 |  | 2022-03-14 22:16:50+00 | Any | EUn | Ex | CZ05 | cWVVG | Cap-Tons | 1 | 930201.375 | None | 6352221.1924 | 2134888.1778 | 2778924 | 0 | 507431.7277 | 16650.051 | 162929.3628 | 751392.8076 | 248464.16 | 226154.4182 | 108512.9736 | 181.5723 | 108331.4655 | 0 | 2424.7483 | 1841.1286
WtrCldCentChlr-NoFric-1Cmp-0.439kwpton-VarSpd-CndRlf | DEER2023 |  | 2022-03-14 22:54:12+00 | Any | EUn | Ex | CZ05 | cWVVG | Cap-Tons | 1591.4291 | 930201.375 | None | 6154632.6297 | 2134888.1778 | 2778924 | 0 | 307850.2721 | 16482.1803 | 165088.4223 | 751394.7271 | 248466.2868 | 226155.2568 | 108512.913 | 181.5723 | 108331.3667 | 0 | 2197.3615 | 1709.5424
WtrCldCentChlr-NoFric-1Cmp-0.748kwpton-VarSpd-CndRlf | DEER2023 |  | 2022-03-14 22:54:12+00 | Any | EUn | Ex | CZ05 | cWVVG | Cap-Tons | 1 | 930201.375 | None | 6370823.2753 | 2134888.1778 | 2778924 | 0 | 524184.3544 | 16854.898 | 164572.3943 | 751394.6837 | 248466.2868 | 226155.2568 | 108512.913 | 181.5723 | 108331.3667 | 0 | 2452.8727 | 1864.6115
WtrCldCentChlr-NoFric-2Cmp-0.439kwpton-VarSpd-CndRlf | DEER2023 |  | 2022-03-14 23:25:13+00 | Any | EUn | Ex | CZ05 | cWVVG | Cap-Tons | 1591.4291 | 930201.375 | None | 6155778.665 | 2134888.1778 | 2778924 | 0 | 310781.2218 | 16509.1202 | 163277.7668 | 751394.7271 | 248466.2868 | 226155.2568 | 108512.913 | 181.5723 | 108331.3667 | 0 | 2200.5449 | 1713.1696
WtrCldCentChlr-NoFric-2Cmp-0.748kwpton-VarSpd-CndRlf | DEER2023 |  | 2022-03-14 23:25:13+00 | Any | EUn | Ex | CZ05 | cWVVG | Cap-Tons | 1 | 930201.375 | None | 6373939.4848 | 2134888.1778 | 2778924 | 0 | 529262.5876 | 16900.1054 | 162565.1127 | 751394.6662 | 248466.2868 | 226155.2568 | 108512.9115 | 181.5723 | 108331.3667 | 0 | 2458.2961 | 1870.795
WtrCldRecipChlr-0.42kwpton | DEER2023 |  | 2022-03-14 23:49:47+00 | Any | EUn | Ex | CZ05 | cWVVG | Cap-Tons | 1591.4291 | 930201.375 | None | 6257815.6565 | 2134888.1778 | 2778924 | 0 | 413045.0652 | 5879.3616 | 173671.3845 | 751402.6933 | 248480.2873 | 226151.9582 | 108512.0605 | 181.5723 | 108330.5159 | 0 | 2262.7127 | 1764.2921
WtrCldRecipChlr-0.748kwpton | DEER2023 |  | 2022-03-14 23:49:47+00 | Any | EUn | Ex | CZ05 | cWVVG | Cap-Tons | 1 | 930201.375 | None | 6579528.3727 | 2134888.1778 | 2778924 | 0 | 734806.5415 | 6099.8151 | 173402.2428 | 751402.6933 | 248480.2873 | 226151.9582 | 108512.0605 | 181.5723 | 108330.5159 | 0 | 2602.7729 | 1978.7928
WtrCldScrewChlr-0.42kwpton | DEER2023 |  | 2022-03-15 00:09:29+00 | Any | EUn | Ex | CZ05 | cWVVG | Cap-Tons | 1591.4291 | 930201.375 | None | 6252899.1839 | 2134888.1778 | 2778924 | 0 | 411489.6513 | 5940.8652 | 170248.7811 | 751402.7775 | 248480.2416 | 226151.9582 | 108512.0605 | 181.5723 | 108330.5174 | 0 | 2284.5216 | 1787.0139
WtrCldScrewChlr-0.748kwpton | DEER2023 |  | 2022-03-15 00:09:29+00 | Any | EUn | Ex | CZ05 | cWVVG | Cap-Tons | 1 | 930201.375 | None | 6571731.9269 | 2134888.1778 | 2778924 | 0 | 731189.2922 | 6205.6178 | 169116.9219 | 751402.76 | 248480.2873 | 226151.9582 | 108512.0605 | 181.5723 | 108330.5159 | 0 | 2641.606 | 2019.2121
WtrCldScrewChlr-0.439kwpton-VarSpd | DEER2023 |  | 2022-03-15 00:41:21+00 | Any | EUn | Ex | CZ05 | cWVVG | Cap-Tons | 1591.4291 | 930201.375 | None | 6188086.4592 | 2134888.1778 | 2778924 | 0 | 346851.4868 | 5770.5537 | 170245.1587 | 751402.5056 | 248480.1002 | 226151.9407 | 108512.1104 | 181.5723 | 108330.5813 | 0 | 2233.7611 | 1731.6114
WtrCldScrewChlr-0.748kwpton-VarSpd | DEER2023 |  | 2022-03-15 00:41:21+00 | Any | EUn | Ex | CZ05 | cWVVG | Cap-Tons | 1 | 930201.375 | None | 6430859.1498 | 2134888.1778 | 2778924 | 0 | 589734.2333 | 5893.766 | 170012.445 | 751402.5056 | 248480.1002 | 226151.9407 | 108512.1104 | 181.5723 | 108330.5985 | 0 | 2519.8873 | 1901.9163
AirCldRecipChlr-0.95kwpton | DEER2023 |  | 2022-03-14 18:21:41+00 | Any | EUn | Ex | CZ06 | cAVVG | Cap-Tons | 2291.3885 | 930201.375 | None | 7150498.56 | 2134850.2938 | 2778924 | 0 | 1344474.2749 | 0 | 80693.1178 | 811552.5326 | 422841.0935 | 111008.1338 | 58941.3556 | 181.5723 | 58759.8045 | 0 | 2805.0125 | 2300.307
AirCldRecipChlr-1.407kwpton | DEER2023 |  | 2022-03-14 18:21:41+00 | Any | EUn | Ex | CZ06 | cAVVG | Cap-Tons | 1 | 930201.375 | None | 7797261.6754 | 2134850.2938 | 2778924 | 0 | 1991237.2405 | 0 | 80693.1178 | 811552.5326 | 422841.0935 | 111008.1338 | 58941.3556 | 181.5723 | 58759.8045 | 0 | 3309.0618 | 2707.4058
AirCldScrewChlr-0.95kwpton | DEER2023 |  | 2022-03-14 19:29:42+00 | Any | EUn | Ex | CZ06 | cAVVG | Cap-Tons | 2291.3885 | 930201.375 | None | 7403083.9825 | 2134850.2938 | 2778924 | 0 | 1595476.0074 | 0 | 82273.8206 | 811555.3801 | 422855.7055 | 111008.1326 | 58941.1801 | 181.5723 | 58759.6126 | 0 | 2861.5923 | 2349.5907
AirCldScrewChlr-1.407kwpton | DEER2023 |  | 2022-03-14 19:29:42+00 | Any | EUn | Ex | CZ06 | cAVVG | Cap-Tons | 1 | 930201.375 | None | 8170591.3508 | 2134850.2938 | 2778924 | 0 | 2362983.4257 | 0 | 82273.8206 | 811555.3801 | 422855.7055 | 111008.1326 | 58941.1801 | 181.5723 | 58759.6126 | 0 | 3392.9196 | 2779.5939
AirCldScrewChlr-0.99kwpton-VarSpd | DEER2023 |  | 2022-03-14 20:36:10+00 | Any | EUn | Ex | CZ06 | cAVVG | Cap-Tons | 2291.3885 | 930201.375 | None | 7470261.3444 | 2134850.2938 | 2778924 | 0 | 1662654.2193 | 0 | 82273.8206 | 811555.3801 | 422855.7055 | 111008.1326 | 58941.1801 | 181.5723 | 58759.6126 | 0 | 2908.0977 | 2387.2278
AirCldScrewChlr-1.407kwpton-VarSpd | DEER2023 |  | 2022-03-14 20:36:10+00 | Any | EUn | Ex | CZ06 | cAVVG | Cap-Tons | 1 | 930201.375 | None | 8170591.3508 | 2134850.2938 | 2778924 | 0 | 2362983.4257 | 0 | 82273.8206 | 811555.3801 | 422855.7055 | 111008.1326 | 58941.1801 | 181.5723 | 58759.6126 | 0 | 3392.9196 | 2779.5939
WtrCldCentChlr-Conv-0.42kwpton | DEER2023 |  | 2022-03-14 21:09:18+00 | Any | EUn | Ex | CZ06 | cWVVG | Cap-Tons | 2291.3885 | 930201.375 | None | 7016062.1779 | 2134850.2938 | 2778924 | 0 | 971002.9741 | 17782.8131 | 301945.1006 | 811552.4401 | 422844.3503 | 111008.1314 | 58941.182 | 181.5723 | 58759.6156 | 0 | 2469.1145 | 2022.339
WtrCldCentChlr-Conv-0.748kwpton | DEER2023 |  | 2022-03-14 21:09:18+00 | Any | EUn | Ex | CZ06 | cWVVG | Cap-Tons | 1 | 930201.375 | None | 7775001.9172 | 2134850.2938 | 2778924 | 0 | 1728684.2359 | 18542.4808 | 302444.4693 | 811552.4589 | 422844.3362 | 111008.1314 | 58941.182 | 181.5723 | 58759.6109 | 0 | 2936.6564 | 2397.3956
WtrCldCentChlr-Conv-1Cmp-0.439kwpton-VarSpd-CndRlf | DEER2023 |  | 2022-03-14 22:16:50+00 | Any | EUn | Ex | CZ06 | cWVVG | Cap-Tons | 2291.3885 | 930201.375 | None | 6679092.1664 | 2134850.2938 | 2778924 | 0 | 587239.9545 | 66757.7212 | 299764.5894 | 811550.8934 | 422848.2221 | 111008.1314 | 58941.1919 | 181.5723 | 58759.6249 | 0 | 2358.5994 | 1930.0289
WtrCldCentChlr-Conv-1Cmp-0.748kwpton-VarSpd-CndRlf | DEER2023 |  | 2022-03-14 22:16:50+00 | Any | EUn | Ex | CZ06 | cWVVG | Cap-Tons | 1 | 930201.375 | None | 7092894.771 | 2134850.2938 | 2778924 | 0 | 999729.5034 | 68538.2291 | 299297.1617 | 811550.7965 | 422848.1236 | 111008.1314 | 58941.1898 | 181.5723 | 58759.6295 | 0 | 2667.4237 | 2182.3836
WtrCldCentChlr-NoFric-1Cmp-0.439kwpton-VarSpd-CndRlf | DEER2023 |  | 2022-03-14 22:54:12+00 | Any | EUn | Ex | CZ06 | cWVVG | Cap-Tons | 2291.3884 | 930201.375 | None | 6706022.1416 | 2134850.2938 | 2778924 | 0 | 611900.9866 | 67067.482 | 301722.9546 | 811552.774 | 422841.367 | 111008.1314 | 58941.1733 | 181.5723 | 58759.6125 | 0 | 2391.1349 | 1949.8881
WtrCldCentChlr-NoFric-1Cmp-0.748kwpton-VarSpd-CndRlf | DEER2023 |  | 2022-03-14 22:54:12+00 | Any | EUn | Ex | CZ06 | cWVVG | Cap-Tons | 1 | 930201.375 | None | 7137206.2515 | 2134850.2938 | 2778924 | 0 | 1041756.3509 | 69025.7088 | 301091.8973 | 811552.7927 | 422841.367 | 111008.1314 | 58941.1733 | 181.5723 | 58759.6161 | 0 | 2722.9487 | 2213.0638
WtrCldCentChlr-NoFric-2Cmp-0.439kwpton-VarSpd-CndRlf | DEER2023 |  | 2022-03-14 23:25:13+00 | Any | EUn | Ex | CZ06 | cWVVG | Cap-Tons | 2291.3884 | 930201.375 | None | 6711279.3821 | 2134850.2938 | 2778924 | 0 | 618666.9864 | 67141.4054 | 300138.6989 | 811552.7365 | 422841.3248 | 111008.1314 | 58941.1733 | 181.5723 | 58759.6125 | 0 | 2398.4791 | 1955.0598
WtrCldCentChlr-NoFric-2Cmp-0.748kwpton-VarSpd-CndRlf | DEER2023 |  | 2022-03-14 23:25:13+00 | Any | EUn | Ex | CZ06 | cWVVG | Cap-Tons | 1 | 930201.375 | None | 7147164.0634 | 2134850.2938 | 2778924 | 0 | 1053471.3918 | 69146.6497 | 299214.2886 | 811552.7927 | 422841.367 | 111008.1314 | 58941.1713 | 181.5723 | 58759.6125 | 0 | 2735.4569 | 2221.8759
WtrCldRecipChlr-0.42kwpton | DEER2023 |  | 2022-03-14 23:49:47+00 | Any | EUn | Ex | CZ06 | cWVVG | Cap-Tons | 2291.3885 | 930201.375 | None | 6885229.4713 | 2134850.2938 | 2778924 | 0 | 825214.1202 | 18475.8885 | 316197.1768 | 811563.555 | 422876.8374 | 111007.7674 | 58939.988 | 181.5723 | 58758.4287 | 0 | 2449.7175 | 2010.984
WtrCldRecipChlr-0.748kwpton | DEER2023 |  | 2022-03-14 23:49:47+00 | Any | EUn | Ex | CZ06 | cWVVG | Cap-Tons | 1 | 930201.375 | None | 7529116.7913 | 2134850.2938 | 2778924 | 0 | 1468485.2129 | 19160.0442 | 316128.1512 | 811563.555 | 422876.8374 | 111007.7674 | 58939.986 | 181.5723 | 58758.4287 | 0 | 2902.1217 | 2370.7952
WtrCldScrewChlr-0.42kwpton | DEER2023 |  | 2022-03-15 00:09:29+00 | Any | EUn | Ex | CZ06 | cWVVG | Cap-Tons | 2291.3885 | 930201.375 | None | 6900126.868 | 2134850.2938 | 2778924 | 0 | 842819.1574 | 18646.1071 | 313318.7497 | 811563.5737 | 422876.8374 | 111007.7217 | 58939.986 | 181.5723 | 58758.4287 | 0 | 2488.4934 | 2045.2239
WtrCldScrewChlr-0.748kwpton | DEER2023 |  | 2022-03-15 00:09:29+00 | Any | EUn | Ex | CZ06 | cWVVG | Cap-Tons | 1 | 930201.375 | None | 7554694.6552 | 2134850.2938 | 2778924 | 0 | 1497763.9375 | 19457.4192 | 312131.849 | 811563.53 | 422876.8374 | 111007.7674 | 58939.9896 | 181.5723 | 58758.4287 | 0 | 2971.1729 | 2431.7924
WtrCldScrewChlr-0.439kwpton-VarSpd | DEER2023 |  | 2022-03-15 00:41:21+00 | Any | EUn | Ex | CZ06 | cWVVG | Cap-Tons | 2291.3885 | 930201.375 | None | 6749714.2961 | 2134850.2938 | 2778924 | 0 | 692610.012 | 18162.3762 | 313599.556 | 811563.3987 | 422875.3874 | 111007.7674 | 58939.9962 | 181.5723 | 58758.4395 | 0 | 2406.0512 | 1964.7036
WtrCldScrewChlr-0.748kwpton-VarSpd | DEER2023 |  | 2022-03-15 00:41:21+00 | Any | EUn | Ex | CZ06 | cWVVG | Cap-Tons | 1 | 930201.375 | None | 7234807.1761 | 2134850.2938 | 2778924 | 0 | 1178034.9301 | 18565.1401 | 312864.4913 | 811563.3206 | 422875.4155 | 111007.7205 | 58939.9962 | 181.5723 | 58758.4374 | 0 | 2783.0857 | 2256.4532
AirCldRecipChlr-0.95kwpton | DEER2023 |  | 2022-03-14 18:21:41+00 | Any | EUn | Ex | CZ07 | cAVVG | Cap-Tons | 2229.7788 | 930201.375 | None | 6864400.399 | 2134953.9029 | 2778924 | 0 | 1085851.3088 | 0 | 69430.5394 | 795235.9591 | 391404.3813 | 105186.1017 | 51247.8707 | 181.5723 | 51066.2975 | 0 | 2709.1601 | 2155.9426
AirCldRecipChlr-1.407kwpton | DEER2023 |  | 2022-03-14 18:21:41+00 | Any | EUn | Ex | CZ07 | cAVVG | Cap-Tons | 1 | 930201.375 | None | 7386750.3231 | 2134953.9029 | 2778924 | 0 | 1608202.9075 | 0 | 69430.5394 | 795235.9591 | 391404.3813 | 105186.1017 | 51247.8707 | 181.5723 | 51066.2975 | 0 | 3172.3006 | 2504.1958
AirCldScrewChlr-0.95kwpton | DEER2023 |  | 2022-03-14 19:29:42+00 | Any | EUn | Ex | CZ07 | cAVVG | Cap-Tons | 2229.7789 | 930201.375 | None | 7108214.6021 | 2134953.9029 | 2778924 | 0 | 1328530.9033 | 0 | 70564.0343 | 795237.847 | 391417.4543 | 105185.1638 | 51248.0052 | 181.5723 | 51066.4337 | 0 | 2775.5027 | 2215.618
AirCldScrewChlr-1.407kwpton | DEER2023 |  | 2022-03-14 19:29:42+00 | Any | EUn | Ex | CZ07 | cAVVG | Cap-Tons | 1 | 930201.375 | None | 7747307.4035 | 2134953.9029 | 2778924 | 0 | 1967624.3359 | 0 | 70564.0343 | 795237.847 | 391417.4543 | 105185.1638 | 51248.0052 | 181.5723 | 51066.4337 | 0 | 3270.5906 | 2592.855
AirCldScrewChlr-0.99kwpton-VarSpd | DEER2023 |  | 2022-03-14 20:36:10+00 | Any | EUn | Ex | CZ07 | cAVVG | Cap-Tons | 2229.7789 | 930201.375 | None | 7164152.6225 | 2134953.9029 | 2778924 | 0 | 1384469.1286 | 0 | 70564.0343 | 795237.847 | 391417.4543 | 105185.1638 | 51248.0052 | 181.5723 | 51066.4337 | 0 | 2818.8359 | 2248.6368
AirCldScrewChlr-1.407kwpton-VarSpd | DEER2023 |  | 2022-03-14 20:36:10+00 | Any | EUn | Ex | CZ07 | cAVVG | Cap-Tons | 1 | 930201.375 | None | 7747307.4035 | 2134953.9029 | 2778924 | 0 | 1967624.3359 | 0 | 70564.0343 | 795237.847 | 391417.4543 | 105185.1638 | 51248.0052 | 181.5723 | 51066.4337 | 0 | 3270.5906 | 2592.855
WtrCldCentChlr-Conv-0.42kwpton | DEER2023 |  | 2022-03-14 21:09:18+00 | Any | EUn | Ex | CZ07 | cWVVG | Cap-Tons | 2229.7789 | 930201.375 | None | 6815621.5386 | 2134953.9029 | 2778924 | 0 | 824118.7535 | 10848.1416 | 271535.2881 | 795237.685 | 391415.3653 | 105185.1471 | 51248.0072 | 181.5723 | 51066.4353 | 0 | 2421.334 | 1955.1097
WtrCldCentChlr-Conv-0.748kwpton | DEER2023 |  | 2022-03-14 21:09:18+00 | Any | EUn | Ex | CZ07 | cWVVG | Cap-Tons | 1 | 930201.375 | None | 7459315.6496 | 2134953.9029 | 2778924 | 0 | 1467002.0045 | 11296.5626 | 271897.3743 | 795237.685 | 391415.2966 | 105185.1471 | 51248.0072 | 181.5723 | 51066.4323 | 0 | 2863.2004 | 2300.5987
WtrCldCentChlr-Conv-1Cmp-0.439kwpton-VarSpd-CndRlf | DEER2023 |  | 2022-03-14 22:16:50+00 | Any | EUn | Ex | CZ07 | cWVVG | Cap-Tons | 2229.7789 | 930201.375 | None | 6496357.0832 | 2134953.9029 | 2778924 | 0 | 477785.2097 | 40090.2146 | 269361.8272 | 795237.4275 | 391415.5244 | 105185.1628 | 51248.0092 | 181.5723 | 51066.4359 | 0 | 2299.5828 | 1866.5224
WtrCldCentChlr-Conv-1Cmp-0.748kwpton-VarSpd-CndRlf | DEER2023 |  | 2022-03-14 22:16:50+00 | Any | EUn | Ex | CZ07 | cWVVG | Cap-Tons | 1 | 930201.375 | None | 6832073.4111 | 2134953.9029 | 2778924 | 0 | 813250.6534 | 40742.6847 | 268960.4821 | 795237.4121 | 391415.5244 | 105185.1628 | 51248.0092 | 181.5723 | 51066.4415 | 0 | 2579.3297 | 2092.6165
WtrCldCentChlr-NoFric-1Cmp-0.439kwpton-VarSpd-CndRlf | DEER2023 |  | 2022-03-14 22:54:12+00 | Any | EUn | Ex | CZ07 | cWVVG | Cap-Tons | 2229.7789 | 930201.375 | None | 6513813.6343 | 2134953.9029 | 2778924 | 0 | 493358.9528 | 40335.0548 | 270998.7949 | 795237.8278 | 391416.663 | 105185.1471 | 51248.0026 | 181.5723 | 51066.4211 | 0 | 2334.7854 | 1889.1377
WtrCldCentChlr-NoFric-1Cmp-0.748kwpton-VarSpd-CndRlf | DEER2023 |  | 2022-03-14 22:54:12+00 | Any | EUn | Ex | CZ07 | cWVVG | Cap-Tons | 1 | 930201.375 | None | 6860399.5764 | 2134953.9029 | 2778924 | 0 | 840041.0434 | 41127.3472 | 270111.0265 | 795237.8483 | 391416.663 | 105185.1471 | 51248.0042 | 181.5723 | 51066.4227 | 0 | 2639.3538 | 2131.1096
WtrCldCentChlr-NoFric-2Cmp-0.439kwpton-VarSpd-CndRlf | DEER2023 |  | 2022-03-14 23:25:13+00 | Any | EUn | Ex | CZ07 | cWVVG | Cap-Tons | 2229.7789 | 930201.375 | None | 6516686.1993 | 2134953.9029 | 2778924 | 0 | 497841.9852 | 40394.3707 | 269328.4903 | 795237.8432 | 391416.663 | 105185.1471 | 51248.0026 | 181.5723 | 51066.4223 | 0 | 2342.4911 | 1893.7154
WtrCldCentChlr-NoFric-2Cmp-0.748kwpton-VarSpd-CndRlf | DEER2023 |  | 2022-03-14 23:25:13+00 | Any | EUn | Ex | CZ07 | cWVVG | Cap-Tons | 1 | 930201.375 | None | 6866472.9542 | 2134953.9029 | 2778924 | 0 | 847735.0609 | 41222.0638 | 268395.5908 | 795237.8483 | 391416.663 | 105185.1471 | 51248.0042 | 181.5723 | 51066.4227 | 0 | 2652.4734 | 2138.9067
WtrCldRecipChlr-0.42kwpton | DEER2023 |  | 2022-03-14 23:49:47+00 | Any | EUn | Ex | CZ07 | cWVVG | Cap-Tons | 2229.7789 | 930201.375 | None | 6681732.2066 | 2134953.9029 | 2778924 | 0 | 680924.7039 | 11223.5702 | 280461.428 | 795239.9289 | 391405.7796 | 105185.0885 | 51247.9155 | 181.5723 | 51066.3348 | 0 | 2398.4512 | 1948.4108
WtrCldRecipChlr-0.748kwpton | DEER2023 |  | 2022-03-14 23:49:47+00 | Any | EUn | Ex | CZ07 | cWVVG | Cap-Tons | 1 | 930201.375 | None | 7212049.6821 | 2134953.9029 | 2778924 | 0 | 1211288.7556 | 11616.4088 | 280023.2641 | 795239.9289 | 391405.7796 | 105185.0885 | 51247.9171 | 181.5723 | 51066.3365 | 0 | 2822.4296 | 2279.3193
WtrCldScrewChlr-0.42kwpton | DEER2023 |  | 2022-03-15 00:09:29+00 | Any | EUn | Ex | CZ07 | cWVVG | Cap-Tons | 2229.7789 | 930201.375 | None | 6675914.67 | 2134953.9029 | 2778924 | 0 | 678165.179 | 11337.3665 | 277289.6362 | 795239.8946 | 391405.7796 | 105185.0885 | 51247.9162 | 181.5723 | 51066.3404 | 0 | 2438.7285 | 1982.1404
WtrCldScrewChlr-0.748kwpton | DEER2023 |  | 2022-03-15 00:09:29+00 | Any | EUn | Ex | CZ07 | cWVVG | Cap-Tons | 1 | 930201.375 | None | 7201161.6828 | 2134953.9029 | 2778924 | 0 | 1204210.0364 | 11817.1009 | 276013.3613 | 795239.8741 | 391405.7796 | 105185.0885 | 51247.9188 | 181.5723 | 51066.3365 | 0 | 2894.2071 | 2339.3707
WtrCldScrewChlr-0.439kwpton-VarSpd | DEER2023 |  | 2022-03-15 00:41:21+00 | Any | EUn | Ex | CZ07 | cWVVG | Cap-Tons | 2229.7789 | 930201.375 | None | 6562578.3289 | 2134953.9029 | 2778924 | 0 | 564910.5343 | 11003.2138 | 277542.5932 | 795239.5149 | 391392.5242 | 105185.0885 | 51247.9216 | 181.5723 | 51066.345 | 0 | 2345.9734 | 1900.8125
WtrCldScrewChlr-0.748kwpton-VarSpd | DEER2023 |  | 2022-03-15 00:41:21+00 | Any | EUn | Ex | CZ07 | cWVVG | Cap-Tons | 1 | 930201.375 | None | 6957649.2412 | 2134953.9029 | 2778924 | 0 | 960319.326 | 11206.2101 | 277001.2899 | 795239.5149 | 391392.5813 | 105185.0885 | 51247.9199 | 181.5723 | 51066.345 | 0 | 2691.137 | 2165.5517
AirCldRecipChlr-0.95kwpton | DEER2023 |  | 2022-03-14 18:21:41+00 | Any | EUn | Ex | CZ08 | cAVVG | Cap-Tons | 2487.4467 | 930201.375 | None | 7551937.0733 | 2134848.3901 | 2778924 | 0 | 1672488.5506 | 0 | 91840.7972 | 873830.6041 | 522316.4985 | 95954.6633 | 53848.8689 | 181.5723 | 53667.3265 | 0 | 3183.0926 | 2413.4022
AirCldRecipChlr-1.407kwpton | DEER2023 |  | 2022-03-14 18:21:41+00 | Any | EUn | Ex | CZ08 | cAVVG | Cap-Tons | 1 | 930201.375 | None | 8356492.3121 | 2134848.3901 | 2778924 | 0 | 2477043.3406 | 0 | 91840.7972 | 873830.6041 | 522316.4985 | 95954.6633 | 53848.8689 | 181.5723 | 53667.3265 | 0 | 3837.4129 | 2856.213
AirCldScrewChlr-0.95kwpton | DEER2023 |  | 2022-03-14 19:29:42+00 | Any | EUn | Ex | CZ08 | cAVVG | Cap-Tons | 2493.8118 | 930201.375 | None | 7827488.8642 | 2134848.3901 | 2778924 | 0 | 1946717.7882 | 0 | 93162.5249 | 873830.9483 | 522347.1928 | 95953.6284 | 53849.4929 | 181.5723 | 53667.9384 | 0 | 3248.4132 | 2475.7283
AirCldScrewChlr-1.407kwpton | DEER2023 |  | 2022-03-14 19:29:42+00 | Any | EUn | Ex | CZ08 | cAVVG | Cap-Tons | 1 | 930201.375 | None | 8763961.7199 | 2134848.3901 | 2778924 | 0 | 2883191.3435 | 0 | 93162.5249 | 873830.9483 | 522347.1928 | 95953.6284 | 53849.4929 | 181.5723 | 53667.9384 | 0 | 3934.13 | 2948.9881
AirCldScrewChlr-0.99kwpton-VarSpd | DEER2023 |  | 2022-03-14 20:36:10+00 | Any | EUn | Ex | CZ08 | cAVVG | Cap-Tons | 2493.8118 | 930201.375 | None | 7909456.315 | 2134848.3901 | 2778924 | 0 | 2028685.4375 | 0 | 93162.5249 | 873830.9483 | 522347.1928 | 95953.6284 | 53849.4929 | 181.5723 | 53667.9384 | 0 | 3308.4321 | 2517.1515
AirCldScrewChlr-1.407kwpton-VarSpd | DEER2023 |  | 2022-03-14 20:36:10+00 | Any | EUn | Ex | CZ08 | cAVVG | Cap-Tons | 1 | 930201.375 | None | 8763961.7199 | 2134848.3901 | 2778924 | 0 | 2883191.3435 | 0 | 93162.5249 | 873830.9483 | 522347.1928 | 95953.6284 | 53849.4929 | 181.5723 | 53667.9384 | 0 | 3934.13 | 2948.9883
WtrCldCentChlr-Conv-0.42kwpton | DEER2023 |  | 2022-03-14 21:09:18+00 | Any | EUn | Ex | CZ08 | cWVVG | Cap-Tons | 2526.3166 | 930201.375 | None | 7284844.9511 | 2134848.3901 | 2778924 | 0 | 1132583.338 | 18430.4659 | 346224.3284 | 873829.4748 | 522333.433 | 95953.2475 | 53850.6679 | 181.5723 | 53669.1222 | 0 | 2613.3988 | 2081.1783
WtrCldCentChlr-Conv-0.748kwpton | DEER2023 |  | 2022-03-14 21:09:18+00 | Any | EUn | Ex | CZ08 | cWVVG | Cap-Tons | 1 | 930201.375 | None | 8169960.4793 | 2134848.3901 | 2778924 | 0 | 2016348.208 | 19206.8655 | 346797.6354 | 873829.5124 | 522333.433 | 95953.2475 | 53850.6704 | 181.5723 | 53669.1202 | 0 | 3138.627 | 2472.3372
WtrCldCentChlr-Conv-1Cmp-0.439kwpton-VarSpd-CndRlf | DEER2023 |  | 2022-03-14 22:16:50+00 | Any | EUn | Ex | CZ08 | cWVVG | Cap-Tons | 2526.3166 | 930201.375 | None | 6877139.5384 | 2134848.3901 | 2778924 | 0 | 683016.2279 | 63606.663 | 342911.6173 | 873827.3017 | 522319.6186 | 95953.2966 | 53848.7483 | 181.5723 | 53667.2003 | 0 | 2483.7951 | 1959.1058
WtrCldCentChlr-Conv-1Cmp-0.748kwpton-VarSpd-CndRlf | DEER2023 |  | 2022-03-14 22:16:50+00 | Any | EUn | Ex | CZ08 | cWVVG | Cap-Tons | 1 | 930201.375 | None | 7357529.1533 | 2134848.3901 | 2778924 | 0 | 1162313.6632 | 65074.7723 | 342536.4532 | 873827.3017 | 522319.6497 | 95953.2493 | 53848.746 | 181.5723 | 53667.1982 | 0 | 2834.1642 | 2212.7285
WtrCldCentChlr-NoFric-1Cmp-0.439kwpton-VarSpd-CndRlf | DEER2023 |  | 2022-03-14 22:54:12+00 | Any | EUn | Ex | CZ08 | cWVVG | Cap-Tons | 2526.3166 | 930201.375 | None | 6910210.5366 | 2134848.3901 | 2778924 | 0 | 713721.138 | 63899.1776 | 344984.275 | 873829.2108 | 522307.0762 | 95953.2493 | 53850.6964 | 181.5723 | 53669.1462 | 0 | 2518.7601 | 1985.8099
WtrCldCentChlr-NoFric-1Cmp-0.748kwpton-VarSpd-CndRlf | DEER2023 |  | 2022-03-14 22:54:12+00 | Any | EUn | Ex | CZ08 | cWVVG | Cap-Tons | 1 | 930201.375 | None | 7412738.283 | 2134848.3901 | 2778924 | 0 | 1215230.0556 | 65568.6993 | 344332.4042 | 873829.2108 | 522307.0512 | 95953.2493 | 53850.6918 | 181.5723 | 53669.1462 | 0 | 2893.6876 | 2258.643
WtrCldCentChlr-NoFric-2Cmp-0.439kwpton-VarSpd-CndRlf | DEER2023 |  | 2022-03-14 23:25:13+00 | Any | EUn | Ex | CZ08 | cWVVG | Cap-Tons | 2526.3166 | 930201.375 | None | 6916889.0896 | 2134848.3901 | 2778924 | 0 | 721883.2738 | 63978.7801 | 343419.7229 | 873829.2108 | 522307.0076 | 95953.2493 | 53850.6964 | 181.5723 | 53669.1462 | 0 | 2526.2666 | 1991.1208
WtrCldCentChlr-NoFric-2Cmp-0.748kwpton-VarSpd-CndRlf | DEER2023 |  | 2022-03-14 23:25:13+00 | Any | EUn | Ex | CZ08 | cWVVG | Cap-Tons | 1 | 930201.375 | None | 7424899.589 | 2134848.3901 | 2778924 | 0 | 1229179.4834 | 65700.2037 | 342412.7167 | 873829.2108 | 522307.0762 | 95953.2493 | 53850.6918 | 181.5723 | 53669.1462 | 0 | 2906.459 | 2267.6899
WtrCldRecipChlr-0.42kwpton | DEER2023 |  | 2022-03-14 23:49:47+00 | Any | EUn | Ex | CZ08 | cWVVG | Cap-Tons | 2526.3166 | 930201.375 | None | 7133021.646 | 2134848.3901 | 2778924 | 0 | 964597.6124 | 19111.7602 | 361698.6724 | 873835.3254 | 522285.0431 | 95960.4979 | 53850.3438 | 181.5723 | 53668.7951 | 0 | 2592.1475 | 2068.1337
WtrCldRecipChlr-0.748kwpton | DEER2023 |  | 2022-03-14 23:49:47+00 | Any | EUn | Ex | CZ08 | cWVVG | Cap-Tons | 1 | 930201.375 | None | 7885079.5707 | 2134848.3901 | 2778924 | 0 | 1716465.4575 | 19806.849 | 361194.3289 | 873835.3034 | 522285.0431 | 95960.5166 | 53850.3453 | 181.5723 | 53668.7951 | 0 | 3100.6856 | 2439.0175
WtrCldScrewChlr-0.42kwpton | DEER2023 |  | 2022-03-15 00:09:29+00 | Any | EUn | Ex | CZ08 | cWVVG | Cap-Tons | 2526.3166 | 930201.375 | None | 7151296.2368 | 2134848.3901 | 2778924 | 0 | 985699.6614 | 19298.2533 | 358686.1048 | 873835.3629 | 522285.0992 | 95960.4979 | 53850.3453 | 181.5723 | 53668.793 | 0 | 2630.5465 | 2108.0083
WtrCldScrewChlr-0.748kwpton | DEER2023 |  | 2022-03-15 00:09:29+00 | Any | EUn | Ex | CZ08 | cWVVG | Cap-Tons | 1 | 930201.375 | None | 7916228.4151 | 2134848.3901 | 2778924 | 0 | 1751209.7071 | 20128.6514 | 357276.8676 | 873835.3504 | 522285.0992 | 95960.4979 | 53850.3438 | 181.5723 | 53668.7951 | 0 | 3169.0475 | 2510.0006
WtrCldScrewChlr-0.439kwpton-VarSpd | DEER2023 |  | 2022-03-15 00:41:21+00 | Any | EUn | Ex | CZ08 | cWVVG | Cap-Tons | 2526.3166 | 930201.375 | None | 6969855.0605 | 2134848.3901 | 2778924 | 0 | 804418.7901 | 18785.5556 | 359037.7747 | 873835.2315 | 522285.0165 | 95960.4979 | 53850.3453 | 181.5723 | 53668.8017 | 0 | 2540.9234 | 2008.1827
WtrCldScrewChlr-0.748kwpton-VarSpd | DEER2023 |  | 2022-03-15 00:41:21+00 | Any | EUn | Ex | CZ08 | cWVVG | Cap-Tons | 1 | 930201.375 | None | 7533666.3589 | 2134848.3901 | 2778924 | 0 | 1368377.1131 | 19172.1501 | 358505.3055 | 873835.2065 | 522285.0024 | 95960.4979 | 53850.3453 | 181.5723 | 53668.8017 | 0 | 2963.1671 | 2300.0983
AirCldRecipChlr-0.95kwpton | DEER2023 |  | 2022-03-14 18:21:41+00 | Any | EUn | Ex | CZ09 | cAVVG | Cap-Tons | 2925.8849 | 930201.375 | None | 7482915.6447 | 2134859.5564 | 2778924 | 0 | 1587746.3754 | 0 | 91115.0422 | 890265.6571 | 500418.6488 | 133638.9987 | 62587.01 | 181.5723 | 62405.4606 | 0 | 3161.2587 | 2625.7109
AirCldRecipChlr-1.407kwpton | DEER2023 |  | 2022-03-14 18:21:41+00 | Any | EUn | Ex | CZ09 | cAVVG | Cap-Tons | 1 | 930201.375 | None | 8246704.1095 | 2134859.5564 | 2778924 | 0 | 2351535.4469 | 0 | 91115.0422 | 890265.6571 | 500418.6488 | 133638.9987 | 62587.01 | 181.5723 | 62405.4606 | 0 | 3809.7307 | 3164.0088
AirCldScrewChlr-0.95kwpton | DEER2023 |  | 2022-03-14 19:29:42+00 | Any | EUn | Ex | CZ09 | cAVVG | Cap-Tons | 2926.8279 | 930201.375 | None | 7773086.7464 | 2134859.5564 | 2778924 | 0 | 1877189.0581 | 0 | 91842.7185 | 890266.2792 | 500419.9958 | 133638.8332 | 62586.6249 | 181.5723 | 62405.0735 | 0 | 3248.4582 | 2693.6571
AirCldScrewChlr-1.407kwpton | DEER2023 |  | 2022-03-14 19:29:42+00 | Any | EUn | Ex | CZ09 | cAVVG | Cap-Tons | 1 | 930201.375 | None | 8676111.6659 | 2134859.5564 | 2778924 | 0 | 2780215.0927 | 0 | 91842.7185 | 890266.2792 | 500419.9958 | 133638.8332 | 62586.6249 | 181.5723 | 62405.0735 | 0 | 3938.8544 | 3264.5215
AirCldScrewChlr-0.99kwpton-VarSpd | DEER2023 |  | 2022-03-14 20:36:10+00 | Any | EUn | Ex | CZ09 | cAVVG | Cap-Tons | 2926.8279 | 930201.375 | None | 7852124.5877 | 2134859.5564 | 2778924 | 0 | 1956228.2603 | 0 | 91842.7185 | 890266.2792 | 500419.9958 | 133638.8332 | 62586.6249 | 181.5723 | 62405.0735 | 0 | 3308.8865 | 2743.6234
AirCldScrewChlr-1.407kwpton-VarSpd | DEER2023 |  | 2022-03-14 20:36:10+00 | Any | EUn | Ex | CZ09 | cAVVG | Cap-Tons | 1 | 930201.375 | None | 8676111.6659 | 2134859.5564 | 2778924 | 0 | 2780215.0927 | 0 | 91842.7185 | 890266.2792 | 500419.9958 | 133638.8332 | 62586.6249 | 181.5723 | 62405.0735 | 0 | 3938.8544 | 3264.5215
WtrCldCentChlr-Conv-0.42kwpton | DEER2023 |  | 2022-03-14 21:09:18+00 | Any | EUn | Ex | CZ09 | cWVVG | Cap-Tons | 2926.8279 | 930201.375 | None | 7220935.9128 | 2134859.5564 | 2778924 | 0 | 1062987.0483 | 6568.1882 | 347324.6809 | 890268.1817 | 500421.3154 | 133638.9473 | 62587.3703 | 181.5723 | 62405.8229 | 0 | 2606.2136 | 2157.1307
WtrCldCentChlr-Conv-0.748kwpton | DEER2023 |  | 2022-03-14 21:09:18+00 | Any | EUn | Ex | CZ09 | cWVVG | Cap-Tons | 1 | 930201.375 | None | 8049987.0492 | 2134859.5564 | 2778924 | 0 | 1891084.0101 | 6809.9001 | 348037.0384 | 890268.3242 | 500421.3154 | 133638.9473 | 62587.389 | 181.5723 | 62405.8396 | 0 | 3131.4625 | 2597.7444
WtrCldCentChlr-Conv-1Cmp-0.439kwpton-VarSpd-CndRlf | DEER2023 |  | 2022-03-14 22:16:50+00 | Any | EUn | Ex | CZ09 | cWVVG | Cap-Tons | 2926.8279 | 930201.375 | None | 6790268.4101 | 2134859.5564 | 2778924 | 0 | 633625.2999 | 17792.7825 | 334794.9567 | 890265.9973 | 500404.3584 | 133640.3798 | 62587.6313 | 181.5723 | 62406.0772 | 0 | 2425.0542 | 1999.3522
WtrCldCentChlr-Conv-1Cmp-0.748kwpton-VarSpd-CndRlf | DEER2023 |  | 2022-03-14 22:16:50+00 | Any | EUn | Ex | CZ09 | cWVVG | Cap-Tons | 1 | 930201.375 | None | 7232527.7866 | 2134859.5564 | 2778924 | 0 | 1076525.1528 | 17929.7224 | 334018.7226 | 890266.0547 | 500404.3584 | 133640.3798 | 62587.636 | 181.5723 | 62406.0824 | 0 | 2809.1434 | 2291.1214
WtrCldCentChlr-NoFric-1Cmp-0.439kwpton-VarSpd-CndRlf | DEER2023 |  | 2022-03-14 22:54:12+00 | Any | EUn | Ex | CZ09 | cWVVG | Cap-Tons | 2926.8279 | 930201.375 | None | 6805424.2134 | 2134859.5564 | 2778924 | 0 | 645822.8832 | 17953.7508 | 337592.5075 | 890266.6982 | 500405.1058 | 133640.3798 | 62587.6002 | 181.5723 | 62406.0476 | 0 | 2427.7079 | 2020.904
WtrCldCentChlr-NoFric-1Cmp-0.748kwpton-VarSpd-CndRlf | DEER2023 |  | 2022-03-14 22:54:12+00 | Any | EUn | Ex | CZ09 | cWVVG | Cap-Tons | 1 | 930201.375 | None | 7256961.8201 | 2134859.5564 | 2778924 | 0 | 1098132.9101 | 18175.9998 | 336598.3403 | 890266.649 | 500405.0919 | 133640.3798 | 62587.6022 | 181.5723 | 62406.0517 | 0 | 2805.1665 | 2328.2584
WtrCldCentChlr-NoFric-2Cmp-0.439kwpton-VarSpd-CndRlf | DEER2023 |  | 2022-03-14 23:25:13+00 | Any | EUn | Ex | CZ09 | cWVVG | Cap-Tons | 2926.8279 | 930201.375 | None | 6806583.6726 | 2134859.5564 | 2778924 | 0 | 649719.97 | 17989.6421 | 334819.398 | 890266.6736 | 500405.1058 | 133640.3798 | 62587.6022 | 181.5723 | 62406.0476 | 0 | 2433.36 | 2027.3891
WtrCldCentChlr-NoFric-2Cmp-0.748kwpton-VarSpd-CndRlf | DEER2023 |  | 2022-03-14 23:25:13+00 | Any | EUn | Ex | CZ09 | cWVVG | Cap-Tons | 1 | 930201.375 | None | 7261003.762 | 2134859.5564 | 2778924 | 0 | 1105252.0673 | 18235.7569 | 333460.8848 | 890266.5916 | 500405.1058 | 133640.3798 | 62587.6022 | 181.5723 | 62406.0496 | 0 | 2814.7943 | 2339.3062
WtrCldRecipChlr-0.42kwpton | DEER2023 |  | 2022-03-14 23:49:47+00 | Any | EUn | Ex | CZ09 | cWVVG | Cap-Tons | 2926.8279 | 930201.375 | None | 7047484.5095 | 2134859.5564 | 2778924 | 0 | 873351.1119 | 6998.8783 | 363078.6109 | 890267.9105 | 500421.4174 | 133639.2185 | 62586.6913 | 181.5723 | 62405.1372 | 0 | 2565.5842 | 2145.7769
WtrCldRecipChlr-0.748kwpton | DEER2023 |  | 2022-03-14 23:49:47+00 | Any | EUn | Ex | CZ09 | cWVVG | Cap-Tons | 1 | 930201.375 | None | 7726721.343 | 2134859.5564 | 2778924 | 0 | 1552768.9821 | 7180.1987 | 362715.295 | 890267.4035 | 500421.7785 | 133639.2185 | 62586.6762 | 181.5723 | 62405.1236 | 0 | 3051.6843 | 2562.7162
WtrCldScrewChlr-0.42kwpton | DEER2023 |  | 2022-03-15 00:09:29+00 | Any | EUn | Ex | CZ09 | cWVVG | Cap-Tons | 2926.8279 | 930201.375 | None | 7056433.5352 | 2134859.5564 | 2778924 | 0 | 887399.2344 | 7128.2962 | 357850.826 | 890267.4281 | 500421.7692 | 133639.2023 | 62586.6621 | 181.5723 | 62405.112 | 0 | 2639.8281 | 2200.1611
WtrCldScrewChlr-0.748kwpton | DEER2023 |  | 2022-03-15 00:09:29+00 | Any | EUn | Ex | CZ09 | cWVVG | Cap-Tons | 1 | 930201.375 | None | 7742622.3832 | 2134859.5564 | 2778924 | 0 | 1574970.2983 | 7406.3205 | 356191.2411 | 890267.132 | 500404.1194 | 133638.809 | 62586.4669 | 181.5723 | 62404.9143 | 0 | 3183.9283 | 2659.5861
WtrCldScrewChlr-0.439kwpton-VarSpd | DEER2023 |  | 2022-03-15 00:41:21+00 | Any | EUn | Ex | CZ09 | cWVVG | Cap-Tons | 2926.8279 | 930201.375 | None | 6873333.8715 | 2134859.5564 | 2778924 | 0 | 704535.2209 | 6777.935 | 357964.3632 | 890267.2642 | 500421.6709 | 133638.7852 | 62586.4725 | 181.5723 | 62404.9177 | 0 | 2475.9662 | 2074.4418
WtrCldScrewChlr-0.748kwpton-VarSpd | DEER2023 |  | 2022-03-15 00:41:21+00 | Any | EUn | Ex | CZ09 | cWVVG | Cap-Tons | 1 | 930201.375 | None | 7364454.524 | 2134859.5564 | 2778924 | 0 | 1196483.8168 | 6789.3465 | 357125.8617 | 890267.2098 | 500421.6309 | 133638.8067 | 62586.4738 | 181.5723 | 62404.9115 | 0 | 2851.0127 | 2400.0437
AirCldRecipChlr-0.95kwpton | DEER2023 |  | 2022-03-14 18:21:41+00 | Any | EUn | Ex | CZ10 | cAVVG | Cap-Tons | 2592.3445 | 930201.375 | None | 7645907.8986 | 2134866.4938 | 2778924 | 0 | 1764896.5016 | 0 | 92711.4882 | 874504.6366 | 545916.2351 | 133354.27 | 63277.9184 | 181.5723 | 63096.3626 | 0 | 2492.8978 | 2003.0285
AirCldRecipChlr-1.407kwpton | DEER2023 |  | 2022-03-14 18:21:41+00 | Any | EUn | Ex | CZ10 | cAVVG | Cap-Tons | 1 | 930201.375 | None | 8494915.4191 | 2134866.4938 | 2778924 | 0 | 2613904.7234 | 0 | 92711.4882 | 874504.6366 | 545916.2351 | 133354.27 | 63277.9184 | 181.5723 | 63096.3626 | 0 | 3108.5741 | 2477.6005
AirCldScrewChlr-0.95kwpton | DEER2023 |  | 2022-03-14 19:29:42+00 | Any | EUn | Ex | CZ10 | cAVVG | Cap-Tons | 2592.3445 | 930201.375 | None | 7908729.6524 | 2134866.4938 | 2778924 | 0 | 2027013.2305 | 0 | 93417.8264 | 874503.0837 | 545914.3338 | 133356.7894 | 63275.5462 | 181.5723 | 63093.9847 | 0 | 2573.2497 | 2065.1645
AirCldScrewChlr-1.407kwpton | DEER2023 |  | 2022-03-14 19:29:42+00 | Any | EUn | Ex | CZ10 | cAVVG | Cap-Tons | 1 | 930201.375 | None | 8883826.4108 | 2134866.4938 | 2778924 | 0 | 3002112.503 | 0 | 93417.8264 | 874503.0837 | 545914.3338 | 133356.7894 | 63275.5462 | 181.5723 | 63093.9847 | 0 | 3227.6303 | 2568.6995
AirCldScrewChlr-0.99kwpton-VarSpd | DEER2023 |  | 2022-03-14 20:36:10+00 | Any | EUn | Ex | CZ10 | cAVVG | Cap-Tons | 2592.3445 | 930201.375 | None | 7994076.2273 | 2134866.4938 | 2778924 | 0 | 2112360.7566 | 0 | 93417.8264 | 874503.0837 | 545914.3338 | 133356.7894 | 63275.5462 | 181.5723 | 63093.9847 | 0 | 2630.5259 | 2109.2378
AirCldScrewChlr-1.407kwpton-VarSpd | DEER2023 |  | 2022-03-14 20:36:10+00 | Any | EUn | Ex | CZ10 | cAVVG | Cap-Tons | 1 | 930201.375 | None | 8883826.4108 | 2134866.4938 | 2778924 | 0 | 3002112.503 | 0 | 93417.8264 | 874503.0837 | 545914.3338 | 133356.7894 | 63275.5462 | 181.5723 | 63093.9847 | 0 | 3227.6303 | 2568.6995
WtrCldCentChlr-Conv-0.42kwpton | DEER2023 |  | 2022-03-14 21:09:18+00 | Any | EUn | Ex | CZ10 | cWVVG | Cap-Tons | 2614.2962 | 930201.375 | None | 7263733.9507 | 2134866.4938 | 2778924 | 0 | 1122143.0562 | 15122.4329 | 338169.6102 | 874502.5946 | 545915.9846 | 133356.7871 | 63277.3846 | 181.5723 | 63095.8248 | 0 | 1936.4172 | 1606.92
WtrCldCentChlr-Conv-0.748kwpton | DEER2023 |  | 2022-03-14 21:09:18+00 | Any | EUn | Ex | CZ10 | cWVVG | Cap-Tons | 1 | 930201.375 | None | 8140467.3264 | 2134866.4938 | 2778924 | 0 | 1997550.7764 | 15750.045 | 338868.0017 | 874502.6979 | 545916.0971 | 133356.7894 | 63277.3792 | 181.5723 | 63095.8159 | 0 | 2410.4952 | 1996.5985
WtrCldCentChlr-Conv-1Cmp-0.439kwpton-VarSpd-CndRlf | DEER2023 |  | 2022-03-14 22:16:50+00 | Any | EUn | Ex | CZ10 | cWVVG | Cap-Tons | 2614.2962 | 930201.375 | None | 6850440.971 | 2134866.4938 | 2778924 | 0 | 682894.8512 | 47245.832 | 332002.7188 | 874502.0299 | 545917.1255 | 133356.8107 | 63277.429 | 181.5723 | 63095.8612 | 0 | 1793.2348 | 1485.5581
WtrCldCentChlr-Conv-1Cmp-0.748kwpton-VarSpd-CndRlf | DEER2023 |  | 2022-03-14 22:16:50+00 | Any | EUn | Ex | CZ10 | cWVVG | Cap-Tons | 1 | 930201.375 | None | 7329707.8294 | 2134866.4938 | 2778924 | 0 | 1161994.7183 | 48289.9253 | 331126.7027 | 874501.9886 | 545917.127 | 133356.813 | 63277.429 | 181.5723 | 63095.8612 | 0 | 2092.1826 | 1731.0347
WtrCldCentChlr-NoFric-1Cmp-0.439kwpton-VarSpd-CndRlf | DEER2023 |  | 2022-03-14 22:54:12+00 | Any | EUn | Ex | CZ10 | cWVVG | Cap-Tons | 2614.2962 | 930201.375 | None | 6881774.0539 | 2134866.4938 | 2778924 | 0 | 711680.8357 | 47541.2919 | 334254.503 | 874501.5699 | 545917.6113 | 133355.5438 | 63277.4792 | 181.5723 | 63095.9134 | 0 | 1821.0378 | 1508.2274
WtrCldCentChlr-NoFric-1Cmp-0.748kwpton-VarSpd-CndRlf | DEER2023 |  | 2022-03-14 22:54:12+00 | Any | EUn | Ex | CZ10 | cWVVG | Cap-Tons | 1 | 930201.375 | None | 7381971.663 | 2134866.4938 | 2778924 | 0 | 1211649.7031 | 48745.9014 | 333278.3591 | 874501.5699 | 545917.6235 | 133355.5438 | 63277.4764 | 181.5723 | 63095.9134 | 0 | 2133.4598 | 1765.9326
WtrCldCentChlr-NoFric-2Cmp-0.439kwpton-VarSpd-CndRlf | DEER2023 |  | 2022-03-14 23:25:13+00 | Any | EUn | Ex | CZ10 | cWVVG | Cap-Tons | 2614.2962 | 930201.375 | None | 6888021.6699 | 2134866.4938 | 2778924 | 0 | 719871.0505 | 47605.753 | 332247.7218 | 874501.5881 | 545917.6235 | 133355.5483 | 63277.4752 | 181.5723 | 63095.9089 | 0 | 1830.807 | 1515.6143
WtrCldCentChlr-NoFric-2Cmp-0.748kwpton-VarSpd-CndRlf | DEER2023 |  | 2022-03-14 23:25:13+00 | Any | EUn | Ex | CZ10 | cWVVG | Cap-Tons | 1 | 930201.375 | None | 7393883.2969 | 2134866.4938 | 2778924 | 0 | 1225663.6538 | 48852.4856 | 331070.0283 | 874501.5699 | 545917.6113 | 133355.5438 | 63277.4764 | 181.5723 | 63095.9182 | 0 | 2150.1116 | 1778.5179
WtrCldRecipChlr-0.42kwpton | DEER2023 |  | 2022-03-14 23:49:47+00 | Any | EUn | Ex | CZ10 | cWVVG | Cap-Tons | 2614.2962 | 930201.375 | None | 7115874.0798 | 2134866.4938 | 2778924 | 0 | 956976.0192 | 15730.9214 | 354869.8986 | 874502.0358 | 545922.6423 | 133356.9427 | 63276.3695 | 181.5723 | 63094.8092 | 0 | 1910.3776 | 1591.4322
WtrCldRecipChlr-0.748kwpton | DEER2023 |  | 2022-03-14 23:49:47+00 | Any | EUn | Ex | CZ10 | cWVVG | Cap-Tons | 1 | 930201.375 | None | 7861912.9659 | 2134866.4938 | 2778924 | 0 | 1702735.7404 | 16286.744 | 354593.2675 | 874502.1303 | 545922.656 | 133356.9427 | 63276.369 | 181.5723 | 63094.8097 | 0 | 2356.3862 | 1957.9762
WtrCldScrewChlr-0.42kwpton | DEER2023 |  | 2022-03-15 00:09:29+00 | Any | EUn | Ex | CZ10 | cWVVG | Cap-Tons | 2614.2962 | 930201.375 | None | 7135788.5542 | 2134866.4938 | 2778924 | 0 | 980677.6599 | 15901.6976 | 350912.3121 | 874502.1425 | 545922.656 | 133356.9427 | 63276.368 | 181.5723 | 63094.8105 | 0 | 1966.7386 | 1636.2497
WtrCldScrewChlr-0.748kwpton | DEER2023 |  | 2022-03-15 00:09:29+00 | Any | EUn | Ex | CZ10 | cWVVG | Cap-Tons | 1 | 930201.375 | None | 7896986.8921 | 2134866.4938 | 2778924 | 0 | 1742725.8672 | 16584.5552 | 349379.1079 | 874502.1425 | 545922.6803 | 133356.9449 | 63276.3621 | 181.5723 | 63094.8065 | 0 | 2456.7819 | 2037.7639
WtrCldScrewChlr-0.439kwpton-VarSpd | DEER2023 |  | 2022-03-15 00:41:21+00 | Any | EUn | Ex | CZ10 | cWVVG | Cap-Tons | 2614.2962 | 930201.375 | None | 6950080.8663 | 2134866.4938 | 2778924 | 0 | 795424.6839 | 15410.2418 | 350949.0316 | 874501.9976 | 545922.5814 | 133356.9438 | 63276.3926 | 181.5723 | 63094.8338 | 0 | 1829.504 | 1521.6118
WtrCldScrewChlr-0.748kwpton-VarSpd | DEER2023 |  | 2022-03-15 00:41:21+00 | Any | EUn | Ex | CZ10 | cWVVG | Cap-Tons | 1 | 930201.375 | None | 7506840.8322 | 2134866.4938 | 2778924 | 0 | 1352727.4311 | 15698.4269 | 350118.3863 | 874502.0067 | 545922.6133 | 133356.9427 | 63276.3901 | 181.5723 | 63094.8253 | 0 | 2174.5915 | 1802.7966
AirCldRecipChlr-0.95kwpton | DEER2023 |  | 2022-03-14 18:21:41+00 | Any | EUn | Ex | CZ11 | cAVVG | Cap-Tons | 2421.027 | 930201.375 | None | 7642047.6583 | 2134864.5263 | 2778924 | 0 | 1740507.8488 | 0 | 93357.3355 | 894389.7675 | 503885.1313 | 224927.9169 | 108209.3485 | 181.5723 | 108027.7807 | 0 | 2711.3255 | 2436.2147
AirCldRecipChlr-1.407kwpton | DEER2023 |  | 2022-03-14 18:21:41+00 | Any | EUn | Ex | CZ11 | cAVVG | Cap-Tons | 1 | 930201.375 | None | 8479322.3358 | 2134864.5263 | 2778924 | 0 | 2577782.7962 | 0 | 93357.3355 | 894389.7675 | 503885.1313 | 224927.9169 | 108209.3485 | 181.5723 | 108027.7807 | 0 | 3419.9715 | 3092.157
AirCldScrewChlr-0.95kwpton | DEER2023 |  | 2022-03-14 19:29:42+00 | Any | EUn | Ex | CZ11 | cAVVG | Cap-Tons | 2421.027 | 930201.375 | None | 7867069.8179 | 2134864.5263 | 2778924 | 0 | 1964774.5146 | 0 | 94112.2496 | 894390.2492 | 503895.7107 | 224929.2755 | 108205.2652 | 181.5723 | 108023.7215 | 0 | 2809.7036 | 2544.1473
AirCldScrewChlr-1.407kwpton | DEER2023 |  | 2022-03-14 19:29:42+00 | Any | EUn | Ex | CZ11 | cAVVG | Cap-Tons | 1 | 930201.375 | None | 8812229.081 | 2134864.5263 | 2778924 | 0 | 2909934.2648 | 0 | 94112.2496 | 894390.2492 | 503895.7107 | 224929.2755 | 108205.2652 | 181.5723 | 108023.7215 | 0 | 3564.1512 | 3252.1554
AirCldScrewChlr-0.99kwpton-VarSpd | DEER2023 |  | 2022-03-14 20:36:10+00 | Any | EUn | Ex | CZ11 | cAVVG | Cap-Tons | 2421.027 | 930201.375 | None | 7949796.4052 | 2134864.5263 | 2778924 | 0 | 2047501.6374 | 0 | 94112.2496 | 894390.2492 | 503895.7107 | 224929.2755 | 108205.2652 | 181.5723 | 108023.7215 | 0 | 2875.7385 | 2606.1174
AirCldScrewChlr-1.407kwpton-VarSpd | DEER2023 |  | 2022-03-14 20:36:10+00 | Any | EUn | Ex | CZ11 | cAVVG | Cap-Tons | 1 | 930201.375 | None | 8812229.081 | 2134864.5263 | 2778924 | 0 | 2909934.2648 | 0 | 94112.2496 | 894390.2492 | 503895.7107 | 224929.2755 | 108205.2652 | 181.5723 | 108023.7215 | 0 | 3564.1512 | 3252.1554
WtrCldCentChlr-Conv-0.42kwpton | DEER2023 |  | 2022-03-14 21:09:18+00 | Any | EUn | Ex | CZ11 | cWVVG | Cap-Tons | 2421.027 | 930201.375 | None | 7143677.8947 | 2134864.5263 | 2778924 | 0 | 1022768.1954 | 10190.488 | 302552.0551 | 894374.4212 | 503894.6796 | 224929.319 | 108204.6273 | 181.5723 | 108023.0914 | 0 | 1972.2757 | 1766.7297
WtrCldCentChlr-Conv-0.748kwpton | DEER2023 |  | 2022-03-14 21:09:18+00 | Any | EUn | Ex | CZ11 | cWVVG | Cap-Tons | 1 | 930201.375 | None | 7942465.1629 | 2134864.5263 | 2778924 | 0 | 1820320.9181 | 10593.1232 | 303383.4843 | 894374.4212 | 503894.7566 | 224929.319 | 108204.6743 | 181.5723 | 108023.1352 | 0 | 2469.092 | 2239.8692
WtrCldCentChlr-Conv-1Cmp-0.439kwpton-VarSpd-CndRlf | DEER2023 |  | 2022-03-14 22:16:50+00 | Any | EUn | Ex | CZ11 | cWVVG | Cap-Tons | 2421.027 | 930201.375 | None | 6778816.5054 | 2134864.5263 | 2778924 | 0 | 657046.6039 | 24430.6629 | 289176.8363 | 894369.326 | 503883.5527 | 224927.9519 | 108204.9559 | 181.5723 | 108023.417 | 0 | 1810.7952 | 1611.5121
WtrCldCentChlr-Conv-1Cmp-0.748kwpton-VarSpd-CndRlf | DEER2023 |  | 2022-03-14 22:16:50+00 | Any | EUn | Ex | CZ11 | cWVVG | Cap-Tons | 1 | 930201.375 | None | 7239489.9031 | 2134864.5263 | 2778924 | 0 | 1117843.4419 | 24856.6886 | 288627.033 | 894369.2496 | 503883.5527 | 224927.9519 | 108204.9574 | 181.5723 | 108023.417 | 0 | 2143.6836 | 1926.8354
WtrCldCentChlr-NoFric-1Cmp-0.439kwpton-VarSpd-CndRlf | DEER2023 |  | 2022-03-14 22:54:12+00 | Any | EUn | Ex | CZ11 | cWVVG | Cap-Tons | 2421.027 | 930201.375 | None | 6801404.5263 | 2134864.5263 | 2778924 | 0 | 677120.2196 | 24600.7962 | 291520.8595 | 894370.0464 | 503880.1214 | 224927.9519 | 108204.978 | 181.5723 | 108023.3936 | 0 | 1835.6308 | 1633.4193
WtrCldCentChlr-NoFric-1Cmp-0.748kwpton-VarSpd-CndRlf | DEER2023 |  | 2022-03-14 22:54:12+00 | Any | EUn | Ex | CZ11 | cWVVG | Cap-Tons | 1 | 930201.375 | None | 7276891.5255 | 2134864.5263 | 2778924 | 0 | 1152536.0969 | 25112.1807 | 291080.6649 | 894370.0342 | 503880.0849 | 224927.9519 | 108204.9815 | 181.5723 | 108023.3956 | 0 | 2186.0617 | 1960.5441
WtrCldCentChlr-NoFric-2Cmp-0.439kwpton-VarSpd-CndRlf | DEER2023 |  | 2022-03-14 23:25:13+00 | Any | EUn | Ex | CZ11 | cWVVG | Cap-Tons | 2421.027 | 930201.375 | None | 6806024.401 | 2134864.5263 | 2778924 | 0 | 683814.6129 | 24637.5503 | 289409.1587 | 894370.0372 | 503880.1031 | 224927.9519 | 108204.978 | 181.5723 | 108023.3936 | 0 | 1843.2549 | 1641.6238
WtrCldCentChlr-NoFric-2Cmp-0.748kwpton-VarSpd-CndRlf | DEER2023 |  | 2022-03-14 23:25:13+00 | Any | EUn | Ex | CZ11 | cWVVG | Cap-Tons | 1 | 930201.375 | None | 7285955.4578 | 2134864.5263 | 2778924 | 0 | 1164070.589 | 25173.7094 | 288547.6456 | 894370.0251 | 503880.0848 | 224927.9519 | 108204.98 | 181.5723 | 108023.3956 | 0 | 2199.0484 | 1974.5217
WtrCldRecipChlr-0.42kwpton | DEER2023 |  | 2022-03-14 23:49:47+00 | Any | EUn | Ex | CZ11 | cWVVG | Cap-Tons | 2421.027 | 930201.375 | None | 7024607.0309 | 2134864.5263 | 2778924 | 0 | 885251.4142 | 10670.7601 | 320506.7165 | 894385.098 | 503890.7414 | 224928.0528 | 108210.0677 | 181.5723 | 108028.55 | 0 | 1950.5999 | 1747.6001
WtrCldRecipChlr-0.748kwpton | DEER2023 |  | 2022-03-14 23:49:47+00 | Any | EUn | Ex | CZ11 | cWVVG | Cap-Tons | 1 | 930201.375 | None | 7714432.5313 | 2134864.5263 | 2778924 | 0 | 1575035.2013 | 11024.0375 | 320195.169 | 894384.9943 | 503890.6096 | 224928.0528 | 108210.0921 | 181.5723 | 108028.5525 | 0 | 2428.7221 | 2202.1802
WtrCldScrewChlr-0.42kwpton | DEER2023 |  | 2022-03-15 00:09:29+00 | Any | EUn | Ex | CZ11 | cWVVG | Cap-Tons | 2421.027 | 930201.375 | None | 7051258.0451 | 2134864.5263 | 2778924 | 0 | 916192.5997 | 10810.3242 | 316077.0465 | 894384.988 | 503891.8658 | 224929.239 | 108210.0642 | 181.5723 | 108028.5465 | 0 | 1992.3868 | 1791.1938
WtrCldScrewChlr-0.748kwpton | DEER2023 |  | 2022-03-15 00:09:29+00 | Any | EUn | Ex | CZ11 | cWVVG | Cap-Tons | 1 | 930201.375 | None | 7762957.2957 | 2134864.5263 | 2778924 | 0 | 1628454.6416 | 11268.7377 | 315055.2375 | 894384.9885 | 503891.8165 | 224929.239 | 108210.0767 | 181.5723 | 108028.5094 | 0 | 2503.1291 | 2279.8503
WtrCldScrewChlr-0.439kwpton-VarSpd | DEER2023 |  | 2022-03-15 00:41:21+00 | Any | EUn | Ex | CZ11 | cWVVG | Cap-Tons | 2421.027 | 930201.375 | None | 6873824.4428 | 2134864.5263 | 2778924 | 0 | 738440.2718 | 10450.9559 | 316755.3735 | 894385.5151 | 503889.0485 | 224929.239 | 108210.0906 | 181.5723 | 108028.5034 | 0 | 1890.5718 | 1684.2929
WtrCldScrewChlr-0.748kwpton-VarSpd | DEER2023 |  | 2022-03-15 00:41:21+00 | Any | EUn | Ex | CZ11 | cWVVG | Cap-Tons | 1 | 930201.375 | None | 7391053.8137 | 2134864.5263 | 2778924 | 0 | 1256123.3901 | 10606.7386 | 316146.4491 | 894385.3318 | 503888.878 | 224929.239 | 108210.0906 | 181.5723 | 108028.551 | 0 | 2279.2394 | 2049.4627
AirCldRecipChlr-0.95kwpton | DEER2023 |  | 2022-03-14 18:21:41+00 | Any | EUn | Ex | CZ12 | cAVVG | Cap-Tons | 2245.3055 | 930201.375 | None | 7206506.5585 | 2134877.7581 | 2778924 | 0 | 1359614.5173 | 0 | 80076.2386 | 853010.6115 | 440409.0352 | 220735.9125 | 105717.8179 | 181.5723 | 105536.2801 | 0 | 2515.7169 | 2244.0742
AirCldRecipChlr-1.407kwpton | DEER2023 |  | 2022-03-14 18:21:41+00 | Any | EUn | Ex | CZ12 | cAVVG | Cap-Tons | 1 | 930201.375 | None | 7860553.1392 | 2134877.7581 | 2778924 | 0 | 2013660.4307 | 0 | 80076.2386 | 853010.6115 | 440409.0352 | 220735.9125 | 105717.8179 | 181.5723 | 105536.2801 | 0 | 3134.8808 | 2818.9534
AirCldScrewChlr-0.95kwpton | DEER2023 |  | 2022-03-14 19:29:42+00 | Any | EUn | Ex | CZ12 | cAVVG | Cap-Tons | 2255.0593 | 930201.375 | None | 7409151.3154 | 2134877.7581 | 2778924 | 0 | 1561435.1326 | 0 | 80909.3183 | 853001.3242 | 440425.6429 | 220727.9507 | 105701.3464 | 181.5723 | 105519.806 | 0 | 2635.616 | 2325.3154
AirCldScrewChlr-1.407kwpton | DEER2023 |  | 2022-03-14 19:29:42+00 | Any | EUn | Ex | CZ12 | cAVVG | Cap-Tons | 1 | 930201.375 | None | 8160283.4797 | 2134877.7581 | 2778924 | 0 | 2312567.3961 | 0 | 80909.3183 | 853001.3242 | 440425.6429 | 220727.9507 | 105701.3464 | 181.5723 | 105519.806 | 0 | 3316.0865 | 2938.9446
AirCldScrewChlr-0.99kwpton-VarSpd | DEER2023 |  | 2022-03-14 20:36:10+00 | Any | EUn | Ex | CZ12 | cAVVG | Cap-Tons | 2255.0593 | 930201.375 | None | 7474896.2748 | 2134877.7581 | 2778924 | 0 | 1627179.7611 | 0 | 80909.3183 | 853001.3242 | 440425.6429 | 220727.9507 | 105701.3464 | 181.5723 | 105519.806 | 0 | 2695.1757 | 2379.0248
AirCldScrewChlr-1.407kwpton-VarSpd | DEER2023 |  | 2022-03-14 20:36:10+00 | Any | EUn | Ex | CZ12 | cAVVG | Cap-Tons | 1 | 930201.375 | None | 8160283.4797 | 2134877.7581 | 2778924 | 0 | 2312567.3961 | 0 | 80909.3183 | 853001.3242 | 440425.6429 | 220727.9507 | 105701.3464 | 181.5723 | 105519.806 | 0 | 3316.0865 | 2938.9446
WtrCldCentChlr-Conv-0.42kwpton | DEER2023 |  | 2022-03-14 21:09:18+00 | Any | EUn | Ex | CZ12 | cWVVG | Cap-Tons | 2265.9745 | 930201.375 | None | 6903048.7001 | 2134877.7581 | 2778924 | 0 | 862442.5668 | 11304.1008 | 262495.9874 | 853000.9847 | 440402.6787 | 220735.8262 | 105718.4741 | 181.5723 | 105536.9045 | 0 | 1902.6849 | 1689.5219
WtrCldCentChlr-Conv-0.748kwpton | DEER2023 |  | 2022-03-14 21:09:18+00 | Any | EUn | Ex | CZ12 | cWVVG | Cap-Tons | 1 | 930201.375 | None | 7576876.5932 | 2134877.7581 | 2778924 | 0 | 1535126.2174 | 11762.3688 | 263181.5977 | 853001.0918 | 440402.759 | 220735.8262 | 105718.4707 | 181.5723 | 105536.9011 | 0 | 2367.217 | 2119.0542
WtrCldCentChlr-Conv-1Cmp-0.439kwpton-VarSpd-CndRlf | DEER2023 |  | 2022-03-14 22:16:50+00 | Any | EUn | Ex | CZ12 | cWVVG | Cap-Tons | 2265.9745 | 930201.375 | None | 6592990.9827 | 2134877.7581 | 2778924 | 0 | 535986.6287 | 33779.3494 | 256418.5686 | 853000.9017 | 440395.4003 | 220735.8262 | 105718.6172 | 181.5723 | 105537.072 | 0 | 1803.3882 | 1577.6917
WtrCldCentChlr-Conv-1Cmp-0.748kwpton-VarSpd-CndRlf | DEER2023 |  | 2022-03-14 22:16:50+00 | Any | EUn | Ex | CZ12 | cWVVG | Cap-Tons | 1 | 930201.375 | None | 6969616.3692 | 2134877.7581 | 2778924 | 0 | 912338.9672 | 34485.6309 | 255984.6387 | 853000.9017 | 440395.4003 | 220735.8262 | 105718.6172 | 181.5723 | 105537.074 | 0 | 2123.96 | 1865.18
WtrCldCentChlr-NoFric-1Cmp-0.439kwpton-VarSpd-CndRlf | DEER2023 |  | 2022-03-14 22:54:12+00 | Any | EUn | Ex | CZ12 | cWVVG | Cap-Tons | 2265.9745 | 930201.375 | None | 6617012.2491 | 2134877.7581 | 2778924 | 0 | 557359.1529 | 33983.3387 | 258862.4851 | 853001.4253 | 440395.7725 | 220735.8262 | 105718.5962 | 181.5723 | 105537.0285 | 0 | 1826.8238 | 1598.2993
WtrCldCentChlr-NoFric-1Cmp-0.748kwpton-VarSpd-CndRlf | DEER2023 |  | 2022-03-14 22:54:12+00 | Any | EUn | Ex | CZ12 | cWVVG | Cap-Tons | 1 | 930201.375 | None | 7008614.3883 | 2134877.7581 | 2778924 | 0 | 948992.7572 | 34807.6802 | 258005.9439 | 853001.3717 | 440395.7903 | 220735.8262 | 105718.5948 | 181.5723 | 105537.03 | 0 | 2163.756 | 1894.6845
WtrCldCentChlr-NoFric-2Cmp-0.439kwpton-VarSpd-CndRlf | DEER2023 |  | 2022-03-14 23:25:13+00 | Any | EUn | Ex | CZ12 | cWVVG | Cap-Tons | 2265.9745 | 930201.375 | None | 6620714.9498 | 2134877.7581 | 2778924 | 0 | 563309.3624 | 34030.799 | 256567.0899 | 853001.3717 | 440395.7725 | 220735.8262 | 105718.5948 | 181.5723 | 105537.03 | 0 | 1832.0501 | 1605.2015
WtrCldCentChlr-NoFric-2Cmp-0.748kwpton-VarSpd-CndRlf | DEER2023 |  | 2022-03-14 23:25:13+00 | Any | EUn | Ex | CZ12 | cWVVG | Cap-Tons | 1 | 930201.375 | None | 7016668.0699 | 2134877.7581 | 2778924 | 0 | 959274.9814 | 34888.1498 | 255697.426 | 853001.3897 | 440395.7725 | 220735.8262 | 105718.5948 | 181.5723 | 105537.03 | 0 | 2172.6505 | 1906.4294
WtrCldRecipChlr-0.42kwpton | DEER2023 |  | 2022-03-14 23:49:47+00 | Any | EUn | Ex | CZ12 | cWVVG | Cap-Tons | 2265.9745 | 930201.375 | None | 6794471.9486 | 2134877.7581 | 2778924 | 0 | 739704.1592 | 11771.7963 | 276187.955 | 853002.3901 | 440421.7589 | 220728.6593 | 105706.2359 | 181.5723 | 105524.7146 | 0 | 1896.1897 | 1671.276
WtrCldRecipChlr-0.748kwpton | DEER2023 |  | 2022-03-14 23:49:47+00 | Any | EUn | Ex | CZ12 | cWVVG | Cap-Tons | 1 | 930201.375 | None | 7370801.7939 | 2134877.7581 | 2778924 | 0 | 1316075.6249 | 12177.8278 | 275739.7525 | 853002.2886 | 440421.6962 | 220728.6593 | 105706.231 | 181.5723 | 105524.7112 | 0 | 2346.0735 | 2082.8373
WtrCldScrewChlr-0.42kwpton | DEER2023 |  | 2022-03-15 00:09:29+00 | Any | EUn | Ex | CZ12 | cWVVG | Cap-Tons | 2265.9745 | 930201.375 | None | 6804710.4898 | 2134877.7581 | 2778924 | 0 | 754204.3929 | 11893.0761 | 271805.0295 | 853002.1726 | 440421.6829 | 220728.6593 | 105706.2359 | 181.5723 | 105524.7161 | 0 | 1929.7169 | 1707.3767
WtrCldScrewChlr-0.748kwpton | DEER2023 |  | 2022-03-15 00:09:29+00 | Any | EUn | Ex | CZ12 | cWVVG | Cap-Tons | 1 | 930201.375 | None | 7390593.7628 | 2134877.7581 | 2778924 | 0 | 1340763.1505 | 12393.9677 | 270628.8437 | 853002.1994 | 440421.7096 | 220728.6593 | 105706.2286 | 181.5723 | 105524.7107 | 0 | 2405.805 | 2147.1202
WtrCldScrewChlr-0.439kwpton-VarSpd | DEER2023 |  | 2022-03-15 00:41:21+00 | Any | EUn | Ex | CZ12 | cWVVG | Cap-Tons | 2265.9745 | 930201.375 | None | 6668378.773 | 2134877.7581 | 2778924 | 0 | 617355.5526 | 11587.297 | 272626.9244 | 853002.4251 | 440421.299 | 220728.6593 | 105706.2286 | 181.5723 | 105524.7107 | 0 | 1844.0743 | 1613.579
WtrCldScrewChlr-0.748kwpton-VarSpd | DEER2023 |  | 2022-03-15 00:41:21+00 | Any | EUn | Ex | CZ12 | cWVVG | Cap-Tons | 1 | 930201.375 | None | 7100809.7879 | 2134877.7581 | 2778924 | 0 | 1050081.404 | 11799.8129 | 272120.3028 | 853002.413 | 440421.2748 | 220728.6593 | 105706.2247 | 181.5723 | 105524.7029 | 0 | 2212.8282 | 1943.8958
AirCldRecipChlr-0.95kwpton | DEER2023 |  | 2022-03-14 18:21:41+00 | Any | EUn | Ex | CZ13 | cAVVG | Cap-Tons | 2504.2692 | 930201.375 | None | 7868259.607 | 2134865.5373 | 2778924 | 0 | 1934014.1476 | 0 | 99365.0862 | 921085.7009 | 578738.0301 | 187697.2997 | 88343.9626 | 181.5723 | 88162.3852 | 0 | 2693.3102 | 2414.0467
AirCldRecipChlr-1.407kwpton | DEER2023 |  | 2022-03-14 18:21:41+00 | Any | EUn | Ex | CZ13 | cAVVG | Cap-Tons | 1 | 930201.375 | None | 8798622.6551 | 2134865.5373 | 2778924 | 0 | 2864376.6036 | 0 | 99365.0862 | 921085.7009 | 578738.0301 | 187697.2997 | 88343.9626 | 181.5723 | 88162.3852 | 0 | 3388.9882 | 3064.513
AirCldScrewChlr-0.95kwpton | DEER2023 |  | 2022-03-14 19:29:42+00 | Any | EUn | Ex | CZ13 | cAVVG | Cap-Tons | 2532.9421 | 930201.375 | None | 8121741.4345 | 2134865.5373 | 2778924 | 0 | 2186669.2488 | 0 | 100194.3939 | 921083.5266 | 578736.4631 | 187696.9759 | 88343.7793 | 181.5723 | 88162.2154 | 0 | 2833.2484 | 2528.0552
AirCldScrewChlr-1.407kwpton | DEER2023 |  | 2022-03-14 19:29:42+00 | Any | EUn | Ex | CZ13 | cAVVG | Cap-Tons | 1 | 930201.375 | None | 9173643.3516 | 2134865.5373 | 2778924 | 0 | 3238572.6318 | 0 | 100194.3939 | 921083.5266 | 578736.4631 | 187696.9759 | 88343.7793 | 181.5723 | 88162.2154 | 0 | 3600.2651 | 3235.5549
AirCldScrewChlr-0.99kwpton-VarSpd | DEER2023 |  | 2022-03-14 20:36:10+00 | Any | EUn | Ex | CZ13 | cAVVG | Cap-Tons | 2532.9421 | 930201.375 | None | 8213811.3682 | 2134865.5373 | 2778924 | 0 | 2278739.6484 | 0 | 100194.3939 | 921083.5266 | 578736.4631 | 187696.9759 | 88343.7793 | 181.5723 | 88162.2154 | 0 | 2900.3834 | 2589.9809
AirCldScrewChlr-1.407kwpton-VarSpd | DEER2023 |  | 2022-03-14 20:36:10+00 | Any | EUn | Ex | CZ13 | cAVVG | Cap-Tons | 1 | 930201.375 | None | 9173643.3516 | 2134865.5373 | 2778924 | 0 | 3238572.6318 | 0 | 100194.3939 | 921083.5266 | 578736.4631 | 187696.9759 | 88343.7793 | 181.5723 | 88162.2154 | 0 | 3600.2651 | 3235.5549
WtrCldCentChlr-Conv-0.42kwpton | DEER2023 |  | 2022-03-14 21:09:18+00 | Any | EUn | Ex | CZ13 | cWVVG | Cap-Tons | 2564.4476 | 930201.375 | None | 7348314.4345 | 2134865.5373 | 2778924 | 0 | 1156566.859 | 16132.6107 | 340738.323 | 921082.5543 | 578735.4656 | 187696.9759 | 88343.6803 | 181.5723 | 88162.1096 | 0 | 2002.1607 | 1779.2735
WtrCldCentChlr-Conv-0.748kwpton | DEER2023 |  | 2022-03-14 21:09:18+00 | Any | EUn | Ex | CZ13 | cWVVG | Cap-Tons | 1 | 930201.375 | None | 8251909.1144 | 2134865.5373 | 2778924 | 0 | 2058885.7695 | 16791.3375 | 341354.7038 | 921082.5446 | 578735.5372 | 187696.9759 | 88343.6855 | 181.5723 | 88162.1081 | 0 | 2511.4703 | 2257.6063
WtrCldCentChlr-Conv-1Cmp-0.439kwpton-VarSpd-CndRlf | DEER2023 |  | 2022-03-14 22:16:50+00 | Any | EUn | Ex | CZ13 | cWVVG | Cap-Tons | 2564.4476 | 930201.375 | None | 6939162.7977 | 2134865.5373 | 2778924 | 0 | 724733.3721 | 48018.572 | 331534.5049 | 921082.1091 | 578733.733 | 187696.9759 | 88343.8425 | 181.5723 | 88162.2637 | 0 | 1880.8755 | 1648.9368
WtrCldCentChlr-Conv-1Cmp-0.748kwpton-VarSpd-CndRlf | DEER2023 |  | 2022-03-14 22:16:50+00 | Any | EUn | Ex | CZ13 | cWVVG | Cap-Tons | 1 | 930201.375 | None | 7448709.67 | 2134865.5373 | 2778924 | 0 | 1233643.6932 | 49075.7662 | 331113.8175 | 921082.0509 | 578733.733 | 187696.9759 | 88343.8392 | 181.5723 | 88162.27 | 0 | 2224.4039 | 1956.4195
WtrCldCentChlr-NoFric-1Cmp-0.439kwpton-VarSpd-CndRlf | DEER2023 |  | 2022-03-14 22:54:12+00 | Any | EUn | Ex | CZ13 | cWVVG | Cap-Tons | 2564.4477 | 930201.375 | None | 6972335.2521 | 2134865.5373 | 2778924 | 0 | 754398.0899 | 48368.0429 | 334693.2598 | 921081.8394 | 578734.5122 | 187697.2815 | 88343.8099 | 181.5723 | 88162.2385 | 0 | 1910.9105 | 1681.8199
WtrCldCentChlr-NoFric-1Cmp-0.748kwpton-VarSpd-CndRlf | DEER2023 |  | 2022-03-14 22:54:12+00 | Any | EUn | Ex | CZ13 | cWVVG | Cap-Tons | 1 | 930201.375 | None | 7502906.2736 | 2134865.5373 | 2778924 | 0 | 1284468.393 | 49577.3192 | 333985.2562 | 921081.8637 | 578734.5001 | 187697.2815 | 88343.8119 | 181.5723 | 88162.2385 | 0 | 2275.6709 | 2011.6865
WtrCldCentChlr-NoFric-2Cmp-0.439kwpton-VarSpd-CndRlf | DEER2023 |  | 2022-03-14 23:25:13+00 | Any | EUn | Ex | CZ13 | cWVVG | Cap-Tons | 2564.4477 | 930201.375 | None | 6978741.3002 | 2134865.5373 | 2778924 | 0 | 762993.6244 | 48429.97 | 332441.509 | 921081.8637 | 578734.5001 | 187697.2815 | 88343.8099 | 181.5723 | 88162.2385 | 0 | 1918.0781 | 1690.2919
WtrCldCentChlr-NoFric-2Cmp-0.748kwpton-VarSpd-CndRlf | DEER2023 |  | 2022-03-14 23:25:13+00 | Any | EUn | Ex | CZ13 | cWVVG | Cap-Tons | 1 | 930201.375 | None | 7515430.4561 | 2134865.5373 | 2778924 | 0 | 1299230.325 | 49680.8859 | 331643.4331 | 921081.8394 | 578734.5122 | 187697.2815 | 88343.8099 | 181.5723 | 88162.2385 | 0 | 2287.8869 | 2026.1325
WtrCldRecipChlr-0.42kwpton | DEER2023 |  | 2022-03-14 23:49:47+00 | Any | EUn | Ex | CZ13 | cWVVG | Cap-Tons | 2564.4476 | 930201.375 | None | 7209629.3682 | 2134865.5373 | 2778924 | 0 | 999924.3075 | 16743.5528 | 358083.6678 | 921082.7117 | 578739.7019 | 187695.5243 | 88343.4631 | 181.5723 | 88161.8906 | 0 | 1986.2759 | 1758.6158
WtrCldRecipChlr-0.748kwpton | DEER2023 |  | 2022-03-14 23:49:47+00 | Any | EUn | Ex | CZ13 | cWVVG | Cap-Tons | 1 | 930201.375 | None | 7989289.2206 | 2134865.5373 | 2778924 | 0 | 1779209.4693 | 17335.9696 | 357866.9241 | 921082.6874 | 578739.6194 | 187695.5243 | 88343.4755 | 181.5723 | 88161.9011 | 0 | 2476.5114 | 2214.3938
WtrCldScrewChlr-0.42kwpton | DEER2023 |  | 2022-03-15 00:09:29+00 | Any | EUn | Ex | CZ13 | cWVVG | Cap-Tons | 2564.4476 | 930201.375 | None | 7234141.3632 | 2134865.5373 | 2778924 | 0 | 1028683.2869 | 16914.2143 | 353667.379 | 921082.7056 | 578739.621 | 187695.5243 | 88343.4623 | 181.5723 | 88161.8961 | 0 | 2030.8139 | 1805.13
WtrCldScrewChlr-0.748kwpton | DEER2023 |  | 2022-03-15 00:09:29+00 | Any | EUn | Ex | CZ13 | cWVVG | Cap-Tons | 1 | 930201.375 | None | 8033106.1575 | 2134865.5373 | 2778924 | 0 | 1828369.4892 | 17633.8631 | 352225.6578 | 921082.7001 | 578739.6473 | 187695.5243 | 88343.4812 | 181.5723 | 88161.9042 | 0 | 2555.8275 | 2297.2303
WtrCldScrewChlr-0.439kwpton-VarSpd | DEER2023 |  | 2022-03-15 00:41:21+00 | Any | EUn | Ex | CZ13 | cWVVG | Cap-Tons | 2564.4476 | 930201.375 | None | 7040689.6833 | 2134865.5373 | 2778924 | 0 | 835316.002 | 16444.6063 | 354052.5887 | 921082.6515 | 578739.5502 | 187695.5243 | 88343.4791 | 181.5723 | 88161.9106 | 0 | 1917.8119 | 1686.075
WtrCldScrewChlr-0.748kwpton-VarSpd | DEER2023 |  | 2022-03-15 00:41:21+00 | Any | EUn | Ex | CZ13 | cWVVG | Cap-Tons | 1 | 930201.375 | None | 7626041.9735 | 2134865.5373 | 2778924 | 0 | 1420818.1443 | 16762.3037 | 353584.2201 | 921082.6879 | 578739.6108 | 187695.5243 | 88343.4803 | 181.5723 | 88161.9048 | 0 | 2311.482 | 2045.8297
AirCldRecipChlr-0.95kwpton | DEER2023 |  | 2022-03-14 18:21:41+00 | Any | EUn | Ex | CZ14 | cAVVG | Cap-Tons | 2708.5323 | 930201.375 | None | 7649837.279 | 2134863.7155 | 2778924 | 0 | 1741717.7569 | 0 | 93962.0118 | 900365.2618 | 520787.7387 | 199587.7604 | 99488.9262 | 181.5723 | 99307.3607 | 0 | 2676.2675 | 2237.1376
AirCldRecipChlr-1.407kwpton | DEER2023 |  | 2022-03-14 18:21:41+00 | Any | EUn | Ex | CZ14 | cAVVG | Cap-Tons | 1 | 930201.375 | None | 8487695.75 | 2134863.7155 | 2778924 | 0 | 2579576.1077 | 0 | 93962.0118 | 900365.2618 | 520787.7387 | 199587.7604 | 99488.9262 | 181.5723 | 99307.3607 | 0 | 3373.3046 | 2812.6958
AirCldScrewChlr-0.95kwpton | DEER2023 |  | 2022-03-14 19:29:42+00 | Any | EUn | Ex | CZ14 | cAVVG | Cap-Tons | 2708.5325 | 930201.375 | None | 7908738.576 | 2134863.7155 | 2778924 | 0 | 2000138.9627 | 0 | 94443.5828 | 900364.6264 | 520786.0278 | 199589.8128 | 99488.8774 | 181.5723 | 99307.3037 | 0 | 2778.7039 | 2323.1508
AirCldScrewChlr-1.407kwpton | DEER2023 |  | 2022-03-14 19:29:42+00 | Any | EUn | Ex | CZ14 | cAVVG | Cap-Tons | 1 | 930201.375 | None | 8870909.8025 | 2134863.7155 | 2778924 | 0 | 2962310.4337 | 0 | 94443.5828 | 900364.6264 | 520786.0278 | 199589.8128 | 99488.8774 | 181.5723 | 99307.3037 | 0 | 3525.0255 | 2940.2046
AirCldScrewChlr-0.99kwpton-VarSpd | DEER2023 |  | 2022-03-14 20:36:10+00 | Any | EUn | Ex | CZ14 | cAVVG | Cap-Tons | 2708.5325 | 930201.375 | None | 7992955.5262 | 2134863.7155 | 2778924 | 0 | 2084354.6671 | 0 | 94443.5828 | 900364.6264 | 520786.0278 | 199589.8128 | 99488.8774 | 181.5723 | 99307.3037 | 0 | 2844.0271 | 2377.1602
AirCldScrewChlr-1.407kwpton-VarSpd | DEER2023 |  | 2022-03-14 20:36:10+00 | Any | EUn | Ex | CZ14 | cAVVG | Cap-Tons | 1 | 930201.375 | None | 8870909.8025 | 2134863.7155 | 2778924 | 0 | 2962310.4337 | 0 | 94443.5828 | 900364.6264 | 520786.0278 | 199589.8128 | 99488.8774 | 181.5723 | 99307.3037 | 0 | 3525.0255 | 2940.2046
WtrCldCentChlr-Conv-0.42kwpton | DEER2023 |  | 2022-03-14 21:09:18+00 | Any | EUn | Ex | CZ14 | cWVVG | Cap-Tons | 2711.3713 | 930201.375 | None | 7167504.4613 | 2134863.7155 | 2778924 | 0 | 1033340.0473 | 4698.8293 | 315306.1992 | 900367.512 | 520795.7786 | 199588.4689 | 99485.5722 | 181.5723 | 99304.0331 | 0 | 1946.8194 | 1670.3872
WtrCldCentChlr-Conv-0.748kwpton | DEER2023 |  | 2022-03-14 21:09:18+00 | Any | EUn | Ex | CZ14 | cWVVG | Cap-Tons | 1 | 930201.375 | None | 7972918.2638 | 2134863.7155 | 2778924 | 0 | 1837862.8881 | 4828.5245 | 316066.8234 | 900367.5229 | 520797.1041 | 199588.4689 | 99485.5834 | 181.5723 | 99304.0448 | 0 | 2436.0351 | 2098.5817
WtrCldCentChlr-Conv-1Cmp-0.439kwpton-VarSpd-CndRlf | DEER2023 |  | 2022-03-14 22:16:50+00 | Any | EUn | Ex | CZ14 | cWVVG | Cap-Tons | 2711.3716 | 930201.375 | None | 6762465.4724 | 2134863.7155 | 2778924 | 0 | 634375.1855 | 11230.3161 | 302693.9127 | 900374.2541 | 520806.2703 | 199588.761 | 99494.6736 | 181.5723 | 99313.1101 | 0 | 1773.3639 | 1504.3163
WtrCldCentChlr-Conv-1Cmp-0.748kwpton-VarSpd-CndRlf | DEER2023 |  | 2022-03-14 22:16:50+00 | Any | EUn | Ex | CZ14 | cWVVG | Cap-Tons | 1 | 930201.375 | None | 7205456.7583 | 2134863.7155 | 2778924 | 0 | 1077712.909 | 11275.1167 | 302302.0782 | 900374.2998 | 520806.2459 | 199588.761 | 99494.6755 | 181.5723 | 99313.1121 | 0 | 2107.6531 | 1784.7942
WtrCldCentChlr-NoFric-1Cmp-0.439kwpton-VarSpd-CndRlf | DEER2023 |  | 2022-03-14 22:54:12+00 | Any | EUn | Ex | CZ14 | cWVVG | Cap-Tons | 2711.3714 | 930201.375 | None | 6781944.5552 | 2134863.7155 | 2778924 | 0 | 651089.8048 | 11301.3916 | 305389.5009 | 900371.7459 | 520812.9682 | 199591.3902 | 99489.8425 | 181.5723 | 99308.2531 | 0 | 1790.8599 | 1523.3457
WtrCldCentChlr-NoFric-1Cmp-0.748kwpton-VarSpd-CndRlf | DEER2023 |  | 2022-03-14 22:54:12+00 | Any | EUn | Ex | CZ14 | cWVVG | Cap-Tons | 1 | 930201.375 | None | 7236615.163 | 2134863.7155 | 2778924 | 0 | 1106436.4088 | 11399.6617 | 304615.119 | 900371.7459 | 520812.9682 | 199591.3902 | 99489.8405 | 181.5723 | 99308.2531 | 0 | 2140.483 | 1819.0706
WtrCldCentChlr-NoFric-2Cmp-0.439kwpton-VarSpd-CndRlf | DEER2023 |  | 2022-03-14 23:25:13+00 | Any | EUn | Ex | CZ14 | cWVVG | Cap-Tons | 2711.3714 | 930201.375 | None | 6782933.2445 | 2134863.7155 | 2778924 | 0 | 655487.1419 | 11322.2166 | 301959.2893 | 900371.7459 | 520812.9682 | 199591.3902 | 99489.8405 | 181.5723 | 99308.2531 | 0 | 1797.5502 | 1530.0504
WtrCldCentChlr-NoFric-2Cmp-0.748kwpton-VarSpd-CndRlf | DEER2023 |  | 2022-03-14 23:25:13+00 | Any | EUn | Ex | CZ14 | cWVVG | Cap-Tons | 1 | 930201.375 | None | 7240884.8108 | 2134863.7155 | 2778924 | 0 | 1114327.4157 | 11434.7923 | 300959.3946 | 900371.7459 | 520812.9439 | 199591.3902 | 99489.8405 | 181.5723 | 99308.2973 | 0 | 2151.8829 | 1830.4947
WtrCldRecipChlr-0.42kwpton | DEER2023 |  | 2022-03-14 23:49:47+00 | Any | EUn | Ex | CZ14 | cWVVG | Cap-Tons | 2711.3713 | 930201.375 | None | 7020309.3909 | 2134863.7155 | 2778924 | 0 | 868161.6031 | 4892.4035 | 333099.1415 | 900363.2436 | 520780.8348 | 199589.6886 | 99485.6374 | 181.5723 | 99304.0897 | 0 | 1935.5639 | 1656.614
WtrCldRecipChlr-0.748kwpton | DEER2023 |  | 2022-03-14 23:49:47+00 | Any | EUn | Ex | CZ14 | cWVVG | Cap-Tons | 1 | 930201.375 | None | 7694935.3688 | 2134863.7155 | 2778924 | 0 | 1543234.8412 | 4970.3385 | 332574.3373 | 900363.2372 | 520780.8879 | 199589.6886 | 99485.6349 | 181.5723 | 99304.0887 | 0 | 2397.1201 | 2060.529
WtrCldScrewChlr-0.42kwpton | DEER2023 |  | 2022-03-15 00:09:29+00 | Any | EUn | Ex | CZ14 | cWVVG | Cap-Tons | 2711.3713 | 930201.375 | None | 7032021.8646 | 2134863.7155 | 2778924 | 0 | 886354.5141 | 5005.1004 | 326506.7643 | 900363.5944 | 520781.2343 | 199589.6886 | 99485.6364 | 181.5723 | 99304.1122 | 0 | 2003.5675 | 1713.429
WtrCldScrewChlr-0.748kwpton | DEER2023 |  | 2022-03-15 00:09:29+00 | Any | EUn | Ex | CZ14 | cWVVG | Cap-Tons | 1 | 930201.375 | None | 7718341.2348 | 2134863.7155 | 2778924 | 0 | 1574049.5815 | 5166.0238 | 324969.601 | 900363.6066 | 520781.1535 | 199589.7023 | 99485.6324 | 181.5723 | 99304.1097 | 0 | 2518.1952 | 2161.706
WtrCldScrewChlr-0.439kwpton-VarSpd | DEER2023 |  | 2022-03-15 00:41:21+00 | Any | EUn | Ex | CZ14 | cWVVG | Cap-Tons | 2711.3713 | 930201.375 | None | 6845778.0483 | 2134863.7155 | 2778924 | 0 | 700101.5072 | 4696.1687 | 326824.9813 | 900362.8757 | 520782.714 | 199590.8358 | 99485.7011 | 181.5723 | 99304.1122 | 0 | 1842.4609 | 1578.153
WtrCldScrewChlr-0.748kwpton-VarSpd | DEER2023 |  | 2022-03-15 00:41:21+00 | Any | EUn | Ex | CZ14 | cWVVG | Cap-Tons | 1 | 930201.375 | None | 7333506.7928 | 2134863.7155 | 2778924 | 0 | 1188617.1409 | 4643.07 | 326091.3698 | 900363.0986 | 520782.9186 | 199587.1933 | 99485.6504 | 181.5723 | 99304.1082 | 0 | 2192.8817 | 1886.9938
AirCldRecipChlr-0.95kwpton | DEER2023 |  | 2022-03-14 18:21:41+00 | Any | EUn | Ex | CZ15 | cAVVG | Cap-Tons | 3423.4288 | 930201.375 | None | 9436421.0649 | 2134866.9557 | 2778924 | 0 | 3347322.25 | 0 | 145386.6847 | 1029917.3473 | 827222.7809 | 54973.0822 | 27947.158 | 181.5723 | 27765.5899 | 0 | 3244.2167 | 2806.6667
AirCldRecipChlr-1.407kwpton | DEER2023 |  | 2022-03-14 18:21:41+00 | Any | EUn | Ex | CZ15 | cAVVG | Cap-Tons | 1 | 930201.375 | None | 11046659.0348 | 2134866.9557 | 2778924 | 0 | 4957559.2959 | 0 | 145386.6847 | 1029917.3473 | 827222.7809 | 54973.0822 | 27947.158 | 181.5723 | 27765.5899 | 0 | 4192.2946 | 3637.2668
AirCldScrewChlr-0.95kwpton | DEER2023 |  | 2022-03-14 19:29:42+00 | Any | EUn | Ex | CZ15 | cAVVG | Cap-Tons | 3423.4288 | 930201.375 | None | 9851456.8877 | 2134866.9557 | 2778924 | 0 | 3761963.5095 | 0 | 145780.5365 | 1029915.3647 | 827214.2278 | 54973.074 | 27947.5017 | 181.5723 | 27765.9386 | 0 | 3422.1192 | 2980.0286
AirCldScrewChlr-1.407kwpton | DEER2023 |  | 2022-03-14 19:29:42+00 | Any | EUn | Ex | CZ15 | cAVVG | Cap-Tons | 1 | 930201.375 | None | 11661158.8766 | 2134866.9557 | 2778924 | 0 | 5571666.5253 | 0 | 145780.5365 | 1029915.3647 | 827214.2278 | 54973.074 | 27947.5017 | 181.5723 | 27765.9386 | 0 | 4455.7413 | 3896.5286
AirCldScrewChlr-0.99kwpton-VarSpd | DEER2023 |  | 2022-03-14 20:36:10+00 | Any | EUn | Ex | CZ15 | cAVVG | Cap-Tons | 3423.4288 | 930201.375 | None | 10009852.4478 | 2134866.9557 | 2778924 | 0 | 3920362.1598 | 0 | 145780.5365 | 1029915.3647 | 827214.2278 | 54973.074 | 27947.5017 | 181.5723 | 27765.9386 | 0 | 3512.5892 | 3060.2476
AirCldScrewChlr-1.407kwpton-VarSpd | DEER2023 |  | 2022-03-14 20:36:10+00 | Any | EUn | Ex | CZ15 | cAVVG | Cap-Tons | 1 | 930201.375 | None | 11661158.8766 | 2134866.9557 | 2778924 | 0 | 5571666.5253 | 0 | 145780.5365 | 1029915.3647 | 827214.2278 | 54973.074 | 27947.5017 | 181.5723 | 27765.9386 | 0 | 4455.7411 | 3896.5286
WtrCldCentChlr-Conv-0.42kwpton | DEER2023 |  | 2022-03-14 21:09:18+00 | Any | EUn | Ex | CZ15 | cWVVG | Cap-Tons | 3423.4288 | 930201.375 | None | 8305543.0649 | 2134866.9557 | 2778924 | 0 | 1830309.8275 | 12872.8875 | 518638.7241 | 1029926.5578 | 827230.0667 | 54972.0152 | 27944.9468 | 181.5723 | 27763.383 | 0 | 2175.4143 | 1863.4203
WtrCldCentChlr-Conv-0.748kwpton | DEER2023 |  | 2022-03-14 21:09:18+00 | Any | EUn | Ex | CZ15 | cWVVG | Cap-Tons | 1 | 930201.375 | None | 9731864.4066 | 2134866.9557 | 2778924 | 0 | 3255263.1709 | 13273.8261 | 519605.7014 | 1029927.4304 | 827230.5246 | 54972.0115 | 27944.9436 | 181.5723 | 27763.3779 | 0 | 2782.2461 | 2401.3652
WtrCldCentChlr-Conv-1Cmp-0.439kwpton-VarSpd-CndRlf | DEER2023 |  | 2022-03-14 22:16:50+00 | Any | EUn | Ex | CZ15 | cWVVG | Cap-Tons | 3423.4288 | 930201.375 | None | 7629954.4778 | 2134866.9557 | 2778924 | 0 | 1154118.9351 | 35115.641 | 496995.2498 | 1029930.1926 | 827239.1472 | 54972.0234 | 27938.7992 | 181.5723 | 27757.2293 | 0 | 1956.9305 | 1665.9844
WtrCldCentChlr-Conv-1Cmp-0.748kwpton-VarSpd-CndRlf | DEER2023 |  | 2022-03-14 22:16:50+00 | Any | EUn | Ex | CZ15 | cWVVG | Cap-Tons | 1 | 930201.375 | None | 8437175.6456 | 2134866.9557 | 2778924 | 0 | 1961608.1171 | 35486.0249 | 496355.0721 | 1029930.1926 | 827239.1472 | 54972.0223 | 27938.7997 | 181.5723 | 27757.2293 | 0 | 2373.1082 | 2017.2715
WtrCldCentChlr-NoFric-1Cmp-0.439kwpton-VarSpd-CndRlf | DEER2023 |  | 2022-03-14 22:54:12+00 | Any | EUn | Ex | CZ15 | cWVVG | Cap-Tons | 3423.4288 | 930201.375 | None | 7671811.2642 | 2134866.9557 | 2778924 | 0 | 1192632.3513 | 35290.6787 | 500163.5475 | 1029930.2472 | 827239.1044 | 54972.027 | 27938.7957 | 181.5723 | 27757.2278 | 0 | 1973.9185 | 1692.6038
WtrCldCentChlr-NoFric-1Cmp-0.748kwpton-VarSpd-CndRlf | DEER2023 |  | 2022-03-14 22:54:12+00 | Any | EUn | Ex | CZ15 | cWVVG | Cap-Tons | 1 | 930201.375 | None | 8506353.9921 | 2134866.9557 | 2778924 | 0 | 2027948.1028 | 35789.3131 | 498891.8099 | 1029930.2381 | 827239.0953 | 54972.027 | 27938.7957 | 181.5723 | 27757.2278 | 0 | 2401.7882 | 2062.6333
WtrCldCentChlr-NoFric-2Cmp-0.439kwpton-VarSpd-CndRlf | DEER2023 |  | 2022-03-14 23:25:13+00 | Any | EUn | Ex | CZ15 | cWVVG | Cap-Tons | 3423.4288 | 930201.375 | None | 7679241.3655 | 2134866.9557 | 2778924 | 0 | 1203548.4209 | 35343.5591 | 496623.8227 | 1029930.2381 | 827239.1044 | 54972.027 | 27938.7957 | 181.5723 | 27757.2263 | 0 | 1982.5519 | 1701.9136
WtrCldCentChlr-NoFric-2Cmp-0.748kwpton-VarSpd-CndRlf | DEER2023 |  | 2022-03-14 23:25:13+00 | Any | EUn | Ex | CZ15 | cWVVG | Cap-Tons | 1 | 930201.375 | None | 8521723.7342 | 2134866.9557 | 2778924 | 0 | 2047076.6661 | 35877.6754 | 495044.2409 | 1029930.2381 | 827239.0953 | 54972.027 | 27938.7957 | 181.5723 | 27757.2278 | 0 | 2416.4975 | 2078.4943
WtrCldRecipChlr-0.42kwpton | DEER2023 |  | 2022-03-14 23:49:47+00 | Any | EUn | Ex | CZ15 | cWVVG | Cap-Tons | 3423.4288 | 930201.375 | None | 8079513.0332 | 2134866.9557 | 2778924 | 0 | 1571220.1535 | 13392.0668 | 551188.5738 | 1029917.1784 | 827217.9635 | 54973.0539 | 27940.4501 | 181.5723 | 27758.8782 | 0 | 2147.9322 | 1859.5473
WtrCldRecipChlr-0.748kwpton | DEER2023 |  | 2022-03-14 23:49:47+00 | Any | EUn | Ex | CZ15 | cWVVG | Cap-Tons | 1 | 930201.375 | None | 9301625.7342 | 2134866.9557 | 2778924 | 0 | 2793583.2484 | 13690.8438 | 550639.3351 | 1029917.1511 | 827218.0237 | 54973.0555 | 27940.4453 | 181.5723 | 27758.876 | 0 | 2714.5853 | 2373.4694
WtrCldScrewChlr-0.42kwpton | DEER2023 |  | 2022-03-15 00:09:29+00 | Any | EUn | Ex | CZ15 | cWVVG | Cap-Tons | 3423.4288 | 930201.375 | None | 8145471.8006 | 2134866.9557 | 2778924 | 0 | 1643970.2753 | 13633.8691 | 544155.5443 | 1029917.2967 | 827218.1802 | 54973.0555 | 27940.4503 | 181.5723 | 27758.8857 | 0 | 2235.5358 | 1929.9038
WtrCldScrewChlr-0.748kwpton | DEER2023 |  | 2022-03-15 00:09:29+00 | Any | EUn | Ex | CZ15 | cWVVG | Cap-Tons | 1 | 930201.375 | None | 9419495.5728 | 2134866.9557 | 2778924 | 0 | 2919530.8766 | 14104.8575 | 542149.8818 | 1029916.1562 | 827213.2764 | 54973.0555 | 27943.0105 | 181.5723 | 27761.4386 | 0 | 2870.5785 | 2498.7563
WtrCldScrewChlr-0.439kwpton-VarSpd | DEER2023 |  | 2022-03-15 00:41:21+00 | Any | EUn | Ex | CZ15 | cWVVG | Cap-Tons | 3423.4288 | 930201.375 | None | 7782671.7927 | 2134866.9557 | 2778924 | 0 | 1281408.7563 | 12986.9054 | 544563.8506 | 1029915.9818 | 827231.1428 | 54973.0555 | 27940.683 | 181.5723 | 27759.1143 | 0 | 2032.9059 | 1760.7483
WtrCldScrewChlr-0.748kwpton-VarSpd | DEER2023 |  | 2022-03-15 00:41:21+00 | Any | EUn | Ex | CZ15 | cWVVG | Cap-Tons | 1 | 930201.375 | None | 8676471.9098 | 2134866.9557 | 2778924 | 0 | 2176340.8892 | 12993.5129 | 543426.6216 | 1029915.9636 | 827231.1429 | 54973.0572 | 27940.6845 | 181.5723 | 27759.1138 | 0 | 2462.6887 | 2154.4408
AirCldRecipChlr-0.95kwpton | DEER2023 |  | 2022-03-14 18:21:41+00 | Any | EUn | Ex | CZ16 | cAVVG | Cap-Tons | 1584.1035 | 930201.375 | None | 6437632.677 | 2134861.4466 | 2778924 | 0 | 646580.1226 | 0 | 59033.4185 | 818229.1987 | 282150.2531 | 371740.466 | 231349.1169 | 181.5723 | 231167.5178 | 0 | 376.5678 | 376.712
AirCldRecipChlr-1.407kwpton | DEER2023 |  | 2022-03-14 18:21:41+00 | Any | EUn | Ex | CZ16 | cAVVG | Cap-Tons | 1 | 930201.375 | None | 6748672.4141 | 2134861.4466 | 2778924 | 0 | 957618.9637 | 0 | 59033.4185 | 818229.1987 | 282150.2531 | 371740.466 | 231349.1169 | 181.5723 | 231167.5178 | 0 | 469.8468 | 481.7826
AirCldScrewChlr-0.95kwpton | DEER2023 |  | 2022-03-14 19:29:42+00 | Any | EUn | Ex | CZ16 | cAVVG | Cap-Tons | 1584.1035 | 930201.375 | None | 6562824.3986 | 2134861.4466 | 2778924 | 0 | 770844.9269 | 0 | 59955.0377 | 818234.1171 | 282148.0466 | 371740.4227 | 231348.9416 | 181.5723 | 231167.336 | 0 | 402.8279 | 401.896
AirCldScrewChlr-1.407kwpton | DEER2023 |  | 2022-03-14 19:29:42+00 | Any | EUn | Ex | CZ16 | cAVVG | Cap-Tons | 1 | 930201.375 | None | 6933640.9845 | 2134861.4466 | 2778924 | 0 | 1141661.3894 | 0 | 59955.0377 | 818234.1171 | 282148.0466 | 371740.4227 | 231348.9416 | 181.5723 | 231167.336 | 0 | 508.7391 | 519.0817
AirCldScrewChlr-0.99kwpton-VarSpd | DEER2023 |  | 2022-03-14 20:36:10+00 | Any | EUn | Ex | CZ16 | cAVVG | Cap-Tons | 1584.1035 | 930201.375 | None | 6595281.3329 | 2134861.4466 | 2778924 | 0 | 803301.2358 | 0 | 59955.0377 | 818234.1171 | 282148.0466 | 371740.4227 | 231348.9416 | 181.5723 | 231167.336 | 0 | 412.0979 | 412.1528
AirCldScrewChlr-1.407kwpton-VarSpd | DEER2023 |  | 2022-03-14 20:36:10+00 | Any | EUn | Ex | CZ16 | cAVVG | Cap-Tons | 1 | 930201.375 | None | 6933640.9845 | 2134861.4466 | 2778924 | 0 | 1141661.3894 | 0 | 59955.0377 | 818234.1171 | 282148.0466 | 371740.4227 | 231348.9416 | 181.5723 | 231167.336 | 0 | 508.7391 | 519.0817
WtrCldCentChlr-Conv-0.42kwpton | DEER2023 |  | 2022-03-14 21:09:18+00 | Any | EUn | Ex | CZ16 | cWVVG | Cap-Tons | 1584.1035 | 930201.375 | None | 6359180.783 | 2134861.4466 | 2778924 | 0 | 465540.9887 | 4324.9068 | 157293.5426 | 818230.9633 | 282148.2644 | 371740.4227 | 231348.9416 | 181.5723 | 231167.316 | 0 | 321.4453 | 309.7628
WtrCldCentChlr-Conv-0.748kwpton | DEER2023 |  | 2022-03-14 21:09:18+00 | Any | EUn | Ex | CZ16 | cWVVG | Cap-Tons | 1 | 930201.375 | None | 6723474.5555 | 2134861.4466 | 2778924 | 0 | 828782.5101 | 4511.4105 | 158159.4875 | 818230.9922 | 282148.246 | 371740.4227 | 231348.9416 | 181.5723 | 231167.336 | 0 | 411.1708 | 409.8839
WtrCldCentChlr-Conv-1Cmp-0.439kwpton-VarSpd-CndRlf | DEER2023 |  | 2022-03-14 22:16:50+00 | Any | EUn | Ex | CZ16 | cWVVG | Cap-Tons | 1584.1035 | 930201.375 | None | 6180803.4947 | 2134861.4466 | 2778924 | 0 | 283402.6893 | 10115.351 | 155266.307 | 818229.4245 | 282144.067 | 371740.4227 | 231348.9416 | 181.5723 | 231167.3833 | 0 | 275.2865 | 269.57
WtrCldCentChlr-Conv-1Cmp-0.748kwpton-VarSpd-CndRlf | DEER2023 |  | 2022-03-14 22:16:50+00 | Any | EUn | Ex | CZ16 | cWVVG | Cap-Tons | 1 | 930201.375 | None | 6379970.2184 | 2134861.4466 | 2778924 | 0 | 482557.3445 | 10298.3693 | 155094.4867 | 818229.5582 | 282144.1102 | 371740.4227 | 231348.9416 | 181.5723 | 231167.3833 | 0 | 321.1748 | 327.244
WtrCldCentChlr-NoFric-1Cmp-0.439kwpton-VarSpd-CndRlf | DEER2023 |  | 2022-03-14 22:54:12+00 | Any | EUn | Ex | CZ16 | cWVVG | Cap-Tons | 1584.1035 | 930201.375 | None | 6187888.2933 | 2134861.4466 | 2778924 | 0 | 288686.8645 | 10200.0098 | 156979.9333 | 818230.775 | 282148.0138 | 371740.4227 | 231348.9416 | 181.5723 | 231167.3833 | 0 | 283.4177 | 276.7506
WtrCldCentChlr-NoFric-1Cmp-0.748kwpton-VarSpd-CndRlf | DEER2023 |  | 2022-03-14 22:54:12+00 | Any | EUn | Ex | CZ16 | cWVVG | Cap-Tons | 1 | 930201.375 | None | 6390722.3223 | 2134861.4466 | 2778924 | 0 | 491616.8964 | 10428.0827 | 156655.876 | 818230.775 | 282148.0138 | 371740.4227 | 231348.9416 | 181.5723 | 231167.3833 | 0 | 336.2776 | 342.4161
WtrCldCentChlr-NoFric-2Cmp-0.439kwpton-VarSpd-CndRlf | DEER2023 |  | 2022-03-14 23:25:13+00 | Any | EUn | Ex | CZ16 | cWVVG | Cap-Tons | 1584.1035 | 930201.375 | None | 6186430.6693 | 2134861.4466 | 2778924 | 0 | 288867.4273 | 10216.0545 | 155325.7357 | 818230.775 | 282148.0483 | 371740.4227 | 231348.9416 | 181.5723 | 231167.3833 | 0 | 285.4864 | 276.9985
WtrCldCentChlr-NoFric-2Cmp-0.748kwpton-VarSpd-CndRlf | DEER2023 |  | 2022-03-14 23:25:13+00 | Any | EUn | Ex | CZ16 | cWVVG | Cap-Tons | 1 | 930201.375 | None | 6389288.8502 | 2134861.4466 | 2778924 | 0 | 491958.5252 | 10452.7691 | 154856.5558 | 818230.775 | 282148.0138 | 371740.4227 | 231348.9416 | 181.5723 | 231167.3833 | 0 | 339.7834 | 342.6727
WtrCldRecipChlr-0.42kwpton | DEER2023 |  | 2022-03-14 23:49:47+00 | Any | EUn | Ex | CZ16 | cWVVG | Cap-Tons | 1584.1035 | 930201.375 | None | 6286972.7223 | 2134861.4466 | 2778924 | 0 | 384973.4305 | 4517.2873 | 165450.8642 | 818240.5795 | 282157.2879 | 371741.3346 | 231349.8554 | 181.5723 | 231168.2391 | 0 | 314.34 | 307.7815
WtrCldRecipChlr-0.748kwpton | DEER2023 |  | 2022-03-14 23:49:47+00 | Any | EUn | Ex | CZ16 | cWVVG | Cap-Tons | 1 | 930201.375 | None | 6587290.8572 | 2134861.4466 | 2778924 | 0 | 685065.1452 | 4683.0298 | 165511.88 | 818240.6328 | 282157.3311 | 371741.3346 | 231349.8554 | 181.5723 | 231168.2391 | 0 | 394.4533 | 399.4869
WtrCldScrewChlr-0.42kwpton | DEER2023 |  | 2022-03-15 00:09:29+00 | Any | EUn | Ex | CZ16 | cWVVG | Cap-Tons | 1584.1035 | 930201.375 | None | 6271682.788 | 2134861.4466 | 2778924 | 0 | 373368.2572 | 4568.8546 | 161714.6279 | 818240.4939 | 282157.2511 | 371741.3101 | 231349.8554 | 181.5723 | 231168.2391 | 0 | 322.1124 | 314.5339
WtrCldScrewChlr-0.748kwpton | DEER2023 |  | 2022-03-15 00:09:29+00 | Any | EUn | Ex | CZ16 | cWVVG | Cap-Tons | 1 | 930201.375 | None | 6561637.6862 | 2134861.4466 | 2778924 | 0 | 663770.0247 | 4774.4515 | 161062.3007 | 818240.6315 | 282157.3816 | 371741.3346 | 231349.8554 | 181.5723 | 231168.2391 | 0 | 408.0374 | 410.8089
WtrCldScrewChlr-0.439kwpton-VarSpd | DEER2023 |  | 2022-03-15 00:41:21+00 | Any | EUn | Ex | CZ16 | cWVVG | Cap-Tons | 1584.1035 | 930201.375 | None | 6223867.8763 | 2134861.4466 | 2778924 | 0 | 325314.7394 | 4419.6617 | 162102.9948 | 818240.1435 | 282156.9236 | 371741.3346 | 231349.8554 | 181.5723 | 231168.3265 | 0 | 289.6291 | 283.7193
WtrCldScrewChlr-0.748kwpton-VarSpd | DEER2023 |  | 2022-03-15 00:41:21+00 | Any | EUn | Ex | CZ16 | cWVVG | Cap-Tons | 1 | 930201.375 | None | 6451913.1145 | 2134861.4466 | 2778924 | 0 | 553497.6332 | 4500.188 | 161884.1512 | 818240.1435 | 282156.9053 | 371741.3346 | 231349.8554 | 181.5723 | 231168.3265 | 0 | 344.2119 | 349.0524
AirCldRecipChlr-0.95kwpton | DEER2023 |  | 2022-03-14 18:21:41+00 | Any | EUn | Old | CZ01 | cAVVG | Cap-Tons | 1772.8476 | 930201.375 | None | 6799644.8754 | 2135429 | 3148354.3642 | 0 | 171404.6994 | 0 | 42003.1166 | 1302455.5233 | 120058.7323 | 898928.505 | 226158.2746 | 181.5723 | 225976.6638 | 0 | 2667.323 | 2107.7029
AirCldRecipChlr-1.407kwpton | DEER2023 |  | 2022-03-14 18:21:41+00 | Any | EUn | Old | CZ01 | cAVVG | Cap-Tons | 1 | 930201.375 | None | 6882100.2577 | 2135429 | 3148354.3642 | 0 | 253859.3896 | 0 | 42003.1166 | 1302455.5233 | 120058.7323 | 898928.505 | 226158.2746 | 181.5723 | 225976.6638 | 0 | 2992.6669 | 2312.0094
AirCldScrewChlr-0.95kwpton | DEER2023 |  | 2022-03-14 19:29:42+00 | Any | EUn | Old | CZ01 | cAVVG | Cap-Tons | 1772.8476 | 930201.375 | None | 6892188.804 | 2135429 | 3148354.3642 | 0 | 263818.482 | 0 | 42130.389 | 1302458.3085 | 120060.9533 | 898928.514 | 226157.8154 | 181.5723 | 225976.2193 | 0 | 2750.027 | 2169.2515
AirCldScrewChlr-1.407kwpton | DEER2023 |  | 2022-03-14 19:29:42+00 | Any | EUn | Old | CZ01 | cAVVG | Cap-Tons | 1 | 930201.375 | None | 7019099.8627 | 2135429 | 3148354.3642 | 0 | 390728.9727 | 0 | 42130.389 | 1302458.3085 | 120060.9533 | 898928.514 | 226157.8154 | 181.5723 | 225976.2193 | 0 | 3114.9856 | 2403.1597
AirCldScrewChlr-0.99kwpton-VarSpd | DEER2023 |  | 2022-03-14 20:36:10+00 | Any | EUn | Old | CZ01 | cAVVG | Cap-Tons | 1772.8476 | 930201.375 | None | 6903296.1089 | 2135429 | 3148354.3642 | 0 | 274926.5313 | 0 | 42130.389 | 1302458.3085 | 120060.9533 | 898928.514 | 226157.8154 | 181.5723 | 225976.2193 | 0 | 2781.9704 | 2189.7242
AirCldScrewChlr-1.407kwpton-VarSpd | DEER2023 |  | 2022-03-14 20:36:10+00 | Any | EUn | Old | CZ01 | cAVVG | Cap-Tons | 1 | 930201.375 | None | 7019099.8627 | 2135429 | 3148354.3642 | 0 | 390728.9727 | 0 | 42130.389 | 1302458.3085 | 120060.9533 | 898928.514 | 226157.8154 | 181.5723 | 225976.2193 | 0 | 3114.9856 | 2403.1597
WtrCldCentChlr-Conv-0.42kwpton | DEER2023 |  | 2022-03-14 21:09:18+00 | Any | EUn | Old | CZ01 | cWVVG | Cap-Tons | 1772.8476 | 930201.375 | None | 6880172.2474 | 2135429 | 3148354.3642 | 0 | 187137.2901 | 534.2621 | 106261.6621 | 1302456.5233 | 120059.8004 | 898928.514 | 226157.985 | 181.5723 | 225976.3727 | 0 | 2497.6755 | 2012.7164
WtrCldCentChlr-Conv-0.748kwpton | DEER2023 |  | 2022-03-14 21:09:18+00 | Any | EUn | Old | CZ01 | cWVVG | Cap-Tons | 1 | 930201.375 | None | 7027601.2868 | 2135429 | 3148354.3642 | 0 | 333253.7493 | 555.8054 | 107553.5167 | 1302456.5233 | 120059.8004 | 898928.514 | 226157.985 | 181.5723 | 225976.3727 | 0 | 2833.209 | 2229.5967
WtrCldCentChlr-Conv-1Cmp-0.439kwpton-VarSpd-CndRlf | DEER2023 |  | 2022-03-14 22:16:50+00 | Any | EUn | Old | CZ01 | cWVVG | Cap-Tons | 1772.8476 | 930201.375 | None | 6776401.8294 | 2135429 | 3148354.3642 | 0 | 84441.4166 | 1843.9127 | 103878.3287 | 1302457.3805 | 120052.8683 | 898928.5319 | 226157.8388 | 181.5723 | 225976.2265 | 0 | 2379.6514 | 1931.3939
WtrCldCentChlr-Conv-1Cmp-0.748kwpton-VarSpd-CndRlf | DEER2023 |  | 2022-03-14 22:16:50+00 | Any | EUn | Old | CZ01 | cWVVG | Cap-Tons | 1 | 930201.375 | None | 6835339.6933 | 2135429 | 3148354.3642 | 0 | 143590.1507 | 1845.8371 | 103664.9222 | 1302457.3805 | 120052.8683 | 898928.5319 | 226157.8388 | 181.5723 | 225976.2265 | 0 | 2587.4681 | 2062.0525
WtrCldCentChlr-NoFric-1Cmp-0.439kwpton-VarSpd-CndRlf | DEER2023 |  | 2022-03-14 22:54:12+00 | Any | EUn | Old | CZ01 | cWVVG | Cap-Tons | 1772.8476 | 930201.375 | None | 6759634.3545 | 2135429 | 3148354.3642 | 0 | 65467.9167 | 1851.1615 | 106076.7356 | 1302456.3805 | 120059.7346 | 898928.514 | 226157.9046 | 181.5723 | 225976.3727 | 0 | 2404.688 | 1946.1853
WtrCldCentChlr-NoFric-1Cmp-0.748kwpton-VarSpd-CndRlf | DEER2023 |  | 2022-03-14 22:54:12+00 | Any | EUn | Old | CZ01 | cWVVG | Cap-Tons | 1 | 930201.375 | None | 6804726.4483 | 2135429 | 3148354.3642 | 0 | 111382.9147 | 1866.1822 | 105240.0413 | 1302456.3805 | 120059.7346 | 898928.514 | 226157.9046 | 181.5723 | 225976.3727 | 0 | 2630.1378 | 2089.3236
WtrCldCentChlr-NoFric-2Cmp-0.439kwpton-VarSpd-CndRlf | DEER2023 |  | 2022-03-14 23:25:13+00 | Any | EUn | Old | CZ01 | cWVVG | Cap-Tons | 1772.8476 | 930201.375 | None | 6749652.9044 | 2135429 | 3148354.3642 | 0 | 58659.2436 | 1862.2548 | 102892.9983 | 1302456.3805 | 120059.7346 | 898928.514 | 226157.9046 | 181.5723 | 225976.3727 | 0 | 2409.7658 | 1949.9458
WtrCldCentChlr-NoFric-2Cmp-0.748kwpton-VarSpd-CndRlf | DEER2023 |  | 2022-03-14 23:25:13+00 | Any | EUn | Old | CZ01 | cWVVG | Cap-Tons | 1 | 930201.375 | None | 6789664.6618 | 2135429 | 3148354.3642 | 0 | 99716.4793 | 1877.7805 | 101831.3615 | 1302456.3805 | 120059.7346 | 898928.514 | 226157.9046 | 181.5723 | 225976.3727 | 0 | 2638.7881 | 2095.0099
WtrCldRecipChlr-0.42kwpton | DEER2023 |  | 2022-03-14 23:49:47+00 | Any | EUn | Old | CZ01 | cWVVG | Cap-Tons | 1772.8476 | 930201.375 | None | 6804711.6878 | 2135429 | 3148354.3642 | 0 | 108294.8779 | 569.9466 | 109604.5865 | 1302460.3085 | 120064.3385 | 898928.3847 | 226157.4176 | 181.5723 | 225975.8185 | 0 | 2474.6109 | 1991.8243
WtrCldRecipChlr-0.748kwpton | DEER2023 |  | 2022-03-14 23:49:47+00 | Any | EUn | Old | CZ01 | cWVVG | Cap-Tons | 1 | 930201.375 | None | 6888928.3134 | 2135429 | 3148354.3642 | 0 | 192543.9072 | 588.5808 | 109553.5282 | 1302460.3085 | 120063.9593 | 898928.3847 | 226157.4176 | 181.5723 | 225975.8068 | 0 | 2787.8494 | 2189.7369
WtrCldScrewChlr-0.42kwpton | DEER2023 |  | 2022-03-15 00:09:29+00 | Any | EUn | Old | CZ01 | cWVVG | Cap-Tons | 1772.8476 | 930201.375 | None | 6749696.0091 | 2135429 | 3148354.3642 | 0 | 59366.4154 | 577.6032 | 103509.5051 | 1302460.3085 | 120064.3385 | 898928.3847 | 226157.4176 | 181.5723 | 225975.8185 | 0 | 2505.024 | 2007.5909
WtrCldScrewChlr-0.748kwpton | DEER2023 |  | 2022-03-15 00:09:29+00 | Any | EUn | Old | CZ01 | cWVVG | Cap-Tons | 1 | 930201.375 | None | 6793305.9171 | 2135429 | 3148354.3642 | 0 | 104519.9839 | 601.0488 | 101943.4354 | 1302460.3085 | 120063.9593 | 898928.3847 | 226157.4176 | 181.5723 | 225975.8068 | 0 | 2842.0404 | 2217.1324
WtrCldScrewChlr-0.439kwpton-VarSpd | DEER2023 |  | 2022-03-15 00:41:21+00 | Any | EUn | Old | CZ01 | cWVVG | Cap-Tons | 1772.8476 | 930201.375 | None | 6777184.0684 | 2135429 | 3148354.3642 | 0 | 86264.5507 | 554.9116 | 104123.2961 | 1302460.2365 | 120063.998 | 898928.4025 | 226157.4176 | 181.5723 | 225975.8185 | 0 | 2417.246 | 1955.237
WtrCldScrewChlr-0.748kwpton-VarSpd | DEER2023 |  | 2022-03-15 00:41:21+00 | Any | EUn | Old | CZ01 | cWVVG | Cap-Tons | 1 | 930201.375 | None | 6836898.2686 | 2135429 | 3148354.3642 | 0 | 146451.623 | 560.9946 | 103644.0454 | 1302460.2365 | 120063.998 | 898928.4025 | 226157.4176 | 181.5723 | 225975.8185 | 0 | 2659.2214 | 2107.5977
AirCldRecipChlr-0.95kwpton | DEER2023 |  | 2022-03-14 18:21:41+00 | Any | EUn | Old | CZ02 | cAVVG | Cap-Tons | 2668.5704 | 930201.375 | None | 8209908.3431 | 2135429 | 3136221.7672 | 0 | 1326708.2559 | 0 | 90869.3217 | 1520679.7294 | 494206.6894 | 580014.6461 | 162653.1265 | 181.5723 | 162471.6236 | 0 | 3694.0575 | 3043.4191
AirCldRecipChlr-1.407kwpton | DEER2023 |  | 2022-03-14 18:21:41+00 | Any | EUn | Old | CZ02 | cAVVG | Cap-Tons | 1 | 930201.375 | None | 8848123.6587 | 2135429 | 3136221.7672 | 0 | 1964923.9474 | 0 | 90869.3217 | 1520679.7294 | 494206.6894 | 580014.6461 | 162653.1265 | 181.5723 | 162471.6236 | 0 | 4463.9227 | 3663.1571
AirCldScrewChlr-0.95kwpton | DEER2023 |  | 2022-03-14 19:29:42+00 | Any | EUn | Old | CZ02 | cAVVG | Cap-Tons | 2720.2612 | 930201.375 | None | 8443300.4432 | 2135429 | 3136221.7672 | 0 | 1558376.7883 | 0 | 92593.372 | 1520679.583 | 494207.4705 | 580012.5118 | 162647.1753 | 181.5723 | 162465.581 | 0 | 3797.0511 | 3109.3689
AirCldScrewChlr-1.407kwpton | DEER2023 |  | 2022-03-14 19:29:42+00 | Any | EUn | Old | CZ02 | cAVVG | Cap-Tons | 1 | 930201.375 | None | 9192961.8745 | 2135429 | 3136221.7672 | 0 | 2308037.5677 | 0 | 92593.372 | 1520679.583 | 494207.4705 | 580012.5118 | 162647.1753 | 181.5723 | 162465.581 | 0 | 4618.1725 | 3759.2779
AirCldScrewChlr-0.99kwpton-VarSpd | DEER2023 |  | 2022-03-14 20:36:10+00 | Any | EUn | Old | CZ02 | cAVVG | Cap-Tons | 2720.2612 | 930201.375 | None | 8508917.5507 | 2135429 | 3136221.7672 | 0 | 1623992.1421 | 0 | 92593.372 | 1520679.583 | 494207.4705 | 580012.5118 | 162647.1753 | 181.5723 | 162465.581 | 0 | 3868.9215 | 3166.2543
AirCldScrewChlr-1.407kwpton-VarSpd | DEER2023 |  | 2022-03-14 20:36:10+00 | Any | EUn | Old | CZ02 | cAVVG | Cap-Tons | 1 | 930201.375 | None | 9192961.8745 | 2135429 | 3136221.7672 | 0 | 2308037.5677 | 0 | 92593.372 | 1520679.583 | 494207.4705 | 580012.5118 | 162647.1753 | 181.5723 | 162465.581 | 0 | 4618.1725 | 3759.2779
WtrCldCentChlr-Conv-0.42kwpton | DEER2023 |  | 2022-03-14 21:09:18+00 | Any | EUn | Old | CZ02 | cWVVG | Cap-Tons | 2720.2612 | 930201.375 | None | 7982105.0953 | 2135429 | 3136221.7672 | 0 | 893681.6064 | 8763.1087 | 287316.7362 | 1520693.3329 | 494066.3088 | 580039.7463 | 162650.7522 | 181.5723 | 162469.2482 | 0 | 2973.4701 | 2513.4175
WtrCldCentChlr-Conv-0.748kwpton | DEER2023 |  | 2022-03-14 21:09:18+00 | Any | EUn | Old | CZ02 | cWVVG | Cap-Tons | 1 | 930201.375 | None | 8680986.7832 | 2135429 | 3136221.7672 | 0 | 1591002.905 | 9109.398 | 288529.3162 | 1520693.3329 | 494067.4635 | 580038.6583 | 162650.8265 | 181.5723 | 162469.2482 | 0 | 3580.5564 | 3022.3618
WtrCldCentChlr-Conv-1Cmp-0.439kwpton-VarSpd-CndRlf | DEER2023 |  | 2022-03-14 22:16:50+00 | Any | EUn | Old | CZ02 | cWVVG | Cap-Tons | 2720.2612 | 930201.375 | None | 7642955.1609 | 2135429 | 3136221.7672 | 0 | 550354.7676 | 23260.8796 | 277022.7395 | 1520666.9578 | 494229.913 | 580012.7102 | 162648.2817 | 181.5723 | 162466.7795 | 0 | 2819.54 | 2345.5903
WtrCldCentChlr-Conv-1Cmp-0.748kwpton-VarSpd-CndRlf | DEER2023 |  | 2022-03-14 22:16:50+00 | Any | EUn | Old | CZ02 | cWVVG | Cap-Tons | 1 | 930201.375 | None | 8028898.691 | 2135429 | 3136221.7672 | 0 | 936343.9815 | 23685.0776 | 276552.5996 | 1520666.9578 | 494229.913 | 580012.7102 | 162648.2817 | 181.5723 | 162466.7795 | 0 | 3244.442 | 2679.8768
WtrCldCentChlr-NoFric-1Cmp-0.439kwpton-VarSpd-CndRlf | DEER2023 |  | 2022-03-14 22:54:12+00 | Any | EUn | Old | CZ02 | cWVVG | Cap-Tons | 2720.2612 | 930201.375 | None | 7659985.0376 | 2135429 | 3136221.7672 | 0 | 563558.624 | 23459.4508 | 280648.8896 | 1520667.5088 | 494230.7473 | 580012.6976 | 162653.3071 | 181.5723 | 162471.787 | 0 | 2844.9375 | 2374.408
WtrCldCentChlr-NoFric-1Cmp-0.748kwpton-VarSpd-CndRlf | DEER2023 |  | 2022-03-14 22:54:12+00 | Any | EUn | Old | CZ02 | cWVVG | Cap-Tons | 1 | 930201.375 | None | 8055159.9476 | 2135429 | 3136221.7672 | 0 | 959284.9974 | 23971.0197 | 279585.5136 | 1520667.5088 | 494230.7473 | 580012.6976 | 162653.3071 | 181.5723 | 162471.787 | 0 | 3287.6228 | 2728.9669
WtrCldCentChlr-NoFric-2Cmp-0.439kwpton-VarSpd-CndRlf | DEER2023 |  | 2022-03-14 23:25:13+00 | Any | EUn | Old | CZ02 | cWVVG | Cap-Tons | 2720.2612 | 930201.375 | None | 7659760.0358 | 2135429 | 3136221.7672 | 0 | 567188.7167 | 23496.7008 | 276757.0828 | 1520667.5088 | 494230.7473 | 580012.9624 | 162653.3071 | 181.5723 | 162471.787 | 0 | 2852.69 | 2382.5096
WtrCldCentChlr-NoFric-2Cmp-0.748kwpton-VarSpd-CndRlf | DEER2023 |  | 2022-03-14 23:25:13+00 | Any | EUn | Old | CZ02 | cWVVG | Cap-Tons | 1 | 930201.375 | None | 8057501.4097 | 2135429 | 3136221.7672 | 0 | 965644.7424 | 24032.8586 | 275505.6453 | 1520667.5088 | 494230.7473 | 580012.6976 | 162653.3071 | 181.5723 | 162471.787 | 0 | 3300.8358 | 2742.7701
WtrCldRecipChlr-0.42kwpton | DEER2023 |  | 2022-03-14 23:49:47+00 | Any | EUn | Old | CZ02 | cWVVG | Cap-Tons | 2720.2612 | 930201.375 | None | 7855761.6874 | 2135429 | 3136221.7672 | 0 | 750492.6449 | 9200.0576 | 303714.5066 | 1520705.0302 | 494125.55 | 580033.8034 | 162649.5129 | 181.5723 | 162468.0107 | 0 | 2966.1138 | 2499.4867
WtrCldRecipChlr-0.748kwpton | DEER2023 |  | 2022-03-14 23:49:47+00 | Any | EUn | Old | CZ02 | cWVVG | Cap-Tons | 1 | 930201.375 | None | 8440630.4191 | 2135429 | 3136221.7672 | 0 | 1335138.1987 | 9497.8299 | 303639.4427 | 1520705.0302 | 494126.0928 | 580038.199 | 162649.5129 | 181.5723 | 162467.9929 | 0 | 3547.7707 | 2986.9771
WtrCldScrewChlr-0.42kwpton | DEER2023 |  | 2022-03-15 00:09:29+00 | Any | EUn | Old | CZ02 | cWVVG | Cap-Tons | 2720.2612 | 930201.375 | None | 7852027.2025 | 2135429 | 3136221.7672 | 0 | 753229.9158 | 9319.0591 | 297121.0045 | 1520705.0302 | 494121.3707 | 580038.199 | 162649.5222 | 181.5723 | 162468.021 | 0 | 3016.291 | 2549.5453
WtrCldScrewChlr-0.748kwpton | DEER2023 |  | 2022-03-15 00:09:29+00 | Any | EUn | Old | CZ02 | cWVVG | Cap-Tons | 1 | 930201.375 | None | 8436321.4119 | 2135429 | 3136221.7672 | 0 | 1338958.2097 | 9708.9728 | 295298.4707 | 1520705.7553 | 494126.0397 | 580038.199 | 162649.5222 | 181.5723 | 162468.021 | 0 | 3637.0891 | 3076.1112
WtrCldScrewChlr-0.439kwpton-VarSpd | DEER2023 |  | 2022-03-15 00:41:21+00 | Any | EUn | Old | CZ02 | cWVVG | Cap-Tons | 2720.2612 | 930201.375 | None | 7722292.9581 | 2135429 | 3136221.7672 | 0 | 623347.9673 | 8993.3844 | 297595.0148 | 1520705.7553 | 494120.7215 | 580031.6737 | 162649.5222 | 181.5723 | 162467.9468 | 0 | 2891.0966 | 2430.6991
WtrCldScrewChlr-0.748kwpton-VarSpd | DEER2023 |  | 2022-03-15 00:41:21+00 | Any | EUn | Old | CZ02 | cWVVG | Cap-Tons | 1 | 930201.375 | None | 8158317.8922 | 2135429 | 3136221.7672 | 0 | 1060021.4873 | 9116.0812 | 296824.0564 | 1520705.9294 | 494120.3307 | 580036.2177 | 162649.5222 | 181.5723 | 162467.9468 | 0 | 3362.4395 | 2821.5936
AirCldRecipChlr-0.95kwpton | DEER2023 |  | 2022-03-14 18:21:41+00 | Any | EUn | Old | CZ03 | cAVVG | Cap-Tons | 2207.5979 | 930201.375 | None | 7547999.8414 | 2135429 | 3141703.9574 | 0 | 773736.5868 | 0 | 66565.6066 | 1430566.3548 | 465924.5407 | 502497.6074 | 133123.1112 | 181.5723 | 132941.6161 | 0 | 3154.6933 | 2592.9243
AirCldRecipChlr-1.407kwpton | DEER2023 |  | 2022-03-14 18:21:41+00 | Any | EUn | Old | CZ03 | cAVVG | Cap-Tons | 1 | 930201.375 | None | 7920208.711 | 2135429 | 3141703.9574 | 0 | 1145944.2658 | 0 | 66565.6066 | 1430566.3548 | 465924.5407 | 502497.6074 | 133123.1112 | 181.5723 | 132941.6161 | 0 | 3708.5169 | 3026.6018
AirCldScrewChlr-0.95kwpton | DEER2023 |  | 2022-03-14 19:29:42+00 | Any | EUn | Old | CZ03 | cAVVG | Cap-Tons | 2207.5979 | 930201.375 | None | 7746614.2296 | 2135429 | 3141703.9574 | 0 | 970880.7089 | 0 | 68026.9698 | 1430575.2274 | 465928.3986 | 502490.6806 | 133120.9839 | 181.5723 | 132939.4718 | 0 | 3166.292 | 2633.2439
AirCldScrewChlr-1.407kwpton | DEER2023 |  | 2022-03-14 19:29:42+00 | Any | EUn | Old | CZ03 | cAVVG | Cap-Tons | 1 | 930201.375 | None | 8213658.4348 | 2135429 | 3141703.9574 | 0 | 1437925.2817 | 0 | 68026.9698 | 1430575.2274 | 465928.3986 | 502490.6806 | 133120.9839 | 181.5723 | 132939.4718 | 0 | 3719.3191 | 3085.1757
AirCldScrewChlr-0.99kwpton-VarSpd | DEER2023 |  | 2022-03-14 20:36:10+00 | Any | EUn | Old | CZ03 | cAVVG | Cap-Tons | 2207.5979 | 930201.375 | None | 7787492.6869 | 2135429 | 3141703.9574 | 0 | 1011759.8623 | 0 | 68026.9698 | 1430575.2274 | 465928.3986 | 502490.6806 | 133120.9839 | 181.5723 | 132939.4718 | 0 | 3214.6976 | 2672.7999
AirCldScrewChlr-1.407kwpton-VarSpd | DEER2023 |  | 2022-03-14 20:36:10+00 | Any | EUn | Old | CZ03 | cAVVG | Cap-Tons | 1 | 930201.375 | None | 8213658.4348 | 2135429 | 3141703.9574 | 0 | 1437925.2817 | 0 | 68026.9698 | 1430575.2274 | 465928.3986 | 502490.6806 | 133120.9839 | 181.5723 | 132939.4718 | 0 | 3719.3191 | 3085.1757
WtrCldCentChlr-Conv-0.42kwpton | DEER2023 |  | 2022-03-14 21:09:18+00 | Any | EUn | Old | CZ03 | cWVVG | Cap-Tons | 2207.5979 | 930201.375 | None | 7540411.7136 | 2135429 | 3141703.9574 | 0 | 607693.5883 | 6312.0365 | 218702.0159 | 1430574.5345 | 465930.8945 | 502489.0516 | 133120.7576 | 181.5723 | 132939.2615 | 0 | 2734.7599 | 2289.8909
WtrCldCentChlr-Conv-0.748kwpton | DEER2023 |  | 2022-03-14 21:09:18+00 | Any | EUn | Old | CZ03 | cWVVG | Cap-Tons | 1 | 930201.375 | None | 8015933.1417 | 2135429 | 3141703.9574 | 0 | 1081786.9062 | 6580.3082 | 219860.2583 | 1430574.5345 | 465930.8945 | 502489.0516 | 133120.7576 | 181.5723 | 132939.2615 | 0 | 3220.7349 | 2689.6105
WtrCldCentChlr-Conv-1Cmp-0.439kwpton-VarSpd-CndRlf | DEER2023 |  | 2022-03-14 22:16:50+00 | Any | EUn | Old | CZ03 | cWVVG | Cap-Tons | 2207.5979 | 930201.375 | None | 7287254.5957 | 2135429 | 3141703.9574 | 0 | 344188.8624 | 19928.4511 | 215431.6241 | 1430573.563 | 465929.6749 | 502492.5257 | 133120.9868 | 181.5723 | 132939.4852 | 0 | 2628.5175 | 2199.4033
WtrCldCentChlr-Conv-1Cmp-0.748kwpton-VarSpd-CndRlf | DEER2023 |  | 2022-03-14 22:16:50+00 | Any | EUn | Old | CZ03 | cWVVG | Cap-Tons | 1 | 930201.375 | None | 7528743.4129 | 2135429 | 3141703.9574 | 0 | 585815.6271 | 20243.2028 | 214979.6449 | 1430573.563 | 465929.6749 | 502492.5257 | 133120.9868 | 181.5723 | 132939.4852 | 0 | 2973.0564 | 2480.584
WtrCldCentChlr-NoFric-1Cmp-0.439kwpton-VarSpd-CndRlf | DEER2023 |  | 2022-03-14 22:54:12+00 | Any | EUn | Old | CZ03 | cWVVG | Cap-Tons | 2207.5979 | 930201.375 | None | 7293123.0236 | 2135429 | 3141703.9574 | 0 | 347286.7609 | 20094.2289 | 218036.7953 | 1430573.8986 | 465930.7922 | 502488.7637 | 133120.8495 | 181.5723 | 132939.3321 | 0 | 2647.4316 | 2216.8473
WtrCldCentChlr-NoFric-1Cmp-0.748kwpton-VarSpd-CndRlf | DEER2023 |  | 2022-03-14 22:54:12+00 | Any | EUn | Old | CZ03 | cWVVG | Cap-Tons | 1 | 930201.375 | None | 7536540.7821 | 2135429 | 3141703.9574 | 0 | 591271.5816 | 20492.6932 | 217070.7624 | 1430573.8986 | 465930.7922 | 502488.7637 | 133120.8495 | 181.5723 | 132939.3321 | 0 | 3005.1791 | 2510.2463
WtrCldCentChlr-NoFric-2Cmp-0.439kwpton-VarSpd-CndRlf | DEER2023 |  | 2022-03-14 23:25:13+00 | Any | EUn | Old | CZ03 | cWVVG | Cap-Tons | 2207.5979 | 930201.375 | None | 7291082.9954 | 2135429 | 3141703.9574 | 0 | 348177.2709 | 20133.1652 | 215066.9044 | 1430573.8986 | 465930.7922 | 502488.7637 | 133120.8495 | 181.5723 | 132939.3321 | 0 | 2651.425 | 2220.0465
WtrCldCentChlr-NoFric-2Cmp-0.748kwpton-VarSpd-CndRlf | DEER2023 |  | 2022-03-14 23:25:13+00 | Any | EUn | Old | CZ03 | cWVVG | Cap-Tons | 1 | 930201.375 | None | 7535152.5384 | 2135429 | 3141703.9574 | 0 | 592896.8344 | 20554.3299 | 213994.6629 | 1430573.8986 | 465930.7922 | 502488.7637 | 133120.8495 | 181.5723 | 132939.3321 | 0 | 3011.9808 | 2515.6953
WtrCldRecipChlr-0.42kwpton | DEER2023 |  | 2022-03-14 23:49:47+00 | Any | EUn | Old | CZ03 | cWVVG | Cap-Tons | 2207.5979 | 930201.375 | None | 7426399.7874 | 2135429 | 3141703.9574 | 0 | 483626.2715 | 6633.823 | 228418.4643 | 1430589.489 | 466018.7583 | 502496.9147 | 133119.4339 | 181.5723 | 132937.9323 | 0 | 2720.0461 | 2287.8793
WtrCldRecipChlr-0.748kwpton | DEER2023 |  | 2022-03-14 23:49:47+00 | Any | EUn | Old | CZ03 | cWVVG | Cap-Tons | 1 | 930201.375 | None | 7802840.9292 | 2135429 | 3141703.9574 | 0 | 860153.9405 | 6872.9399 | 228091.927 | 1430589.489 | 466018.7679 | 502496.9147 | 133119.4244 | 181.5723 | 132937.9218 | 0 | 3177.9258 | 2667.7008
WtrCldScrewChlr-0.42kwpton | DEER2023 |  | 2022-03-15 00:09:29+00 | Any | EUn | Old | CZ03 | cWVVG | Cap-Tons | 2207.5979 | 930201.375 | None | 7396148.5762 | 2135429 | 3141703.9574 | 0 | 458997.2795 | 6704.6378 | 222725.0906 | 1430589.489 | 466018.7583 | 502496.9147 | 133119.4339 | 181.5723 | 132937.9323 | 0 | 2760.4129 | 2324.957
WtrCldScrewChlr-0.748kwpton | DEER2023 |  | 2022-03-15 00:09:29+00 | Any | EUn | Old | CZ03 | cWVVG | Cap-Tons | 1 | 930201.375 | None | 7750595.8861 | 2135429 | 3141703.9574 | 0 | 814764.6263 | 6993.7409 | 221116.0183 | 1430589.489 | 466018.7706 | 502496.9147 | 133119.4244 | 181.5723 | 132937.9218 | 0 | 3249.8129 | 2733.7262
WtrCldScrewChlr-0.439kwpton-VarSpd | DEER2023 |  | 2022-03-15 00:41:21+00 | Any | EUn | Old | CZ03 | cWVVG | Cap-Tons | 2207.5979 | 930201.375 | None | 7333469.3995 | 2135429 | 3141703.9574 | 0 | 396079.8337 | 6497.4877 | 223171.1515 | 1430589.3867 | 466018.0073 | 502496.9147 | 133119.4339 | 181.5723 | 132937.9323 | 0 | 2655.6162 | 2229.6563
WtrCldScrewChlr-0.748kwpton-VarSpd | DEER2023 |  | 2022-03-15 00:41:21+00 | Any | EUn | Old | CZ03 | cWVVG | Cap-Tons | 1 | 930201.375 | None | 7610092.2971 | 2135429 | 3141703.9574 | 0 | 673111.0146 | 6622.0233 | 222636.5001 | 1430589.3867 | 466018.1031 | 502496.9147 | 133119.4339 | 181.5723 | 132937.9323 | 0 | 3022.8916 | 2531.0049
AirCldRecipChlr-0.95kwpton | DEER2023 |  | 2022-03-14 18:21:41+00 | Any | EUn | Old | CZ04 | cAVVG | Cap-Tons | 2676.6734 | 930201.375 | None | 8532221.457 | 2135429 | 3133898.0404 | 0 | 1630059.1979 | 0 | 103198.3941 | 1529637.073 | 640930.7482 | 393435.2958 | 117309.0239 | 181.5723 | 117127.5122 | 0 | 3731.4056 | 3165.1426
AirCldRecipChlr-1.407kwpton | DEER2023 |  | 2022-03-14 18:21:41+00 | Any | EUn | Old | CZ04 | cAVVG | Cap-Tons | 1 | 930201.375 | None | 9316365.888 | 2135429 | 3133898.0404 | 0 | 2414202.5729 | 0 | 103198.3941 | 1529637.073 | 640930.7482 | 393435.2958 | 117309.0239 | 181.5723 | 117127.5122 | 0 | 4517.6708 | 3836.1331
AirCldScrewChlr-0.95kwpton | DEER2023 |  | 2022-03-14 19:29:42+00 | Any | EUn | Old | CZ04 | cAVVG | Cap-Tons | 2676.6734 | 930201.375 | None | 8803412.2984 | 2135429 | 3133898.0404 | 0 | 1899374.7126 | 0 | 105069.8665 | 1529641.2691 | 640997.1423 | 393432.7739 | 117312.709 | 181.5723 | 117131.1026 | 0 | 3826.2154 | 3243.4316
AirCldScrewChlr-1.407kwpton | DEER2023 |  | 2022-03-14 19:29:42+00 | Any | EUn | Old | CZ04 | cAVVG | Cap-Tons | 1 | 930201.375 | None | 9717111.8023 | 2135429 | 3133898.0404 | 0 | 2813073.7136 | 0 | 105069.8665 | 1529641.2691 | 640997.1423 | 393432.7739 | 117312.709 | 181.5723 | 117131.1026 | 0 | 4658.4838 | 3952.0253
AirCldScrewChlr-0.99kwpton-VarSpd | DEER2023 |  | 2022-03-14 20:36:10+00 | Any | EUn | Old | CZ04 | cAVVG | Cap-Tons | 2676.6734 | 930201.375 | None | 8883385.8939 | 2135429 | 3133898.0404 | 0 | 1979348.5165 | 0 | 105069.8665 | 1529641.2691 | 640997.1423 | 393432.7739 | 117312.709 | 181.5723 | 117131.1026 | 0 | 3899.0621 | 3305.4528
AirCldScrewChlr-1.407kwpton-VarSpd | DEER2023 |  | 2022-03-14 20:36:10+00 | Any | EUn | Old | CZ04 | cAVVG | Cap-Tons | 1 | 930201.375 | None | 9717111.8023 | 2135429 | 3133898.0404 | 0 | 2813073.7136 | 0 | 105069.8665 | 1529641.2691 | 640997.1423 | 393432.7739 | 117312.709 | 181.5723 | 117131.1026 | 0 | 4658.4838 | 3952.0253
WtrCldCentChlr-Conv-0.42kwpton | DEER2023 |  | 2022-03-14 21:09:18+00 | Any | EUn | Old | CZ04 | cWVVG | Cap-Tons | 2676.6734 | 930201.375 | None | 8261602.334 | 2135429 | 3133898.0404 | 0 | 1103212.8635 | 17338.8725 | 342090.0436 | 1529632.9748 | 640938.0784 | 393432.7739 | 117312.2489 | 181.5723 | 117130.726 | 0 | 3030.0496 | 2586.5207
WtrCldCentChlr-Conv-0.748kwpton | DEER2023 |  | 2022-03-14 21:09:18+00 | Any | EUn | Old | CZ04 | cWVVG | Cap-Tons | 1 | 930201.375 | None | 9124466.2768 | 2135429 | 3133898.0404 | 0 | 1964001.4545 | 18064.2372 | 343440.5226 | 1529632.9748 | 640938.0784 | 393432.7739 | 117312.2489 | 181.5723 | 117130.726 | 0 | 3651.7686 | 3130.9437
WtrCldCentChlr-Conv-1Cmp-0.439kwpton-VarSpd-CndRlf | DEER2023 |  | 2022-03-14 22:16:50+00 | Any | EUn | Old | CZ04 | cWVVG | Cap-Tons | 2676.6734 | 930201.375 | None | 7871818.3055 | 2135429 | 3133898.0404 | 0 | 677545.6198 | 57237.7047 | 338074.8757 | 1529633.5199 | 640981.6304 | 393435.263 | 117313.7742 | 181.5723 | 117132.2785 | 0 | 2870.1084 | 2444.0018
WtrCldCentChlr-Conv-1Cmp-0.748kwpton-VarSpd-CndRlf | DEER2023 |  | 2022-03-14 22:16:50+00 | Any | EUn | Old | CZ04 | cWVVG | Cap-Tons | 1 | 930201.375 | None | 8348810.8025 | 2135429 | 3133898.0404 | 0 | 1153872.0268 | 58720.5905 | 337257.502 | 1529633.5199 | 640981.6304 | 393435.263 | 117313.7742 | 181.5723 | 117132.2785 | 0 | 3285.334 | 2806.318
WtrCldCentChlr-NoFric-1Cmp-0.439kwpton-VarSpd-CndRlf | DEER2023 |  | 2022-03-14 22:54:12+00 | Any | EUn | Old | CZ04 | cWVVG | Cap-Tons | 2676.6734 | 930201.375 | None | 7900537.7195 | 2135429 | 3133898.0404 | 0 | 702409.3435 | 57617.9641 | 341551.8615 | 1529632.0791 | 640935.0095 | 393432.7739 | 117312.3406 | 181.5723 | 117130.7449 | 0 | 2910.5356 | 2478.4007
WtrCldCentChlr-NoFric-1Cmp-0.748kwpton-VarSpd-CndRlf | DEER2023 |  | 2022-03-14 22:54:12+00 | Any | EUn | Old | CZ04 | cWVVG | Cap-Tons | 1 | 930201.375 | None | 8394854.6614 | 2135429 | 3133898.0404 | 0 | 1196235.2753 | 59288.8638 | 340370.3351 | 1529632.0791 | 640934.9206 | 393432.7739 | 117312.3406 | 181.5723 | 117130.7449 | 0 | 3354.2648 | 2864.8773
WtrCldCentChlr-NoFric-2Cmp-0.439kwpton-VarSpd-CndRlf | DEER2023 |  | 2022-03-14 23:25:13+00 | Any | EUn | Old | CZ04 | cWVVG | Cap-Tons | 2676.6734 | 930201.375 | None | 7902474.8955 | 2135429 | 3133898.0404 | 0 | 707742.5107 | 57691.1275 | 338080.3935 | 1529632.0791 | 640934.9206 | 393432.7739 | 117312.3406 | 181.5723 | 117130.7449 | 0 | 2918.76 | 2485.4023
WtrCldCentChlr-NoFric-2Cmp-0.748kwpton-VarSpd-CndRlf | DEER2023 |  | 2022-03-14 23:25:13+00 | Any | EUn | Old | CZ04 | cWVVG | Cap-Tons | 1 | 930201.375 | None | 8400240.4402 | 2135429 | 3133898.0404 | 0 | 1205369.0422 | 59405.3484 | 336506.5361 | 1529632.0791 | 640934.9206 | 393432.7739 | 117312.3406 | 181.5723 | 117130.7449 | 0 | 3368.2519 | 2876.7898
WtrCldRecipChlr-0.42kwpton | DEER2023 |  | 2022-03-14 23:49:47+00 | Any | EUn | Old | CZ04 | cWVVG | Cap-Tons | 2676.6734 | 930201.375 | None | 8115924.8123 | 2135429 | 3133898.0404 | 0 | 938309.2028 | 18055.6242 | 360587.0867 | 1529646.9563 | 640956.6177 | 393431.1415 | 117311.0292 | 181.5723 | 117129.4257 | 0 | 3003.7329 | 2567.8991
WtrCldRecipChlr-0.748kwpton | DEER2023 |  | 2022-03-14 23:49:47+00 | Any | EUn | Old | CZ04 | cWVVG | Cap-Tons | 1 | 930201.375 | None | 8847930.524 | 2135429 | 3133898.0404 | 0 | 1669696.0404 | 18728.9354 | 360531.5475 | 1529646.9563 | 640956.6292 | 393431.1415 | 117311.0292 | 181.5723 | 117129.4257 | 0 | 3592.6055 | 3088.1751
WtrCldScrewChlr-0.42kwpton | DEER2023 |  | 2022-03-15 00:09:29+00 | Any | EUn | Old | CZ04 | cWVVG | Cap-Tons | 2676.6734 | 930201.375 | None | 8111649.8999 | 2135429 | 3133898.0404 | 0 | 940426.6119 | 18228.7991 | 354020.9054 | 1529646.9563 | 640956.6292 | 393431.1415 | 117310.9563 | 181.5723 | 117129.4257 | 0 | 3054.9346 | 2613.8344
WtrCldScrewChlr-0.748kwpton | DEER2023 |  | 2022-03-15 00:09:29+00 | Any | EUn | Old | CZ04 | cWVVG | Cap-Tons | 1 | 930201.375 | None | 8841343.994 | 2135429 | 3133898.0404 | 0 | 1671665.647 | 19017.514 | 351688.4433 | 1529646.9563 | 640956.6292 | 393431.1415 | 117310.9563 | 181.5723 | 117129.4257 | 0 | 3683.8045 | 3169.9624
WtrCldScrewChlr-0.439kwpton-VarSpd | DEER2023 |  | 2022-03-15 00:41:21+00 | Any | EUn | Old | CZ04 | cWVVG | Cap-Tons | 2676.6734 | 930201.375 | None | 7965232.9684 | 2135429 | 3133898.0404 | 0 | 793750.7365 | 17745.0865 | 354764.8993 | 1529646.245 | 640954.7013 | 393431.1415 | 117311.0481 | 181.5723 | 117129.5175 | 0 | 2912.4579 | 2496.5339
WtrCldScrewChlr-0.748kwpton-VarSpd | DEER2023 |  | 2022-03-15 00:41:21+00 | Any | EUn | Old | CZ04 | cWVVG | Cap-Tons | 1 | 930201.375 | None | 8521563.8522 | 2135429 | 3133898.0404 | 0 | 1350487.1014 | 18149.1096 | 353953.5308 | 1529646.245 | 640955.057 | 393431.1415 | 117311.0481 | 181.5723 | 117129.4446 | 0 | 3378.9776 | 2915.2028
AirCldRecipChlr-0.95kwpton | DEER2023 |  | 2022-03-14 18:21:41+00 | Any | EUn | Old | CZ05 | cAVVG | Cap-Tons | 1993.1787 | 930201.375 | None | 7717485.8159 | 2135429 | 3133879.0399 | 0 | 947125.0351 | 0 | 71874.9635 | 1429178.2389 | 508109.4594 | 438116.3937 | 122622.8685 | 181.5723 | 122441.3645 | 0 | 3101.639 | 2269.1336
AirCldRecipChlr-1.407kwpton | DEER2023 |  | 2022-03-14 18:21:41+00 | Any | EUn | Old | CZ05 | cAVVG | Cap-Tons | 1 | 930201.375 | None | 8173102.9136 | 2135429 | 3133879.0399 | 0 | 1402741.8112 | 0 | 71874.9635 | 1429178.2389 | 508109.4594 | 438116.3937 | 122622.8685 | 181.5723 | 122441.3645 | 0 | 3623.5934 | 2558.0688
AirCldScrewChlr-0.95kwpton | DEER2023 |  | 2022-03-14 19:29:42+00 | Any | EUn | Old | CZ05 | cAVVG | Cap-Tons | 1993.1787 | 930201.375 | None | 7916306.8847 | 2135429 | 3133879.0399 | 0 | 1144539.3342 | 0 | 73273.2935 | 1429185.4233 | 508211.6275 | 438112.5434 | 122621.8771 | 181.5723 | 122440.3833 | 0 | 3140.5252 | 2325.5017
AirCldScrewChlr-1.407kwpton | DEER2023 |  | 2022-03-14 19:29:42+00 | Any | EUn | Old | CZ05 | cAVVG | Cap-Tons | 1 | 930201.375 | None | 8466889.4646 | 2135429 | 3133879.0399 | 0 | 1695122.7297 | 0 | 73273.2935 | 1429185.4233 | 508211.6275 | 438112.5434 | 122621.8771 | 181.5723 | 122440.3833 | 0 | 3681.1198 | 2641.4392
AirCldScrewChlr-0.99kwpton-VarSpd | DEER2023 |  | 2022-03-14 20:36:10+00 | Any | EUn | Old | CZ05 | cAVVG | Cap-Tons | 1993.1787 | 930201.375 | None | 7964496.6639 | 2135429 | 3133879.0399 | 0 | 1192730.2177 | 0 | 73273.2935 | 1429185.4233 | 508211.6275 | 438112.5434 | 122621.8771 | 181.5723 | 122440.3833 | 0 | 3187.8417 | 2353.1544
AirCldScrewChlr-1.407kwpton-VarSpd | DEER2023 |  | 2022-03-14 20:36:10+00 | Any | EUn | Old | CZ05 | cAVVG | Cap-Tons | 1 | 930201.375 | None | 8466889.4646 | 2135429 | 3133879.0399 | 0 | 1695122.7297 | 0 | 73273.2935 | 1429185.4233 | 508211.6275 | 438112.5434 | 122621.8771 | 181.5723 | 122440.3833 | 0 | 3681.1198 | 2641.4392
WtrCldCentChlr-Conv-0.42kwpton | DEER2023 |  | 2022-03-14 21:09:18+00 | Any | EUn | Old | CZ05 | cWVVG | Cap-Tons | 1993.1787 | 930201.375 | None | 7632338.8676 | 2135429 | 3133879.0399 | 0 | 697328.2443 | 8545.8501 | 227975.4761 | 1429183.4476 | 508161.8999 | 438115.339 | 122621.784 | 181.5723 | 122440.2703 | 0 | 2701.2034 | 2110.9322
WtrCldCentChlr-Conv-0.748kwpton | DEER2023 |  | 2022-03-14 21:09:18+00 | Any | EUn | Old | CZ05 | cWVVG | Cap-Tons | 1 | 930201.375 | None | 8177652.4055 | 2135429 | 3133879.0399 | 0 | 1241383.0751 | 8919.6678 | 228859.1367 | 1429183.4476 | 508161.9568 | 438115.339 | 122621.784 | 181.5723 | 122440.2703 | 0 | 3167.2984 | 2403.613
WtrCldCentChlr-Conv-1Cmp-0.439kwpton-VarSpd-CndRlf | DEER2023 |  | 2022-03-14 22:16:50+00 | Any | EUn | Old | CZ05 | cWVVG | Cap-Tons | 1993.1787 | 930201.375 | None | 7367822.485 | 2135429 | 3133879.0399 | 0 | 420726.3326 | 23849.6167 | 224757.1928 | 1429180.7121 | 508170.9867 | 438113.6943 | 122621.8582 | 181.5723 | 122440.2727 | 0 | 2612.8864 | 2006.9252
WtrCldCentChlr-Conv-1Cmp-0.748kwpton-VarSpd-CndRlf | DEER2023 |  | 2022-03-14 22:16:50+00 | Any | EUn | Old | CZ05 | cWVVG | Cap-Tons | 1 | 930201.375 | None | 7663551.7212 | 2135429 | 3133879.0399 | 0 | 716417.8916 | 24323.2451 | 224322.045 | 1429180.7121 | 508170.9867 | 438113.6943 | 122621.8582 | 181.5723 | 122440.2727 | 0 | 2957.9071 | 2191.3521
WtrCldCentChlr-NoFric-1Cmp-0.439kwpton-VarSpd-CndRlf | DEER2023 |  | 2022-03-14 22:54:12+00 | Any | EUn | Old | CZ05 | cWVVG | Cap-Tons | 1993.1787 | 930201.375 | None | 7382931.6292 | 2135429 | 3133879.0399 | 0 | 433003.4004 | 24061.6477 | 227375.4946 | 1429182.632 | 508161.8624 | 438115.3218 | 122621.784 | 181.5723 | 122440.2891 | 0 | 2625.5952 | 2027.1438
WtrCldCentChlr-NoFric-1Cmp-0.748kwpton-VarSpd-CndRlf | DEER2023 |  | 2022-03-14 22:54:12+00 | Any | EUn | Old | CZ05 | cWVVG | Cap-Tons | 1 | 930201.375 | None | 7687278.2084 | 2135429 | 3133879.0399 | 0 | 737509.9144 | 24631.529 | 226645.1506 | 1429182.632 | 508161.8624 | 438115.3218 | 122621.784 | 181.5723 | 122440.2891 | 0 | 2981.0178 | 2225.8626
WtrCldCentChlr-NoFric-2Cmp-0.439kwpton-VarSpd-CndRlf | DEER2023 |  | 2022-03-14 23:25:13+00 | Any | EUn | Old | CZ05 | cWVVG | Cap-Tons | 1993.1787 | 930201.375 | None | 7383347.4451 | 2135429 | 3133879.0399 | 0 | 436094.0779 | 24103.5762 | 224658.7605 | 1429182.632 | 508161.8624 | 438115.3218 | 122621.784 | 181.5723 | 122440.2891 | 0 | 2627.4946 | 2031.8423
WtrCldCentChlr-NoFric-2Cmp-0.748kwpton-VarSpd-CndRlf | DEER2023 |  | 2022-03-14 23:25:13+00 | Any | EUn | Old | CZ05 | cWVVG | Cap-Tons | 1 | 930201.375 | None | 7689871.1035 | 2135429 | 3133879.0399 | 0 | 742778.7433 | 24696.7601 | 223904.0853 | 1429182.632 | 508161.8624 | 438115.3218 | 122621.784 | 181.5723 | 122440.2891 | 0 | 2984.253 | 2233.8772
WtrCldRecipChlr-0.42kwpton | DEER2023 |  | 2022-03-14 23:49:47+00 | Any | EUn | Old | CZ05 | cWVVG | Cap-Tons | 1993.1787 | 930201.375 | None | 7530936.1316 | 2135429 | 3133879.0399 | 0 | 582891.0773 | 8977.3135 | 240549.0328 | 1429210.907 | 508280.8863 | 438122.5208 | 122619.5413 | 181.5723 | 122438.0277 | 0 | 2700.3074 | 2098.9623
WtrCldRecipChlr-0.748kwpton | DEER2023 |  | 2022-03-14 23:49:47+00 | Any | EUn | Old | CZ05 | cWVVG | Cap-Tons | 1 | 930201.375 | None | 7985321.8109 | 2135429 | 3133879.0399 | 0 | 1037096.9767 | 9320.2882 | 240386.0832 | 1429210.907 | 508280.9752 | 438122.5208 | 122619.5413 | 181.5723 | 122438.0277 | 0 | 3135.8167 | 2378.6887
WtrCldScrewChlr-0.42kwpton | DEER2023 |  | 2022-03-15 00:09:29+00 | Any | EUn | Old | CZ05 | cWVVG | Cap-Tons | 1993.1787 | 930201.375 | None | 7518761.3009 | 2135429 | 3133879.0399 | 0 | 575471.5381 | 9066.3149 | 235706.3031 | 1429210.907 | 508280.8863 | 438122.5208 | 122619.5413 | 181.5723 | 122438.0277 | 0 | 2738.3295 | 2122.8116
WtrCldScrewChlr-0.748kwpton | DEER2023 |  | 2022-03-15 00:09:29+00 | Any | EUn | Old | CZ05 | cWVVG | Cap-Tons | 1 | 930201.375 | None | 7965117.4916 | 2135429 | 3133879.0399 | 0 | 1022685.8928 | 9470.6607 | 234442.9196 | 1429210.907 | 508280.9752 | 438122.5208 | 122619.5413 | 181.5723 | 122438.0277 | 0 | 3203.5197 | 2421.0868
WtrCldScrewChlr-0.439kwpton-VarSpd | DEER2023 |  | 2022-03-15 00:41:21+00 | Any | EUn | Old | CZ05 | cWVVG | Cap-Tons | 1993.1787 | 930201.375 | None | 7429409.1709 | 2135429 | 3133879.0399 | 0 | 486145.5657 | 8804.3779 | 235942.2108 | 1429209.907 | 508279.6133 | 438114.119 | 122619.6418 | 181.5723 | 122438.1301 | 0 | 2630.1781 | 2060.5799
WtrCldScrewChlr-0.748kwpton-VarSpd | DEER2023 |  | 2022-03-15 00:41:21+00 | Any | EUn | Old | CZ05 | cWVVG | Cap-Tons | 1 | 930201.375 | None | 7769742.1935 | 2135429 | 3133879.0399 | 0 | 826747.8369 | 8997.4722 | 235479.649 | 1429209.907 | 508279.6133 | 438114.119 | 122619.6418 | 181.5723 | 122438.1301 | 0 | 2973.5624 | 2285.6241
AirCldRecipChlr-0.95kwpton | DEER2023 |  | 2022-03-14 18:21:41+00 | Any | EUn | Old | CZ06 | cAVVG | Cap-Tons | 2694.0606 | 930201.375 | None | 8718410.7798 | 2135429 | 3117684.8095 | 0 | 1866534.1138 | 0 | 110240.596 | 1488522.788 | 727647.031 | 194415.3912 | 70392.7179 | 181.5723 | 70211.1553 | 0 | 3329.4357 | 2736.4903
AirCldRecipChlr-1.407kwpton | DEER2023 |  | 2022-03-14 18:21:41+00 | Any | EUn | Old | CZ06 | cAVVG | Cap-Tons | 1 | 930201.375 | None | 9616309.0727 | 2135429 | 3117684.8095 | 0 | 2764434.8948 | 0 | 110240.596 | 1488522.788 | 727647.031 | 194415.3912 | 70392.7179 | 181.5723 | 70211.1553 | 0 | 3967.2883 | 3247.4975
AirCldScrewChlr-0.95kwpton | DEER2023 |  | 2022-03-14 19:29:42+00 | Any | EUn | Old | CZ06 | cAVVG | Cap-Tons | 2694.0606 | 930201.375 | None | 9054967.4766 | 2135429 | 3117684.8095 | 0 | 2200312.7889 | 0 | 113007.6345 | 1488534.5638 | 727620.279 | 194414.0583 | 70392.3532 | 181.5723 | 70210.7768 | 0 | 3383.8818 | 2791.9975
AirCldScrewChlr-1.407kwpton | DEER2023 |  | 2022-03-14 19:29:42+00 | Any | EUn | Old | CZ06 | cAVVG | Cap-Tons | 1 | 930201.375 | None | 10113432.451 | 2135429 | 3117684.8095 | 0 | 3258778.2088 | 0 | 113007.6345 | 1488534.5638 | 727620.279 | 194414.0583 | 70392.3532 | 181.5723 | 70210.7768 | 0 | 4047.9076 | 3329.6911
AirCldScrewChlr-0.99kwpton-VarSpd | DEER2023 |  | 2022-03-14 20:36:10+00 | Any | EUn | Old | CZ06 | cAVVG | Cap-Tons | 2694.0606 | 930201.375 | None | 9147612.1776 | 2135429 | 3117684.8095 | 0 | 2292957.8479 | 0 | 113007.6345 | 1488534.5638 | 727620.279 | 194414.0583 | 70392.3532 | 181.5723 | 70210.7768 | 0 | 3442.0025 | 2839.0606
AirCldScrewChlr-1.407kwpton-VarSpd | DEER2023 |  | 2022-03-14 20:36:10+00 | Any | EUn | Old | CZ06 | cAVVG | Cap-Tons | 1 | 930201.375 | None | 10113432.451 | 2135429 | 3117684.8095 | 0 | 3258778.2088 | 0 | 113007.6345 | 1488534.5638 | 727620.279 | 194414.0583 | 70392.3532 | 181.5723 | 70210.7768 | 0 | 4047.9076 | 3329.6911
WtrCldCentChlr-Conv-0.42kwpton | DEER2023 |  | 2022-03-14 21:09:18+00 | Any | EUn | Old | CZ06 | cWVVG | Cap-Tons | 2694.0606 | 930201.375 | None | 8502816.3716 | 2135429 | 3117684.8095 | 0 | 1330901.149 | 25890.1146 | 404375.2034 | 1488536.9335 | 727592.2102 | 194412.2121 | 70396.9275 | 181.5723 | 70215.3634 | 0 | 2880.1764 | 2383.6149
WtrCldCentChlr-Conv-0.748kwpton | DEER2023 |  | 2022-03-14 21:09:18+00 | Any | EUn | Old | CZ06 | cWVVG | Cap-Tons | 1 | 930201.375 | None | 9543352.6646 | 2135429 | 3117684.8095 | 0 | 2369560.4637 | 27010.5244 | 405132.0848 | 1488536.9335 | 727592.1705 | 194412.2121 | 70396.934 | 181.5723 | 70215.3634 | 0 | 3459.9403 | 2851.8278
WtrCldCentChlr-Conv-1Cmp-0.439kwpton-VarSpd-CndRlf | DEER2023 |  | 2022-03-14 22:16:50+00 | Any | EUn | Old | CZ06 | cWVVG | Cap-Tons | 2694.0606 | 930201.375 | None | 8054961.3186 | 2135429 | 3117684.8095 | 0 | 821206.1425 | 91020.156 | 401094.6457 | 1488528.199 | 727645.0375 | 194414.0583 | 70392.1494 | 181.5723 | 70210.6005 | 0 | 2771.7913 | 2264.3928
WtrCldCentChlr-Conv-1Cmp-0.748kwpton-VarSpd-CndRlf | DEER2023 |  | 2022-03-14 22:16:50+00 | Any | EUn | Old | CZ06 | cWVVG | Cap-Tons | 1 | 930201.375 | None | 8633696.9924 | 2135429 | 3117684.8095 | 0 | 1397954.1729 | 93551.0572 | 400550.9722 | 1488528.199 | 727645.0772 | 194414.0583 | 70392.1581 | 181.5723 | 70210.6005 | 0 | 3177.3564 | 2573.2
WtrCldCentChlr-NoFric-1Cmp-0.439kwpton-VarSpd-CndRlf | DEER2023 |  | 2022-03-14 22:54:12+00 | Any | EUn | Old | CZ06 | cWVVG | Cap-Tons | 2694.0606 | 930201.375 | None | 8093817.3724 | 2135429 | 3117684.8095 | 0 | 856503.3338 | 91473.5059 | 404187.3386 | 1488540.204 | 727597.2084 | 194412.2121 | 70396.8814 | 181.5723 | 70215.3231 | 0 | 2802.5707 | 2295.1481
WtrCldCentChlr-NoFric-1Cmp-0.748kwpton-VarSpd-CndRlf | DEER2023 |  | 2022-03-14 22:54:12+00 | Any | EUn | Old | CZ06 | cWVVG | Cap-Tons | 1 | 930201.375 | None | 8697512.9939 | 2135429 | 3117684.8095 | 0 | 1458337.0503 | 94249.2063 | 403275.2561 | 1488540.204 | 727597.2084 | 194412.2121 | 70396.8814 | 181.5723 | 70215.3246 | 0 | 3229.8371 | 2625.6609
WtrCldCentChlr-NoFric-2Cmp-0.439kwpton-VarSpd-CndRlf | DEER2023 |  | 2022-03-14 23:25:13+00 | Any | EUn | Old | CZ06 | cWVVG | Cap-Tons | 2694.0606 | 930201.375 | None | 8100418.7095 | 2135429 | 3117684.8095 | 0 | 865170.7015 | 91567.8718 | 402026.7578 | 1488540.204 | 727597.2084 | 194412.2121 | 70396.8814 | 181.5723 | 70215.3231 | 0 | 2809.4561 | 2301.5674
WtrCldCentChlr-NoFric-2Cmp-0.748kwpton-VarSpd-CndRlf | DEER2023 |  | 2022-03-14 23:25:13+00 | Any | EUn | Old | CZ06 | cWVVG | Cap-Tons | 1 | 930201.375 | None | 8710601.4897 | 2135429 | 3117684.8095 | 0 | 1473377.1538 | 94401.7029 | 401170.4585 | 1488540.204 | 727597.2084 | 194412.2121 | 70396.8814 | 181.5723 | 70215.3246 | 0 | 3241.5528 | 2636.582
WtrCldRecipChlr-0.42kwpton | DEER2023 |  | 2022-03-14 23:49:47+00 | Any | EUn | Old | CZ06 | cWVVG | Cap-Tons | 2694.0606 | 930201.375 | None | 8336959.6527 | 2135429 | 3117684.8095 | 0 | 1144048.98 | 26797.772 | 424454.8725 | 1488546.122 | 727653.4743 | 194412.2451 | 70391.671 | 181.5723 | 70210.0967 | 0 | 2864.2137 | 2367.2585
WtrCldRecipChlr-0.748kwpton | DEER2023 |  | 2022-03-14 23:49:47+00 | Any | EUn | Old | CZ06 | cWVVG | Cap-Tons | 1 | 930201.375 | None | 9229591.9241 | 2135429 | 3117684.8095 | 0 | 2036139.7013 | 27829.0269 | 423965.983 | 1488546.122 | 727653.4923 | 194412.2451 | 70391.6598 | 181.5723 | 70210.0878 | 0 | 3431.3242 | 2819.5197
WtrCldScrewChlr-0.42kwpton | DEER2023 |  | 2022-03-15 00:09:29+00 | Any | EUn | Old | CZ06 | cWVVG | Cap-Tons | 2694.0607 | 930201.375 | None | 8356772.2611 | 2135429 | 3117684.8095 | 0 | 1167795.0891 | 27030.1918 | 420287.7588 | 1488546.122 | 727653.5048 | 194412.2451 | 70391.6687 | 181.5723 | 70210.0967 | 0 | 2900.806 | 2405.6301
WtrCldScrewChlr-0.748kwpton | DEER2023 |  | 2022-03-15 00:09:29+00 | Any | EUn | Old | CZ06 | cWVVG | Cap-Tons | 1 | 930201.375 | None | 9264643.6201 | 2135429 | 3117684.8095 | 0 | 2075921.6037 | 28227.8334 | 418835.248 | 1488546.122 | 727653.5048 | 194412.2451 | 70391.6687 | 181.5723 | 70210.0967 | 0 | 3496.5174 | 2887.8778
WtrCldScrewChlr-0.439kwpton-VarSpd | DEER2023 |  | 2022-03-15 00:41:21+00 | Any | EUn | Old | CZ06 | cWVVG | Cap-Tons | 2694.0606 | 930201.375 | None | 8156318.724 | 2135429 | 3117684.8095 | 0 | 967880.2414 | 26362.8764 | 420417.5057 | 1488545.0518 | 727652.7686 | 194412.3046 | 70391.8171 | 181.5723 | 70210.2451 | 0 | 2828.6975 | 2319.971
WtrCldScrewChlr-0.748kwpton-VarSpd | DEER2023 |  | 2022-03-15 00:41:21+00 | Any | EUn | Old | CZ06 | cWVVG | Cap-Tons | 1 | 930201.375 | None | 8835208.3492 | 2135429 | 3117684.8095 | 0 | 1646896.3601 | 27002.8255 | 419650.8548 | 1488545.0518 | 727652.7686 | 194412.3046 | 70391.8171 | 181.5723 | 70210.2451 | 0 | 3314.823 | 2694.2905
AirCldRecipChlr-0.95kwpton | DEER2023 |  | 2022-03-14 18:21:41+00 | Any | EUn | Old | CZ07 | cAVVG | Cap-Tons | 2606.7474 | 930201.375 | None | 8211775.912 | 2135429 | 3080268.5942 | 0 | 1474330.1143 | 0 | 90593.3517 | 1431156.5019 | 693289.1894 | 178434.8111 | 59615.7514 | 181.5723 | 59434.1714 | 0 | 3163.1423 | 2507.0131
AirCldRecipChlr-1.407kwpton | DEER2023 |  | 2022-03-14 18:21:41+00 | Any | EUn | Old | CZ07 | cAVVG | Cap-Tons | 1 | 930201.375 | None | 8921006.5915 | 2135429 | 3080268.5942 | 0 | 2183560.375 | 0 | 90593.3517 | 1431156.5019 | 693289.1894 | 178434.8111 | 59615.7514 | 181.5723 | 59434.1714 | 0 | 3736.2534 | 2928.3771
AirCldScrewChlr-0.95kwpton | DEER2023 |  | 2022-03-14 19:29:42+00 | Any | EUn | Old | CZ07 | cAVVG | Cap-Tons | 2606.7474 | 930201.375 | None | 8537397.8926 | 2135429 | 3080268.5942 | 0 | 1798060.388 | 0 | 92481.8179 | 1431159.7189 | 693287.1733 | 178433.7548 | 59616.0437 | 181.5723 | 59434.4645 | 0 | 3232.722 | 2573.8583
AirCldScrewChlr-1.407kwpton | DEER2023 |  | 2022-03-14 19:29:42+00 | Any | EUn | Old | CZ07 | cAVVG | Cap-Tons | 1 | 930201.375 | None | 9402359.0619 | 2135429 | 3080268.5942 | 0 | 2663021.0925 | 0 | 92481.8179 | 1431159.7189 | 693287.1733 | 178433.7548 | 59616.0437 | 181.5723 | 59434.4645 | 0 | 3839.2469 | 3025.4818
AirCldScrewChlr-0.99kwpton-VarSpd | DEER2023 |  | 2022-03-14 20:36:10+00 | Any | EUn | Old | CZ07 | cAVVG | Cap-Tons | 2606.7474 | 930201.375 | None | 8613106.5041 | 2135429 | 3080268.5942 | 0 | 1873767.8484 | 0 | 92481.8179 | 1431159.7189 | 693287.1733 | 178433.7548 | 59616.0437 | 181.5723 | 59434.4645 | 0 | 3285.8092 | 2613.3879
AirCldScrewChlr-1.407kwpton-VarSpd | DEER2023 |  | 2022-03-14 20:36:10+00 | Any | EUn | Old | CZ07 | cAVVG | Cap-Tons | 1 | 930201.375 | None | 9402359.0619 | 2135429 | 3080268.5942 | 0 | 2663021.0925 | 0 | 92481.8179 | 1431159.7189 | 693287.1733 | 178433.7548 | 59616.0437 | 181.5723 | 59434.4645 | 0 | 3839.2469 | 3025.4818
WtrCldCentChlr-Conv-0.42kwpton | DEER2023 |  | 2022-03-14 21:09:18+00 | Any | EUn | Old | CZ07 | cWVVG | Cap-Tons | 2606.7474 | 930201.375 | None | 8125870.9173 | 2135429 | 3080268.5942 | 0 | 1108584.5279 | 15906.2979 | 354518.3683 | 1431163.2496 | 693315.9037 | 178434.7715 | 59615.9931 | 181.5723 | 59434.4047 | 0 | 2789.1611 | 2261.5049
WtrCldCentChlr-Conv-0.748kwpton | DEER2023 |  | 2022-03-14 21:09:18+00 | Any | EUn | Old | CZ07 | cWVVG | Cap-Tons | 1 | 930201.375 | None | 8991821.1327 | 2135429 | 3080268.5942 | 0 | 1973348.2786 | 16573.893 | 355038.0372 | 1431163.2496 | 693315.9301 | 178434.7715 | 59615.9931 | 181.5723 | 59434.4047 | 0 | 3327.0691 | 2676.6961
WtrCldCentChlr-Conv-1Cmp-0.439kwpton-VarSpd-CndRlf | DEER2023 |  | 2022-03-14 22:16:50+00 | Any | EUn | Old | CZ07 | cWVVG | Cap-Tons | 2606.7474 | 930201.375 | None | 7704630.8308 | 2135429 | 3080268.5942 | 0 | 650661.5575 | 55545.2067 | 351565.6718 | 1431161.5556 | 693228.0736 | 178433.7548 | 59617.5695 | 181.5723 | 59435.9904 | 0 | 2660.8788 | 2156.9353
WtrCldCentChlr-Conv-1Cmp-0.748kwpton-VarSpd-CndRlf | DEER2023 |  | 2022-03-14 22:16:50+00 | Any | EUn | Old | CZ07 | cWVVG | Cap-Tons | 1 | 930201.375 | None | 8161760.1296 | 2135429 | 3080268.5942 | 0 | 1107323.9695 | 56551.4592 | 351026.0928 | 1431161.5556 | 693228.0736 | 178433.7548 | 59617.5739 | 181.5723 | 59435.9904 | 0 | 3017.014 | 2430.0993
WtrCldCentChlr-NoFric-1Cmp-0.439kwpton-VarSpd-CndRlf | DEER2023 |  | 2022-03-14 22:54:12+00 | Any | EUn | Old | CZ07 | cWVVG | Cap-Tons | 2606.7474 | 930201.375 | None | 7731272.4667 | 2135429 | 3080268.5942 | 0 | 674590.2805 | 55898.5496 | 353922.3928 | 1431163.1952 | 693311.5542 | 178434.7715 | 59616.0001 | 181.5723 | 59434.4053 | 0 | 2697.7721 | 2183.1239
WtrCldCentChlr-NoFric-1Cmp-0.748kwpton-VarSpd-CndRlf | DEER2023 |  | 2022-03-14 22:54:12+00 | Any | EUn | Old | CZ07 | cWVVG | Cap-Tons | 1 | 930201.375 | None | 8205359.2553 | 2135429 | 3080268.5942 | 0 | 1148536.3952 | 57099.298 | 352862.2991 | 1431163.1952 | 693311.5542 | 178434.7715 | 59616.0001 | 181.5723 | 59434.4053 | 0 | 3079.9184 | 2474.5764
WtrCldCentChlr-NoFric-2Cmp-0.439kwpton-VarSpd-CndRlf | DEER2023 |  | 2022-03-14 23:25:13+00 | Any | EUn | Old | CZ07 | cWVVG | Cap-Tons | 2606.7474 | 930201.375 | None | 7735313.1367 | 2135429 | 3080268.5942 | 0 | 680724.1557 | 55974.5505 | 351753.921 | 1431163.1952 | 693311.5542 | 178434.7715 | 59616.0001 | 181.5723 | 59434.4053 | 0 | 2705.6069 | 2188.52
WtrCldCentChlr-NoFric-2Cmp-0.748kwpton-VarSpd-CndRlf | DEER2023 |  | 2022-03-14 23:25:13+00 | Any | EUn | Old | CZ07 | cWVVG | Cap-Tons | 1 | 930201.375 | None | 8213758.0956 | 2135429 | 3080268.5942 | 0 | 1159208.0112 | 57227.0139 | 350462.6954 | 1431163.1952 | 693311.5542 | 178434.7715 | 59616.0001 | 181.5723 | 59434.4053 | 0 | 3093.248 | 2483.767
WtrCldRecipChlr-0.42kwpton | DEER2023 |  | 2022-03-14 23:49:47+00 | Any | EUn | Old | CZ07 | cWVVG | Cap-Tons | 2606.7474 | 930201.375 | None | 7958091.3964 | 2135429 | 3080268.5942 | 0 | 923869.2568 | 16614.1744 | 370740.7755 | 1431169.0986 | 693266.2421 | 178434.9712 | 59617.4261 | 181.5723 | 59435.8566 | 0 | 2767.4049 | 2255.5059
WtrCldRecipChlr-0.748kwpton | DEER2023 |  | 2022-03-14 23:49:47+00 | Any | EUn | Old | CZ07 | cWVVG | Cap-Tons | 1 | 930201.375 | None | 8678216.4109 | 2135429 | 3080268.5942 | 0 | 1643721.5611 | 17205.5772 | 370422.959 | 1431169.0986 | 693266.2421 | 178434.9712 | 59617.4261 | 181.5723 | 59435.8529 | 0 | 3288.3751 | 2651.3765
WtrCldScrewChlr-0.42kwpton | DEER2023 |  | 2022-03-15 00:09:29+00 | Any | EUn | Old | CZ07 | cWVVG | Cap-Tons | 2606.7474 | 930201.375 | None | 7954904.953 | 2135429 | 3080268.5942 | 0 | 924453.4078 | 16772.4944 | 366812.3652 | 1431169.0986 | 693266.2881 | 178434.9712 | 59617.4305 | 181.5723 | 59435.8529 | 0 | 2809.2697 | 2297.4933
WtrCldScrewChlr-0.748kwpton | DEER2023 |  | 2022-03-15 00:09:29+00 | Any | EUn | Old | CZ07 | cWVVG | Cap-Tons | 1 | 930201.375 | None | 8671043.8015 | 2135429 | 3080268.5942 | 0 | 1641690.5583 | 17486.6285 | 364999.6846 | 1431169.0986 | 693266.2881 | 178434.9712 | 59617.4305 | 181.5723 | 59435.8566 | 0 | 3362.9578 | 2726.1581
WtrCldScrewChlr-0.439kwpton-VarSpd | DEER2023 |  | 2022-03-15 00:41:21+00 | Any | EUn | Old | CZ07 | cWVVG | Cap-Tons | 2606.7474 | 930201.375 | None | 7793120.3402 | 2135429 | 3080268.5942 | 0 | 762910.9278 | 16273.256 | 367070.0924 | 1431168.7305 | 693268.8114 | 178434.9712 | 59617.4971 | 181.5723 | 59435.9212 | 0 | 2715.9808 | 2193.3191
WtrCldScrewChlr-0.748kwpton-VarSpd | DEER2023 |  | 2022-03-15 00:41:21+00 | Any | EUn | Old | CZ07 | cWVVG | Cap-Tons | 1 | 930201.375 | None | 8326841.719 | 2135429 | 3080268.5942 | 0 | 1297027.6471 | 16586.7574 | 366361.1326 | 1431168.7305 | 693268.8376 | 178434.9712 | 59617.4971 | 181.5723 | 59435.9212 | 0 | 3149.313 | 2506.2826
AirCldRecipChlr-0.95kwpton | DEER2023 |  | 2022-03-14 18:21:41+00 | Any | EUn | Old | CZ08 | cAVVG | Cap-Tons | 2920.2405 | 930201.375 | None | 9223759.8681 | 2135429 | 3118554.775 | 0 | 2293235.7861 | 0 | 126467.623 | 1550073.9609 | 799541.0293 | 175813.3423 | 66958.2412 | 181.5723 | 66776.6882 | 0 | 3765.9935 | 2867.9812
AirCldRecipChlr-1.407kwpton | DEER2023 |  | 2022-03-14 18:21:41+00 | Any | EUn | Old | CZ08 | cAVVG | Cap-Tons | 1 | 930201.375 | None | 10326927.8273 | 2135429 | 3118554.775 | 0 | 3396402.2937 | 0 | 126467.623 | 1550073.9609 | 799541.0293 | 175813.3423 | 66958.2412 | 181.5723 | 66776.6882 | 0 | 4577.0143 | 3423.5414
AirCldScrewChlr-0.95kwpton | DEER2023 |  | 2022-03-14 19:29:42+00 | Any | EUn | Old | CZ08 | cAVVG | Cap-Tons | 2922.6457 | 930201.375 | None | 9578915.6076 | 2135429 | 3118554.775 | 0 | 2645838.6807 | 0 | 129019.378 | 1550074.4665 | 799584.7268 | 175813.3423 | 66958.036 | 181.5723 | 66776.469 | 0 | 3834.2992 | 2934.5544
AirCldScrewChlr-1.407kwpton | DEER2023 |  | 2022-03-14 19:29:42+00 | Any | EUn | Old | CZ08 | cAVVG | Cap-Tons | 1 | 930201.375 | None | 10851704.9005 | 2135429 | 3118554.775 | 0 | 3918627.2747 | 0 | 129019.378 | 1550074.4665 | 799584.7268 | 175813.3423 | 66958.036 | 181.5723 | 66776.469 | 0 | 4678.1787 | 3522.3699
AirCldScrewChlr-0.99kwpton-VarSpd | DEER2023 |  | 2022-03-14 20:36:10+00 | Any | EUn | Old | CZ08 | cAVVG | Cap-Tons | 2922.6457 | 930201.375 | None | 9690319.6305 | 2135429 | 3118554.775 | 0 | 2757242.6923 | 0 | 129019.378 | 1550074.4665 | 799584.7268 | 175813.3423 | 66958.036 | 181.5723 | 66776.469 | 0 | 3908.162 | 2986.0045
AirCldScrewChlr-1.407kwpton-VarSpd | DEER2023 |  | 2022-03-14 20:36:10+00 | Any | EUn | Old | CZ08 | cAVVG | Cap-Tons | 1 | 930201.375 | None | 10851704.9005 | 2135429 | 3118554.775 | 0 | 3918627.2747 | 0 | 129019.378 | 1550074.4665 | 799584.7268 | 175813.3423 | 66958.036 | 181.5723 | 66776.469 | 0 | 4678.1787 | 3522.3699
WtrCldCentChlr-Conv-0.42kwpton | DEER2023 |  | 2022-03-14 21:09:18+00 | Any | EUn | Old | CZ08 | cWVVG | Cap-Tons | 2942.3491 | 930201.375 | None | 8816212.5339 | 2135429 | 3118554.775 | 0 | 1529928.1124 | 26702.3736 | 455530.823 | 1550068.3923 | 799590.2689 | 175812.9558 | 66957.8406 | 181.5723 | 66776.2842 | 0 | 3038.7683 | 2445.6283
WtrCldCentChlr-Conv-0.748kwpton | DEER2023 |  | 2022-03-14 21:09:18+00 | Any | EUn | Old | CZ08 | cWVVG | Cap-Tons | 1 | 930201.375 | None | 10011974.7279 | 2135429 | 3118554.775 | 0 | 2723813.2253 | 27857.2933 | 456252.9497 | 1550068.3923 | 799590.2689 | 175812.9558 | 66957.8406 | 181.5723 | 66776.2777 | 0 | 3679.0796 | 2929.1166
WtrCldCentChlr-Conv-1Cmp-0.439kwpton-VarSpd-CndRlf | DEER2023 |  | 2022-03-14 22:16:50+00 | Any | EUn | Old | CZ08 | cWVVG | Cap-Tons | 2942.3491 | 930201.375 | None | 8291916.9745 | 2135429 | 3118554.775 | 0 | 952064.2274 | 86802.5573 | 448999.3801 | 1550066.3923 | 799523.3624 | 175812.9558 | 66958.8437 | 181.5723 | 66777.2796 | 0 | 2908.9354 | 2289.5672
WtrCldCentChlr-Conv-1Cmp-0.748kwpton-VarSpd-CndRlf | DEER2023 |  | 2022-03-14 22:16:50+00 | Any | EUn | Old | CZ08 | cWVVG | Cap-Tons | 1 | 930201.375 | None | 8961892.641 | 2135429 | 3118554.775 | 0 | 1620262.7957 | 88995.7281 | 448583.2161 | 1550066.3923 | 799523.3624 | 175812.9558 | 66958.8371 | 181.5723 | 66777.2796 | 0 | 3357.3951 | 2596.033
WtrCldCentChlr-NoFric-1Cmp-0.439kwpton-VarSpd-CndRlf | DEER2023 |  | 2022-03-14 22:54:12+00 | Any | EUn | Old | CZ08 | cWVVG | Cap-Tons | 2942.3491 | 930201.375 | None | 8338313.8519 | 2135429 | 3118554.775 | 0 | 993783.5653 | 87382.0161 | 453098.1134 | 1550066.7541 | 799606.8059 | 175813.3423 | 66957.9641 | 181.5723 | 66776.392 | 0 | 2942.3474 | 2323.8294
WtrCldCentChlr-NoFric-1Cmp-0.748kwpton-VarSpd-CndRlf | DEER2023 |  | 2022-03-14 22:54:12+00 | Any | EUn | Old | CZ08 | cWVVG | Cap-Tons | 1 | 930201.375 | None | 9038197.9573 | 2135429 | 3118554.775 | 0 | 1692200.2957 | 89838.9136 | 452108.8248 | 1550066.7541 | 799606.7261 | 175813.3423 | 66957.9641 | 181.5723 | 66776.392 | 0 | 3414.2459 | 2653.8085
WtrCldCentChlr-NoFric-2Cmp-0.439kwpton-VarSpd-CndRlf | DEER2023 |  | 2022-03-14 23:25:13+00 | Any | EUn | Old | CZ08 | cWVVG | Cap-Tons | 2942.3491 | 930201.375 | None | 8347270.6063 | 2135429 | 3118554.775 | 0 | 1004904.4538 | 87481.611 | 450833.4523 | 1550066.7541 | 799606.7307 | 175813.3423 | 66957.9641 | 181.5723 | 66776.392 | 0 | 2949.4002 | 2331.5552
WtrCldCentChlr-NoFric-2Cmp-0.748kwpton-VarSpd-CndRlf | DEER2023 |  | 2022-03-14 23:25:13+00 | Any | EUn | Old | CZ08 | cWVVG | Cap-Tons | 1 | 930201.375 | None | 9054849.2282 | 2135429 | 3118554.775 | 0 | 1711223.5084 | 90006.5702 | 449568.6137 | 1550066.7541 | 799606.7261 | 175813.3423 | 66957.9641 | 181.5723 | 66776.392 | 0 | 3426.2336 | 2666.9663
WtrCldRecipChlr-0.42kwpton | DEER2023 |  | 2022-03-14 23:49:47+00 | Any | EUn | Old | CZ08 | cWVVG | Cap-Tons | 2942.3491 | 930201.375 | None | 8635016.934 | 2135429 | 3118554.775 | 0 | 1322294.3054 | 27784.9241 | 480872.6703 | 1550081.3272 | 799588.1575 | 175812.79 | 66954.0129 | 181.5723 | 66772.4511 | 0 | 3028.1909 | 2430.6516
WtrCldRecipChlr-0.748kwpton | DEER2023 |  | 2022-03-14 23:49:47+00 | Any | EUn | Old | CZ08 | cWVVG | Cap-Tons | 1 | 930201.375 | None | 9666720.2084 | 2135429 | 3118554.775 | 0 | 2353255.6519 | 28843.5567 | 480556.1805 | 1550081.3272 | 799588.1754 | 175812.79 | 66954.0129 | 181.5723 | 66772.4511 | 0 | 3637.9789 | 2890.7159
WtrCldScrewChlr-0.42kwpton | DEER2023 |  | 2022-03-15 00:09:29+00 | Any | EUn | Old | CZ08 | cWVVG | Cap-Tons | 2942.3491 | 930201.375 | None | 8666837.389 | 2135429 | 3118554.775 | 0 | 1358422.9746 | 28040.9412 | 476308.5614 | 1550081.3272 | 799588.1575 | 175812.79 | 66954.0129 | 181.5723 | 66772.4511 | 0 | 3082.3336 | 2480.1051
WtrCldScrewChlr-0.748kwpton | DEER2023 |  | 2022-03-15 00:09:29+00 | Any | EUn | Old | CZ08 | cWVVG | Cap-Tons | 1 | 930201.375 | None | 9723155.1474 | 2135429 | 3118554.775 | 0 | 2414861.7858 | 29291.471 | 474937.8 | 1550081.3272 | 799588.1575 | 175812.79 | 66954.0129 | 181.5723 | 66772.4511 | 0 | 3734.3631 | 2978.749
WtrCldScrewChlr-0.439kwpton-VarSpd | DEER2023 |  | 2022-03-15 00:41:21+00 | Any | EUn | Old | CZ08 | cWVVG | Cap-Tons | 2942.3491 | 930201.375 | None | 8421876.4377 | 2135429 | 3118554.775 | 0 | 1114010.4946 | 27306.7489 | 476495.502 | 1550080.471 | 799587.3607 | 175812.79 | 66954.0511 | 181.5723 | 66772.4838 | 0 | 2941.7401 | 2359.6663
WtrCldScrewChlr-0.748kwpton-VarSpd | DEER2023 |  | 2022-03-15 00:41:21+00 | Any | EUn | Old | CZ08 | cWVVG | Cap-Tons | 1 | 930201.375 | None | 9203051.1781 | 2135429 | 3118554.775 | 0 | 1895316.3711 | 27937.7028 | 475733.2918 | 1550080.471 | 799587.3607 | 175812.79 | 66954.0511 | 181.5723 | 66772.4838 | 0 | 3430.7007 | 2724.5152
AirCldRecipChlr-0.95kwpton | DEER2023 |  | 2022-03-14 18:21:41+00 | Any | EUn | Old | CZ09 | cAVVG | Cap-Tons | 3373.6637 | 930201.375 | None | 9215260.1301 | 2135429 | 3111184.9422 | 0 | 2226220.8558 | 0 | 126994.3662 | 1615431.3645 | 759878.0734 | 259507.3266 | 77732.1431 | 181.5723 | 77550.5732 | 0 | 3777.2702 | 3135.8049
AirCldRecipChlr-1.407kwpton | DEER2023 |  | 2022-03-14 18:21:41+00 | Any | EUn | Old | CZ09 | cAVVG | Cap-Tons | 1 | 930201.375 | None | 10286189.66 | 2135429 | 3111184.9422 | 0 | 3297149.4756 | 0 | 126994.3662 | 1615431.3645 | 759878.0734 | 259507.3266 | 77732.1431 | 181.5723 | 77550.5732 | 0 | 4593.2019 | 3805.2277
AirCldScrewChlr-0.95kwpton | DEER2023 |  | 2022-03-14 19:29:42+00 | Any | EUn | Old | CZ09 | cAVVG | Cap-Tons | 3377.0087 | 930201.375 | None | 9586948.3483 | 2135429 | 3111184.9422 | 0 | 2596240.126 | 0 | 128672.8807 | 1615421.8116 | 759872.3234 | 259507.411 | 77727.8546 | 181.5723 | 77546.2988 | 0 | 3865.8037 | 3214.9036
AirCldScrewChlr-1.407kwpton | DEER2023 |  | 2022-03-14 19:29:42+00 | Any | EUn | Old | CZ09 | cAVVG | Cap-Tons | 1 | 930201.375 | None | 10835879.1109 | 2135429 | 3111184.9422 | 0 | 3845168.2342 | 0 | 128672.8807 | 1615421.8116 | 759872.3234 | 259507.411 | 77727.8546 | 181.5723 | 77546.2988 | 0 | 4724.2402 | 3922.3225
AirCldScrewChlr-0.99kwpton-VarSpd | DEER2023 |  | 2022-03-14 20:36:10+00 | Any | EUn | Old | CZ09 | cAVVG | Cap-Tons | 3377.0087 | 930201.375 | None | 9696262.2134 | 2135429 | 3111184.9422 | 0 | 2705555.7888 | 0 | 128672.8807 | 1615421.8116 | 759872.3234 | 259507.411 | 77727.8546 | 181.5723 | 77546.2988 | 0 | 3940.9403 | 3276.8218
AirCldScrewChlr-1.407kwpton-VarSpd | DEER2023 |  | 2022-03-14 20:36:10+00 | Any | EUn | Old | CZ09 | cAVVG | Cap-Tons | 1 | 930201.375 | None | 10835879.1109 | 2135429 | 3111184.9422 | 0 | 3845168.2342 | 0 | 128672.8807 | 1615421.8116 | 759872.3234 | 259507.411 | 77727.8546 | 181.5723 | 77546.2988 | 0 | 4724.2402 | 3922.3225
WtrCldCentChlr-Conv-0.42kwpton | DEER2023 |  | 2022-03-14 21:09:18+00 | Any | EUn | Old | CZ09 | cWVVG | Cap-Tons | 3377.9926 | 930201.375 | None | 8803432.4857 | 2135429 | 3111184.9422 | 0 | 1470848.9432 | 10815.8245 | 459730.5907 | 1615423.5974 | 759858.7133 | 259507.4311 | 77727.9413 | 181.5723 | 77546.3844 | 0 | 3052.7996 | 2549.4321
WtrCldCentChlr-Conv-0.748kwpton | DEER2023 |  | 2022-03-14 21:09:18+00 | Any | EUn | Old | CZ09 | cWVVG | Cap-Tons | 1 | 930201.375 | None | 9952153.1766 | 2135429 | 3111184.9422 | 0 | 2617565.2667 | 11235.9521 | 461314.2606 | 1615423.3832 | 759858.2309 | 259507.4311 | 77727.9875 | 181.5723 | 77546.4169 | 0 | 3694.9158 | 3093.1928
WtrCldCentChlr-Conv-1Cmp-0.439kwpton-VarSpd-CndRlf | DEER2023 |  | 2022-03-14 22:16:50+00 | Any | EUn | Old | CZ09 | cWVVG | Cap-Tons | 3377.9924 | 930201.375 | None | 8230729.9813 | 2135429 | 3111184.9422 | 0 | 900181.8043 | 27140.5707 | 441362.4722 | 1615432.3764 | 759866.5877 | 259509.3901 | 77734.4459 | 181.5723 | 77552.8793 | 0 | 2838.5879 | 2369.1752
WtrCldCentChlr-Conv-1Cmp-0.748kwpton-VarSpd-CndRlf | DEER2023 |  | 2022-03-14 22:16:50+00 | Any | EUn | Old | CZ09 | cWVVG | Cap-Tons | 1 | 930201.375 | None | 8860671.3195 | 2135429 | 3111184.9422 | 0 | 1530557.5206 | 27490.4838 | 440578.6697 | 1615432.1622 | 759866.5111 | 259509.3901 | 77734.4437 | 181.5723 | 77552.8793 | 0 | 3291.4942 | 2741.2478
WtrCldCentChlr-NoFric-1Cmp-0.439kwpton-VarSpd-CndRlf | DEER2023 |  | 2022-03-14 22:54:12+00 | Any | EUn | Old | CZ09 | cWVVG | Cap-Tons | 3377.9926 | 930201.375 | None | 8257989.4339 | 2135429 | 3111184.9422 | 0 | 923361.8908 | 27351.9889 | 445229.8557 | 1615432.8047 | 759877.5422 | 259507.436 | 77734.3977 | 181.5723 | 77552.8311 | 0 | 2853.6691 | 2388.6446
WtrCldCentChlr-NoFric-1Cmp-0.748kwpton-VarSpd-CndRlf | DEER2023 |  | 2022-03-14 22:54:12+00 | Any | EUn | Old | CZ09 | cWVVG | Cap-Tons | 1 | 930201.375 | None | 8904568.001 | 2135429 | 3111184.9422 | 0 | 1570733.2117 | 27819.2564 | 443969.8252 | 1615432.8047 | 759877.5422 | 259507.436 | 77734.3994 | 181.5723 | 77552.8346 | 0 | 3317.1414 | 2774.4018
WtrCldCentChlr-NoFric-2Cmp-0.439kwpton-VarSpd-CndRlf | DEER2023 |  | 2022-03-14 23:25:13+00 | Any | EUn | Old | CZ09 | cWVVG | Cap-Tons | 3377.9926 | 930201.375 | None | 8260474.5587 | 2135429 | 3111184.9422 | 0 | 929940.1751 | 27400.4015 | 441088.587 | 1615432.8047 | 759877.4656 | 259507.436 | 77734.3955 | 181.5723 | 77552.8311 | 0 | 2860.9181 | 2396.1251
WtrCldCentChlr-NoFric-2Cmp-0.748kwpton-VarSpd-CndRlf | DEER2023 |  | 2022-03-14 23:25:13+00 | Any | EUn | Old | CZ09 | cWVVG | Cap-Tons | 1 | 930201.375 | None | 8911739.0546 | 2135429 | 3111184.9422 | 0 | 1582314.1167 | 27899.2346 | 439481.7437 | 1615432.8047 | 759877.5422 | 259507.436 | 77734.3994 | 181.5723 | 77552.8346 | 0 | 3329.4896 | 2787.1452
WtrCldRecipChlr-0.42kwpton | DEER2023 |  | 2022-03-14 23:49:47+00 | Any | EUn | Old | CZ09 | cWVVG | Cap-Tons | 3377.9926 | 930201.375 | None | 8588686.9156 | 2135429 | 3111184.9422 | 0 | 1234269.8515 | 11298.8902 | 481076.2382 | 1615427.704 | 759785.1022 | 259507.3373 | 77730.7059 | 181.5723 | 77549.1474 | 0 | 3006.8878 | 2533.6048
WtrCldRecipChlr-0.748kwpton | DEER2023 |  | 2022-03-14 23:49:47+00 | Any | EUn | Old | CZ09 | cWVVG | Cap-Tons | 1 | 930201.375 | None | 9549312.6398 | 2135429 | 3111184.9422 | 0 | 2195304.7376 | 11635.177 | 480331.2684 | 1615428.0909 | 759785.7668 | 259507.3373 | 77730.7049 | 181.5723 | 77549.1366 | 0 | 3612.9933 | 3050.331
WtrCldScrewChlr-0.42kwpton | DEER2023 |  | 2022-03-15 00:09:29+00 | Any | EUn | Old | CZ09 | cWVVG | Cap-Tons | 3377.9926 | 930201.375 | None | 8614591.4443 | 2135429 | 3111184.9422 | 0 | 1267019.5959 | 11487.807 | 474042.9504 | 1615428.0909 | 759785.2792 | 259507.3373 | 77730.7244 | 181.5723 | 77549.1708 | 0 | 3086.2245 | 2601.1504
WtrCldScrewChlr-0.748kwpton | DEER2023 |  | 2022-03-15 00:09:29+00 | Any | EUn | Old | CZ09 | cWVVG | Cap-Tons | 1 | 930201.375 | None | 9595850.6469 | 2135429 | 3111184.9422 | 0 | 2250042.7219 | 11976.5747 | 471789.7263 | 1615428.704 | 759785.6635 | 259507.3373 | 77730.6589 | 181.5723 | 77549.1013 | 0 | 3754.2981 | 3170.636
WtrCldScrewChlr-0.439kwpton-VarSpd | DEER2023 |  | 2022-03-15 00:41:21+00 | Any | EUn | Old | CZ09 | cWVVG | Cap-Tons | 3377.9926 | 930201.375 | None | 8366431.9889 | 2135429 | 3111184.9422 | 0 | 1019010.3652 | 10991.0152 | 474388.2557 | 1615428.0909 | 759785.8925 | 259507.3139 | 77730.6706 | 181.5723 | 77549.1023 | 0 | 2915.2652 | 2449.7925
WtrCldScrewChlr-0.748kwpton-VarSpd | DEER2023 |  | 2022-03-15 00:41:21+00 | Any | EUn | Old | CZ09 | cWVVG | Cap-Tons | 1 | 930201.375 | None | 9078321.394 | 2135429 | 3111184.9422 | 0 | 1731981.4547 | 11085.3493 | 473212.3591 | 1615428.0909 | 759787.3513 | 259507.3139 | 77730.6839 | 181.5723 | 77549.112 | 0 | 3397.0856 | 2856.5637
AirCldRecipChlr-0.95kwpton | DEER2023 |  | 2022-03-14 18:21:41+00 | Any | EUn | Old | CZ10 | cAVVG | Cap-Tons | 3089.3303 | 930201.375 | None | 9531751.5714 | 2135429 | 3090111.6201 | 0 | 2542957.6594 | 0 | 137218.6409 | 1626034.092 | 784677.233 | 281596.5344 | 89957.1032 | 181.5723 | 89775.5184 | 0 | 3159.5533 | 2584.1938
AirCldRecipChlr-1.407kwpton | DEER2023 |  | 2022-03-14 18:21:41+00 | Any | EUn | Old | CZ10 | cAVVG | Cap-Tons | 1 | 930201.375 | None | 10755043.517 | 2135429 | 3090111.6201 | 0 | 3766253.6005 | 0 | 137218.6409 | 1626034.092 | 784677.233 | 281596.5344 | 89957.1032 | 181.5723 | 89775.5184 | 0 | 3976.9549 | 3230.9222
AirCldScrewChlr-0.95kwpton | DEER2023 |  | 2022-03-14 19:29:42+00 | Any | EUn | Old | CZ10 | cAVVG | Cap-Tons | 3089.3303 | 930201.375 | None | 9870719.6499 | 2135429 | 3090111.6201 | 0 | 2879930.4019 | 0 | 139214.8845 | 1626033.2995 | 784577.548 | 281593.576 | 89953.026 | 181.5723 | 89771.4564 | 0 | 3238.1432 | 2652.6111
AirCldScrewChlr-1.407kwpton | DEER2023 |  | 2022-03-14 19:29:42+00 | Any | EUn | Old | CZ10 | cAVVG | Cap-Tons | 1 | 930201.375 | None | 11256119.6334 | 2135429 | 3090111.6201 | 0 | 4265328.6725 | 0 | 139214.8845 | 1626033.2995 | 784577.548 | 281593.576 | 89953.026 | 181.5723 | 89771.4564 | 0 | 4093.419 | 3330.9321
AirCldScrewChlr-0.99kwpton-VarSpd | DEER2023 |  | 2022-03-14 20:36:10+00 | Any | EUn | Old | CZ10 | cAVVG | Cap-Tons | 3089.3303 | 930201.375 | None | 9991978.5936 | 2135429 | 3090111.6201 | 0 | 3001190.9587 | 0 | 139214.8845 | 1626033.2995 | 784577.548 | 281593.576 | 89953.026 | 181.5723 | 89771.4564 | 0 | 3313.0032 | 2711.983
AirCldScrewChlr-1.407kwpton-VarSpd | DEER2023 |  | 2022-03-14 20:36:10+00 | Any | EUn | Old | CZ10 | cAVVG | Cap-Tons | 1 | 930201.375 | None | 11256119.6334 | 2135429 | 3090111.6201 | 0 | 4265328.6725 | 0 | 139214.8845 | 1626033.2995 | 784577.548 | 281593.576 | 89953.026 | 181.5723 | 89771.4564 | 0 | 4093.419 | 3330.9321
WtrCldCentChlr-Conv-0.42kwpton | DEER2023 |  | 2022-03-14 21:09:18+00 | Any | EUn | Old | CZ10 | cWVVG | Cap-Tons | 3095.134 | 930201.375 | None | 8924012.1011 | 2135429 | 3090111.6201 | 0 | 1584830.331 | 23331.4521 | 464291.2214 | 1626017.8816 | 784592.4797 | 281595.7746 | 89956.3935 | 181.5723 | 89774.823 | 0 | 2393.7116 | 2031.919
WtrCldCentChlr-Conv-0.748kwpton | DEER2023 |  | 2022-03-14 21:09:18+00 | Any | EUn | Old | CZ10 | cWVVG | Cap-Tons | 1 | 930201.375 | None | 10162456.4732 | 2135429 | 3090111.6201 | 0 | 2821452.6703 | 24331.4868 | 465117.5565 | 1626017.8816 | 784592.4734 | 281595.7746 | 89956.3935 | 181.5723 | 89774.823 | 0 | 3005.3833 | 2555.7697
WtrCldCentChlr-Conv-1Cmp-0.439kwpton-VarSpd-CndRlf | DEER2023 |  | 2022-03-14 22:16:50+00 | Any | EUn | Old | CZ10 | cWVVG | Cap-Tons | 3095.134 | 930201.375 | None | 8384024.3619 | 2135429 | 3090111.6201 | 0 | 1010493.8544 | 68112.151 | 453859.0925 | 1626019.5623 | 784592.1275 | 281597.4329 | 89957.8438 | 181.5723 | 89776.26 | 0 | 2217.4224 | 1880.9547
WtrCldCentChlr-Conv-1Cmp-0.748kwpton-VarSpd-CndRlf | DEER2023 |  | 2022-03-14 22:16:50+00 | Any | EUn | Old | CZ10 | cWVVG | Cap-Tons | 1 | 930201.375 | None | 9094892.5103 | 2135429 | 3090111.6201 | 0 | 1719994.6459 | 69845.9687 | 453492.0971 | 1626019.5623 | 784592.1275 | 281597.4329 | 89957.8438 | 181.5723 | 89776.2672 | 0 | 2603.155 | 2221.382
WtrCldCentChlr-NoFric-1Cmp-0.439kwpton-VarSpd-CndRlf | DEER2023 |  | 2022-03-14 22:54:12+00 | Any | EUn | Old | CZ10 | cWVVG | Cap-Tons | 3095.134 | 930201.375 | None | 8428159.9789 | 2135429 | 3090111.6201 | 0 | 1049689.8243 | 68558.9355 | 458354.9192 | 1626015.4121 | 784600.0807 | 281595.7501 | 89956.9547 | 181.5723 | 89775.3719 | 0 | 2261.9227 | 1915.7306
WtrCldCentChlr-NoFric-1Cmp-0.748kwpton-VarSpd-CndRlf | DEER2023 |  | 2022-03-14 22:54:12+00 | Any | EUn | Old | CZ10 | cWVVG | Cap-Tons | 1 | 930201.375 | None | 9166403.4863 | 2135429 | 3090111.6201 | 0 | 1787277.5554 | 70499.8341 | 457070.0147 | 1626015.4121 | 784600.0807 | 281595.7501 | 89956.9547 | 181.5723 | 89775.3769 | 0 | 2677.2665 | 2281.2755
WtrCldCentChlr-NoFric-2Cmp-0.439kwpton-VarSpd-CndRlf | DEER2023 |  | 2022-03-14 23:25:13+00 | Any | EUn | Old | CZ10 | cWVVG | Cap-Tons | 3095.134 | 930201.375 | None | 8435557.9745 | 2135429 | 3090111.6201 | 0 | 1060361.9312 | 68643.9637 | 454996.0337 | 1626015.4121 | 784600.0807 | 281595.7501 | 89956.9547 | 181.5723 | 89775.38 | 0 | 2273.8332 | 1923.5293
WtrCldCentChlr-NoFric-2Cmp-0.748kwpton-VarSpd-CndRlf | DEER2023 |  | 2022-03-14 23:25:13+00 | Any | EUn | Old | CZ10 | cWVVG | Cap-Tons | 1 | 930201.375 | None | 9181471.0367 | 2135429 | 3090111.6201 | 0 | 1805610.615 | 70641.0804 | 453663.3516 | 1626015.4121 | 784600.0807 | 281595.7501 | 89956.9547 | 181.5723 | 89775.3719 | 0 | 2697.57 | 2294.5681
WtrCldRecipChlr-0.42kwpton | DEER2023 |  | 2022-03-14 23:49:47+00 | Any | EUn | Old | CZ10 | cWVVG | Cap-Tons | 3095.1339 | 930201.375 | None | 8749957.4986 | 2135429 | 3090111.6201 | 0 | 1380412.3812 | 24432.1079 | 493528.6147 | 1626043.5881 | 784507.6666 | 281588.7925 | 89953.2062 | 181.5723 | 89771.6274 | 0 | 2359.558 | 2014.411
WtrCldRecipChlr-0.748kwpton | DEER2023 |  | 2022-03-14 23:49:47+00 | Any | EUn | Old | CZ10 | cWVVG | Cap-Tons | 1 | 930201.375 | None | 9826936.5621 | 2135429 | 3090111.6201 | 0 | 2456770.0144 | 25359.7119 | 493221.6964 | 1626043.5881 | 784506.7134 | 281588.7925 | 89953.1994 | 181.5723 | 89771.6227 | 0 | 2944.5204 | 2513.3842
WtrCldScrewChlr-0.42kwpton | DEER2023 |  | 2022-03-15 00:09:29+00 | Any | EUn | Old | CZ10 | cWVVG | Cap-Tons | 3095.1339 | 930201.375 | None | 8786355.5323 | 2135429 | 3090111.6201 | 0 | 1422513.7418 | 24686.544 | 487570.5693 | 1626043.3806 | 784507.6925 | 281588.7925 | 89953.205 | 181.5723 | 89771.6313 | 0 | 2419.2691 | 2072.1974
WtrCldScrewChlr-0.748kwpton | DEER2023 |  | 2022-03-15 00:09:29+00 | Any | EUn | Old | CZ10 | cWVVG | Cap-Tons | 1 | 930201.375 | None | 9892150.3199 | 2135429 | 3090111.6201 | 0 | 2528876.8609 | 25800.8003 | 485890.4714 | 1626043.3806 | 784507.5975 | 281588.727 | 89953.2426 | 181.5723 | 89771.6657 | 0 | 3050.8428 | 2616.3057
WtrCldScrewChlr-0.439kwpton-VarSpd | DEER2023 |  | 2022-03-15 00:41:21+00 | Any | EUn | Old | CZ10 | cWVVG | Cap-Tons | 3095.134 | 930201.375 | None | 8539117.894 | 2135429 | 3090111.6201 | 0 | 1175453.798 | 24013.2128 | 488066.8956 | 1626042.5881 | 784514.2422 | 281588.7925 | 89953.2486 | 181.5723 | 89771.6669 | 0 | 2284.6197 | 1939.6011
WtrCldScrewChlr-0.748kwpton-VarSpd | DEER2023 |  | 2022-03-15 00:41:21+00 | Any | EUn | Old | CZ10 | cWVVG | Cap-Tons | 1 | 930201.375 | None | 9363296.1555 | 2135429 | 3090111.6201 | 0 | 2000174.5597 | 24560.907 | 486977.5814 | 1626042.5881 | 784514.2909 | 281588.7925 | 89953.2436 | 181.5723 | 89771.6719 | 0 | 2759.1819 | 2336.658
AirCldRecipChlr-0.95kwpton | DEER2023 |  | 2022-03-14 18:21:41+00 | Any | EUn | Old | CZ11 | cAVVG | Cap-Tons | 2970.7216 | 930201.375 | None | 9622652.9698 | 2135429 | 3136855.8069 | 0 | 2502729.3613 | 0 | 138242.3857 | 1709395.7847 | 745300.7483 | 507492.7607 | 152951.7301 | 181.5723 | 152770.1454 | 0 | 3363.2997 | 3137.6829
AirCldRecipChlr-1.407kwpton | DEER2023 |  | 2022-03-14 18:21:41+00 | Any | EUn | Old | CZ11 | cAVVG | Cap-Tons | 1 | 930201.375 | None | 10826599.5098 | 2135429 | 3136855.8069 | 0 | 3706673.3941 | 0 | 138242.3857 | 1709395.7847 | 745300.7483 | 507492.7607 | 152951.7301 | 181.5723 | 152770.1454 | 0 | 4248.5298 | 4002.4414
AirCldScrewChlr-0.95kwpton | DEER2023 |  | 2022-03-14 19:29:42+00 | Any | EUn | Old | CZ11 | cAVVG | Cap-Tons | 2970.7216 | 930201.375 | None | 9920153.5264 | 2135429 | 3136855.8069 | 0 | 2799111.7933 | 0 | 139360.028 | 1709396.7049 | 745299.3006 | 507496.4845 | 152949.4287 | 181.5723 | 152767.935 | 0 | 3510.0077 | 3266.2443
AirCldScrewChlr-1.407kwpton | DEER2023 |  | 2022-03-14 19:29:42+00 | Any | EUn | Old | CZ11 | cAVVG | Cap-Tons | 1 | 930201.375 | None | 11266671.2524 | 2135429 | 3136855.8069 | 0 | 4145631.4009 | 0 | 139360.028 | 1709396.7049 | 745299.3006 | 507496.4845 | 152949.4287 | 181.5723 | 152767.935 | 0 | 4466.36 | 4192.8203
AirCldScrewChlr-0.99kwpton-VarSpd | DEER2023 |  | 2022-03-14 20:36:10+00 | Any | EUn | Old | CZ11 | cAVVG | Cap-Tons | 2970.7216 | 930201.375 | None | 10038008.6859 | 2135429 | 3136855.8069 | 0 | 2916968.9496 | 0 | 139360.028 | 1709396.7049 | 745299.3006 | 507496.4845 | 152949.4287 | 181.5723 | 152767.935 | 0 | 3593.7148 | 3347.3451
AirCldScrewChlr-1.407kwpton-VarSpd | DEER2023 |  | 2022-03-14 20:36:10+00 | Any | EUn | Old | CZ11 | cAVVG | Cap-Tons | 1 | 930201.375 | None | 11266671.2524 | 2135429 | 3136855.8069 | 0 | 4145631.4009 | 0 | 139360.028 | 1709396.7049 | 745299.3006 | 507496.4845 | 152949.4287 | 181.5723 | 152767.935 | 0 | 4466.36 | 4192.8203
WtrCldCentChlr-Conv-0.42kwpton | DEER2023 |  | 2022-03-14 21:09:18+00 | Any | EUn | Old | CZ11 | cWVVG | Cap-Tons | 2970.7216 | 930201.375 | None | 8885912.5693 | 2135429 | 3136855.8069 | 0 | 1461827.6415 | 15817.8942 | 426611.6678 | 1709369.7928 | 745286.8484 | 507494.4134 | 152951.1035 | 181.5723 | 152769.5198 | 0 | 2450.1048 | 2243.8148
WtrCldCentChlr-Conv-0.748kwpton | DEER2023 |  | 2022-03-14 21:09:18+00 | Any | EUn | Old | CZ11 | cWVVG | Cap-Tons | 1 | 930201.375 | None | 10027870.4926 | 2135429 | 3136855.8069 | 0 | 2602294.9649 | 16467.4856 | 427456.2948 | 1709370.4249 | 745286.8752 | 507494.4134 | 152951.1163 | 181.5723 | 152769.5313 | 0 | 3090.398 | 2863.9374
WtrCldCentChlr-Conv-1Cmp-0.439kwpton-VarSpd-CndRlf | DEER2023 |  | 2022-03-14 22:16:50+00 | Any | EUn | Old | CZ11 | cWVVG | Cap-Tons | 2970.7216 | 930201.375 | None | 8385986.1729 | 2135429 | 3136855.8069 | 0 | 964198.2063 | 36688.7026 | 403457.8043 | 1709356.4628 | 745264.1178 | 507492.8427 | 152952.299 | 181.5723 | 152770.7912 | 0 | 2265.2156 | 2061.6744
WtrCldCentChlr-Conv-1Cmp-0.748kwpton-VarSpd-CndRlf | DEER2023 |  | 2022-03-14 22:16:50+00 | Any | EUn | Old | CZ11 | cWVVG | Cap-Tons | 1 | 930201.375 | None | 9063486.6066 | 2135429 | 3136855.8069 | 0 | 1641348.4005 | 37432.5324 | 403065.3897 | 1709356.4628 | 745264.1178 | 507492.8427 | 152952.299 | 181.5723 | 152770.7912 | 0 | 2705.0163 | 2484.3445
WtrCldCentChlr-NoFric-1Cmp-0.439kwpton-VarSpd-CndRlf | DEER2023 |  | 2022-03-14 22:54:12+00 | Any | EUn | Old | CZ11 | cWVVG | Cap-Tons | 2970.7216 | 930201.375 | None | 8418562.836 | 2135429 | 3136855.8069 | 0 | 991841.228 | 36976.0786 | 408101.7104 | 1709357.5909 | 745265.162 | 507492.8427 | 152952.2623 | 181.5723 | 152770.7558 | 0 | 2296.6514 | 2086.2052
WtrCldCentChlr-NoFric-1Cmp-0.748kwpton-VarSpd-CndRlf | DEER2023 |  | 2022-03-14 22:54:12+00 | Any | EUn | Old | CZ11 | cWVVG | Cap-Tons | 1 | 930201.375 | None | 9114951.2559 | 2135429 | 3136855.8069 | 0 | 1688377.3488 | 37833.5275 | 407097.0864 | 1709357.5909 | 745265.1544 | 507492.8427 | 152952.2623 | 181.5723 | 152770.7558 | 0 | 2759.5255 | 2525.6359
WtrCldCentChlr-NoFric-2Cmp-0.439kwpton-VarSpd-CndRlf | DEER2023 |  | 2022-03-14 23:25:13+00 | Any | EUn | Old | CZ11 | cWVVG | Cap-Tons | 2970.7216 | 930201.375 | None | 8424416.6784 | 2135429 | 3136855.8069 | 0 | 1001095.033 | 37027.2703 | 404653.0391 | 1709357.5909 | 745265.162 | 507492.8427 | 152952.2623 | 181.5723 | 152770.7558 | 0 | 2305.6539 | 2095.7423
WtrCldCentChlr-NoFric-2Cmp-0.748kwpton-VarSpd-CndRlf | DEER2023 |  | 2022-03-14 23:25:13+00 | Any | EUn | Old | CZ11 | cWVVG | Cap-Tons | 1 | 930201.375 | None | 9127552.1634 | 2135429 | 3136855.8069 | 0 | 1704427.7467 | 37919.6703 | 403561.3565 | 1709357.5909 | 745265.162 | 507492.8427 | 152952.2623 | 181.5723 | 152770.7558 | 0 | 2774.8609 | 2541.8835
WtrCldRecipChlr-0.42kwpton | DEER2023 |  | 2022-03-14 23:49:47+00 | Any | EUn | Old | CZ11 | cWVVG | Cap-Tons | 2970.7216 | 930201.375 | None | 8733051.5801 | 2135429 | 3136855.8069 | 0 | 1281732.3423 | 16494.0513 | 453149.5245 | 1709390.8265 | 745301.6589 | 507494.2706 | 152948.5979 | 181.5723 | 152767.0065 | 0 | 2430.4281 | 2232.7074
WtrCldRecipChlr-0.748kwpton | DEER2023 |  | 2022-03-14 23:49:47+00 | Any | EUn | Old | CZ11 | cWVVG | Cap-Tons | 1 | 930201.375 | None | 9732869.3604 | 2135429 | 3136855.8069 | 0 | 2281022.366 | 17075.1158 | 453093.0833 | 1709391.7049 | 745301.7795 | 507494.2706 | 152948.6104 | 181.5723 | 152767.0065 | 0 | 3051.3712 | 2825.777
WtrCldScrewChlr-0.42kwpton | DEER2023 |  | 2022-03-15 00:09:29+00 | Any | EUn | Old | CZ11 | cWVVG | Cap-Tons | 2970.7216 | 930201.375 | None | 8782275.1235 | 2135429 | 3136855.8069 | 0 | 1336991.8015 | 16708.5097 | 446898.6231 | 1709390.7049 | 745301.7245 | 507494.2706 | 152948.5979 | 181.5723 | 152767.0065 | 0 | 2477.4513 | 2293.6567
WtrCldScrewChlr-0.748kwpton | DEER2023 |  | 2022-03-15 00:09:29+00 | Any | EUn | Old | CZ11 | cWVVG | Cap-Tons | 1 | 930201.375 | None | 9821848.703 | 2135429 | 3136855.8069 | 0 | 2377356.6611 | 17446.7831 | 445370.5381 | 1709391.5801 | 745301.9201 | 507494.2706 | 152948.6104 | 181.5723 | 152767.0193 | 0 | 3135.131 | 2934.311
WtrCldScrewChlr-0.439kwpton-VarSpd | DEER2023 |  | 2022-03-15 00:41:21+00 | Any | EUn | Old | CZ11 | cWVVG | Cap-Tons | 2970.7216 | 930201.375 | None | 8537217.4344 | 2135429 | 3136855.8069 | 0 | 1091782.4202 | 16165.0647 | 447591.9847 | 1709391.5801 | 745302.1 | 507494.2706 | 152948.508 | 181.5723 | 152766.9293 | 0 | 2371.0525 | 2143.3197
WtrCldScrewChlr-0.748kwpton-VarSpd | DEER2023 |  | 2022-03-15 00:41:21+00 | Any | EUn | Old | CZ11 | cWVVG | Cap-Tons | 1 | 930201.375 | None | 9302688.8745 | 2135429 | 3136855.8069 | 0 | 1857682.0705 | 16467.2295 | 446863.1263 | 1709391.5801 | 745302.3821 | 507494.2706 | 152948.508 | 181.5723 | 152766.9293 | 0 | 2888.9939 | 2613.6602
AirCldRecipChlr-0.95kwpton | DEER2023 |  | 2022-03-14 18:21:41+00 | Any | EUn | Old | CZ12 | cAVVG | Cap-Tons | 2769.2559 | 930201.375 | None | 8977376.4481 | 2135429 | 3135244.7004 | 0 | 1966737.4169 | 0 | 116376.7743 | 1623589.362 | 660601.7691 | 482109.4157 | 141585.3673 | 181.5723 | 141403.785 | 0 | 3141.918 | 2875.2302
AirCldRecipChlr-1.407kwpton | DEER2023 |  | 2022-03-14 18:21:41+00 | Any | EUn | Old | CZ12 | cAVVG | Cap-Tons | 1 | 930201.375 | None | 9923484.2347 | 2135429 | 3135244.7004 | 0 | 2912841.1789 | 0 | 116376.7743 | 1623589.362 | 660601.7691 | 482109.4157 | 141585.3673 | 181.5723 | 141403.785 | 0 | 3936.936 | 3630.7267
AirCldScrewChlr-0.95kwpton | DEER2023 |  | 2022-03-14 19:29:42+00 | Any | EUn | Old | CZ12 | cAVVG | Cap-Tons | 2800.8334 | 930201.375 | None | 9252226.8196 | 2135429 | 3135244.7004 | 0 | 2239572.075 | 0 | 118396.8503 | 1623585.8969 | 660610.7067 | 482110.1914 | 141579.481 | 181.5723 | 141397.9858 | 0 | 3272.9081 | 2984.8375
AirCldScrewChlr-1.407kwpton | DEER2023 |  | 2022-03-14 19:29:42+00 | Any | EUn | Old | CZ12 | cAVVG | Cap-Tons | 1 | 930201.375 | None | 10329578.2997 | 2135429 | 3135244.7004 | 0 | 3316923.2596 | 0 | 118396.8503 | 1623585.8969 | 660610.7067 | 482110.1914 | 141579.481 | 181.5723 | 141397.9858 | 0 | 4131.0974 | 3792.9395
AirCldScrewChlr-0.99kwpton-VarSpd | DEER2023 |  | 2022-03-14 20:36:10+00 | Any | EUn | Old | CZ12 | cAVVG | Cap-Tons | 2800.8334 | 930201.375 | None | 9346524.0591 | 2135429 | 3135244.7004 | 0 | 2333869.9315 | 0 | 118396.8503 | 1623585.8969 | 660610.7067 | 482110.1914 | 141579.481 | 181.5723 | 141397.9858 | 0 | 3348.0232 | 3055.5687
AirCldScrewChlr-1.407kwpton-VarSpd | DEER2023 |  | 2022-03-14 20:36:10+00 | Any | EUn | Old | CZ12 | cAVVG | Cap-Tons | 1 | 930201.375 | None | 10329578.2997 | 2135429 | 3135244.7004 | 0 | 3316923.2596 | 0 | 118396.8503 | 1623585.8969 | 660610.7067 | 482110.1914 | 141579.481 | 181.5723 | 141397.9858 | 0 | 4131.0974 | 3792.9395
WtrCldCentChlr-Conv-0.42kwpton | DEER2023 |  | 2022-03-14 21:09:18+00 | Any | EUn | Old | CZ12 | cWVVG | Cap-Tons | 2800.8334 | 930201.375 | None | 8515703.1626 | 2135429 | 3135244.7004 | 0 | 1235000.923 | 17567.0915 | 368891.1382 | 1623571.8107 | 660588.9449 | 482110.2742 | 141585.8231 | 181.5723 | 141404.313 | 0 | 2360.1017 | 2147.384
WtrCldCentChlr-Conv-0.748kwpton | DEER2023 |  | 2022-03-14 21:09:18+00 | Any | EUn | Old | CZ12 | cWVVG | Cap-Tons | 1 | 930201.375 | None | 9481161.5733 | 2135429 | 3135244.7004 | 0 | 2198477.6141 | 18300.4731 | 370139.0706 | 1623571.8107 | 660589.3565 | 482110.2742 | 141585.8095 | 181.5723 | 141404.2378 | 0 | 2961.7766 | 2721.1984
WtrCldCentChlr-Conv-1Cmp-0.439kwpton-VarSpd-CndRlf | DEER2023 |  | 2022-03-14 22:16:50+00 | Any | EUn | Old | CZ12 | cWVVG | Cap-Tons | 2800.8334 | 930201.375 | None | 8090637.2926 | 2135429 | 3135244.7004 | 0 | 786820.1981 | 49947.5434 | 359628.341 | 1623570.1883 | 660576.5053 | 482109.3238 | 141591.8225 | 181.5723 | 141410.2339 | 0 | 2242.4281 | 2016.1315
WtrCldCentChlr-Conv-1Cmp-0.748kwpton-VarSpd-CndRlf | DEER2023 |  | 2022-03-14 22:16:50+00 | Any | EUn | Old | CZ12 | cWVVG | Cap-Tons | 1 | 930201.375 | None | 8643773.1474 | 2135429 | 3135244.7004 | 0 | 1339504.0145 | 51113.7272 | 358914.1487 | 1623570.1883 | 660576.5972 | 482109.3238 | 141591.8225 | 181.5723 | 141410.2339 | 0 | 2664.59 | 2409.8714
WtrCldCentChlr-NoFric-1Cmp-0.439kwpton-VarSpd-CndRlf | DEER2023 |  | 2022-03-14 22:54:12+00 | Any | EUn | Old | CZ12 | cWVVG | Cap-Tons | 2800.8334 | 930201.375 | None | 8123382.2971 | 2135429 | 3135244.7004 | 0 | 815052.1542 | 50307.6447 | 363785.2278 | 1623564.9283 | 660585.1926 | 482110.343 | 141586.3608 | 181.5723 | 141404.7647 | 0 | 2268.9969 | 2046.1051
WtrCldCentChlr-NoFric-1Cmp-0.748kwpton-VarSpd-CndRlf | DEER2023 |  | 2022-03-14 22:54:12+00 | Any | EUn | Old | CZ12 | cWVVG | Cap-Tons | 1 | 930201.375 | None | 8696343.6214 | 2135429 | 3135244.7004 | 0 | 1387779.7204 | 51634.601 | 362693.0585 | 1623564.9283 | 660585.2844 | 482110.343 | 141586.3608 | 181.5723 | 141404.7647 | 0 | 2709.7754 | 2461.5151
WtrCldCentChlr-NoFric-2Cmp-0.439kwpton-VarSpd-CndRlf | DEER2023 |  | 2022-03-14 23:25:13+00 | Any | EUn | Old | CZ12 | cWVVG | Cap-Tons | 2800.8334 | 930201.375 | None | 8127994.9424 | 2135429 | 3135244.7004 | 0 | 822875.6624 | 50375.2355 | 360507.0243 | 1623564.9283 | 660585.2844 | 482110.343 | 141586.3608 | 181.5723 | 141404.7647 | 0 | 2275.5939 | 2052.7793
WtrCldCentChlr-NoFric-2Cmp-0.748kwpton-VarSpd-CndRlf | DEER2023 |  | 2022-03-14 23:25:13+00 | Any | EUn | Old | CZ12 | cWVVG | Cap-Tons | 1 | 930201.375 | None | 8706247.7718 | 2135429 | 3135244.7004 | 0 | 1401256.046 | 51745.464 | 359009.307 | 1623564.9283 | 660585.1926 | 482110.343 | 141586.3608 | 181.5723 | 141404.7647 | 0 | 2721.0013 | 2472.8831
WtrCldRecipChlr-0.42kwpton | DEER2023 |  | 2022-03-14 23:49:47+00 | Any | EUn | Old | CZ12 | cWVVG | Cap-Tons | 2800.8334 | 930201.375 | None | 8376698.3507 | 2135429 | 3135244.7004 | 0 | 1070489.6593 | 18416.4246 | 393534.0012 | 1623586.0487 | 660562.3215 | 482117.7776 | 141574.2797 | 181.5723 | 141392.7757 | 0 | 2352.3494 | 2139.8126
WtrCldRecipChlr-0.748kwpton | DEER2023 |  | 2022-03-14 23:49:47+00 | Any | EUn | Old | CZ12 | cWVVG | Cap-Tons | 1 | 930201.375 | None | 9211883.8896 | 2135429 | 3135244.7004 | 0 | 1905078.3222 | 19088.9947 | 393457.7408 | 1623585.901 | 660562.31 | 482117.7776 | 141574.2949 | 181.5723 | 141392.7637 | 0 | 2919.7357 | 2689.2975
WtrCldScrewChlr-0.42kwpton | DEER2023 |  | 2022-03-15 00:09:29+00 | Any | EUn | Old | CZ12 | cWVVG | Cap-Tons | 2800.8334 | 930201.375 | None | 8396222.7222 | 2135429 | 3135244.7004 | 0 | 1096043.3844 | 18607.9074 | 387313.1244 | 1623586.0487 | 660562.3415 | 482117.7776 | 141574.2949 | 181.5723 | 141392.7637 | 0 | 2406.9472 | 2191.6206
WtrCldScrewChlr-0.748kwpton | DEER2023 |  | 2022-03-15 00:09:29+00 | Any | EUn | Old | CZ12 | cWVVG | Cap-Tons | 1 | 930201.375 | None | 9248050.1574 | 2135429 | 3135244.7004 | 0 | 1949082.5029 | 19422.3281 | 385286.1202 | 1623586.1663 | 660562.2093 | 482117.7776 | 141574.3626 | 181.5723 | 141392.7637 | 0 | 3016.9334 | 2781.535
WtrCldScrewChlr-0.439kwpton-VarSpd | DEER2023 |  | 2022-03-15 00:41:21+00 | Any | EUn | Old | CZ12 | cWVVG | Cap-Tons | 2800.8334 | 930201.375 | None | 8206647.8332 | 2135429 | 3135244.7004 | 0 | 906882.6983 | 18090.0661 | 387415.9555 | 1623585.931 | 660561.5861 | 482117.7637 | 141574.3746 | 181.5723 | 141392.7757 | 0 | 2264.3311 | 2062.4108
WtrCldScrewChlr-0.748kwpton-VarSpd | DEER2023 |  | 2022-03-15 00:41:21+00 | Any | EUn | Old | CZ12 | cWVVG | Cap-Tons | 1 | 930201.375 | None | 8842743.8329 | 2135429 | 3135244.7004 | 0 | 1543174.7771 | 18480.0596 | 386830.4392 | 1623585.931 | 660561.5935 | 482117.7776 | 141574.3746 | 181.5723 | 141392.7757 | 0 | 2713.8192 | 2503.2976
AirCldRecipChlr-0.95kwpton | DEER2023 |  | 2022-03-14 18:21:41+00 | Any | EUn | Old | CZ13 | cAVVG | Cap-Tons | 3043.5745 | 930201.375 | None | 9871687.174 | 2135429 | 3136343.333 | 0 | 2735627.8317 | 0 | 144508.336 | 1719782.8022 | 849208.014 | 422829.1002 | 122987.678 | 181.5723 | 122806.1702 | 0 | 3353.8579 | 3080.9152
AirCldRecipChlr-1.407kwpton | DEER2023 |  | 2022-03-14 18:21:41+00 | Any | EUn | Old | CZ13 | cAVVG | Cap-Tons | 1 | 930201.375 | None | 11187673.5964 | 2135429 | 3136343.333 | 0 | 4051608.1232 | 0 | 144508.336 | 1719782.8022 | 849208.014 | 422829.1002 | 122987.678 | 181.5723 | 122806.1702 | 0 | 4239.2272 | 3928.3926
AirCldScrewChlr-0.95kwpton | DEER2023 |  | 2022-03-14 19:29:42+00 | Any | EUn | Old | CZ13 | cAVVG | Cap-Tons | 3130.8876 | 930201.375 | None | 10207332.9577 | 2135429 | 3136343.333 | 0 | 3068435.8816 | 0 | 147346.9077 | 1719779.4292 | 849156.2048 | 422828.9907 | 122990.0294 | 181.5723 | 122808.45 | 0 | 3524.3349 | 3212.5858
AirCldScrewChlr-1.407kwpton | DEER2023 |  | 2022-03-14 19:29:42+00 | Any | EUn | Old | CZ13 | cAVVG | Cap-Tons | 1 | 930201.375 | None | 11683410.3378 | 2135429 | 3136343.333 | 0 | 4544514.5305 | 0 | 147346.9077 | 1719779.4292 | 849156.2048 | 422828.9907 | 122990.0294 | 181.5723 | 122808.45 | 0 | 4494.9983 | 4122.729
AirCldScrewChlr-0.99kwpton-VarSpd | DEER2023 |  | 2022-03-14 20:36:10+00 | Any | EUn | Old | CZ13 | cAVVG | Cap-Tons | 3130.8876 | 930201.375 | None | 10336532.7289 | 2135429 | 3136343.333 | 0 | 3197632.8022 | 0 | 147346.9077 | 1719779.4292 | 849156.2048 | 422828.9907 | 122990.0294 | 181.5723 | 122808.45 | 0 | 3609.2947 | 3292.2487
AirCldScrewChlr-1.407kwpton-VarSpd | DEER2023 |  | 2022-03-14 20:36:10+00 | Any | EUn | Old | CZ13 | cAVVG | Cap-Tons | 1 | 930201.375 | None | 11683410.3378 | 2135429 | 3136343.333 | 0 | 4544514.5305 | 0 | 147346.9077 | 1719779.4292 | 849156.2048 | 422828.9907 | 122990.0294 | 181.5723 | 122808.45 | 0 | 4494.9982 | 4122.7281
WtrCldCentChlr-Conv-0.42kwpton | DEER2023 |  | 2022-03-14 21:09:18+00 | Any | EUn | Old | CZ13 | cWVVG | Cap-Tons | 3130.8876 | 930201.375 | None | 9102785.9588 | 2135429 | 3136343.333 | 0 | 1620739.1235 | 23972.147 | 466527.3251 | 1719774.9367 | 849141.9594 | 422829.0065 | 122998.2275 | 181.5723 | 122816.648 | 0 | 2469.6959 | 2251.7457
WtrCldCentChlr-Conv-0.748kwpton | DEER2023 |  | 2022-03-14 21:09:18+00 | Any | EUn | Old | CZ13 | cWVVG | Cap-Tons | 1 | 930201.375 | None | 10369426.6676 | 2135429 | 3136343.333 | 0 | 2885200.4124 | 24980.8085 | 467696.4756 | 1719774.9367 | 849142.2878 | 422829.0065 | 122998.1507 | 181.5723 | 122816.648 | 0 | 3122.3879 | 2876.8045
WtrCldCentChlr-Conv-1Cmp-0.439kwpton-VarSpd-CndRlf | DEER2023 |  | 2022-03-14 22:16:50+00 | Any | EUn | Old | CZ13 | cWVVG | Cap-Tons | 3130.8876 | 930201.375 | None | 8553403.868 | 2135429 | 3136343.333 | 0 | 1041234.4844 | 68743.829 | 451882.0181 | 1719772.4292 | 849138.9215 | 422830.4562 | 122997.5636 | 181.5723 | 122816.0339 | 0 | 2334.4602 | 2099.864
WtrCldCentChlr-Conv-1Cmp-0.748kwpton-VarSpd-CndRlf | DEER2023 |  | 2022-03-14 22:16:50+00 | Any | EUn | Old | CZ13 | cWVVG | Cap-Tons | 1 | 930201.375 | None | 9285599.384 | 2135429 | 3136343.333 | 0 | 1772518.8811 | 70376.8078 | 451161.4499 | 1719772.4292 | 849138.9215 | 422830.4562 | 122997.5636 | 181.5723 | 122816.0339 | 0 | 2783.564 | 2520.6301
WtrCldCentChlr-NoFric-1Cmp-0.439kwpton-VarSpd-CndRlf | DEER2023 |  | 2022-03-14 22:54:12+00 | Any | EUn | Old | CZ13 | cWVVG | Cap-Tons | 3130.8876 | 930201.375 | None | 8601421.3389 | 2135429 | 3136343.333 | 0 | 1083939.458 | 69240.3773 | 456695.6802 | 1719773.6829 | 849152.1053 | 422830.4443 | 122998.2729 | 181.5723 | 122816.7639 | 0 | 2369.6632 | 2140.9616
WtrCldCentChlr-NoFric-1Cmp-0.748kwpton-VarSpd-CndRlf | DEER2023 |  | 2022-03-14 22:54:12+00 | Any | EUn | Old | CZ13 | cWVVG | Cap-Tons | 1 | 930201.375 | None | 9363918.3752 | 2135429 | 3136343.333 | 0 | 1845711.7238 | 71082.6721 | 455575.5027 | 1719774.5589 | 849152.2848 | 422830.4443 | 122998.2729 | 181.5723 | 122816.7639 | 0 | 2843.5828 | 2591.7565
WtrCldCentChlr-NoFric-2Cmp-0.439kwpton-VarSpd-CndRlf | DEER2023 |  | 2022-03-14 23:25:13+00 | Any | EUn | Old | CZ13 | cWVVG | Cap-Tons | 3130.8876 | 930201.375 | None | 8610089.3838 | 2135429 | 3136343.333 | 0 | 1095841.6997 | 69328.6901 | 453371.2256 | 1719773.6829 | 849152.0973 | 422830.4443 | 122998.2729 | 181.5723 | 122816.7639 | 0 | 2378.5756 | 2149.8544
WtrCldCentChlr-NoFric-2Cmp-0.748kwpton-VarSpd-CndRlf | DEER2023 |  | 2022-03-14 23:25:13+00 | Any | EUn | Old | CZ13 | cWVVG | Cap-Tons | 1 | 930201.375 | None | 9380995.5839 | 2135429 | 3136343.333 | 0 | 1866201.0045 | 71229.3887 | 452016.7967 | 1719773.6829 | 849152.2846 | 422830.4443 | 122998.2729 | 181.5723 | 122816.7639 | 0 | 2858.7706 | 2606.9181
WtrCldRecipChlr-0.42kwpton | DEER2023 |  | 2022-03-14 23:49:47+00 | Any | EUn | Old | CZ13 | cWVVG | Cap-Tons | 3130.8876 | 930201.375 | None | 8932300.9835 | 2135429 | 3136343.333 | 0 | 1419180.5598 | 25030.9787 | 496541.0822 | 1719777.0607 | 849073.4543 | 422828.4892 | 122989.7987 | 181.5723 | 122808.2142 | 0 | 2456.5129 | 2226.0195
WtrCldRecipChlr-0.748kwpton | DEER2023 |  | 2022-03-14 23:49:47+00 | Any | EUn | Old | CZ13 | cWVVG | Cap-Tons | 1 | 930201.375 | None | 10039617.4522 | 2135429 | 3136343.333 | 0 | 2525549.5714 | 25953.0471 | 496561.7714 | 1719777.1876 | 849073.5634 | 422828.4892 | 122989.7297 | 181.5723 | 122808.2257 | 0 | 3091.6656 | 2830.8786
WtrCldScrewChlr-0.42kwpton | DEER2023 |  | 2022-03-15 00:09:29+00 | Any | EUn | Old | CZ13 | cWVVG | Cap-Tons | 3130.8876 | 930201.375 | None | 8979517.2166 | 2135429 | 3136343.333 | 0 | 1472450.5206 | 25290.8937 | 490225.5804 | 1719777.0607 | 849073.9678 | 422828.5011 | 122989.7297 | 181.5723 | 122808.2257 | 0 | 2504.0209 | 2276.1739
WtrCldScrewChlr-0.748kwpton | DEER2023 |  | 2022-03-15 00:09:29+00 | Any | EUn | Old | CZ13 | cWVVG | Cap-Tons | 1 | 930201.375 | None | 10124577.4207 | 2135429 | 3136343.333 | 0 | 2618189.0534 | 26406.9005 | 488429.302 | 1719777.0607 | 849074.5292 | 422828.5713 | 122989.7554 | 181.5723 | 122808.2257 | 0 | 3176.2605 | 2920.1515
WtrCldScrewChlr-0.439kwpton-VarSpd | DEER2023 |  | 2022-03-15 00:41:21+00 | Any | EUn | Old | CZ13 | cWVVG | Cap-Tons | 3130.8876 | 930201.375 | None | 8709707.7681 | 2135429 | 3136343.333 | 0 | 1203028.0704 | 24589.5882 | 490540.5484 | 1719776.1876 | 849067.4017 | 422828.5713 | 122989.8881 | 181.5723 | 122808.3024 | 0 | 2394.0631 | 2160.4697
WtrCldScrewChlr-0.748kwpton-VarSpd | DEER2023 |  | 2022-03-15 00:41:21+00 | Any | EUn | Old | CZ13 | cWVVG | Cap-Tons | 1 | 930201.375 | None | 9553379.0369 | 2135429 | 3136343.333 | 0 | 2046872.3276 | 25121.286 | 489839.4215 | 1719776.1876 | 849067.3703 | 422828.5713 | 122989.8244 | 181.5723 | 122808.3151 | 0 | 2922.6357 | 2659.408
AirCldRecipChlr-0.95kwpton | DEER2023 |  | 2022-03-14 18:21:41+00 | Any | EUn | Old | CZ14 | cAVVG | Cap-Tons | 3247.5296 | 930201.375 | None | 9564677.4991 | 2135429 | 3092836.4094 | 0 | 2493407.8819 | 0 | 138105.4977 | 1704897.2801 | 779708.6742 | 449177.7967 | 134450.5209 | 181.5723 | 134268.9729 | 0 | 3381.5137 | 2870.5118
AirCldRecipChlr-1.407kwpton | DEER2023 |  | 2022-03-14 18:21:41+00 | Any | EUn | Old | CZ14 | cAVVG | Cap-Tons | 1 | 930201.375 | None | 10764137.3958 | 2135429 | 3092836.4094 | 0 | 3692868.4249 | 0 | 138105.4977 | 1704897.2801 | 779708.6742 | 449177.7967 | 134450.5209 | 181.5723 | 134268.9729 | 0 | 4293.6872 | 3637.0338
AirCldScrewChlr-0.95kwpton | DEER2023 |  | 2022-03-14 19:29:42+00 | Any | EUn | Old | CZ14 | cAVVG | Cap-Tons | 3249.1981 | 930201.375 | None | 9898967.4082 | 2135429 | 3092836.4094 | 0 | 2826644.0779 | 0 | 139158.2117 | 1704896.0105 | 779637.646 | 449177.6584 | 134450.0549 | 181.5723 | 134268.4535 | 0 | 3492.8264 | 2965.441
AirCldScrewChlr-1.407kwpton | DEER2023 |  | 2022-03-14 19:29:42+00 | Any | EUn | Old | CZ14 | cAVVG | Cap-Tons | 1 | 930201.375 | None | 11258732.0223 | 2135429 | 3092836.4094 | 0 | 4186408.8423 | 0 | 139158.2117 | 1704896.0105 | 779637.646 | 449177.6584 | 134450.0549 | 181.5723 | 134268.4535 | 0 | 4458.5495 | 3777.5131
AirCldScrewChlr-0.99kwpton-VarSpd | DEER2023 |  | 2022-03-14 20:36:10+00 | Any | EUn | Old | CZ14 | cAVVG | Cap-Tons | 3249.1981 | 930201.375 | None | 10017982.4929 | 2135429 | 3092836.4094 | 0 | 2945661.0303 | 0 | 139158.2117 | 1704896.0105 | 779637.646 | 449177.6584 | 134450.0549 | 181.5723 | 134268.4535 | 0 | 3577.3532 | 3036.5193
AirCldScrewChlr-1.407kwpton-VarSpd | DEER2023 |  | 2022-03-14 20:36:10+00 | Any | EUn | Old | CZ14 | cAVVG | Cap-Tons | 1 | 930201.375 | None | 11258732.0223 | 2135429 | 3092836.4094 | 0 | 4186408.8423 | 0 | 139158.2117 | 1704896.0105 | 779637.646 | 449177.6584 | 134450.0549 | 181.5723 | 134268.4535 | 0 | 4458.5495 | 3777.5131
WtrCldCentChlr-Conv-0.42kwpton | DEER2023 |  | 2022-03-14 21:09:18+00 | Any | EUn | Old | CZ14 | cWVVG | Cap-Tons | 3249.9171 | 930201.375 | None | 8828904.9184 | 2135429 | 3092836.4094 | 0 | 1460725.3055 | 7415.9702 | 427594.2522 | 1704903.0204 | 779712.6334 | 449177.8904 | 134445.446 | 181.5723 | 134263.8656 | 0 | 2422.0073 | 2113.7567
WtrCldCentChlr-Conv-0.748kwpton | DEER2023 |  | 2022-03-14 21:09:18+00 | Any | EUn | Old | CZ14 | cWVVG | Cap-Tons | 1 | 930201.375 | None | 9968436.4966 | 2135429 | 3092836.4094 | 0 | 2598542.8942 | 7644.5564 | 429079.2976 | 1704903.0204 | 779712.4559 | 449177.8904 | 134445.4912 | 181.5723 | 134263.8951 | 0 | 3051.3986 | 2679.3884
WtrCldCentChlr-Conv-1Cmp-0.439kwpton-VarSpd-CndRlf | DEER2023 |  | 2022-03-14 22:16:50+00 | Any | EUn | Old | CZ14 | cWVVG | Cap-Tons | 3249.9171 | 930201.375 | None | 8296544.7941 | 2135429 | 3092836.4094 | 0 | 941779.2821 | 16857.1994 | 404739.3467 | 1704902.8646 | 779645.0448 | 449178.0049 | 134445.8456 | 181.5723 | 134264.2601 | 0 | 2181.8193 | 1908.9087
WtrCldCentChlr-Conv-1Cmp-0.748kwpton-VarSpd-CndRlf | DEER2023 |  | 2022-03-14 22:16:50+00 | Any | EUn | Old | CZ14 | cWVVG | Cap-Tons | 1 | 930201.375 | None | 8955543.1651 | 2135429 | 3092836.4094 | 0 | 1601081.6747 | 16999.0952 | 404292.9871 | 1704902.8646 | 779645.0575 | 449178.0049 | 134445.8456 | 181.5723 | 134264.2601 | 0 | 2586.1351 | 2290.4577
WtrCldCentChlr-NoFric-1Cmp-0.439kwpton-VarSpd-CndRlf | DEER2023 |  | 2022-03-14 22:54:12+00 | Any | EUn | Old | CZ14 | cWVVG | Cap-Tons | 3249.9171 | 930201.375 | None | 8322274.0074 | 2135429 | 3092836.4094 | 0 | 963393.7294 | 16936.3283 | 408773.7175 | 1704903.3735 | 779730.6332 | 449177.9859 | 134445.8456 | 181.5723 | 134264.3416 | 0 | 2216.1582 | 1927.5073
WtrCldCentChlr-NoFric-1Cmp-0.748kwpton-VarSpd-CndRlf | DEER2023 |  | 2022-03-14 22:54:12+00 | Any | EUn | Old | CZ14 | cWVVG | Cap-Tons | 1 | 930201.375 | None | 8996011.5077 | 2135429 | 3092836.4094 | 0 | 1638085.5912 | 17146.1915 | 407610.1666 | 1704903.3735 | 779729.7541 | 449177.9859 | 134445.8456 | 181.5723 | 134264.3122 | 0 | 2644.6364 | 2321.8512
WtrCldCentChlr-NoFric-2Cmp-0.439kwpton-VarSpd-CndRlf | DEER2023 |  | 2022-03-14 23:25:13+00 | Any | EUn | Old | CZ14 | cWVVG | Cap-Tons | 3249.9171 | 930201.375 | None | 8322830.2301 | 2135429 | 3092836.4094 | 0 | 968855.9956 | 16964.4119 | 403840.6757 | 1704903.3735 | 779730.6586 | 449177.9859 | 134445.8456 | 181.5723 | 134264.3416 | 0 | 2226.2632 | 1935.5113
WtrCldCentChlr-NoFric-2Cmp-0.748kwpton-VarSpd-CndRlf | DEER2023 |  | 2022-03-14 23:25:13+00 | Any | EUn | Old | CZ14 | cWVVG | Cap-Tons | 1 | 930201.375 | None | 9000635.7866 | 2135429 | 3092836.4094 | 0 | 1647829.2573 | 17192.6356 | 402444.3115 | 1704903.3735 | 779730.6586 | 449177.9859 | 134445.8456 | 181.5723 | 134264.3122 | 0 | 2661.8564 | 2335.4858
WtrCldRecipChlr-0.42kwpton | DEER2023 |  | 2022-03-14 23:49:47+00 | Any | EUn | Old | CZ14 | cWVVG | Cap-Tons | 3249.9171 | 930201.375 | None | 8655255.5597 | 2135429 | 3092836.4094 | 0 | 1255518.556 | 7824.8564 | 458749.5132 | 1704896.2981 | 779652.5126 | 449179.7883 | 134449.1962 | 181.5723 | 134267.6471 | 0 | 2392.5274 | 2089.2915
WtrCldRecipChlr-0.748kwpton | DEER2023 |  | 2022-03-14 23:49:47+00 | Any | EUn | Old | CZ14 | cWVVG | Cap-Tons | 1 | 930201.375 | None | 9632291.3451 | 2135429 | 3092836.4094 | 0 | 2232711.2987 | 7992.1259 | 458424.9421 | 1704896.0767 | 779652.4264 | 449179.7693 | 134449.1981 | 181.5723 | 134267.6284 | 0 | 2991.6288 | 2622.5734
WtrCldScrewChlr-0.42kwpton | DEER2023 |  | 2022-03-15 00:09:29+00 | Any | EUn | Old | CZ14 | cWVVG | Cap-Tons | 3249.9171 | 930201.375 | None | 8683389.3556 | 2135429 | 3092836.4094 | 0 | 1292555.9276 | 7990.1461 | 449681.4532 | 1704896.2981 | 779652.1392 | 449179.8153 | 134449.3356 | 181.5723 | 134267.7529 | 0 | 2467.9746 | 2163.5158
WtrCldScrewChlr-0.748kwpton | DEER2023 |  | 2022-03-15 00:09:29+00 | Any | EUn | Old | CZ14 | cWVVG | Cap-Tons | 1 | 930201.375 | None | 9684945.5226 | 2135429 | 3092836.4094 | 0 | 2296006.3847 | 8280.2331 | 447497.8513 | 1704895.5015 | 779651.528 | 449179.8153 | 134449.365 | 181.5723 | 134267.7794 | 0 | 3125.9737 | 2754.7286
WtrCldScrewChlr-0.439kwpton-VarSpd | DEER2023 |  | 2022-03-15 00:41:21+00 | Any | EUn | Old | CZ14 | cWVVG | Cap-Tons | 3249.9171 | 930201.375 | None | 8434075.7038 | 2135429 | 3092836.4094 | 0 | 1043379.3332 | 7561.9856 | 449972.6644 | 1704895.3643 | 779647.761 | 449178.2512 | 134449.327 | 181.5723 | 134267.7235 | 0 | 2297.1585 | 1995.5601
WtrCldScrewChlr-0.748kwpton-VarSpd | DEER2023 |  | 2022-03-15 00:41:21+00 | Any | EUn | Old | CZ14 | cWVVG | Cap-Tons | 1 | 930201.375 | None | 9161970.8293 | 2135429 | 3092836.4094 | 0 | 1772378.0124 | 7552.1502 | 448879.3954 | 1704895.8732 | 779648.1206 | 449178.2512 | 134449.3474 | 181.5723 | 134267.7462 | 0 | 2770.0235 | 2410.2267
AirCldRecipChlr-0.95kwpton | DEER2023 |  | 2022-03-14 18:21:41+00 | Any | EUn | Old | CZ15 | cAVVG | Cap-Tons | 3992.2686 | 930201.375 | None | 11857546.3664 | 2135429 | 3090112.174 | 0 | 4589161.9435 | 0 | 211979.8528 | 1830860.8061 | 1202037.313 | 114879.7469 | 49570.5324 | 181.5723 | 49388.9731 | 0 | 4011.2939 | 3537.5103
AirCldRecipChlr-1.407kwpton | DEER2023 |  | 2022-03-14 18:21:41+00 | Any | EUn | Old | CZ15 | cAVVG | Cap-Tons | 1 | 930201.375 | None | 14065171.9542 | 2135429 | 3090112.174 | 0 | 6796789.8947 | 0 | 211979.8528 | 1830860.8061 | 1202037.313 | 114879.7469 | 49570.5324 | 181.5723 | 49388.9731 | 0 | 5194.2846 | 4600.2024
AirCldScrewChlr-0.95kwpton | DEER2023 |  | 2022-03-14 19:29:42+00 | Any | EUn | Old | CZ15 | cAVVG | Cap-Tons | 3992.2686 | 930201.375 | None | 12373789.7252 | 2135429 | 3090112.174 | 0 | 5105161.6885 | 0 | 212228.012 | 1830857.0275 | 1202028.7969 | 114879.7453 | 49573.1453 | 181.5723 | 49391.5809 | 0 | 4228.2241 | 3742.0173
AirCldScrewChlr-1.407kwpton | DEER2023 |  | 2022-03-14 19:29:42+00 | Any | EUn | Old | CZ15 | cAVVG | Cap-Tons | 1 | 930201.375 | None | 14829639.8931 | 2135429 | 3090112.174 | 0 | 7561012.1695 | 0 | 212228.012 | 1830857.0275 | 1202028.7969 | 114879.7453 | 49573.1453 | 181.5723 | 49391.5809 | 0 | 5515.5479 | 4904.6159
AirCldScrewChlr-0.99kwpton-VarSpd | DEER2023 |  | 2022-03-14 20:36:10+00 | Any | EUn | Old | CZ15 | cAVVG | Cap-Tons | 3992.2686 | 930201.375 | None | 12588742.8702 | 2135429 | 3090112.174 | 0 | 5320115.4153 | 0 | 212228.012 | 1830857.0275 | 1202028.7969 | 114879.7453 | 49573.1453 | 181.5723 | 49391.5809 | 0 | 4340.9003 | 3843.7767
AirCldScrewChlr-1.407kwpton-VarSpd | DEER2023 |  | 2022-03-14 20:36:10+00 | Any | EUn | Old | CZ15 | cAVVG | Cap-Tons | 1 | 930201.375 | None | 14829639.8931 | 2135429 | 3090112.174 | 0 | 7561012.1695 | 0 | 212228.012 | 1830857.0275 | 1202028.7969 | 114879.7453 | 49573.1453 | 181.5723 | 49391.5809 | 0 | 5515.5479 | 4904.6159
WtrCldCentChlr-Conv-0.42kwpton | DEER2023 |  | 2022-03-14 21:09:18+00 | Any | EUn | Old | CZ15 | cWVVG | Cap-Tons | 3992.2686 | 930201.375 | None | 10236843.7863 | 2135429 | 3090112.174 | 0 | 2479954.6473 | 18388.8972 | 682072.2726 | 1830885.2412 | 1202168.6351 | 114879.7964 | 49568.1732 | 181.5723 | 49386.6145 | 0 | 2694.4379 | 2344.8382
WtrCldCentChlr-Conv-0.748kwpton | DEER2023 |  | 2022-03-14 21:09:18+00 | Any | EUn | Old | CZ15 | cWVVG | Cap-Tons | 1 | 930201.375 | None | 12170271.6641 | 2135429 | 3090112.174 | 0 | 4411830.4031 | 18993.0285 | 683021.3541 | 1830886.4382 | 1202168.7267 | 114879.8012 | 49569.8212 | 181.5723 | 49388.2639 | 0 | 3456.3841 | 3032.5161
WtrCldCentChlr-Conv-1Cmp-0.439kwpton-VarSpd-CndRlf | DEER2023 |  | 2022-03-14 22:16:50+00 | Any | EUn | Old | CZ15 | cWVVG | Cap-Tons | 3992.2686 | 930201.375 | None | 9380504.1191 | 2135429 | 3090112.174 | 0 | 1631285.687 | 48389.0946 | 644391.5261 | 1830896.5939 | 1202240.4458 | 114880.4712 | 49569.5124 | 181.5723 | 49387.9501 | 0 | 2416.2146 | 2097.3034
WtrCldCentChlr-Conv-1Cmp-0.748kwpton-VarSpd-CndRlf | DEER2023 |  | 2022-03-14 22:16:50+00 | Any | EUn | Old | CZ15 | cWVVG | Cap-Tons | 1 | 930201.375 | None | 10523510.3695 | 2135429 | 3090112.174 | 0 | 2774279.5588 | 49060.9922 | 643732.3074 | 1830896.5939 | 1202240.4458 | 114880.4712 | 49569.5175 | 181.5723 | 49387.948 | 0 | 2940.089 | 2558.8708
WtrCldCentChlr-NoFric-1Cmp-0.439kwpton-VarSpd-CndRlf | DEER2023 |  | 2022-03-14 22:54:12+00 | Any | EUn | Old | CZ15 | cWVVG | Cap-Tons | 3992.2686 | 930201.375 | None | 9439395.9176 | 2135429 | 3090112.174 | 0 | 1686026.0534 | 48613.9489 | 648316.6265 | 1830897.3863 | 1202241.2382 | 114880.4712 | 49569.5113 | 181.5723 | 49387.944 | 0 | 2436.1362 | 2123.761
WtrCldCentChlr-NoFric-1Cmp-0.748kwpton-VarSpd-CndRlf | DEER2023 |  | 2022-03-14 22:54:12+00 | Any | EUn | Old | CZ15 | cWVVG | Cap-Tons | 1 | 930201.375 | None | 10620832.0305 | 2135429 | 3090112.174 | 0 | 2868290.3405 | 49440.5758 | 646663.4013 | 1830897.3863 | 1202241.2382 | 114880.4712 | 49569.5063 | 181.5723 | 49387.9419 | 0 | 2973.942 | 2603.9503
WtrCldCentChlr-NoFric-2Cmp-0.439kwpton-VarSpd-CndRlf | DEER2023 |  | 2022-03-14 23:25:13+00 | Any | EUn | Old | CZ15 | cWVVG | Cap-Tons | 3992.2686 | 930201.375 | None | 9451141.2061 | 2135429 | 3090112.174 | 0 | 1702283.7588 | 48680.3686 | 643737.8456 | 1830897.3863 | 1202241.2382 | 114880.4712 | 49569.5113 | 181.5723 | 49387.944 | 0 | 2445.9412 | 2134.0366
WtrCldCentChlr-NoFric-2Cmp-0.748kwpton-VarSpd-CndRlf | DEER2023 |  | 2022-03-14 23:25:13+00 | Any | EUn | Old | CZ15 | cWVVG | Cap-Tons | 1 | 930201.375 | None | 10644725.716 | 2135429 | 3090112.174 | 0 | 2896543.9557 | 49551.0933 | 642190.3132 | 1830897.3863 | 1202241.2382 | 114880.4712 | 49569.5063 | 181.5723 | 49387.9419 | 0 | 2990.6474 | 2621.4574
WtrCldRecipChlr-0.42kwpton | DEER2023 |  | 2022-03-14 23:49:47+00 | Any | EUn | Old | CZ15 | cWVVG | Cap-Tons | 3992.2686 | 930201.375 | None | 9988116.2718 | 2135429 | 3090112.174 | 0 | 2177732.2901 | 19540.1643 | 734442.1601 | 1830858.0412 | 1202094.9695 | 114879.6615 | 49572.0308 | 181.5723 | 49390.4771 | 0 | 2634.9507 | 2319.6788
WtrCldRecipChlr-0.748kwpton | DEER2023 |  | 2022-03-14 23:49:47+00 | Any | EUn | Old | CZ15 | cWVVG | Cap-Tons | 1 | 930201.375 | None | 11683084.6565 | 2135429 | 3090112.174 | 0 | 3873167.1344 | 20029.4763 | 733487.1491 | 1830858.2351 | 1202093.1008 | 114879.6615 | 49572.0454 | 181.5723 | 49390.4881 | 0 | 3348.2425 | 2973.4254
WtrCldScrewChlr-0.42kwpton | DEER2023 |  | 2022-03-15 00:09:29+00 | Any | EUn | Old | CZ15 | cWVVG | Cap-Tons | 3992.2686 | 930201.375 | None | 10106239.4962 | 2135429 | 3090112.174 | 0 | 2303970.7374 | 19886.2736 | 725980.1399 | 1830859.5344 | 1202047.4611 | 114879.6583 | 49571.9758 | 181.5723 | 49390.4211 | 0 | 2731.2392 | 2405.7677
WtrCldScrewChlr-0.748kwpton | DEER2023 |  | 2022-03-15 00:09:29+00 | Any | EUn | Old | CZ15 | cWVVG | Cap-Tons | 1 | 930201.375 | None | 11894898.6565 | 2135429 | 3090112.174 | 0 | 4094486.6718 | 20625.3358 | 723386.1868 | 1830859.8336 | 1202047.7603 | 114879.6615 | 49572.0153 | 181.5723 | 49390.4611 | 0 | 3519.7872 | 3126.7929
WtrCldScrewChlr-0.439kwpton-VarSpd | DEER2023 |  | 2022-03-15 00:41:21+00 | Any | EUn | Old | CZ15 | cWVVG | Cap-Tons | 3992.2686 | 930201.375 | None | 9621463.5939 | 2135429 | 3090112.174 | 0 | 1819320.7817 | 19013.1979 | 726730.4683 | 1830859.0275 | 1202047.0458 | 114879.6615 | 49572.0043 | 181.5723 | 49390.4542 | 0 | 2514.9651 | 2210.3567
WtrCldScrewChlr-0.748kwpton-VarSpd | DEER2023 |  | 2022-03-15 00:41:21+00 | Any | EUn | Old | CZ15 | cWVVG | Cap-Tons | 1 | 930201.375 | None | 10892886.0916 | 2135429 | 3090112.174 | 0 | 3092148.5115 | 19106.9691 | 725229.5685 | 1830859.3267 | 1202047.0458 | 114879.6615 | 49572.0059 | 181.5723 | 49390.4537 | 0 | 3073.4608 | 2722.5963
AirCldRecipChlr-0.95kwpton | DEER2023 |  | 2022-03-14 18:21:41+00 | Any | EUn | Old | CZ16 | cAVVG | Cap-Tons | 1972.803 | 930201.375 | None | 7801211.0352 | 2135429 | 3090328.0062 | 0 | 920564.3387 | 0 | 80212.0767 | 1574677.3394 | 453068.5433 | 782620.9128 | 279298.3188 | 181.5723 | 279116.8189 | 0 | 763.1604 | 624.7454
AirCldRecipChlr-1.407kwpton | DEER2023 |  | 2022-03-14 18:21:41+00 | Any | EUn | Old | CZ16 | cAVVG | Cap-Tons | 1 | 930201.375 | None | 8244049.8667 | 2135429 | 3090328.0062 | 0 | 1363404.0376 | 0 | 80212.0767 | 1574677.3394 | 453068.5433 | 782620.9128 | 279298.3188 | 181.5723 | 279116.8189 | 0 | 978.986 | 801.1234
AirCldScrewChlr-0.95kwpton | DEER2023 |  | 2022-03-14 19:29:42+00 | Any | EUn | Old | CZ16 | cAVVG | Cap-Tons | 1972.8031 | 930201.375 | None | 7974619.6671 | 2135429 | 3090328.0062 | 0 | 1092327.3425 | 0 | 81849.5347 | 1574686.3284 | 453081.4111 | 782620.9128 | 279298.0271 | 181.5723 | 279116.4986 | 0 | 808.5708 | 670.6335
AirCldScrewChlr-1.407kwpton | DEER2023 |  | 2022-03-14 19:29:42+00 | Any | EUn | Old | CZ16 | cAVVG | Cap-Tons | 1 | 930201.375 | None | 8500086.2225 | 2135429 | 3090328.0062 | 0 | 1617794.1333 | 0 | 81849.5347 | 1574686.3284 | 453081.4111 | 782620.9128 | 279298.0271 | 181.5723 | 279116.4986 | 0 | 1046.1969 | 869.0458
AirCldScrewChlr-0.99kwpton-VarSpd | DEER2023 |  | 2022-03-14 20:36:10+00 | Any | EUn | Old | CZ16 | cAVVG | Cap-Tons | 1972.8031 | 930201.375 | None | 8020612.3592 | 2135429 | 3090328.0062 | 0 | 1138320.0625 | 0 | 81849.5347 | 1574686.3284 | 453081.4111 | 782620.9128 | 279298.0271 | 181.5723 | 279116.4986 | 0 | 829.3693 | 688
AirCldScrewChlr-1.407kwpton-VarSpd | DEER2023 |  | 2022-03-14 20:36:10+00 | Any | EUn | Old | CZ16 | cAVVG | Cap-Tons | 1 | 930201.375 | None | 8500086.2225 | 2135429 | 3090328.0062 | 0 | 1617794.1333 | 0 | 81849.5347 | 1574686.3284 | 453081.4111 | 782620.9128 | 279298.0271 | 181.5723 | 279116.4986 | 0 | 1046.1969 | 869.0458
WtrCldCentChlr-Conv-0.42kwpton | DEER2023 |  | 2022-03-14 21:09:18+00 | Any | EUn | Old | CZ16 | cWVVG | Cap-Tons | 1972.803 | 930201.375 | None | 7681657.9457 | 2135429 | 3090328.0062 | 0 | 658344.1136 | 6717.4874 | 216156.6463 | 1574682.4234 | 453038.5518 | 782620.9128 | 279299.3934 | 181.5723 | 279117.8791 | 0 | 637.1104 | 539.6571
WtrCldCentChlr-Conv-0.748kwpton | DEER2023 |  | 2022-03-14 21:09:18+00 | Any | EUn | Old | CZ16 | cWVVG | Cap-Tons | 1 | 930201.375 | None | 8197075.5256 | 2135429 | 3090328.0062 | 0 | 1172164.3947 | 7013.6763 | 217459.558 | 1574682.4234 | 453038.5518 | 782620.9128 | 279299.3934 | 181.5723 | 279117.8791 | 0 | 846.3751 | 720.2076
WtrCldCentChlr-Conv-1Cmp-0.439kwpton-VarSpd-CndRlf | DEER2023 |  | 2022-03-14 22:16:50+00 | Any | EUn | Old | CZ16 | cWVVG | Cap-Tons | 1972.803 | 930201.375 | None | 7433487.4098 | 2135429 | 3090328.0062 | 0 | 405206.2662 | 15141.2669 | 212704.9364 | 1574677.2751 | 453072.4339 | 782620.9128 | 279298.0576 | 181.5723 | 279116.5535 | 0 | 526.8238 | 438.0503
WtrCldCentChlr-Conv-1Cmp-0.748kwpton-VarSpd-CndRlf | DEER2023 |  | 2022-03-14 22:16:50+00 | Any | EUn | Old | CZ16 | cWVVG | Cap-Tons | 1 | 930201.375 | None | 7718445.4976 | 2135429 | 3090328.0062 | 0 | 689984.8985 | 15444.2005 | 212581.9398 | 1574677.2751 | 453072.4339 | 782620.9128 | 279298.0576 | 181.5723 | 279116.5535 | 0 | 633.6978 | 525.8403
WtrCldCentChlr-NoFric-1Cmp-0.439kwpton-VarSpd-CndRlf | DEER2023 |  | 2022-03-14 22:54:12+00 | Any | EUn | Old | CZ16 | cWVVG | Cap-Tons | 1972.803 | 930201.375 | None | 7442888.947 | 2135429 | 3090328.0062 | 0 | 411743.084 | 15280.8156 | 215427.7288 | 1574680.2379 | 453076.799 | 782620.9128 | 279297.9764 | 181.5723 | 279116.4723 | 0 | 549.1411 | 456.0711
WtrCldCentChlr-NoFric-1Cmp-0.748kwpton-VarSpd-CndRlf | DEER2023 |  | 2022-03-14 22:54:12+00 | Any | EUn | Old | CZ16 | cWVVG | Cap-Tons | 1 | 930201.375 | None | 7732299.677 | 2135429 | 3090328.0062 | 0 | 701149.7124 | 15642.0101 | 215070.2344 | 1574680.2379 | 453076.8185 | 782620.9128 | 279297.9764 | 181.5723 | 279116.4723 | 0 | 671.7333 | 556.5681
WtrCldCentChlr-NoFric-2Cmp-0.439kwpton-VarSpd-CndRlf | DEER2023 |  | 2022-03-14 23:25:13+00 | Any | EUn | Old | CZ16 | cWVVG | Cap-Tons | 1972.803 | 930201.375 | None | 7440433.3353 | 2135429 | 3090328.0062 | 0 | 411614.3196 | 15303.4065 | 213077.9441 | 1574680.2379 | 453076.8185 | 782620.9128 | 279297.9764 | 181.5723 | 279116.4723 | 0 | 555.092 | 461.4805
WtrCldCentChlr-NoFric-2Cmp-0.748kwpton-VarSpd-CndRlf | DEER2023 |  | 2022-03-14 23:25:13+00 | Any | EUn | Old | CZ16 | cWVVG | Cap-Tons | 1 | 930201.375 | None | 7729491.0236 | 2135429 | 3090328.0062 | 0 | 700996.8521 | 15681.1227 | 212375.8243 | 1574680.2379 | 453076.8185 | 782620.9128 | 279297.9764 | 181.5723 | 279116.4723 | 0 | 681.8717 | 565.7782
WtrCldRecipChlr-0.42kwpton | DEER2023 |  | 2022-03-14 23:49:47+00 | Any | EUn | Old | CZ16 | cWVVG | Cap-Tons | 1972.803 | 930201.375 | None | 7583699.3083 | 2135429 | 3090328.0062 | 0 | 546937.3931 | 7027.819 | 229271.9002 | 1574704.8807 | 453101.9276 | 782561.5552 | 279297.289 | 181.5723 | 279115.7679 | 0 | 612.584 | 512.8394
WtrCldRecipChlr-0.748kwpton | DEER2023 |  | 2022-03-14 23:49:47+00 | Any | EUn | Old | CZ16 | cWVVG | Cap-Tons | 1 | 930201.375 | None | 8010511.6972 | 2135429 | 3090328.0062 | 0 | 973375.3986 | 7295.2414 | 229379.51 | 1574704.8807 | 453101.8438 | 782561.5552 | 279297.289 | 181.5723 | 279115.7679 | 0 | 802.5436 | 672.5435
WtrCldScrewChlr-0.42kwpton | DEER2023 |  | 2022-03-15 00:09:29+00 | Any | EUn | Old | CZ16 | cWVVG | Cap-Tons | 1972.803 | 930201.375 | None | 7561256.1087 | 2135429 | 3090328.0062 | 0 | 529974.1308 | 7106.2547 | 223714.6005 | 1574704.8807 | 453101.9555 | 782561.5552 | 279297.289 | 181.5723 | 279115.7679 | 0 | 639.8326 | 533.6954
WtrCldScrewChlr-0.748kwpton | DEER2023 |  | 2022-03-15 00:09:29+00 | Any | EUn | Old | CZ16 | cWVVG | Cap-Tons | 1 | 930201.375 | None | 7973026.7608 | 2135429 | 3090328.0062 | 0 | 942367.5439 | 7432.3389 | 222765.622 | 1574704.3862 | 453101.7974 | 782561.4934 | 279297.3396 | 181.5723 | 279115.7679 | 0 | 851.0529 | 709.1447
WtrCldScrewChlr-0.439kwpton-VarSpd | DEER2023 |  | 2022-03-15 00:41:21+00 | Any | EUn | Old | CZ16 | cWVVG | Cap-Tons | 1972.803 | 930201.375 | None | 7494646.4607 | 2135429 | 3090328.0062 | 0 | 462910.3351 | 6881.3725 | 224393.8584 | 1574704.1787 | 453103.6614 | 782561.5552 | 279297.289 | 181.5723 | 279115.7891 | 0 | 570.809 | 474.8472
WtrCldScrewChlr-0.748kwpton-VarSpd | DEER2023 |  | 2022-03-15 00:41:21+00 | Any | EUn | Old | CZ16 | cWVVG | Cap-Tons | 1 | 930201.375 | None | 7819320.4446 | 2135429 | 3090328.0062 | 0 | 787738.4709 | 7022.9378 | 224097.6452 | 1574704.1787 | 453103.5871 | 782561.5552 | 279297.289 | 181.5723 | 279115.8296 | 0 | 712.5723 | 591.7635
AirCldRecipChlr-0.95kwpton | DEER2023 |  | 2022-03-14 18:21:41+00 | Any | EUn | Rec | CZ01 | cAVVG | Cap-Tons | 1219.9679 | 930201.375 | None | 5432346.5 | 1924892.25 | 2778924 | 0 | 112028.748 | 0 | 30201.1567 | 586297.4844 | 53347.3008 | 417087.3594 | 167333.5219 | 181.5723 | 167151.9514 | 0 | 2060.4122 | 1651.5738
AirCldRecipChlr-1.407kwpton | DEER2023 |  | 2022-03-14 18:21:41+00 | Any | EUn | Rec | CZ01 | cAVVG | Cap-Tons | 1 | 930201.375 | None | 5486237.5 | 1924892.25 | 2778924 | 0 | 165920.4766 | 0 | 30201.1567 | 586297.4844 | 53347.3008 | 417087.3594 | 167333.5219 | 181.5723 | 167151.9514 | 0 | 2286.613 | 1803.3933
AirCldScrewChlr-0.95kwpton | DEER2023 |  | 2022-03-14 19:29:42+00 | Any | EUn | Rec | CZ01 | cAVVG | Cap-Tons | 1219.9679 | 930201.375 | None | 5480103.25 | 1924892.25 | 2778924 | 0 | 159690.375 | 0 | 30296.1978 | 586298.0469 | 53347.917 | 417080.7422 | 167333.399 | 181.5723 | 167151.8234 | 0 | 2109.341 | 1686.1053
AirCldScrewChlr-1.407kwpton | DEER2023 |  | 2022-03-14 19:29:42+00 | Any | EUn | Rec | CZ01 | cAVVG | Cap-Tons | 1 | 930201.375 | None | 5556922.5 | 1924892.25 | 2778924 | 0 | 236509.8242 | 0 | 30296.1978 | 586298.0469 | 53347.917 | 417080.7422 | 167333.399 | 181.5723 | 167151.8234 | 0 | 2359.8468 | 1854.4407
AirCldScrewChlr-0.99kwpton-VarSpd | DEER2023 |  | 2022-03-14 20:36:10+00 | Any | EUn | Rec | CZ01 | cAVVG | Cap-Tons | 1219.9679 | 930201.375 | None | 5486827.25 | 1924892.25 | 2778924 | 0 | 166414.0781 | 0 | 30296.1978 | 586298.0469 | 53347.917 | 417080.7422 | 167333.399 | 181.5723 | 167151.8234 | 0 | 2131.2665 | 1700.8392
AirCldScrewChlr-1.407kwpton-VarSpd | DEER2023 |  | 2022-03-14 20:36:10+00 | Any | EUn | Rec | CZ01 | cAVVG | Cap-Tons | 1 | 930201.375 | None | 5556922.5 | 1924892.25 | 2778924 | 0 | 236509.8242 | 0 | 30296.1978 | 586298.0469 | 53347.917 | 417080.7422 | 167333.399 | 181.5723 | 167151.8234 | 0 | 2359.8468 | 1854.4407
WtrCldCentChlr-Conv-0.42kwpton | DEER2023 |  | 2022-03-14 21:09:18+00 | Any | EUn | Rec | CZ01 | cWVVG | Cap-Tons | 1219.9679 | 930201.375 | None | 5466688.5 | 1924892.25 | 2778924 | 0 | 109726.3496 | 417.0819 | 66427.5234 | 586298.2344 | 53348.085 | 417087.2656 | 167333.2531 | 181.5723 | 167151.721 | 0 | 1936.5593 | 1574.4202
WtrCldCentChlr-Conv-0.748kwpton | DEER2023 |  | 2022-03-14 21:09:18+00 | Any | EUn | Rec | CZ01 | cWVVG | Cap-Tons | 1 | 930201.375 | None | 5553164.5 | 1924892.25 | 2778924 | 0 | 195287.0469 | 434.0605 | 67327.0498 | 586298.2344 | 53348.085 | 417087.2656 | 167333.2531 | 181.5723 | 167151.721 | 0 | 2164.9493 | 1731.135
WtrCldCentChlr-Conv-1Cmp-0.439kwpton-VarSpd-CndRlf | DEER2023 |  | 2022-03-14 22:16:50+00 | Any | EUn | Rec | CZ01 | cWVVG | Cap-Tons | 1219.9679 | 930201.375 | None | 5411149.75 | 1924892.25 | 2778924 | 0 | 54747.7188 | 1352.8122 | 64932.1016 | 586297.8906 | 53347.7051 | 417081.9609 | 167333.399 | 181.5723 | 167151.8234 | 0 | 1854.0503 | 1523.0293
WtrCldCentChlr-Conv-1Cmp-0.748kwpton-VarSpd-CndRlf | DEER2023 |  | 2022-03-14 22:16:50+00 | Any | EUn | Rec | CZ01 | cWVVG | Cap-Tons | 1 | 930201.375 | None | 5449350.75 | 1924892.25 | 2778924 | 0 | 93097.1582 | 1363.9806 | 64772.8574 | 586297.9375 | 53347.7051 | 417081.9609 | 167333.399 | 181.5723 | 167151.8234 | 0 | 1994.6357 | 1626.2932
WtrCldCentChlr-NoFric-1Cmp-0.439kwpton-VarSpd-CndRlf | DEER2023 |  | 2022-03-14 22:54:12+00 | Any | EUn | Rec | CZ01 | cWVVG | Cap-Tons | 1219.9679 | 930201.375 | None | 5404902.75 | 1924892.25 | 2778924 | 0 | 47062.8086 | 1366.8237 | 66355.8994 | 586298.0312 | 53347.876 | 417088.4844 | 167333.3043 | 181.5723 | 167151.721 | 0 | 1871.62 | 1530.466
WtrCldCentChlr-NoFric-1Cmp-0.748kwpton-VarSpd-CndRlf | DEER2023 |  | 2022-03-14 22:54:12+00 | Any | EUn | Rec | CZ01 | cWVVG | Cap-Tons | 1 | 930201.375 | None | 5437658.25 | 1924892.25 | 2778924 | 0 | 80099.7168 | 1384.6129 | 66056.3594 | 586298.0312 | 53347.876 | 417088.4844 | 167333.3043 | 181.5723 | 167151.721 | 0 | 2024.5228 | 1638.0545
WtrCldCentChlr-NoFric-2Cmp-0.439kwpton-VarSpd-CndRlf | DEER2023 |  | 2022-03-14 23:25:13+00 | Any | EUn | Rec | CZ01 | cWVVG | Cap-Tons | 1219.9679 | 930201.375 | None | 5400704 | 1924892.25 | 2778924 | 0 | 44691 | 1370.4103 | 64526.1025 | 586298.0312 | 53347.876 | 417088.4844 | 167333.3043 | 181.5723 | 167151.721 | 0 | 1875.317 | 1532.4635
WtrCldCentChlr-NoFric-2Cmp-0.748kwpton-VarSpd-CndRlf | DEER2023 |  | 2022-03-14 23:25:13+00 | Any | EUn | Rec | CZ01 | cWVVG | Cap-Tons | 1 | 930201.375 | None | 5431734 | 1924892.25 | 2778924 | 0 | 76018.4961 | 1389.2953 | 64208.7969 | 586298.125 | 53347.876 | 417088.4844 | 167333.3043 | 181.5723 | 167151.721 | 0 | 2030.821 | 1641.4088
WtrCldRecipChlr-0.42kwpton | DEER2023 |  | 2022-03-14 23:49:47+00 | Any | EUn | Rec | CZ01 | cWVVG | Cap-Tons | 1219.9679 | 930201.375 | None | 5430619 | 1924892.25 | 2778924 | 0 | 71320.1973 | 443.6145 | 68736.2246 | 586299.9375 | 53349.4736 | 417080.7422 | 167332.8512 | 181.5723 | 167151.273 | 0 | 1921.546 | 1562.4778
WtrCldRecipChlr-0.748kwpton | DEER2023 |  | 2022-03-14 23:49:47+00 | Any | EUn | Rec | CZ01 | cWVVG | Cap-Tons | 1 | 930201.375 | None | 5486173 | 1924892.25 | 2778924 | 0 | 126817.2246 | 459.0941 | 68777.3047 | 586299.9375 | 53349.4736 | 417080.7422 | 167332.8512 | 181.5723 | 167151.273 | 0 | 2135.4415 | 1707.8085
WtrCldScrewChlr-0.42kwpton | DEER2023 |  | 2022-03-15 00:09:29+00 | Any | EUn | Rec | CZ01 | cWVVG | Cap-Tons | 1219.9679 | 930201.375 | None | 5407622.5 | 1924892.25 | 2778924 | 0 | 51730.1309 | 449.7221 | 65322.9971 | 586299.9375 | 53349.4795 | 417080.7422 | 167332.8512 | 181.5723 | 167151.3498 | 0 | 1943.975 | 1575.5375
WtrCldScrewChlr-0.748kwpton | DEER2023 |  | 2022-03-15 00:09:29+00 | Any | EUn | Rec | CZ01 | cWVVG | Cap-Tons | 1 | 930201.375 | None | 5446767 | 1924892.25 | 2778924 | 0 | 91534.0879 | 469.3968 | 64643.8203 | 586299.9375 | 53349.4736 | 417080.7422 | 167332.8512 | 181.5723 | 167151.3498 | 0 | 2175.3795 | 1730.8055
WtrCldScrewChlr-0.439kwpton-VarSpd | DEER2023 |  | 2022-03-15 00:41:21+00 | Any | EUn | Rec | CZ01 | cWVVG | Cap-Tons | 1219.9679 | 930201.375 | None | 5414847.5 | 1924892.25 | 2778924 | 0 | 58878.166 | 433.4698 | 65416.8477 | 586299.9375 | 53349.4502 | 417080.7656 | 167332.8768 | 181.5723 | 167151.273 | 0 | 1884.6415 | 1537.5593
WtrCldScrewChlr-0.748kwpton-VarSpd | DEER2023 |  | 2022-03-15 00:41:21+00 | Any | EUn | Rec | CZ01 | cWVVG | Cap-Tons | 1 | 930201.375 | None | 5455772.5 | 1924892.25 | 2778924 | 0 | 99971.5918 | 440.7989 | 65241.3408 | 586299.9219 | 53349.4502 | 417080.7656 | 167332.8768 | 181.5723 | 167151.273 | 0 | 2051.4378 | 1650.8715
AirCldRecipChlr-0.95kwpton | DEER2023 |  | 2022-03-14 18:21:41+00 | Any | EUn | Rec | CZ02 | cAVVG | Cap-Tons | 1983.2257 | 930201.375 | None | 6187788.1457 | 1923805.5828 | 2778924 | 0 | 797335.7798 | 0 | 57724.8683 | 629995.2355 | 251802.3856 | 216184.1567 | 110018.9813 | 181.5723 | 109837.4799 | 0 | 2818.8552 | 2309.2092
AirCldRecipChlr-1.407kwpton | DEER2023 |  | 2022-03-14 18:21:41+00 | Any | EUn | Rec | CZ02 | cAVVG | Cap-Tons | 1 | 930201.375 | None | 6571349.0331 | 1923805.5828 | 2778924 | 0 | 1180896.0596 | 0 | 57724.8683 | 629995.2355 | 251802.3856 | 216184.1567 | 110018.9813 | 181.5723 | 109837.4799 | 0 | 3369.5637 | 2743.9577
AirCldScrewChlr-0.95kwpton | DEER2023 |  | 2022-03-14 19:29:42+00 | Any | EUn | Rec | CZ02 | cAVVG | Cap-Tons | 2023.9341 | 930201.375 | None | 6336012.1656 | 1923805.5828 | 2778924 | 0 | 944722.4462 | 0 | 58561.6746 | 629995.0671 | 251804.2688 | 216185.9267 | 110018.4796 | 181.5723 | 109836.8834 | 0 | 2881.6188 | 2360.4905
AirCldScrewChlr-1.407kwpton | DEER2023 |  | 2022-03-14 19:29:42+00 | Any | EUn | Rec | CZ02 | cAVVG | Cap-Tons | 1 | 930201.375 | None | 6790473.4768 | 1923805.5828 | 2778924 | 0 | 1399183.4437 | 0 | 58561.6746 | 629995.0671 | 251804.2688 | 216185.9267 | 110018.4796 | 181.5723 | 109836.8834 | 0 | 3461.7662 | 2819.1977
AirCldScrewChlr-0.99kwpton-VarSpd | DEER2023 |  | 2022-03-14 20:36:10+00 | Any | EUn | Rec | CZ02 | cAVVG | Cap-Tons | 2023.9341 | 930201.375 | None | 6375789.596 | 1923805.5828 | 2778924 | 0 | 984499.8754 | 0 | 58561.6746 | 629995.0671 | 251804.2688 | 216185.9267 | 110018.4796 | 181.5723 | 109836.8834 | 0 | 2932.3976 | 2400.6401
AirCldScrewChlr-1.407kwpton-VarSpd | DEER2023 |  | 2022-03-14 20:36:10+00 | Any | EUn | Rec | CZ02 | cAVVG | Cap-Tons | 1 | 930201.375 | None | 6790473.4768 | 1923805.5828 | 2778924 | 0 | 1399183.4437 | 0 | 58561.6746 | 629995.0671 | 251804.2688 | 216185.9267 | 110018.4796 | 181.5723 | 109836.8834 | 0 | 3461.7662 | 2819.1977
WtrCldCentChlr-Conv-0.42kwpton | DEER2023 |  | 2022-03-14 21:09:18+00 | Any | EUn | Rec | CZ02 | cWVVG | Cap-Tons | 2023.9341 | 930201.375 | None | 6059988.7616 | 1923805.5828 | 2778924 | 0 | 541677.5844 | 4250.0628 | 181335.9789 | 629991.9238 | 251795.1602 | 216185.8566 | 110018.5053 | 181.5723 | 109836.9092 | 0 | 2303.83 | 1942.4106
WtrCldCentChlr-Conv-0.748kwpton | DEER2023 |  | 2022-03-14 21:09:18+00 | Any | EUn | Rec | CZ02 | cWVVG | Cap-Tons | 1 | 930201.375 | None | 6483373.1656 | 1923805.5828 | 2778924 | 0 | 963969.1391 | 4411.8932 | 182266.2854 | 629992.0174 | 251795.1602 | 216185.8566 | 110018.4287 | 181.5723 | 109836.9092 | 0 | 2732.5605 | 2302.0479
WtrCldCentChlr-Conv-1Cmp-0.439kwpton-VarSpd-CndRlf | DEER2023 |  | 2022-03-14 22:16:50+00 | Any | EUn | Rec | CZ02 | cWVVG | Cap-Tons | 2023.9341 | 930201.375 | None | 5845673.2119 | 1923805.5828 | 2778924 | 0 | 324676.8216 | 12144.6847 | 176128.8862 | 629989.7355 | 251792.6 | 216184.0865 | 110018.9813 | 181.5723 | 109837.4109 | 0 | 2170.105 | 1818.3711
WtrCldCentChlr-Conv-1Cmp-0.748kwpton-VarSpd-CndRlf | DEER2023 |  | 2022-03-14 22:16:50+00 | Any | EUn | Rec | CZ02 | cWVVG | Cap-Tons | 1 | 930201.375 | None | 6073224.1722 | 1923805.5828 | 2778924 | 0 | 552336.493 | 12323.2028 | 175842.1755 | 629989.7355 | 251792.6 | 216184.0865 | 110018.9813 | 181.5723 | 109837.4109 | 0 | 2453.1138 | 2054.3414
WtrCldCentChlr-NoFric-1Cmp-0.439kwpton-VarSpd-CndRlf | DEER2023 |  | 2022-03-14 22:54:12+00 | Any | EUn | Rec | CZ02 | cWVVG | Cap-Tons | 2023.9341 | 930201.375 | None | 5855914.6821 | 1923805.5828 | 2778924 | 0 | 332792.7014 | 12242.886 | 178156.2161 | 629990.3791 | 251787.3721 | 216185.9503 | 110019.7371 | 181.5723 | 109838.1383 | 0 | 2195.2349 | 1836.2758
WtrCldCentChlr-NoFric-1Cmp-0.748kwpton-VarSpd-CndRlf | DEER2023 |  | 2022-03-14 22:54:12+00 | Any | EUn | Rec | CZ02 | cWVVG | Cap-Tons | 1 | 930201.375 | None | 6089215.1192 | 1923805.5828 | 2778924 | 0 | 566435.3717 | 12472.601 | 177585.0812 | 629990.3791 | 251787.3721 | 216185.9503 | 110019.7371 | 181.5723 | 109838.1383 | 0 | 2495.9908 | 2084.589
WtrCldCentChlr-NoFric-2Cmp-0.439kwpton-VarSpd-CndRlf | DEER2023 |  | 2022-03-14 23:25:13+00 | Any | EUn | Rec | CZ02 | cWVVG | Cap-Tons | 2023.9341 | 930201.375 | None | 5856883.3113 | 1923805.5828 | 2778924 | 0 | 335788.8791 | 12265.41 | 176106.8565 | 629990.3791 | 251787.3721 | 216185.9503 | 110019.7371 | 181.5723 | 109838.1383 | 0 | 2202.1366 | 1841.9875
WtrCldCentChlr-NoFric-2Cmp-0.748kwpton-VarSpd-CndRlf | DEER2023 |  | 2022-03-14 23:25:13+00 | Any | EUn | Rec | CZ02 | cWVVG | Cap-Tons | 1 | 930201.375 | None | 6092176.7815 | 1923805.5828 | 2778924 | 0 | 571590.9603 | 12507.8719 | 175355.7059 | 629990.3791 | 251787.3721 | 216185.9503 | 110019.7371 | 181.5723 | 109838.1383 | 0 | 2507.7493 | 2094.3204
WtrCldRecipChlr-0.42kwpton | DEER2023 |  | 2022-03-14 23:49:47+00 | Any | EUn | Rec | CZ02 | cWVVG | Cap-Tons | 2023.9341 | 930201.375 | None | 5975721.8543 | 1923805.5828 | 2778924 | 0 | 448713.9269 | 4469.6135 | 189810.2797 | 629996.3419 | 251802.1941 | 216183.9692 | 110017.9804 | 181.5723 | 109836.3817 | 0 | 2289.5864 | 1926.1163
WtrCldRecipChlr-0.748kwpton | DEER2023 |  | 2022-03-14 23:49:47+00 | Any | EUn | Rec | CZ02 | cWVVG | Cap-Tons | 1 | 930201.375 | None | 6325009.9205 | 1923805.5828 | 2778924 | 0 | 797952.8022 | 4606.9693 | 189720.8329 | 629996.4048 | 251802.2879 | 216183.9692 | 110017.9804 | 181.5723 | 109836.4074 | 0 | 2704.9677 | 2269.3618
WtrCldScrewChlr-0.42kwpton | DEER2023 |  | 2022-03-15 00:09:29+00 | Any | EUn | Rec | CZ02 | cWVVG | Cap-Tons | 2023.9341 | 930201.375 | None | 5971256.9073 | 1923805.5828 | 2778924 | 0 | 448295.5844 | 4531.0183 | 185700.8852 | 629996.3419 | 251802.2643 | 216183.9692 | 110018.0036 | 181.5723 | 109836.4074 | 0 | 2322.0849 | 1961.7603
WtrCldScrewChlr-0.748kwpton | DEER2023 |  | 2022-03-15 00:09:29+00 | Any | EUn | Rec | CZ02 | cWVVG | Cap-Tons | 1 | 930201.375 | None | 6318501.5099 | 1923805.5828 | 2778924 | 0 | 796392.4561 | 4712.8645 | 184667.8866 | 629996.3266 | 251802.1941 | 216183.9692 | 110017.9804 | 181.5723 | 109836.4841 | 0 | 2762.8575 | 2332.8471
WtrCldScrewChlr-0.439kwpton-VarSpd | DEER2023 |  | 2022-03-15 00:41:21+00 | Any | EUn | Rec | CZ02 | cWVVG | Cap-Tons | 2023.9341 | 930201.375 | None | 5890155.3709 | 1923805.5828 | 2778924 | 0 | 367004.5509 | 4362.9 | 186058.8277 | 629995.9375 | 251800.7564 | 216183.9692 | 110017.9546 | 181.5723 | 109836.4583 | 0 | 2250.9837 | 1879.6158
WtrCldScrewChlr-0.748kwpton-VarSpd | DEER2023 |  | 2022-03-15 00:41:21+00 | Any | EUn | Rec | CZ02 | cWVVG | Cap-Tons | 1 | 930201.375 | None | 6146329.3841 | 1923805.5828 | 2778924 | 0 | 623713.1118 | 4409.0867 | 185479.4 | 629995.9379 | 251800.7099 | 216183.9692 | 110018.057 | 181.5723 | 109836.4583 | 0 | 2599.8394 | 2157.1888
AirCldRecipChlr-0.95kwpton | DEER2023 |  | 2022-03-14 18:21:41+00 | Any | EUn | Rec | CZ03 | cAVVG | Cap-Tons | 1586.3896 | 930201.375 | None | 5849882.8464 | 1925178.6143 | 2778924 | 0 | 484603.2906 | 0 | 45338.5266 | 615834.4282 | 211560.7856 | 213016.4139 | 91427.9056 | 181.5723 | 91246.3248 | 0 | 2395.5802 | 1983.4497
AirCldRecipChlr-1.407kwpton | DEER2023 |  | 2022-03-14 18:21:41+00 | Any | EUn | Rec | CZ03 | cAVVG | Cap-Tons | 1 | 930201.375 | None | 6083000.5218 | 1925178.6143 | 2778924 | 0 | 717722.9033 | 0 | 45338.5266 | 615834.4282 | 211560.7856 | 213016.4139 | 91427.9056 | 181.5723 | 91246.3248 | 0 | 2767.7777 | 2280.4638
AirCldScrewChlr-0.95kwpton | DEER2023 |  | 2022-03-14 19:29:42+00 | Any | EUn | Rec | CZ03 | cAVVG | Cap-Tons | 1586.3898 | 930201.375 | None | 5970321.3351 | 1925178.6143 | 2778924 | 0 | 604389.0092 | 0 | 45986.9168 | 615840.0699 | 211564.2608 | 213014.9086 | 91427.4678 | 181.5723 | 91245.8665 | 0 | 2423.6335 | 2015.5114
AirCldScrewChlr-1.407kwpton | DEER2023 |  | 2022-03-14 19:29:42+00 | Any | EUn | Rec | CZ03 | cAVVG | Cap-Tons | 1 | 930201.375 | None | 6261064.5602 | 1925178.6143 | 2778924 | 0 | 895131.844 | 0 | 45986.9168 | 615840.0699 | 211564.2608 | 213014.9086 | 91427.4678 | 181.5723 | 91245.8665 | 0 | 2809.2371 | 2328.1767
AirCldScrewChlr-0.99kwpton-VarSpd | DEER2023 |  | 2022-03-14 20:36:10+00 | Any | EUn | Rec | CZ03 | cAVVG | Cap-Tons | 1586.3898 | 930201.375 | None | 5995768.8272 | 1925178.6143 | 2778924 | 0 | 629836.7509 | 0 | 45986.9168 | 615840.0699 | 211564.2608 | 213014.9086 | 91427.4678 | 181.5723 | 91245.8665 | 0 | 2457.3841 | 2042.8777
AirCldScrewChlr-1.407kwpton-VarSpd | DEER2023 |  | 2022-03-14 20:36:10+00 | Any | EUn | Rec | CZ03 | cAVVG | Cap-Tons | 1 | 930201.375 | None | 6261064.5602 | 1925178.6143 | 2778924 | 0 | 895131.844 | 0 | 45986.9168 | 615840.0699 | 211564.2608 | 213014.9086 | 91427.4678 | 181.5723 | 91245.8665 | 0 | 2809.2371 | 2328.1767
WtrCldCentChlr-Conv-0.42kwpton | DEER2023 |  | 2022-03-14 21:09:18+00 | Any | EUn | Rec | CZ03 | cWVVG | Cap-Tons | 1586.3896 | 930201.375 | None | 5841449.986 | 1925178.6143 | 2778924 | 0 | 378339.9794 | 3274.1733 | 139890.7681 | 615839.8507 | 211563.4873 | 213015.9068 | 91427.4319 | 181.5723 | 91245.8537 | 0 | 2105.2878 | 1778.5749
WtrCldCentChlr-Conv-0.748kwpton | DEER2023 |  | 2022-03-14 21:09:18+00 | Any | EUn | Rec | CZ03 | cWVVG | Cap-Tons | 1 | 930201.375 | None | 6137211.993 | 1925178.6143 | 2778924 | 0 | 673350.0302 | 3412.9809 | 140504.8445 | 615839.8663 | 211563.4873 | 213015.9068 | 91427.4319 | 181.5723 | 91245.8537 | 0 | 2432.2293 | 2055.5189
WtrCldCentChlr-Conv-1Cmp-0.439kwpton-VarSpd-CndRlf | DEER2023 |  | 2022-03-14 22:16:50+00 | Any | EUn | Rec | CZ03 | cWVVG | Cap-Tons | 1586.3896 | 930201.375 | None | 5685737.6789 | 1925178.6143 | 2778924 | 0 | 216729.2609 | 10896.5676 | 138166.3495 | 615839.2884 | 211566.8133 | 213014.9359 | 91427.4421 | 181.5723 | 91245.8536 | 0 | 2043.7058 | 1711.2338
WtrCldCentChlr-Conv-1Cmp-0.748kwpton-VarSpd-CndRlf | DEER2023 |  | 2022-03-14 22:16:50+00 | Any | EUn | Rec | CZ03 | cWVVG | Cap-Tons | 1 | 930201.375 | None | 5837715.0925 | 1925178.6143 | 2778924 | 0 | 368760.5827 | 11047.5855 | 137960.7746 | 615839.3822 | 211566.8133 | 213014.9359 | 91427.4345 | 181.5723 | 91245.8536 | 0 | 2282.503 | 1903.1179
WtrCldCentChlr-NoFric-1Cmp-0.439kwpton-VarSpd-CndRlf | DEER2023 |  | 2022-03-14 22:54:12+00 | Any | EUn | Rec | CZ03 | cWVVG | Cap-Tons | 1586.3896 | 930201.375 | None | 5689774.9651 | 1925178.6143 | 2778924 | 0 | 219263.9396 | 10984.4546 | 139581.7246 | 615839.4915 | 211563.5301 | 213015.9068 | 91427.4319 | 181.5723 | 91245.8562 | 0 | 2054.5585 | 1725.5546
WtrCldCentChlr-NoFric-1Cmp-0.748kwpton-VarSpd-CndRlf | DEER2023 |  | 2022-03-14 22:54:12+00 | Any | EUn | Rec | CZ03 | cWVVG | Cap-Tons | 1 | 930201.375 | None | 5843455.2618 | 1925178.6143 | 2778924 | 0 | 373202.6096 | 11183.4345 | 139124.3641 | 615839.4915 | 211563.5301 | 213015.9068 | 91427.4319 | 181.5723 | 91245.8485 | 0 | 2301.3715 | 1927.8429
WtrCldCentChlr-NoFric-2Cmp-0.439kwpton-VarSpd-CndRlf | DEER2023 |  | 2022-03-14 23:25:13+00 | Any | EUn | Rec | CZ03 | cWVVG | Cap-Tons | 1586.3896 | 930201.375 | None | 5689411.8028 | 1925178.6143 | 2778924 | 0 | 220588.7498 | 11006.8799 | 137871.6042 | 615839.4915 | 211563.5301 | 213015.9068 | 91427.4319 | 181.5723 | 91245.8562 | 0 | 2055.9712 | 1728.0242
WtrCldCentChlr-NoFric-2Cmp-0.748kwpton-VarSpd-CndRlf | DEER2023 |  | 2022-03-14 23:25:13+00 | Any | EUn | Rec | CZ03 | cWVVG | Cap-Tons | 1 | 930201.375 | None | 5843904.7557 | 1925178.6143 | 2778924 | 0 | 375511.2164 | 11217.5599 | 137230.0785 | 615839.4915 | 211563.5301 | 213015.9068 | 91427.4319 | 181.5723 | 91245.8562 | 0 | 2303.7783 | 1932.0493
WtrCldRecipChlr-0.42kwpton | DEER2023 |  | 2022-03-14 23:49:47+00 | Any | EUn | Rec | CZ03 | cWVVG | Cap-Tons | 1586.3896 | 930201.375 | None | 5772462.8778 | 1925178.6143 | 2778924 | 0 | 303099.313 | 3466.1409 | 145946.5292 | 615845.3654 | 211572.7936 | 213015.8365 | 91426.7844 | 181.5723 | 91245.2087 | 0 | 2109.6 | 1775.7068
WtrCldRecipChlr-0.748kwpton | DEER2023 |  | 2022-03-14 23:49:47+00 | Any | EUn | Rec | CZ03 | cWVVG | Cap-Tons | 1 | 930201.375 | None | 6008254.8813 | 1925178.6143 | 2778924 | 0 | 538985.1335 | 3588.1336 | 145730.5589 | 615845.3654 | 211572.7115 | 213015.8365 | 91426.792 | 181.5723 | 91245.2087 | 0 | 2416.2246 | 2042.205
WtrCldScrewChlr-0.42kwpton | DEER2023 |  | 2022-03-15 00:09:29+00 | Any | EUn | Rec | CZ03 | cWVVG | Cap-Tons | 1586.3896 | 930201.375 | None | 5757256.1483 | 1925178.6143 | 2778924 | 0 | 291065.0843 | 3503.5764 | 142737.2609 | 615845.1309 | 211572.4887 | 213015.8365 | 91426.792 | 181.5723 | 91245.2087 | 0 | 2142.4653 | 1797.8787
WtrCldScrewChlr-0.748kwpton | DEER2023 |  | 2022-03-15 00:09:29+00 | Any | EUn | Rec | CZ03 | cWVVG | Cap-Tons | 1 | 930201.375 | None | 5981744.7731 | 1925178.6143 | 2778924 | 0 | 516528.0032 | 3656.7235 | 141609.7807 | 615845.1153 | 211572.4887 | 213015.8365 | 91426.792 | 181.5723 | 91245.2087 | 0 | 2474.7588 | 2081.6996
WtrCldScrewChlr-0.439kwpton-VarSpd | DEER2023 |  | 2022-03-15 00:41:21+00 | Any | EUn | Rec | CZ03 | cWVVG | Cap-Tons | 1586.3896 | 930201.375 | None | 5716484.3665 | 1925178.6143 | 2778924 | 0 | 250193.722 | 3394.5398 | 142945.6389 | 615845.0214 | 211572.4691 | 213015.9068 | 91426.81 | 181.5723 | 91245.2343 | 0 | 2056.9842 | 1745.2689
WtrCldScrewChlr-0.748kwpton-VarSpd | DEER2023 |  | 2022-03-15 00:41:21+00 | Any | EUn | Rec | CZ03 | cWVVG | Cap-Tons | 1 | 930201.375 | None | 5890836.4991 | 1925178.6143 | 2778924 | 0 | 424975.3111 | 3457.2775 | 142453.7511 | 615845.0214 | 211572.4691 | 213015.8365 | 91426.81 | 181.5723 | 91245.2343 | 0 | 2296.3169 | 1964.0505
AirCldRecipChlr-0.95kwpton | DEER2023 |  | 2022-03-14 18:21:41+00 | Any | EUn | Rec | CZ04 | cAVVG | Cap-Tons | 1978.3653 | 930201.375 | None | 6400001.5517 | 1924083.9409 | 2778924 | 0 | 994787.3174 | 0 | 64405.2337 | 637797.5388 | 331362.0936 | 143244.8017 | 74522.9259 | 181.5723 | 74341.3682 | 0 | 2853.4674 | 2409.4973
AirCldRecipChlr-1.407kwpton | DEER2023 |  | 2022-03-14 18:21:41+00 | Any | EUn | Rec | CZ04 | cAVVG | Cap-Tons | 1 | 930201.375 | None | 6878546.9015 | 1924083.9409 | 2778924 | 0 | 1473332.7143 | 0 | 64405.2337 | 637797.5388 | 331362.0936 | 143244.8017 | 74522.9259 | 181.5723 | 74341.3682 | 0 | 3419.0365 | 2888.6507
AirCldScrewChlr-0.95kwpton | DEER2023 |  | 2022-03-14 19:29:42+00 | Any | EUn | Rec | CZ04 | cAVVG | Cap-Tons | 1978.3653 | 930201.375 | None | 6576304.4236 | 1924083.9409 | 2778924 | 0 | 1170135.7734 | 0 | 65357.4986 | 637798.4529 | 331369.8336 | 143244.8017 | 74521.9494 | 181.5723 | 74340.3968 | 0 | 2911.7956 | 2463.2187
AirCldScrewChlr-1.407kwpton | DEER2023 |  | 2022-03-14 19:29:42+00 | Any | EUn | Rec | CZ04 | cAVVG | Cap-Tons | 1 | 930201.375 | None | 7139201.7783 | 1924083.9409 | 2778924 | 0 | 1733032.6305 | 0 | 65357.4986 | 637798.4529 | 331369.8336 | 143244.8017 | 74521.9494 | 181.5723 | 74340.3968 | 0 | 3505.4623 | 2968.2144
AirCldScrewChlr-0.99kwpton-VarSpd | DEER2023 |  | 2022-03-14 20:36:10+00 | Any | EUn | Rec | CZ04 | cAVVG | Cap-Tons | 1978.3653 | 930201.375 | None | 6625571.936 | 1924083.9409 | 2778924 | 0 | 1219405.0345 | 0 | 65357.4986 | 637798.4529 | 331369.8336 | 143244.8017 | 74521.9494 | 181.5723 | 74340.3968 | 0 | 2963.7575 | 2507.4201
AirCldScrewChlr-1.407kwpton-VarSpd | DEER2023 |  | 2022-03-14 20:36:10+00 | Any | EUn | Rec | CZ04 | cAVVG | Cap-Tons | 1 | 930201.375 | None | 7139201.7783 | 1924083.9409 | 2778924 | 0 | 1733032.6305 | 0 | 65357.4986 | 637798.4529 | 331369.8336 | 143244.8017 | 74521.9494 | 181.5723 | 74340.3968 | 0 | 3505.4623 | 2968.2144
WtrCldCentChlr-Conv-0.42kwpton | DEER2023 |  | 2022-03-14 21:09:18+00 | Any | EUn | Rec | CZ04 | cWVVG | Cap-Tons | 1978.3653 | 930201.375 | None | 6250102.4828 | 1924083.9409 | 2778924 | 0 | 683514.7198 | 8993.1818 | 216786.1756 | 637796.7777 | 331367.8057 | 143244.8017 | 74521.8332 | 181.5723 | 74340.2882 | 0 | 2341.3392 | 1994.5841
WtrCldCentChlr-Conv-0.748kwpton | DEER2023 |  | 2022-03-14 21:09:18+00 | Any | EUn | Rec | CZ04 | cWVVG | Cap-Tons | 1 | 930201.375 | None | 6784195.1133 | 1924083.9409 | 2778924 | 0 | 1216735.2118 | 9361.8963 | 217289.7722 | 637796.7777 | 331367.8371 | 143244.8017 | 74521.8332 | 181.5723 | 74340.2805 | 0 | 2782.8031 | 2382.0648
WtrCldCentChlr-Conv-1Cmp-0.439kwpton-VarSpd-CndRlf | DEER2023 |  | 2022-03-14 22:16:50+00 | Any | EUn | Rec | CZ04 | cWVVG | Cap-Tons | 1978.3653 | 930201.375 | None | 5994629.7931 | 1924083.9409 | 2778924 | 0 | 407205.9233 | 32069.1051 | 214548.3017 | 637795.2124 | 331366.6933 | 143244.8017 | 74521.846 | 181.5723 | 74340.296 | 0 | 2225.554 | 1886.5288
WtrCldCentChlr-Conv-1Cmp-0.748kwpton-VarSpd-CndRlf | DEER2023 |  | 2022-03-14 22:16:50+00 | Any | EUn | Rec | CZ04 | cWVVG | Cap-Tons | 1 | 930201.375 | None | 6280818.2562 | 1924083.9409 | 2778924 | 0 | 693057.9089 | 32822.3697 | 214129.5716 | 637795.2438 | 331366.6933 | 143244.8017 | 74521.846 | 181.5723 | 74340.2857 | 0 | 2520.3599 | 2140.596
WtrCldCentChlr-NoFric-1Cmp-0.439kwpton-VarSpd-CndRlf | DEER2023 |  | 2022-03-14 22:54:12+00 | Any | EUn | Rec | CZ04 | cWVVG | Cap-Tons | 1978.3653 | 930201.375 | None | 6012935.8079 | 1924083.9409 | 2778924 | 0 | 423407.8225 | 32266.6027 | 216452.694 | 637796.9637 | 331368.1245 | 143244.8017 | 74521.8102 | 181.5723 | 74340.2652 | 0 | 2244.8213 | 1912.4511
WtrCldCentChlr-NoFric-1Cmp-0.748kwpton-VarSpd-CndRlf | DEER2023 |  | 2022-03-14 22:54:12+00 | Any | EUn | Rec | CZ04 | cWVVG | Cap-Tons | 1 | 930201.375 | None | 6310567.7635 | 1924083.9409 | 2778924 | 0 | 720882.311 | 33128.4737 | 215748.8348 | 637796.9637 | 331368.1245 | 143244.8017 | 74521.8076 | 181.5723 | 74340.2652 | 0 | 2548.0687 | 2184.7979
WtrCldCentChlr-NoFric-2Cmp-0.439kwpton-VarSpd-CndRlf | DEER2023 |  | 2022-03-14 23:25:13+00 | Any | EUn | Rec | CZ04 | cWVVG | Cap-Tons | 1978.3653 | 930201.375 | None | 6015756.2266 | 1924083.9409 | 2778924 | 0 | 427913.7589 | 32310.5213 | 214722.1125 | 637796.9637 | 331368.1245 | 143244.8017 | 74521.8076 | 181.5723 | 74340.2549 | 0 | 2252.1626 | 1917.8014
WtrCldCentChlr-NoFric-2Cmp-0.748kwpton-VarSpd-CndRlf | DEER2023 |  | 2022-03-14 23:25:13+00 | Any | EUn | Rec | CZ04 | cWVVG | Cap-Tons | 1 | 930201.375 | None | 6316628.0296 | 1924083.9409 | 2778924 | 0 | 728638.0597 | 33198.3793 | 213981.9278 | 637796.9637 | 331368.1245 | 143244.8017 | 74521.8076 | 181.5723 | 74340.2575 | 0 | 2560.5639 | 2193.9014
WtrCldRecipChlr-0.42kwpton | DEER2023 |  | 2022-03-14 23:49:47+00 | Any | EUn | Rec | CZ04 | cWVVG | Cap-Tons | 1978.3653 | 930201.375 | None | 6151014.1429 | 1924083.9409 | 2778924 | 0 | 573844.4489 | 9372.4811 | 226980.1159 | 637805.0865 | 331362.3459 | 143244.708 | 74522.2835 | 181.5723 | 74340.7257 | 0 | 2320.0266 | 1977.4887
WtrCldRecipChlr-0.748kwpton | DEER2023 |  | 2022-03-14 23:49:47+00 | Any | EUn | Rec | CZ04 | cWVVG | Cap-Tons | 1 | 930201.375 | None | 6598234.2118 | 1924083.9409 | 2778924 | 0 | 1020961.6623 | 9700.6778 | 226754.7993 | 637805.0865 | 331362.3459 | 143244.708 | 74522.2835 | 181.5723 | 74340.7257 | 0 | 2739.5452 | 2345.6333
WtrCldScrewChlr-0.42kwpton | DEER2023 |  | 2022-03-15 00:09:29+00 | Any | EUn | Rec | CZ04 | cWVVG | Cap-Tons | 1978.3653 | 930201.375 | None | 6149785.9901 | 1924083.9409 | 2778924 | 0 | 575830.9286 | 9465.819 | 223672.6239 | 637805.1179 | 331362.2757 | 143244.708 | 74522.2835 | 181.5723 | 74340.7257 | 0 | 2355.7977 | 2011.0534
WtrCldScrewChlr-0.748kwpton | DEER2023 |  | 2022-03-15 00:09:29+00 | Any | EUn | Rec | CZ04 | cWVVG | Cap-Tons | 1 | 930201.375 | None | 6595705 | 1924083.9409 | 2778924 | 0 | 1022838.9406 | 9862.9579 | 222185.2378 | 637805.0865 | 331362.3459 | 143244.708 | 74522.2835 | 181.5723 | 74340.7257 | 0 | 2803.2369 | 2405.4078
WtrCldScrewChlr-0.439kwpton-VarSpd | DEER2023 |  | 2022-03-15 00:41:21+00 | Any | EUn | Rec | CZ04 | cWVVG | Cap-Tons | 1978.3653 | 930201.375 | None | 6051606.0739 | 1924083.9409 | 2778924 | 0 | 477945.8987 | 9197.6198 | 223645.8375 | 637805.2463 | 331361.1712 | 143244.708 | 74522.3372 | 181.5723 | 74340.7769 | 0 | 2261.808 | 1924.8509
WtrCldScrewChlr-0.748kwpton-VarSpd | DEER2023 |  | 2022-03-15 00:41:21+00 | Any | EUn | Rec | CZ04 | cWVVG | Cap-Tons | 1 | 930201.375 | None | 6386019.5468 | 1924083.9409 | 2778924 | 0 | 812693.4255 | 9373.2564 | 223136.1311 | 637805.2463 | 331361.1712 | 143244.708 | 74522.3372 | 181.5723 | 74340.7769 | 0 | 2598.831 | 2219.5781
AirCldRecipChlr-0.95kwpton | DEER2023 |  | 2022-03-14 18:21:41+00 | Any | EUn | Rec | CZ05 | cAVVG | Cap-Tons | 1396.8809 | 930201.375 | None | 5976715.085 | 1925964.7124 | 2778924 | 0 | 589185.6687 | 0 | 47775.6777 | 634861.7655 | 235007.9514 | 187728.114 | 85555.4585 | 181.5723 | 85373.8995 | 0 | 2356.5818 | 1775.0128
AirCldRecipChlr-1.407kwpton | DEER2023 |  | 2022-03-14 18:21:41+00 | Any | EUn | Rec | CZ05 | cAVVG | Cap-Tons | 1 | 930201.375 | None | 6260143.3007 | 1925964.7124 | 2778924 | 0 | 872614.951 | 0 | 47775.6777 | 634861.7655 | 235007.9514 | 187728.114 | 85555.4585 | 181.5723 | 85373.8995 | 0 | 2702.8949 | 1977.3876
AirCldScrewChlr-0.95kwpton | DEER2023 |  | 2022-03-14 19:29:42+00 | Any | EUn | Rec | CZ05 | cAVVG | Cap-Tons | 1396.8809 | 930201.375 | None | 6094114.1307 | 1925964.7124 | 2778924 | 0 | 705694.4461 | 0 | 48664.1821 | 634864.9093 | 235026.8735 | 187728.0046 | 85555.0384 | 181.5723 | 85373.4564 | 0 | 2383.0322 | 1814.5719
AirCldScrewChlr-1.407kwpton | DEER2023 |  | 2022-03-14 19:29:42+00 | Any | EUn | Rec | CZ05 | cAVVG | Cap-Tons | 1 | 930201.375 | None | 6433590.8562 | 1925964.7124 | 2778924 | 0 | 1045170.3415 | 0 | 48664.1821 | 634864.9093 | 235026.8735 | 187728.0046 | 85555.0384 | 181.5723 | 85373.4564 | 0 | 2741.1814 | 2035.2374
AirCldScrewChlr-0.99kwpton-VarSpd | DEER2023 |  | 2022-03-14 20:36:10+00 | Any | EUn | Rec | CZ05 | cAVVG | Cap-Tons | 1396.8809 | 930201.375 | None | 6123827.6601 | 1925964.7124 | 2778924 | 0 | 735407.9289 | 0 | 48664.1821 | 634864.9093 | 235026.8735 | 187728.0046 | 85555.0384 | 181.5723 | 85373.4564 | 0 | 2414.3806 | 1833.8856
AirCldScrewChlr-1.407kwpton-VarSpd | DEER2023 |  | 2022-03-14 20:36:10+00 | Any | EUn | Rec | CZ05 | cAVVG | Cap-Tons | 1 | 930201.375 | None | 6433590.8562 | 1925964.7124 | 2778924 | 0 | 1045170.3415 | 0 | 48664.1821 | 634864.9093 | 235026.8735 | 187728.0046 | 85555.0384 | 181.5723 | 85373.4564 | 0 | 2741.1814 | 2035.2374
WtrCldCentChlr-Conv-0.42kwpton | DEER2023 |  | 2022-03-14 21:09:18+00 | Any | EUn | Rec | CZ05 | cWVVG | Cap-Tons | 1396.8809 | 930201.375 | None | 5917323.098 | 1925964.7124 | 2778924 | 0 | 429612.6144 | 4591.6826 | 143362.72 | 634864.7263 | 235016.4393 | 187728.0318 | 85552.5098 | 181.5723 | 85370.9431 | 0 | 2096.1284 | 1670.6709
WtrCldCentChlr-Conv-0.748kwpton | DEER2023 |  | 2022-03-14 21:09:18+00 | Any | EUn | Rec | CZ05 | cWVVG | Cap-Tons | 1 | 930201.375 | None | 6253159.5948 | 1925964.7124 | 2778924 | 0 | 764818.8881 | 4787.6723 | 143796.7759 | 634864.7263 | 235016.4393 | 187728.0318 | 85552.5021 | 181.5723 | 85370.9406 | 0 | 2405.3784 | 1878.2173
WtrCldCentChlr-Conv-1Cmp-0.439kwpton-VarSpd-CndRlf | DEER2023 |  | 2022-03-14 22:16:50+00 | Any | EUn | Rec | CZ05 | cWVVG | Cap-Tons | 1396.8809 | 930201.375 | None | 5755917.3922 | 1925964.7124 | 2778924 | 0 | 261163.2306 | 13370.2971 | 141628.1569 | 634864.5368 | 235031.7857 | 187728.9981 | 85554.9666 | 181.5723 | 85373.4076 | 0 | 2020.0885 | 1590.8243
WtrCldCentChlr-Conv-1Cmp-0.748kwpton-VarSpd-CndRlf | DEER2023 |  | 2022-03-14 22:16:50+00 | Any | EUn | Rec | CZ05 | cWVVG | Cap-Tons | 1 | 930201.375 | None | 5939395.1961 | 1925964.7124 | 2778924 | 0 | 444630.9058 | 13619.4635 | 141388.9962 | 634864.5678 | 235031.7857 | 187728.9981 | 85554.964 | 181.5723 | 85373.4076 | 0 | 2238.0713 | 1719.2697
WtrCldCentChlr-NoFric-1Cmp-0.439kwpton-VarSpd-CndRlf | DEER2023 |  | 2022-03-14 22:54:12+00 | Any | EUn | Rec | CZ05 | cWVVG | Cap-Tons | 1396.8809 | 930201.375 | None | 5767249.634 | 1925964.7124 | 2778924 | 0 | 270927.5958 | 13479.7284 | 143086.8963 | 634864.8521 | 235016.3637 | 187728.055 | 85552.5123 | 181.5723 | 85370.9431 | 0 | 2033.8258 | 1604.2081
WtrCldCentChlr-NoFric-1Cmp-0.748kwpton-VarSpd-CndRlf | DEER2023 |  | 2022-03-14 22:54:12+00 | Any | EUn | Rec | CZ05 | cWVVG | Cap-Tons | 1 | 930201.375 | None | 5957568.0654 | 1925964.7124 | 2778924 | 0 | 461383.6111 | 13785.9418 | 142643.0037 | 634864.8521 | 235016.3637 | 187728.055 | 85552.5148 | 181.5723 | 85370.9431 | 0 | 2261.5018 | 1740.4667
WtrCldCentChlr-NoFric-2Cmp-0.439kwpton-VarSpd-CndRlf | DEER2023 |  | 2022-03-14 23:25:13+00 | Any | EUn | Rec | CZ05 | cWVVG | Cap-Tons | 1396.8809 | 930201.375 | None | 5768681.5033 | 1925964.7124 | 2778924 | 0 | 273783.5192 | 13503.3766 | 141637.8698 | 634864.8521 | 235016.3637 | 187728.055 | 85552.5123 | 181.5723 | 85370.9431 | 0 | 2036.3747 | 1608.2754
WtrCldCentChlr-NoFric-2Cmp-0.748kwpton-VarSpd-CndRlf | DEER2023 |  | 2022-03-14 23:25:13+00 | Any | EUn | Rec | CZ05 | cWVVG | Cap-Tons | 1 | 930201.375 | None | 5960983.915 | 1925964.7124 | 2778924 | 0 | 466276.6703 | 13821.7464 | 141129.6938 | 634864.8521 | 235016.3637 | 187728.055 | 85552.5148 | 181.5723 | 85370.9431 | 0 | 2265.8433 | 1747.3956
WtrCldRecipChlr-0.42kwpton | DEER2023 |  | 2022-03-14 23:49:47+00 | Any | EUn | Rec | CZ05 | cWVVG | Cap-Tons | 1396.8809 | 930201.375 | None | 5858086.5163 | 1925964.7124 | 2778924 | 0 | 362883.0214 | 4821.0408 | 150619.7549 | 634871.567 | 235034.8394 | 187731.6573 | 85551.4922 | 181.5723 | 85369.9358 | 0 | 2089.5473 | 1656.6029
WtrCldRecipChlr-0.748kwpton | DEER2023 |  | 2022-03-14 23:49:47+00 | Any | EUn | Rec | CZ05 | cWVVG | Cap-Tons | 1 | 930201.375 | None | 6140850.7451 | 1925964.7124 | 2778924 | 0 | 645532.7443 | 4999.6932 | 150556.0434 | 634871.567 | 235034.8394 | 187731.6573 | 85551.5076 | 181.5723 | 85369.9358 | 0 | 2390.4041 | 1851.6307
WtrCldScrewChlr-0.42kwpton | DEER2023 |  | 2022-03-15 00:09:29+00 | Any | EUn | Rec | CZ05 | cWVVG | Cap-Tons | 1396.8809 | 930201.375 | None | 5856428.1569 | 1925964.7124 | 2778924 | 0 | 363886.0764 | 4871.3364 | 147907.5379 | 634871.4575 | 235034.8161 | 187731.6573 | 85551.4922 | 181.5723 | 85369.9281 | 0 | 2107.9937 | 1678.14
WtrCldScrewChlr-0.748kwpton | DEER2023 |  | 2022-03-15 00:09:29+00 | Any | EUn | Rec | CZ05 | cWVVG | Cap-Tons | 1 | 930201.375 | None | 6138656.4183 | 1925964.7124 | 2778924 | 0 | 646733.9363 | 5088.2587 | 147070.6064 | 634871.5515 | 235034.8161 | 187731.6573 | 85551.4922 | 181.5723 | 85369.9281 | 0 | 2423.254 | 1889.9649
WtrCldScrewChlr-0.439kwpton-VarSpd | DEER2023 |  | 2022-03-15 00:41:21+00 | Any | EUn | Rec | CZ05 | cWVVG | Cap-Tons | 1396.8809 | 930201.375 | None | 5797152.3137 | 1925964.7124 | 2778924 | 0 | 304722.4193 | 4727.3012 | 147940.3446 | 634871.1148 | 235034.571 | 187732.1036 | 85551.5357 | 181.5723 | 85369.9741 | 0 | 2066.5943 | 1627.2119
WtrCldScrewChlr-0.748kwpton-VarSpd | DEER2023 |  | 2022-03-15 00:41:21+00 | Any | EUn | Rec | CZ05 | cWVVG | Cap-Tons | 1 | 930201.375 | None | 6010376.8366 | 1925964.7124 | 2778924 | 0 | 518062.7042 | 4824.1774 | 147726.712 | 634871.0678 | 235034.571 | 187732.1036 | 85551.5331 | 181.5723 | 85369.9741 | 0 | 2322.0033 | 1782.2328
AirCldRecipChlr-0.95kwpton | DEER2023 |  | 2022-03-14 18:21:41+00 | Any | EUn | Rec | CZ06 | cAVVG | Cap-Tons | 2068.4436 | 930201.375 | None | 6608500.0437 | 1924515.0391 | 2778924 | 0 | 1192089.7195 | 0 | 70217.9158 | 642750.2432 | 385804.2859 | 79030.3085 | 43503.9032 | 181.5723 | 43322.3454 | 0 | 2589.6269 | 2139.1327
AirCldRecipChlr-1.407kwpton | DEER2023 |  | 2022-03-14 18:21:41+00 | Any | EUn | Rec | CZ06 | cAVVG | Cap-Tons | 1 | 930201.375 | None | 7181958.5172 | 1924515.0391 | 2778924 | 0 | 1765547.4437 | 0 | 70217.9158 | 642750.2432 | 385804.2859 | 79030.3085 | 43503.9032 | 181.5723 | 43322.3454 | 0 | 3047.6197 | 2512.9624
AirCldScrewChlr-0.95kwpton | DEER2023 |  | 2022-03-14 19:29:42+00 | Any | EUn | Rec | CZ06 | cAVVG | Cap-Tons | 2068.4436 | 930201.375 | None | 6831776.8943 | 1924515.0391 | 2778924 | 0 | 1413933.6437 | 0 | 71641.666 | 642759.9904 | 385823.6662 | 79030.2851 | 43503.6728 | 181.5723 | 43322.115 | 0 | 2639.5584 | 2179.7659
AirCldScrewChlr-1.407kwpton | DEER2023 |  | 2022-03-14 19:29:42+00 | Any | EUn | Rec | CZ06 | cAVVG | Cap-Tons | 1 | 930201.375 | None | 7511953.2966 | 1924515.0391 | 2778924 | 0 | 2094109.2966 | 0 | 71641.666 | 642759.9904 | 385823.6662 | 79030.2851 | 43503.6728 | 181.5723 | 43322.115 | 0 | 3121.5293 | 2572.1345
AirCldScrewChlr-0.99kwpton-VarSpd | DEER2023 |  | 2022-03-14 20:36:10+00 | Any | EUn | Rec | CZ06 | cAVVG | Cap-Tons | 2068.4436 | 930201.375 | None | 6891311.5471 | 1924515.0391 | 2778924 | 0 | 1473466.7977 | 0 | 71641.666 | 642759.9904 | 385823.6662 | 79030.2851 | 43503.6728 | 181.5723 | 43322.115 | 0 | 2681.7441 | 2214.1089
AirCldScrewChlr-1.407kwpton-VarSpd | DEER2023 |  | 2022-03-14 20:36:10+00 | Any | EUn | Rec | CZ06 | cAVVG | Cap-Tons | 1 | 930201.375 | None | 7511953.2966 | 1924515.0391 | 2778924 | 0 | 2094109.2966 | 0 | 71641.666 | 642759.9904 | 385823.6662 | 79030.2851 | 43503.6728 | 181.5723 | 43322.115 | 0 | 3121.5293 | 2572.1345
WtrCldCentChlr-Conv-0.42kwpton | DEER2023 |  | 2022-03-14 21:09:18+00 | Any | EUn | Rec | CZ06 | cWVVG | Cap-Tons | 2068.4436 | 930201.375 | None | 6487096.0782 | 1924515.0391 | 2778924 | 0 | 861679.2612 | 14522.1116 | 264690.8872 | 642760.7606 | 385821.378 | 79030.2909 | 43507.106 | 181.5723 | 43325.5482 | 0 | 2280.4846 | 1877.3771
WtrCldCentChlr-Conv-0.748kwpton | DEER2023 |  | 2022-03-14 21:09:18+00 | Any | EUn | Rec | CZ06 | cWVVG | Cap-Tons | 1 | 930201.375 | None | 7160577.508 | 1924515.0391 | 2778924 | 0 | 1534055.108 | 15142.441 | 265178.8 | 642760.7606 | 385821.378 | 79030.2909 | 43507.1072 | 181.5723 | 43325.5508 | 0 | 2704.3841 | 2218.4315
WtrCldCentChlr-Conv-1Cmp-0.439kwpton-VarSpd-CndRlf | DEER2023 |  | 2022-03-14 22:16:50+00 | Any | EUn | Rec | CZ06 | cWVVG | Cap-Tons | 2068.4436 | 930201.375 | None | 6186069.0552 | 1924515.0391 | 2778924 | 0 | 522508.7168 | 54707.9827 | 262656.1281 | 642754.2787 | 385814.617 | 79030.2851 | 43507.1873 | 181.5723 | 43325.6212 | 0 | 2179.0144 | 1788.8279
WtrCldCentChlr-Conv-1Cmp-0.748kwpton-VarSpd-CndRlf | DEER2023 |  | 2022-03-14 22:16:50+00 | Any | EUn | Rec | CZ06 | cWVVG | Cap-Tons | 1 | 930201.375 | None | 6553999.4805 | 1924515.0391 | 2778924 | 0 | 889306.254 | 56155.7874 | 262340.8404 | 642754.3414 | 385814.6015 | 79030.2851 | 43507.1789 | 181.5723 | 43325.6186 | 0 | 2460.5335 | 2013.8974
WtrCldCentChlr-NoFric-1Cmp-0.439kwpton-VarSpd-CndRlf | DEER2023 |  | 2022-03-14 22:54:12+00 | Any | EUn | Rec | CZ06 | cWVVG | Cap-Tons | 2068.4436 | 930201.375 | None | 6209082.6552 | 1924515.0391 | 2778924 | 0 | 543211.3507 | 54976.3878 | 264695.392 | 642758.0912 | 385824.056 | 79030.2909 | 43507.106 | 181.5723 | 43325.5482 | 0 | 2207.7438 | 1810.5801
WtrCldCentChlr-NoFric-1Cmp-0.748kwpton-VarSpd-CndRlf | DEER2023 |  | 2022-03-14 22:54:12+00 | Any | EUn | Rec | CZ06 | cWVVG | Cap-Tons | 1 | 930201.375 | None | 6591900.8529 | 1924515.0391 | 2778924 | 0 | 925060.3295 | 56567.8309 | 264072.0627 | 642757.8414 | 385823.8218 | 79030.2851 | 43507.1149 | 181.5723 | 43325.5584 | 0 | 2509.5233 | 2050.8685
WtrCldCentChlr-NoFric-2Cmp-0.439kwpton-VarSpd-CndRlf | DEER2023 |  | 2022-03-14 23:25:13+00 | Any | EUn | Rec | CZ06 | cWVVG | Cap-Tons | 2068.4436 | 930201.375 | None | 6213652.8644 | 1924515.0391 | 2778924 | 0 | 549260.1727 | 55035.8358 | 263156.1819 | 642758.0912 | 385823.9624 | 79030.2909 | 43507.1136 | 181.5723 | 43325.5482 | 0 | 2214.2753 | 1815.0808
WtrCldCentChlr-NoFric-2Cmp-0.748kwpton-VarSpd-CndRlf | DEER2023 |  | 2022-03-14 23:25:13+00 | Any | EUn | Rec | CZ06 | cWVVG | Cap-Tons | 1 | 930201.375 | None | 6600859.2414 | 1924515.0391 | 2778924 | 0 | 935488.3435 | 56670.5145 | 262500.2565 | 642757.857 | 385823.8218 | 79030.2851 | 43507.1149 | 181.5723 | 43325.5584 | 0 | 2520.6458 | 2058.5375
WtrCldRecipChlr-0.42kwpton | DEER2023 |  | 2022-03-14 23:49:47+00 | Any | EUn | Rec | CZ06 | cWVVG | Cap-Tons | 2068.4436 | 930201.375 | None | 6371059.8897 | 1924515.0391 | 2778924 | 0 | 732219.2659 | 15118.7161 | 277503.4266 | 642776.0759 | 385818.3779 | 79030.1129 | 43503.6011 | 181.5723 | 43322.0331 | 0 | 2263.4086 | 1868.5093
WtrCldRecipChlr-0.748kwpton | DEER2023 |  | 2022-03-14 23:49:47+00 | Any | EUn | Rec | CZ06 | cWVVG | Cap-Tons | 1 | 930201.375 | None | 6942095.7287 | 1924515.0391 | 2778924 | 0 | 1302926.5977 | 15678.9812 | 277270.9152 | 642776.0759 | 385818.3779 | 79030.1246 | 43503.5934 | 181.5723 | 43322.0331 | 0 | 2674.0965 | 2197.3982
WtrCldScrewChlr-0.42kwpton | DEER2023 |  | 2022-03-15 00:09:29+00 | Any | EUn | Rec | CZ06 | cWVVG | Cap-Tons | 2068.4436 | 930201.375 | None | 6384653.6483 | 1924515.0391 | 2778924 | 0 | 748396.3006 | 15256.7579 | 274781.8517 | 642776.0759 | 385818.3779 | 79030.1129 | 43503.5934 | 181.5723 | 43322.0331 | 0 | 2297.9068 | 1898.9129
WtrCldScrewChlr-0.748kwpton | DEER2023 |  | 2022-03-15 00:09:29+00 | Any | EUn | Rec | CZ06 | cWVVG | Cap-Tons | 1 | 930201.375 | None | 6966141.4552 | 1924515.0391 | 2778924 | 0 | 1330015.0391 | 15920.4935 | 273987.1665 | 642776.0759 | 385822.0548 | 79030.1129 | 43503.5934 | 181.5723 | 43322.0407 | 0 | 2735.5071 | 2251.5155
WtrCldScrewChlr-0.439kwpton-VarSpd | DEER2023 |  | 2022-03-15 00:41:21+00 | Any | EUn | Rec | CZ06 | cWVVG | Cap-Tons | 2068.4436 | 930201.375 | None | 6251219.177 | 1924515.0391 | 2778924 | 0 | 615020.4455 | 14863.8098 | 275116.2532 | 642775.7474 | 385817.7374 | 79030.1246 | 43503.6113 | 181.5723 | 43322.051 | 0 | 2225.725 | 1828.1381
WtrCldScrewChlr-0.748kwpton-VarSpd | DEER2023 |  | 2022-03-15 00:41:21+00 | Any | EUn | Rec | CZ06 | cWVVG | Cap-Tons | 1 | 930201.375 | None | 6682203.3494 | 1924515.0391 | 2778924 | 0 | 1046111.5287 | 15195.5556 | 274678.6269 | 642775.7474 | 385817.6672 | 79030.1246 | 43503.6036 | 181.5723 | 43322.0535 | 0 | 2569.2891 | 2096.1173
AirCldRecipChlr-0.95kwpton | DEER2023 |  | 2022-03-14 18:21:41+00 | Any | EUn | Rec | CZ07 | cAVVG | Cap-Tons | 2005.884 | 930201.375 | None | 6358743.2706 | 1925239.1564 | 2778924 | 0 | 957093.285 | 0 | 59924.7378 | 637560.0831 | 368480.3543 | 75554.0262 | 37510.9007 | 181.5723 | 37329.3378 | 0 | 2500.7361 | 2031.1905
AirCldRecipChlr-1.407kwpton | DEER2023 |  | 2022-03-14 18:21:41+00 | Any | EUn | Rec | CZ07 | cAVVG | Cap-Tons | 1 | 930201.375 | None | 6819156.7992 | 1925239.1564 | 2778924 | 0 | 1417505.0148 | 0 | 59924.7378 | 637560.0831 | 368480.3543 | 75554.0262 | 37510.9007 | 181.5723 | 37329.3378 | 0 | 2919.6338 | 2361.2775
AirCldScrewChlr-0.95kwpton | DEER2023 |  | 2022-03-14 19:29:42+00 | Any | EUn | Rec | CZ07 | cAVVG | Cap-Tons | 2007.4565 | 930201.375 | None | 6575804.5518 | 1925239.1564 | 2778924 | 0 | 1173156.5074 | 0 | 60918.9078 | 637561.7238 | 368473.046 | 75553.6607 | 37509.0563 | 181.5723 | 37327.5004 | 0 | 2560.0277 | 2077.9859
AirCldScrewChlr-1.407kwpton | DEER2023 |  | 2022-03-14 19:29:42+00 | Any | EUn | Rec | CZ07 | cAVVG | Cap-Tons | 1 | 930201.375 | None | 7140153.1226 | 1925239.1564 | 2778924 | 0 | 1737506.0782 | 0 | 60918.9078 | 637561.7238 | 368473.046 | 75553.6607 | 37509.0563 | 181.5723 | 37327.5004 | 0 | 3007.397 | 2429.4569
AirCldScrewChlr-0.99kwpton-VarSpd | DEER2023 |  | 2022-03-14 20:36:10+00 | Any | EUn | Rec | CZ07 | cAVVG | Cap-Tons | 2007.4565 | 930201.375 | None | 6625198.5666 | 1925239.1564 | 2778924 | 0 | 1222552.2727 | 0 | 60918.9078 | 637561.7238 | 368473.046 | 75553.6607 | 37509.0563 | 181.5723 | 37327.5004 | 0 | 2599.1852 | 2108.7491
AirCldScrewChlr-1.407kwpton-VarSpd | DEER2023 |  | 2022-03-14 20:36:10+00 | Any | EUn | Rec | CZ07 | cAVVG | Cap-Tons | 1 | 930201.375 | None | 7140153.1226 | 1925239.1564 | 2778924 | 0 | 1737506.0782 | 0 | 60918.9078 | 637561.7238 | 368473.046 | 75553.6607 | 37509.0563 | 181.5723 | 37327.5004 | 0 | 3007.397 | 2429.4569
WtrCldCentChlr-Conv-0.42kwpton | DEER2023 |  | 2022-03-14 21:09:18+00 | Any | EUn | Rec | CZ07 | cWVVG | Cap-Tons | 2007.4565 | 930201.375 | None | 6316433.6998 | 1925239.1564 | 2778924 | 0 | 728639.791 | 8749.5486 | 237318.0711 | 637561.1307 | 368473.6196 | 75553.6509 | 37509.0717 | 181.5723 | 37327.5139 | 0 | 2237.2663 | 1829.3145
WtrCldCentChlr-Conv-0.748kwpton | DEER2023 |  | 2022-03-14 21:09:18+00 | Any | EUn | Rec | CZ07 | cWVVG | Cap-Tons | 1 | 930201.375 | None | 6885496.9619 | 1925239.1564 | 2778924 | 0 | 1296977.3784 | 9108.844 | 237684.9114 | 637561.2245 | 368473.6196 | 75553.6627 | 37509.064 | 181.5723 | 37327.5139 | 0 | 2636.2896 | 2151.6872
WtrCldCentChlr-Conv-1Cmp-0.439kwpton-VarSpd-CndRlf | DEER2023 |  | 2022-03-14 22:16:50+00 | Any | EUn | Rec | CZ07 | cWVVG | Cap-Tons | 2007.4565 | 930201.375 | None | 6031108.9979 | 1925239.1564 | 2778924 | 0 | 421313.2238 | 32606.4908 | 235462.7875 | 637560.5042 | 368486.463 | 75553.6607 | 37509.0941 | 181.5723 | 37327.5344 | 0 | 2125.2304 | 1756.5189
WtrCldCentChlr-Conv-1Cmp-0.748kwpton-VarSpd-CndRlf | DEER2023 |  | 2022-03-14 22:16:50+00 | Any | EUn | Rec | CZ07 | cWVVG | Cap-Tons | 1 | 930201.375 | None | 6327006.0338 | 1925239.1564 | 2778924 | 0 | 717067.399 | 33124.7801 | 235087.0647 | 637560.5042 | 368486.463 | 75553.6548 | 37509.1017 | 181.5723 | 37327.5421 | 0 | 2378.5678 | 1976.1751
WtrCldCentChlr-NoFric-1Cmp-0.439kwpton-VarSpd-CndRlf | DEER2023 |  | 2022-03-14 22:54:12+00 | Any | EUn | Rec | CZ07 | cWVVG | Cap-Tons | 2007.4565 | 930201.375 | None | 6046592.241 | 1925239.1564 | 2778924 | 0 | 434985.6149 | 32816.291 | 237064.1618 | 637561.1461 | 368473.5334 | 75553.6627 | 37509.064 | 181.5723 | 37327.5113 | 0 | 2156.7124 | 1773.4014
WtrCldCentChlr-NoFric-1Cmp-0.748kwpton-VarSpd-CndRlf | DEER2023 |  | 2022-03-14 22:54:12+00 | Any | EUn | Rec | CZ07 | cWVVG | Cap-Tons | 1 | 930201.375 | None | 6351976.222 | 1925239.1564 | 2778924 | 0 | 740588.1822 | 33448.021 | 236213.2988 | 637561.1461 | 368473.5334 | 75553.6607 | 37509.064 | 181.5723 | 37327.5113 | 0 | 2432.2468 | 2004.9734
WtrCldCentChlr-NoFric-2Cmp-0.439kwpton-VarSpd-CndRlf | DEER2023 |  | 2022-03-14 23:25:13+00 | Any | EUn | Rec | CZ07 | cWVVG | Cap-Tons | 2007.4565 | 930201.375 | None | 6049066.8732 | 1925239.1564 | 2778924 | 0 | 439060.9975 | 32863.9421 | 235415.2139 | 637561.1461 | 368473.5334 | 75553.6627 | 37509.064 | 181.5723 | 37327.5113 | 0 | 2163.5811 | 1776.8056
WtrCldCentChlr-NoFric-2Cmp-0.748kwpton-VarSpd-CndRlf | DEER2023 |  | 2022-03-14 23:25:13+00 | Any | EUn | Rec | CZ07 | cWVVG | Cap-Tons | 1 | 930201.375 | None | 6357604.2727 | 1925239.1564 | 2778924 | 0 | 747681.3989 | 33527.5578 | 234668.3509 | 637561.0523 | 368473.5334 | 75553.6627 | 37509.0717 | 181.5723 | 37327.5113 | 0 | 2443.9455 | 2010.7725
WtrCldRecipChlr-0.42kwpton | DEER2023 |  | 2022-03-14 23:49:47+00 | Any | EUn | Rec | CZ07 | cWVVG | Cap-Tons | 2007.4565 | 930201.375 | None | 6197197.7526 | 1925239.1564 | 2778924 | 0 | 600845.9471 | 9088.2526 | 245532.8173 | 637564.6488 | 368482.818 | 75551.4951 | 37508.7603 | 181.5723 | 37327.1923 | 0 | 2216.9691 | 1829.0377
WtrCldRecipChlr-0.748kwpton | DEER2023 |  | 2022-03-14 23:49:47+00 | Any | EUn | Rec | CZ07 | cWVVG | Cap-Tons | 1 | 930201.375 | None | 6665123.3425 | 1925239.1564 | 2778924 | 0 | 1068780.7886 | 9403.3961 | 245209.9473 | 637564.7426 | 368482.818 | 75551.5069 | 37508.7603 | 181.5723 | 37327.1923 | 0 | 2600.1534 | 2141.12
WtrCldScrewChlr-0.42kwpton | DEER2023 |  | 2022-03-15 00:09:29+00 | Any | EUn | Rec | CZ07 | cWVVG | Cap-Tons | 2007.4565 | 930201.375 | None | 6193149.3975 | 1925239.1564 | 2778924 | 0 | 599359.0991 | 9182.0967 | 242877.7705 | 637564.7426 | 368482.818 | 75551.5069 | 37508.7603 | 181.5723 | 37327.1923 | 0 | 2253.0084 | 1858.2902
WtrCldScrewChlr-0.748kwpton | DEER2023 |  | 2022-03-15 00:09:29+00 | Any | EUn | Rec | CZ07 | cWVVG | Cap-Tons | 1 | 930201.375 | None | 6657314.7315 | 1925239.1564 | 2778924 | 0 | 1064167.7188 | 9568.383 | 241849.0401 | 637564.7426 | 368482.8884 | 75551.4951 | 37508.7603 | 181.5723 | 37327.2 | 0 | 2664.3293 | 2193.2153
WtrCldScrewChlr-0.439kwpton-VarSpd | DEER2023 |  | 2022-03-15 00:41:21+00 | Any | EUn | Rec | CZ07 | cWVVG | Cap-Tons | 2007.4565 | 930201.375 | None | 6090409.9514 | 1925239.1564 | 2778924 | 0 | 496820.8909 | 8899.0171 | 242960.6817 | 637564.6019 | 368482.6773 | 75551.5069 | 37508.7705 | 181.5723 | 37327.2 | 0 | 2170.2209 | 1790.782
WtrCldScrewChlr-0.748kwpton-VarSpd | DEER2023 |  | 2022-03-15 00:41:21+00 | Any | EUn | Rec | CZ07 | cWVVG | Cap-Tons | 1 | 930201.375 | None | 6437746.2283 | 1925239.1564 | 2778924 | 0 | 844452.2203 | 9058.5354 | 242504.9618 | 637564.6019 | 368482.6773 | 75551.4951 | 37508.7705 | 181.5723 | 37327.2077 | 0 | 2482.67 | 2045.1344
AirCldRecipChlr-0.95kwpton | DEER2023 |  | 2022-03-14 18:21:41+00 | Any | EUn | Rec | CZ08 | cAVVG | Cap-Tons | 2245.0214 | 930201.375 | None | 6915631.5472 | 1925130.402 | 2778924 | 0 | 1458175.3788 | 0 | 78932.0064 | 674465.8696 | 451052.31 | 63040.8476 | 38663.1343 | 181.5723 | 38481.5612 | 0 | 2894.7445 | 2222.613
AirCldRecipChlr-1.407kwpton | DEER2023 |  | 2022-03-14 18:21:41+00 | Any | EUn | Rec | CZ08 | cAVVG | Cap-Tons | 1 | 930201.375 | None | 7617090.6168 | 1925130.402 | 2778924 | 0 | 2159634.6981 | 0 | 78932.0064 | 674465.8696 | 451052.31 | 63040.8476 | 38663.1343 | 181.5723 | 38481.5612 | 0 | 3474.466 | 2623.1921
AirCldScrewChlr-0.95kwpton | DEER2023 |  | 2022-03-14 19:29:42+00 | Any | EUn | Rec | CZ08 | cAVVG | Cap-Tons | 2284.1202 | 930201.375 | None | 7161728.8157 | 1925130.402 | 2778924 | 0 | 1702971.5776 | 0 | 80236.874 | 674463.4156 | 451053.959 | 63040.8085 | 38662.9372 | 181.5723 | 38481.3794 | 0 | 2958.3555 | 2269.1463
AirCldScrewChlr-1.407kwpton | DEER2023 |  | 2022-03-14 19:29:42+00 | Any | EUn | Rec | CZ08 | cAVVG | Cap-Tons | 1 | 930201.375 | None | 7980949.1742 | 1925130.402 | 2778924 | 0 | 2522190.1858 | 0 | 80236.874 | 674463.4156 | 451053.959 | 63040.8085 | 38662.9372 | 181.5723 | 38481.3794 | 0 | 3572.2515 | 2692.5678
AirCldScrewChlr-0.99kwpton-VarSpd | DEER2023 |  | 2022-03-14 20:36:10+00 | Any | EUn | Rec | CZ08 | cAVVG | Cap-Tons | 2284.1202 | 930201.375 | None | 7233432.7997 | 1925130.402 | 2778924 | 0 | 1774675.8128 | 0 | 80236.874 | 674463.4156 | 451053.959 | 63040.8085 | 38662.9372 | 181.5723 | 38481.3794 | 0 | 3012.0876 | 2306.2074
AirCldScrewChlr-1.407kwpton-VarSpd | DEER2023 |  | 2022-03-14 20:36:10+00 | Any | EUn | Rec | CZ08 | cAVVG | Cap-Tons | 1 | 930201.375 | None | 7980949.1742 | 1925130.402 | 2778924 | 0 | 2522190.1858 | 0 | 80236.874 | 674463.4156 | 451053.959 | 63040.8085 | 38662.9372 | 181.5723 | 38481.3794 | 0 | 3572.2515 | 2692.5678
WtrCldCentChlr-Conv-0.42kwpton | DEER2023 |  | 2022-03-14 21:09:18+00 | Any | EUn | Rec | CZ08 | cWVVG | Cap-Tons | 2284.1202 | 930201.375 | None | 6686413.9478 | 1925130.402 | 2778924 | 0 | 992458.1691 | 14596.7423 | 300838.7639 | 674462.666 | 451053.0998 | 63040.8017 | 38662.9417 | 181.5723 | 38481.3736 | 0 | 2389.9786 | 1914.0509
WtrCldCentChlr-Conv-0.748kwpton | DEER2023 |  | 2022-03-14 21:09:18+00 | Any | EUn | Rec | CZ08 | cWVVG | Cap-Tons | 1 | 930201.375 | None | 7462034.0421 | 1925130.402 | 2778924 | 0 | 1766946.5515 | 15208.5767 | 301359.2838 | 674462.6972 | 451053.1232 | 63040.8017 | 38662.9417 | 181.5723 | 38481.3762 | 0 | 2857.3368 | 2263.7672
WtrCldCentChlr-Conv-1Cmp-0.439kwpton-VarSpd-CndRlf | DEER2023 |  | 2022-03-14 22:16:50+00 | Any | EUn | Rec | CZ08 | cWVVG | Cap-Tons | 2284.1202 | 930201.375 | None | 6323679.225 | 1925130.402 | 2778924 | 0 | 595539.0637 | 51192.4032 | 298426.8394 | 674464.4338 | 451051.1914 | 63040.8163 | 38662.9621 | 181.5723 | 38481.4044 | 0 | 2265.4675 | 1806.6483
WtrCldCentChlr-Conv-1Cmp-0.748kwpton-VarSpd-CndRlf | DEER2023 |  | 2022-03-14 22:16:50+00 | Any | EUn | Rec | CZ08 | cWVVG | Cap-Tons | 1 | 930201.375 | None | 6742520.0203 | 1925130.402 | 2778924 | 0 | 1013557.496 | 52345.5282 | 298094.6763 | 674464.465 | 451051.2148 | 63040.8163 | 38662.9621 | 181.5723 | 38481.4044 | 0 | 2572.2666 | 2033.1368
WtrCldCentChlr-NoFric-1Cmp-0.439kwpton-VarSpd-CndRlf | DEER2023 |  | 2022-03-14 22:54:12+00 | Any | EUn | Rec | CZ08 | cWVVG | Cap-Tons | 2284.1202 | 930201.375 | None | 6352373.2032 | 1925130.402 | 2778924 | 0 | 622201.1834 | 51451.7529 | 300200.0246 | 674463.0407 | 451052.5529 | 63040.8144 | 38663.7661 | 181.5723 | 38482.216 | 0 | 2298.0191 | 1827.5338
WtrCldCentChlr-NoFric-1Cmp-0.748kwpton-VarSpd-CndRlf | DEER2023 |  | 2022-03-14 22:54:12+00 | Any | EUn | Rec | CZ08 | cWVVG | Cap-Tons | 1 | 930201.375 | None | 6790128.7402 | 1925130.402 | 2778924 | 0 | 1059485.4557 | 52764.8887 | 299357.9072 | 674463.0407 | 451052.5763 | 63040.8144 | 38663.7661 | 181.5723 | 38482.216 | 0 | 2627.9691 | 2068.3186
WtrCldCentChlr-NoFric-2Cmp-0.439kwpton-VarSpd-CndRlf | DEER2023 |  | 2022-03-14 23:25:13+00 | Any | EUn | Rec | CZ08 | cWVVG | Cap-Tons | 2284.1202 | 930201.375 | None | 6357874.9724 | 1925130.402 | 2778924 | 0 | 629177.8358 | 51516.0667 | 298660.6588 | 674463.0876 | 451052.5529 | 63040.8144 | 38663.7661 | 181.5723 | 38482.216 | 0 | 2305.2171 | 1832.6008
WtrCldCentChlr-NoFric-2Cmp-0.748kwpton-VarSpd-CndRlf | DEER2023 |  | 2022-03-14 23:25:13+00 | Any | EUn | Rec | CZ08 | cWVVG | Cap-Tons | 1 | 930201.375 | None | 6800785.3846 | 1925130.402 | 2778924 | 0 | 1071525.6052 | 52871.6823 | 297868.1774 | 674462.9 | 451052.5529 | 63040.8144 | 38663.7719 | 181.5723 | 38482.2083 | 0 | 2640.2164 | 2076.9487
WtrCldRecipChlr-0.42kwpton | DEER2023 |  | 2022-03-14 23:49:47+00 | Any | EUn | Rec | CZ08 | cWVVG | Cap-Tons | 2284.1202 | 930201.375 | None | 6551108.5994 | 1925130.402 | 2778924 | 0 | 842767.0846 | 15188.7648 | 314628.2102 | 674466.8862 | 451054.1671 | 63040.7753 | 38662.7682 | 181.5723 | 38481.2028 | 0 | 2369.2312 | 1903.6775
WtrCldRecipChlr-0.748kwpton | DEER2023 |  | 2022-03-14 23:49:47+00 | Any | EUn | Rec | CZ08 | cWVVG | Cap-Tons | 1 | 930201.375 | None | 7208186.7678 | 1925130.402 | 2778924 | 0 | 1499653.1858 | 15740.723 | 314269.2584 | 674466.8862 | 451054.1671 | 63040.7773 | 38662.7682 | 181.5723 | 38481.2028 | 0 | 2820.2265 | 2236.3597
WtrCldScrewChlr-0.42kwpton | DEER2023 |  | 2022-03-15 00:09:29+00 | Any | EUn | Rec | CZ08 | cWVVG | Cap-Tons | 2284.1202 | 930201.375 | None | 6566353.5051 | 1925130.402 | 2778924 | 0 | 860478.7774 | 15344.6938 | 312005.7383 | 674466.8862 | 451054.1671 | 63040.7773 | 38662.7682 | 181.5723 | 38481.2028 | 0 | 2405.7901 | 1938.2387
WtrCldScrewChlr-0.748kwpton | DEER2023 |  | 2022-03-15 00:09:29+00 | Any | EUn | Rec | CZ08 | cWVVG | Cap-Tons | 1 | 930201.375 | None | 7234129.9579 | 1925130.402 | 2778924 | 0 | 1529012.3701 | 16001.9912 | 310591.7542 | 674466.8862 | 451054.2375 | 63040.7753 | 38662.7682 | 181.5723 | 38481.2028 | 0 | 2885.3303 | 2297.8843
WtrCldScrewChlr-0.439kwpton-VarSpd | DEER2023 |  | 2022-03-15 00:41:21+00 | Any | EUn | Rec | CZ08 | cWVVG | Cap-Tons | 2284.1202 | 930201.375 | None | 6407809.0334 | 1925130.402 | 2778924 | 0 | 702005.6666 | 14918.0827 | 312361.791 | 674466.6675 | 451054.7769 | 63040.7773 | 38662.7836 | 181.5723 | 38481.2182 | 0 | 2320.2131 | 1851.9517
WtrCldScrewChlr-0.748kwpton-VarSpd | DEER2023 |  | 2022-03-15 00:41:21+00 | Any | EUn | Rec | CZ08 | cWVVG | Cap-Tons | 1 | 930201.375 | None | 6899558.3164 | 1925130.402 | 2778924 | 0 | 1193994.8462 | 15213.6527 | 311825.105 | 674466.6675 | 451054.6831 | 63040.7773 | 38662.7836 | 181.5723 | 38481.2182 | 0 | 2692.2242 | 2115.373
AirCldRecipChlr-0.95kwpton | DEER2023 |  | 2022-03-14 18:21:41+00 | Any | EUn | Rec | CZ09 | cAVVG | Cap-Tons | 2638.004 | 930201.375 | None | 6814297.5 | 1924892.25 | 2778924 | 0 | 1368726.5 | 0 | 77610.918 | 664141.4688 | 420499.3359 | 85895.6172 | 44083.3178 | 181.5723 | 43901.7421 | 0 | 2847.4625 | 2389.1633
AirCldRecipChlr-1.407kwpton | DEER2023 |  | 2022-03-14 18:21:41+00 | Any | EUn | Rec | CZ09 | cAVVG | Cap-Tons | 1 | 930201.375 | None | 7472727.25 | 1924892.25 | 2778924 | 0 | 2027155.5 | 0 | 77610.918 | 664141.4688 | 420499.3359 | 85895.6172 | 44083.3178 | 181.5723 | 43901.7421 | 0 | 3411.4493 | 2867.2407
AirCldScrewChlr-0.95kwpton | DEER2023 |  | 2022-03-14 19:29:42+00 | Any | EUn | Rec | CZ09 | cAVVG | Cap-Tons | 2638.004 | 930201.375 | None | 7068802.75 | 1924892.25 | 2778924 | 0 | 1622646.5 | 0 | 78199.1973 | 664139.625 | 420498.1328 | 85895.5977 | 44081.449 | 181.5723 | 43899.8803 | 0 | 2928.8283 | 2448.9025
AirCldScrewChlr-1.407kwpton | DEER2023 |  | 2022-03-14 19:29:42+00 | Any | EUn | Rec | CZ09 | cAVVG | Cap-Tons | 1 | 930201.375 | None | 7849382 | 1924892.25 | 2778924 | 0 | 2403225.25 | 0 | 78199.1973 | 664139.625 | 420498.1328 | 85895.5977 | 44081.449 | 181.5723 | 43899.8803 | 0 | 3531.9468 | 2955.7085
AirCldScrewChlr-0.99kwpton-VarSpd | DEER2023 |  | 2022-03-14 20:36:10+00 | Any | EUn | Rec | CZ09 | cAVVG | Cap-Tons | 2638.004 | 930201.375 | None | 7137126 | 1924892.25 | 2778924 | 0 | 1690967.75 | 0 | 78199.1973 | 664139.625 | 420498.1328 | 85895.5977 | 44081.449 | 181.5723 | 43899.8803 | 0 | 2981.617 | 2493.2618
AirCldScrewChlr-1.407kwpton-VarSpd | DEER2023 |  | 2022-03-14 20:36:10+00 | Any | EUn | Rec | CZ09 | cAVVG | Cap-Tons | 1 | 930201.375 | None | 7849382 | 1924892.25 | 2778924 | 0 | 2403225.25 | 0 | 78199.1973 | 664139.625 | 420498.1328 | 85895.5977 | 44081.449 | 181.5723 | 43899.8803 | 0 | 3531.9468 | 2955.7085
WtrCldCentChlr-Conv-0.42kwpton | DEER2023 |  | 2022-03-14 21:09:18+00 | Any | EUn | Rec | CZ09 | cWVVG | Cap-Tons | 2638.004 | 930201.375 | None | 6592368 | 1924892.25 | 2778924 | 0 | 919751.375 | 4945.8536 | 299709.7422 | 664142.375 | 420500.4844 | 85895.6191 | 44081.4477 | 181.5723 | 43899.8739 | 0 | 2323.4187 | 1963.094
WtrCldCentChlr-Conv-0.748kwpton | DEER2023 |  | 2022-03-14 21:09:18+00 | Any | EUn | Rec | CZ09 | cWVVG | Cap-Tons | 1 | 930201.375 | None | 7309311.25 | 1924892.25 | 2778924 | 0 | 1636079 | 5120.6271 | 300150.6328 | 664142.1562 | 420500.3672 | 85895.6133 | 44081.449 | 181.5723 | 43899.8739 | 0 | 2770.43 | 2350.26
WtrCldCentChlr-Conv-1Cmp-0.439kwpton-VarSpd-CndRlf | DEER2023 |  | 2022-03-14 22:16:50+00 | Any | EUn | Rec | CZ09 | cWVVG | Cap-Tons | 2638.004 | 930201.375 | None | 6218367.5 | 1924892.25 | 2778924 | 0 | 547534.125 | 13776.7449 | 289098.7188 | 664140.125 | 420497.2188 | 85895.6562 | 44083.4605 | 181.5723 | 43901.8899 | 0 | 2189.8685 | 1826.762
WtrCldCentChlr-Conv-1Cmp-0.748kwpton-VarSpd-CndRlf | DEER2023 |  | 2022-03-14 22:16:50+00 | Any | EUn | Rec | CZ09 | cWVVG | Cap-Tons | 1 | 930201.375 | None | 6600531.25 | 1924892.25 | 2778924 | 0 | 930123.4375 | 13869.0178 | 288581.2578 | 664140.125 | 420497.2188 | 85895.6562 | 44083.4605 | 181.5723 | 43901.8822 | 0 | 2513.794 | 2081.054
WtrCldCentChlr-NoFric-1Cmp-0.439kwpton-VarSpd-CndRlf | DEER2023 |  | 2022-03-14 22:54:12+00 | Any | EUn | Rec | CZ09 | cWVVG | Cap-Tons | 2638.004 | 930201.375 | None | 6230842 | 1924892.25 | 2778924 | 0 | 557300.6406 | 13898.8176 | 291681.9219 | 664140.9531 | 420497.8828 | 85895.6504 | 44083.4426 | 181.5723 | 43901.8746 | 0 | 2197.477 | 1846.6263
WtrCldCentChlr-NoFric-1Cmp-0.748kwpton-VarSpd-CndRlf | DEER2023 |  | 2022-03-14 22:54:12+00 | Any | EUn | Rec | CZ09 | cWVVG | Cap-Tons | 1 | 930201.375 | None | 6620162 | 1924892.25 | 2778924 | 0 | 947397.7812 | 14058.5298 | 290746.7188 | 664140.9844 | 420497.8828 | 85895.6504 | 44083.4426 | 181.5723 | 43901.8746 | 0 | 2526.752 | 2114.9003
WtrCldCentChlr-NoFric-2Cmp-0.439kwpton-VarSpd-CndRlf | DEER2023 |  | 2022-03-14 23:25:13+00 | Any | EUn | Rec | CZ09 | cWVVG | Cap-Tons | 2638.004 | 930201.375 | None | 6231277.25 | 1924892.25 | 2778924 | 0 | 560283.4688 | 13926.2473 | 289107.9531 | 664140.9531 | 420497.8828 | 85895.6504 | 44083.4426 | 181.5723 | 43901.8669 | 0 | 2202.0907 | 1852.9188
WtrCldCentChlr-NoFric-2Cmp-0.748kwpton-VarSpd-CndRlf | DEER2023 |  | 2022-03-14 23:25:13+00 | Any | EUn | Rec | CZ09 | cWVVG | Cap-Tons | 1 | 930201.375 | None | 6622767.25 | 1924892.25 | 2778924 | 0 | 952912.4219 | 14104.9373 | 287790.4062 | 664140.9531 | 420497.8828 | 85895.6562 | 44083.4426 | 181.5723 | 43901.8746 | 0 | 2534.6137 | 2125.6195
WtrCldRecipChlr-0.42kwpton | DEER2023 |  | 2022-03-14 23:49:47+00 | Any | EUn | Rec | CZ09 | cWVVG | Cap-Tons | 2638.004 | 930201.375 | None | 6439147.5 | 1924892.25 | 2778924 | 0 | 752849.1875 | 5299.2147 | 313037.5938 | 664142.5938 | 420500.5312 | 85895.0215 | 44083.577 | 181.5723 | 43902.009 | 0 | 2333.0205 | 1960.179
WtrCldRecipChlr-0.748kwpton | DEER2023 |  | 2022-03-14 23:49:47+00 | Any | EUn | Rec | CZ09 | cWVVG | Cap-Tons | 1 | 930201.375 | None | 7024448.5 | 1924892.25 | 2778924 | 0 | 1338286.75 | 5432.0711 | 312768.8281 | 664142.8594 | 420500.7031 | 85895.0195 | 44083.5821 | 181.5723 | 43902.0064 | 0 | 2757.3145 | 2331.1315
WtrCldScrewChlr-0.42kwpton | DEER2023 |  | 2022-03-15 00:09:29+00 | Any | EUn | Rec | CZ09 | cWVVG | Cap-Tons | 2638.004 | 930201.375 | None | 6445642.75 | 1924892.25 | 2778924 | 0 | 763562.875 | 5402.2034 | 308717.1484 | 664142.7656 | 420500.6719 | 85895.0254 | 44083.6 | 181.5723 | 43902.0243 | 0 | 2401.6045 | 2006.6275
WtrCldScrewChlr-0.748kwpton | DEER2023 |  | 2022-03-15 00:09:29+00 | Any | EUn | Rec | CZ09 | cWVVG | Cap-Tons | 1 | 930201.375 | None | 7035186.75 | 1924892.25 | 2778924 | 0 | 1354505.25 | 5609.4346 | 307111.2734 | 664142.625 | 420499.9219 | 85895.0254 | 44083.6077 | 181.5723 | 43902.032 | 0 | 2879.4642 | 2413.9057
WtrCldScrewChlr-0.439kwpton-VarSpd | DEER2023 |  | 2022-03-15 00:41:21+00 | Any | EUn | Rec | CZ09 | cWVVG | Cap-Tons | 2638.004 | 930201.375 | None | 6288305.25 | 1924892.25 | 2778924 | 0 | 606384.9062 | 5124.6735 | 308834.4219 | 664142.25 | 420500.3125 | 85895.0293 | 44083.6205 | 181.5723 | 43902.0499 | 0 | 2250.8072 | 1899.9403
WtrCldScrewChlr-0.748kwpton-VarSpd | DEER2023 |  | 2022-03-15 00:41:21+00 | Any | EUn | Rec | CZ09 | cWVVG | Cap-Tons | 1 | 930201.375 | None | 6710602.5 | 1924892.25 | 2778924 | 0 | 1029329.6562 | 5132.4406 | 308180.7188 | 664142.3125 | 420499.7578 | 85895.0293 | 44083.6179 | 181.5723 | 43902.0474 | 0 | 2575.3555 | 2191.8618
AirCldRecipChlr-0.95kwpton | DEER2023 |  | 2022-03-14 18:21:41+00 | Any | EUn | Rec | CZ10 | cAVVG | Cap-Tons | 2414.064 | 930201.375 | None | 7047436.1021 | 1925282.0048 | 2778924 | 0 | 1582026.6865 | 0 | 82347.7643 | 678854.0496 | 436899.3563 | 95065.3002 | 52661.3246 | 181.5723 | 52479.7464 | 0 | 2267.7484 | 1827.7963
AirCldRecipChlr-1.407kwpton | DEER2023 |  | 2022-03-14 18:21:41+00 | Any | EUn | Rec | CZ10 | cAVVG | Cap-Tons | 1 | 930201.375 | None | 7808474.5439 | 1925282.0048 | 2778924 | 0 | 2343063.3777 | 0 | 82347.7643 | 678854.0496 | 436899.3563 | 95065.3002 | 52661.3246 | 181.5723 | 52479.7464 | 0 | 2817.2498 | 2253.7087
AirCldScrewChlr-0.95kwpton | DEER2023 |  | 2022-03-14 19:29:42+00 | Any | EUn | Rec | CZ10 | cAVVG | Cap-Tons | 2414.064 | 930201.375 | None | 7285217.3587 | 1925282.0048 | 2778924 | 0 | 1819053.3515 | 0 | 83099.2568 | 678856.0656 | 436900.3339 | 95065.2728 | 52661.2528 | 181.5723 | 52479.681 | 0 | 2348.5974 | 1887.6973
AirCldScrewChlr-1.407kwpton | DEER2023 |  | 2022-03-14 19:29:42+00 | Any | EUn | Rec | CZ10 | cAVVG | Cap-Tons | 1 | 930201.375 | None | 8160276.9359 | 1925282.0048 | 2778924 | 0 | 2694113.4276 | 0 | 83099.2568 | 678856.0656 | 436900.3339 | 95065.2728 | 52661.2528 | 181.5723 | 52479.681 | 0 | 2936.9932 | 2342.4867
AirCldScrewChlr-0.99kwpton-VarSpd | DEER2023 |  | 2022-03-14 20:36:10+00 | Any | EUn | Rec | CZ10 | cAVVG | Cap-Tons | 2414.064 | 930201.375 | None | 7361807.4988 | 1925282.0048 | 2778924 | 0 | 1895645.2399 | 0 | 83099.2568 | 678856.0656 | 436900.3339 | 95065.2728 | 52661.2528 | 181.5723 | 52479.681 | 0 | 2400.0981 | 1927.5046
AirCldScrewChlr-1.407kwpton-VarSpd | DEER2023 |  | 2022-03-14 20:36:10+00 | Any | EUn | Rec | CZ10 | cAVVG | Cap-Tons | 1 | 930201.375 | None | 8160276.9359 | 1925282.0048 | 2778924 | 0 | 2694113.4276 | 0 | 83099.2568 | 678856.0656 | 436900.3339 | 95065.2728 | 52661.2528 | 181.5723 | 52479.681 | 0 | 2936.9932 | 2342.4867
WtrCldCentChlr-Conv-0.42kwpton | DEER2023 |  | 2022-03-14 21:09:18+00 | Any | EUn | Rec | CZ10 | cWVVG | Cap-Tons | 2430.6463 | 930201.375 | None | 6705872.4014 | 1925282.0048 | 2778924 | 0 | 1008844.3792 | 12324.8514 | 301643.0134 | 678852.1107 | 436901.8341 | 95065.2728 | 52661.2081 | 181.5723 | 52479.6376 | 0 | 1764.5533 | 1474.775
WtrCldCentChlr-Conv-0.748kwpton | DEER2023 |  | 2022-03-14 21:09:18+00 | Any | EUn | Rec | CZ10 | cWVVG | Cap-Tons | 1 | 930201.375 | None | 7493737.0808 | 1925282.0048 | 2778924 | 0 | 1795810.4394 | 12831.2647 | 302035.023 | 678852.064 | 436901.7404 | 95065.2728 | 52661.2158 | 181.5723 | 52479.6478 | 0 | 2189.9791 | 1825.7375
WtrCldCentChlr-Conv-1Cmp-0.439kwpton-VarSpd-CndRlf | DEER2023 |  | 2022-03-14 22:16:50+00 | Any | EUn | Rec | CZ10 | cWVVG | Cap-Tons | 2430.6463 | 930201.375 | None | 6331765.6318 | 1925282.0048 | 2778924 | 0 | 613195.4807 | 39041.7117 | 296468.3662 | 678851.6421 | 436900.2564 | 95065.2982 | 52660.2447 | 181.5723 | 52478.6613 | 0 | 1637.3198 | 1357.8829
WtrCldCentChlr-Conv-1Cmp-0.748kwpton-VarSpd-CndRlf | DEER2023 |  | 2022-03-14 22:16:50+00 | Any | EUn | Rec | CZ10 | cWVVG | Cap-Tons | 1 | 930201.375 | None | 6762220.3848 | 1925282.0048 | 2778924 | 0 | 1043492.152 | 39886.6187 | 295780.7139 | 678851.6421 | 436900.2564 | 95065.3041 | 52660.2447 | 181.5723 | 52478.6613 | 0 | 1909.4561 | 1578.2483
WtrCldCentChlr-NoFric-1Cmp-0.439kwpton-VarSpd-CndRlf | DEER2023 |  | 2022-03-14 22:54:12+00 | Any | EUn | Rec | CZ10 | cWVVG | Cap-Tons | 2430.6463 | 930201.375 | None | 6358638.2067 | 1925282.0048 | 2778924 | 0 | 637395.7101 | 39312.8306 | 298868.8397 | 678852.0952 | 436900.4054 | 95064.833 | 52661.2478 | 181.5723 | 52479.6836 | 0 | 1666.2358 | 1379.8075
WtrCldCentChlr-NoFric-1Cmp-0.748kwpton-VarSpd-CndRlf | DEER2023 |  | 2022-03-14 22:54:12+00 | Any | EUn | Rec | CZ10 | cWVVG | Cap-Tons | 1 | 930201.375 | None | 6806454.829 | 1925282.0048 | 2778924 | 0 | 1085076.8456 | 40289.8875 | 298028.1519 | 678852.0952 | 436900.4054 | 95064.8213 | 52661.2452 | 181.5723 | 52479.6836 | 0 | 1958.8397 | 1614.6665
WtrCldCentChlr-NoFric-2Cmp-0.439kwpton-VarSpd-CndRlf | DEER2023 |  | 2022-03-14 23:25:13+00 | Any | EUn | Rec | CZ10 | cWVVG | Cap-Tons | 2430.6463 | 930201.375 | None | 6364074.0903 | 1925282.0048 | 2778924 | 0 | 644539.7899 | 39366.2669 | 297106.6937 | 678852.0952 | 436900.4054 | 95064.833 | 52661.2478 | 181.5723 | 52479.6734 | 0 | 1672.6342 | 1385.5668
WtrCldCentChlr-NoFric-2Cmp-0.748kwpton-VarSpd-CndRlf | DEER2023 |  | 2022-03-14 23:25:13+00 | Any | EUn | Rec | CZ10 | cWVVG | Cap-Tons | 1 | 930201.375 | None | 6817097.4893 | 1925282.0048 | 2778924 | 0 | 1097471.924 | 40378.4602 | 296186.1542 | 678852.0952 | 436900.4054 | 95064.8213 | 52661.2452 | 181.5723 | 52479.6836 | 0 | 1969.7496 | 1624.4777
WtrCldRecipChlr-0.42kwpton | DEER2023 |  | 2022-03-14 23:49:47+00 | Any | EUn | Rec | CZ10 | cWVVG | Cap-Tons | 2430.6463 | 930201.375 | None | 6571968.5606 | 1925282.0048 | 2778924 | 0 | 858112.9479 | 12923.5682 | 317865.4403 | 678856.3138 | 436905.3501 | 95063.0226 | 52661.667 | 181.5723 | 52480.099 | 0 | 1753.4653 | 1455.5269
WtrCldRecipChlr-0.748kwpton | DEER2023 |  | 2022-03-14 23:49:47+00 | Any | EUn | Rec | CZ10 | cWVVG | Cap-Tons | 1 | 930201.375 | None | 7240734.0333 | 1925282.0048 | 2778924 | 0 | 1526801.7815 | 13375.5621 | 317491.351 | 678856.2668 | 436905.2798 | 95063.0226 | 52661.6696 | 181.5723 | 52480.0939 | 0 | 2154.7841 | 1784.757
WtrCldScrewChlr-0.42kwpton | DEER2023 |  | 2022-03-15 00:09:29+00 | Any | EUn | Rec | CZ10 | cWVVG | Cap-Tons | 2430.6463 | 930201.375 | None | 6589463.4299 | 1925282.0048 | 2778924 | 0 | 879063.6385 | 13066.5814 | 314268.404 | 678856.22 | 436905.2798 | 95063.0226 | 52661.6747 | 181.5723 | 52480.1041 | 0 | 1806.4947 | 1493.8379
WtrCldScrewChlr-0.748kwpton | DEER2023 |  | 2022-03-15 00:09:29+00 | Any | EUn | Rec | CZ10 | cWVVG | Cap-Tons | 1 | 930201.375 | None | 7271705.8456 | 1925282.0048 | 2778924 | 0 | 1562040.247 | 13624.529 | 312974.7543 | 678856.2668 | 436905.2798 | 95063.0226 | 52661.6696 | 181.5723 | 52480.1016 | 0 | 2249.2451 | 1853.0262
WtrCldScrewChlr-0.439kwpton-VarSpd | DEER2023 |  | 2022-03-15 00:41:21+00 | Any | EUn | Rec | CZ10 | cWVVG | Cap-Tons | 2430.6463 | 930201.375 | None | 6421887.829 | 1925282.0048 | 2778924 | 0 | 711669.7069 | 12660.1246 | 314493.8186 | 678856.1577 | 436905.1156 | 95063.0226 | 52661.6619 | 181.5723 | 52480.0913 | 0 | 1674.7402 | 1392.8841
WtrCldScrewChlr-0.748kwpton-VarSpd | DEER2023 |  | 2022-03-15 00:41:21+00 | Any | EUn | Rec | CZ10 | cWVVG | Cap-Tons | 1 | 930201.375 | None | 6920171.4489 | 1925282.0048 | 2778924 | 0 | 1210319.9786 | 12889.8206 | 313895.4371 | 678856.1577 | 436905.186 | 95063.0226 | 52661.6645 | 181.5723 | 52480.0913 | 0 | 1980.9388 | 1645.519
AirCldRecipChlr-0.95kwpton | DEER2023 |  | 2022-03-14 18:21:41+00 | Any | EUn | Rec | CZ11 | cAVVG | Cap-Tons | 2202.2571 | 930201.375 | None | 7020517.7983 | 1925596.485 | 2778924 | 0 | 1541302.9657 | 0 | 82045.8714 | 692645.3264 | 414401.3637 | 160432.9156 | 83457.7942 | 181.5723 | 83276.2403 | 0 | 2430.7688 | 2191.8838
AirCldRecipChlr-1.407kwpton | DEER2023 |  | 2022-03-14 18:21:41+00 | Any | EUn | Rec | CZ11 | cAVVG | Cap-Tons | 1 | 930201.375 | None | 7761965.6438 | 1925596.485 | 2778924 | 0 | 2282750.8112 | 0 | 82045.8714 | 692645.3264 | 414401.3637 | 160432.9156 | 83457.7942 | 181.5723 | 83276.2403 | 0 | 3048.5004 | 2775.5473
AirCldScrewChlr-0.95kwpton | DEER2023 |  | 2022-03-14 19:29:42+00 | Any | EUn | Rec | CZ11 | cAVVG | Cap-Tons | 2202.2571 | 930201.375 | None | 7222542.8798 | 1925596.485 | 2778924 | 0 | 1742975.588 | 0 | 82400.3494 | 692643.7798 | 414403.1508 | 160432.9745 | 83457.6227 | 181.5723 | 83276.0637 | 0 | 2552.654 | 2283.0116
AirCldScrewChlr-1.407kwpton | DEER2023 |  | 2022-03-14 19:29:42+00 | Any | EUn | Rec | CZ11 | cAVVG | Cap-Tons | 1 | 930201.375 | None | 8061005.5236 | 1925596.485 | 2778924 | 0 | 2581438.2318 | 0 | 82400.3494 | 692643.7798 | 414403.1508 | 160432.9745 | 83457.6227 | 181.5723 | 83276.0637 | 0 | 3233.988 | 2911.249
AirCldScrewChlr-0.99kwpton-VarSpd | DEER2023 |  | 2022-03-14 20:36:10+00 | Any | EUn | Rec | CZ11 | cAVVG | Cap-Tons | 2202.2571 | 930201.375 | None | 7295930.7167 | 1925596.485 | 2778924 | 0 | 1816363.9227 | 0 | 82400.3494 | 692643.7798 | 414403.1508 | 160432.9745 | 83457.6227 | 181.5723 | 83276.0637 | 0 | 2612.2897 | 2337.9992
AirCldScrewChlr-1.407kwpton-VarSpd | DEER2023 |  | 2022-03-14 20:36:10+00 | Any | EUn | Rec | CZ11 | cAVVG | Cap-Tons | 1 | 930201.375 | None | 8061005.5236 | 1925596.485 | 2778924 | 0 | 2581438.2318 | 0 | 82400.3494 | 692643.7798 | 414403.1508 | 160432.9745 | 83457.6227 | 181.5723 | 83276.0637 | 0 | 3233.988 | 2911.249
WtrCldCentChlr-Conv-0.42kwpton | DEER2023 |  | 2022-03-14 21:09:18+00 | Any | EUn | Rec | CZ11 | cWVVG | Cap-Tons | 2202.2571 | 930201.375 | None | 6583324.6094 | 1925596.485 | 2778924 | 0 | 910489.6202 | 8239.8954 | 267438.4836 | 692633.4582 | 414395.8793 | 160432.9156 | 83460.4106 | 181.5723 | 83278.8644 | 0 | 1786.417 | 1598.8895
WtrCldCentChlr-Conv-0.748kwpton | DEER2023 |  | 2022-03-14 21:09:18+00 | Any | EUn | Rec | CZ11 | cWVVG | Cap-Tons | 1 | 930201.375 | None | 7294353.5708 | 1925596.485 | 2778924 | 0 | 1620380.2704 | 8565.2253 | 268251.498 | 692633.5048 | 414395.9337 | 160432.9156 | 83460.4311 | 181.5723 | 83278.8926 | 0 | 2229.0057 | 2017.2808
WtrCldCentChlr-Conv-1Cmp-0.439kwpton-VarSpd-CndRlf | DEER2023 |  | 2022-03-14 22:16:50+00 | Any | EUn | Rec | CZ11 | cWVVG | Cap-Tons | 2202.2571 | 930201.375 | None | 6256602.4764 | 1925596.485 | 2778924 | 0 | 583992.9222 | 19796.1254 | 255658.959 | 692631.8315 | 414366.0797 | 160433.025 | 83460.8355 | 181.5723 | 83279.3072 | 0 | 1641.7886 | 1450.6802
WtrCldCentChlr-Conv-1Cmp-0.748kwpton-VarSpd-CndRlf | DEER2023 |  | 2022-03-14 22:16:50+00 | Any | EUn | Rec | CZ11 | cWVVG | Cap-Tons | 1 | 930201.375 | None | 6665965.5622 | 1925596.485 | 2778924 | 0 | 993426.4775 | 20136.5759 | 255247.4054 | 692631.9254 | 414366.1267 | 160433.025 | 83460.8355 | 181.5723 | 83279.3046 | 0 | 1935.7265 | 1728.4804
WtrCldCentChlr-NoFric-1Cmp-0.439kwpton-VarSpd-CndRlf | DEER2023 |  | 2022-03-14 22:54:12+00 | Any | EUn | Rec | CZ11 | cWVVG | Cap-Tons | 2202.2571 | 930201.375 | None | 6276571.1931 | 1925596.485 | 2778924 | 0 | 601480.6379 | 19946.9077 | 257989.3613 | 692632.301 | 414371.495 | 160432.9978 | 83460.8304 | 181.5723 | 83279.2867 | 0 | 1664.798 | 1471.9238
WtrCldCentChlr-NoFric-1Cmp-0.748kwpton-VarSpd-CndRlf | DEER2023 |  | 2022-03-14 22:54:12+00 | Any | EUn | Rec | CZ11 | cWVVG | Cap-Tons | 1 | 930201.375 | None | 6698590.5665 | 1925596.485 | 2778924 | 0 | 1023708.8101 | 20355.895 | 257370.531 | 692632.176 | 414366.3687 | 160432.9978 | 83460.8381 | 181.5723 | 83279.2995 | 0 | 1975.0607 | 1764.7498
WtrCldCentChlr-NoFric-2Cmp-0.439kwpton-VarSpd-CndRlf | DEER2023 |  | 2022-03-14 23:25:13+00 | Any | EUn | Rec | CZ11 | cWVVG | Cap-Tons | 2202.2571 | 930201.375 | None | 6280553.0815 | 1925596.485 | 2778924 | 0 | 607505.8667 | 19977.2036 | 255915.3012 | 692632.2698 | 414371.495 | 160432.9978 | 83460.8304 | 181.5723 | 83279.3021 | 0 | 1671.4105 | 1478.2588
WtrCldCentChlr-NoFric-2Cmp-0.748kwpton-VarSpd-CndRlf | DEER2023 |  | 2022-03-14 23:25:13+00 | Any | EUn | Rec | CZ11 | cWVVG | Cap-Tons | 1 | 930201.375 | None | 6706874.6052 | 1925596.485 | 2778924 | 0 | 1034141.8326 | 20406.2569 | 255171.2136 | 692632.176 | 414366.392 | 160432.9978 | 83460.8381 | 181.5723 | 83279.3021 | 0 | 1986.325 | 1775.5439
WtrCldRecipChlr-0.42kwpton | DEER2023 |  | 2022-03-14 23:49:47+00 | Any | EUn | Rec | CZ11 | cWVVG | Cap-Tons | 2202.2571 | 930201.375 | None | 6476710.6352 | 1925596.485 | 2778924 | 0 | 786602.7065 | 8672.6888 | 284271.1978 | 692641.4823 | 414360.9167 | 160432.9697 | 83460.0588 | 181.5723 | 83278.5229 | 0 | 1772.8894 | 1575.833
WtrCldRecipChlr-0.748kwpton | DEER2023 |  | 2022-03-14 23:49:47+00 | Any | EUn | Rec | CZ11 | cWVVG | Cap-Tons | 1 | 930201.375 | None | 7089549.7039 | 1925596.485 | 2778924 | 0 | 1399430.4721 | 8955.8818 | 283999.9696 | 692642.1043 | 414360.0834 | 160433.4978 | 83460.0742 | 181.5723 | 83278.5383 | 0 | 2195.8559 | 1974.4479
WtrCldScrewChlr-0.42kwpton | DEER2023 |  | 2022-03-15 00:09:29+00 | Any | EUn | Rec | CZ11 | cWVVG | Cap-Tons | 2202.2571 | 930201.375 | None | 6501922.7468 | 1925596.485 | 2778924 | 0 | 815496.5341 | 8789.0589 | 280472.9139 | 692642.1199 | 414407.0017 | 160433.4978 | 83460.0318 | 181.5723 | 83278.4984 | 0 | 1813.6538 | 1618.404
WtrCldScrewChlr-0.748kwpton | DEER2023 |  | 2022-03-15 00:09:29+00 | Any | EUn | Rec | CZ11 | cWVVG | Cap-Tons | 1 | 930201.375 | None | 7134833.0601 | 1925596.485 | 2778924 | 0 | 1449226.2575 | 9160.4311 | 279282.4413 | 692641.1086 | 414407.4218 | 160433.0401 | 83460.0548 | 181.5723 | 83278.5035 | 0 | 2268.4256 | 2050.2848
WtrCldScrewChlr-0.439kwpton-VarSpd | DEER2023 |  | 2022-03-15 00:41:21+00 | Any | EUn | Rec | CZ11 | cWVVG | Cap-Tons | 2202.2571 | 930201.375 | None | 6341981.9313 | 1925596.485 | 2778924 | 0 | 655619.7436 | 8469.7272 | 280728.6626 | 692640.323 | 414360.9988 | 160433.0401 | 83459.9985 | 181.5723 | 83278.4549 | 0 | 1713.5899 | 1513.946
WtrCldScrewChlr-0.748kwpton-VarSpd | DEER2023 |  | 2022-03-15 00:41:21+00 | Any | EUn | Rec | CZ11 | cWVVG | Cap-Tons | 1 | 930201.375 | None | 6801091.8197 | 1925596.485 | 2778924 | 0 | 1115146.5665 | 8588.3308 | 280191.322 | 692642.3568 | 414359.0974 | 160433.0401 | 83460.042 | 181.5723 | 83278.5061 | 0 | 2053.058 | 1829.6433
AirCldRecipChlr-0.95kwpton | DEER2023 |  | 2022-03-14 18:21:41+00 | Any | EUn | Rec | CZ12 | cAVVG | Cap-Tons | 2073.9777 | 930201.375 | None | 6664366.3417 | 1924377.8715 | 2778924 | 0 | 1216098.0376 | 0 | 71346.4211 | 673616.4724 | 366612.5107 | 168002.9011 | 87651.1252 | 181.5723 | 87469.5585 | 0 | 2317.7241 | 2028.0401
AirCldRecipChlr-1.407kwpton | DEER2023 |  | 2022-03-14 18:21:41+00 | Any | EUn | Rec | CZ12 | cAVVG | Cap-Tons | 1 | 930201.375 | None | 7249373.8777 | 1924377.8715 | 2778924 | 0 | 1801105.3229 | 0 | 71346.4211 | 673616.4724 | 366612.5107 | 168002.9011 | 87651.1252 | 181.5723 | 87469.5585 | 0 | 2886.901 | 2537.0582
AirCldScrewChlr-0.95kwpton | DEER2023 |  | 2022-03-14 19:29:42+00 | Any | EUn | Rec | CZ12 | cAVVG | Cap-Tons | 2073.9777 | 930201.375 | None | 6846765.2978 | 1924377.8715 | 2778924 | 0 | 1397824.1724 | 0 | 72018.6551 | 673616.7065 | 366613.0107 | 168002.8309 | 87650.9371 | 181.5723 | 87469.3652 | 0 | 2399.877 | 2104.1122
AirCldScrewChlr-1.407kwpton | DEER2023 |  | 2022-03-14 19:29:42+00 | Any | EUn | Rec | CZ12 | cAVVG | Cap-Tons | 1 | 930201.375 | None | 7519190.6238 | 1924377.8715 | 2778924 | 0 | 2070250.9969 | 0 | 72018.6551 | 673616.7065 | 366613.0107 | 168002.8309 | 87650.9371 | 181.5723 | 87469.3652 | 0 | 3008.1115 | 2649.716
AirCldScrewChlr-0.99kwpton-VarSpd | DEER2023 |  | 2022-03-14 20:36:10+00 | Any | EUn | Rec | CZ12 | cAVVG | Cap-Tons | 2073.9777 | 930201.375 | None | 6905619.8809 | 1924377.8715 | 2778924 | 0 | 1456680.0031 | 0 | 72018.6551 | 673616.7065 | 366613.0107 | 168002.8309 | 87650.9371 | 181.5723 | 87469.3652 | 0 | 2453.1139 | 2151.8672
AirCldScrewChlr-1.407kwpton-VarSpd | DEER2023 |  | 2022-03-14 20:36:10+00 | Any | EUn | Rec | CZ12 | cAVVG | Cap-Tons | 1 | 930201.375 | None | 7519190.6238 | 1924377.8715 | 2778924 | 0 | 2070250.9969 | 0 | 72018.6551 | 673616.7065 | 366613.0107 | 168002.8309 | 87650.9371 | 181.5723 | 87469.3652 | 0 | 3008.1115 | 2649.716
WtrCldCentChlr-Conv-0.42kwpton | DEER2023 |  | 2022-03-14 21:09:18+00 | Any | EUn | Rec | CZ12 | cWVVG | Cap-Tons | 2073.9777 | 930201.375 | None | 6393142.0533 | 1924377.8715 | 2778924 | 0 | 773026.3166 | 9246.5267 | 233950.1373 | 673612.3648 | 366607.8834 | 168002.8074 | 87650.978 | 181.5723 | 87469.4113 | 0 | 1740.8108 | 1534.0422
WtrCldCentChlr-Conv-0.748kwpton | DEER2023 |  | 2022-03-14 21:09:18+00 | Any | EUn | Rec | CZ12 | cWVVG | Cap-Tons | 1 | 930201.375 | None | 6996859 | 1924377.8715 | 2778924 | 0 | 1375909.0533 | 9617.1574 | 234415.1784 | 673612.4116 | 366607.9771 | 168002.8074 | 87650.9754 | 181.5723 | 87469.4087 | 0 | 2155.4976 | 1918.1301
WtrCldCentChlr-Conv-1Cmp-0.439kwpton-VarSpd-CndRlf | DEER2023 |  | 2022-03-14 22:16:50+00 | Any | EUn | Rec | CZ12 | cWVVG | Cap-Tons | 2073.9777 | 930201.375 | None | 6112476.558 | 1924377.8715 | 2778924 | 0 | 479152.5884 | 27762.4053 | 228644.8931 | 673611.9583 | 366606.984 | 168002.9011 | 87651.0703 | 181.5723 | 87469.5138 | 0 | 1648.448 | 1432.7058
WtrCldCentChlr-Conv-1Cmp-0.748kwpton-VarSpd-CndRlf | DEER2023 |  | 2022-03-14 22:16:50+00 | Any | EUn | Rec | CZ12 | cWVVG | Cap-Tons | 1 | 930201.375 | None | 6449161.7022 | 1924377.8715 | 2778924 | 0 | 815451.6066 | 28324.9867 | 228467.7851 | 673611.8646 | 366606.984 | 168002.8309 | 87651.0703 | 181.5723 | 87469.5138 | 0 | 1937.0787 | 1688.1651
WtrCldCentChlr-NoFric-1Cmp-0.439kwpton-VarSpd-CndRlf | DEER2023 |  | 2022-03-14 22:54:12+00 | Any | EUn | Rec | CZ12 | cWVVG | Cap-Tons | 2073.9777 | 930201.375 | None | 6134162.1473 | 1924377.8715 | 2778924 | 0 | 498091.9207 | 27970.589 | 231182.7475 | 673611.8813 | 366608.6056 | 168002.8074 | 87651.0843 | 181.5723 | 87469.5163 | 0 | 1667.1671 | 1454.4546
WtrCldCentChlr-NoFric-1Cmp-0.748kwpton-VarSpd-CndRlf | DEER2023 |  | 2022-03-14 22:54:12+00 | Any | EUn | Rec | CZ12 | cWVVG | Cap-Tons | 1 | 930201.375 | None | 6483864.4671 | 1924377.8715 | 2778924 | 0 | 847985.7514 | 28631.2483 | 230331.1925 | 673611.9749 | 366608.6056 | 168002.8074 | 87651.0868 | 181.5723 | 87469.5201 | 0 | 1967.6385 | 1725.3792
WtrCldCentChlr-NoFric-2Cmp-0.439kwpton-VarSpd-CndRlf | DEER2023 |  | 2022-03-14 23:25:13+00 | Any | EUn | Rec | CZ12 | cWVVG | Cap-Tons | 2073.9777 | 930201.375 | None | 6137688.3887 | 1924377.8715 | 2778924 | 0 | 503641.0313 | 28010.5436 | 229120.186 | 673611.9749 | 366608.5743 | 168002.8309 | 87651.0792 | 181.5723 | 87469.5201 | 0 | 1671.8154 | 1459.2124
WtrCldCentChlr-NoFric-2Cmp-0.748kwpton-VarSpd-CndRlf | DEER2023 |  | 2022-03-14 23:25:13+00 | Any | EUn | Rec | CZ12 | cWVVG | Cap-Tons | 1 | 930201.375 | None | 6491672.4295 | 1924377.8715 | 2778924 | 0 | 857666.7065 | 28698.3158 | 228390.3713 | 673611.9749 | 366608.5743 | 168002.8309 | 87651.0868 | 181.5723 | 87469.5201 | 0 | 1975.5556 | 1733.4841
WtrCldRecipChlr-0.42kwpton | DEER2023 |  | 2022-03-14 23:49:47+00 | Any | EUn | Rec | CZ12 | cWVVG | Cap-Tons | 2073.9777 | 930201.375 | None | 6295656.0658 | 1924377.8715 | 2778924 | 0 | 662147.6125 | 9670.3752 | 246917.5183 | 673615.3962 | 366613.5552 | 168001.9746 | 87650.4917 | 181.5723 | 87468.9109 | 0 | 1736.0542 | 1522.8623
WtrCldRecipChlr-0.748kwpton | DEER2023 |  | 2022-03-14 23:49:47+00 | Any | EUn | Rec | CZ12 | cWVVG | Cap-Tons | 1 | 930201.375 | None | 6811560.768 | 1924377.8715 | 2778924 | 0 | 1178044.0345 | 10000.9314 | 246595.5047 | 673615.3025 | 366613.5787 | 168001.9746 | 87650.5071 | 181.5723 | 87468.9301 | 0 | 2137.5924 | 1888.1637
WtrCldScrewChlr-0.42kwpton | DEER2023 |  | 2022-03-15 00:09:29+00 | Any | EUn | Rec | CZ12 | cWVVG | Cap-Tons | 2073.9777 | 930201.375 | None | 6306159.3009 | 1924377.8715 | 2778924 | 0 | 676245.9122 | 9772.3862 | 243220.3445 | 673615.2712 | 366613.5552 | 168001.9746 | 87650.4841 | 181.5723 | 87468.9186 | 0 | 1768.5959 | 1557.9039
WtrCldScrewChlr-0.748kwpton | DEER2023 |  | 2022-03-15 00:09:29+00 | Any | EUn | Rec | CZ12 | cWVVG | Cap-Tons | 1 | 930201.375 | None | 6830687.4608 | 1924377.8715 | 2778924 | 0 | 1201684.3605 | 10180.5722 | 241901.6441 | 673616.0204 | 366613.2041 | 168001.9746 | 87650.4994 | 181.5723 | 87468.9199 | 0 | 2195.5395 | 1950.5749
WtrCldScrewChlr-0.439kwpton-VarSpd | DEER2023 |  | 2022-03-15 00:41:21+00 | Any | EUn | Rec | CZ12 | cWVVG | Cap-Tons | 2073.9777 | 930201.375 | None | 6182023.0972 | 1924377.8715 | 2778924 | 0 | 552186.857 | 9487.4767 | 243429.9591 | 673615.0993 | 366613.1793 | 168002.1 | 87650.4943 | 181.5723 | 87468.9276 | 0 | 1683.2324 | 1465.5983
WtrCldScrewChlr-0.748kwpton-VarSpd | DEER2023 |  | 2022-03-15 00:41:21+00 | Any | EUn | Rec | CZ12 | cWVVG | Cap-Tons | 1 | 930201.375 | None | 6568636.6426 | 1924377.8715 | 2778924 | 0 | 939007.2755 | 9660.5669 | 243049.2892 | 673615.1462 | 366613.1405 | 168002.1 | 87650.4917 | 181.5723 | 87468.9148 | 0 | 2008.0116 | 1754.5478
AirCldRecipChlr-0.95kwpton | DEER2023 |  | 2022-03-14 18:21:41+00 | Any | EUn | Rec | CZ13 | cAVVG | Cap-Tons | 2353.8857 | 930201.375 | None | 7228626.5 | 1924892.25 | 2778924 | 0 | 1716265 | 0 | 87865.3047 | 720677.5156 | 474891.8594 | 137453.1484 | 70246.473 | 181.5723 | 70064.8947 | 0 | 2499.8558 | 2195.5755
AirCldRecipChlr-1.407kwpton | DEER2023 |  | 2022-03-14 18:21:41+00 | Any | EUn | Rec | CZ13 | cAVVG | Cap-Tons | 1 | 930201.375 | None | 8054240 | 1924892.25 | 2778924 | 0 | 2541878.5 | 0 | 87865.3047 | 720677.5156 | 474891.8594 | 137453.1484 | 70246.473 | 181.5723 | 70064.8947 | 0 | 3157.28 | 2786.5518
AirCldScrewChlr-0.95kwpton | DEER2023 |  | 2022-03-14 19:29:42+00 | Any | EUn | Rec | CZ13 | cAVVG | Cap-Tons | 2353.8857 | 930201.375 | None | 7459543.75 | 1924892.25 | 2778924 | 0 | 1946533.5 | 0 | 88513.6562 | 720678.3438 | 474892.9062 | 137453.1484 | 70246.3488 | 181.5723 | 70064.7731 | 0 | 2571.1025 | 2273.1013
AirCldScrewChlr-1.407kwpton | DEER2023 |  | 2022-03-14 19:29:42+00 | Any | EUn | Rec | CZ13 | cAVVG | Cap-Tons | 1 | 930201.375 | None | 8395928.25 | 1924892.25 | 2778924 | 0 | 2882918 | 0 | 88513.6562 | 720678.3438 | 474892.9062 | 137453.1484 | 70246.3488 | 181.5723 | 70064.7731 | 0 | 3262.3922 | 2901.3162
AirCldScrewChlr-0.99kwpton-VarSpd | DEER2023 |  | 2022-03-14 20:36:10+00 | Any | EUn | Rec | CZ13 | cAVVG | Cap-Tons | 2353.8857 | 930201.375 | None | 7541503.25 | 1924892.25 | 2778924 | 0 | 2028493.25 | 0 | 88513.6562 | 720678.3438 | 474892.9062 | 137453.1484 | 70246.3488 | 181.5723 | 70064.7731 | 0 | 2631.6092 | 2328.087
AirCldScrewChlr-1.407kwpton-VarSpd | DEER2023 |  | 2022-03-14 20:36:10+00 | Any | EUn | Rec | CZ13 | cAVVG | Cap-Tons | 1 | 930201.375 | None | 8395928.25 | 1924892.25 | 2778924 | 0 | 2882918 | 0 | 88513.6562 | 720678.3438 | 474892.9062 | 137453.1484 | 70246.3488 | 181.5723 | 70064.7731 | 0 | 3262.3922 | 2901.3162
WtrCldCentChlr-Conv-0.42kwpton | DEER2023 |  | 2022-03-14 21:09:18+00 | Any | EUn | Rec | CZ13 | cWVVG | Cap-Tons | 2353.8857 | 930201.375 | None | 6773079.25 | 1924892.25 | 2778924 | 0 | 1033081.75 | 13053.6206 | 302444.4844 | 720680.625 | 474906.8516 | 137453.1484 | 70246.3718 | 181.5723 | 70064.7923 | 0 | 1815.3633 | 1612.5187
WtrCldCentChlr-Conv-0.748kwpton | DEER2023 |  | 2022-03-14 21:09:18+00 | Any | EUn | Rec | CZ13 | cWVVG | Cap-Tons | 1 | 930201.375 | None | 7579987.75 | 1924892.25 | 2778924 | 0 | 1839041.25 | 13586.3052 | 302861.2969 | 720680.7344 | 474906.9688 | 137453.1484 | 70246.3718 | 181.5723 | 70064.7923 | 0 | 2268.1503 | 2036.911
WtrCldCentChlr-Conv-1Cmp-0.439kwpton-VarSpd-CndRlf | DEER2023 |  | 2022-03-14 22:16:50+00 | Any | EUn | Rec | CZ13 | cWVVG | Cap-Tons | 2353.8857 | 930201.375 | None | 6402190.75 | 1924892.25 | 2778924 | 0 | 643803.4062 | 39203.9888 | 294685.9062 | 720679.2812 | 474905.75 | 137453.1484 | 70246.4909 | 181.5723 | 70064.9024 | 0 | 1703.7565 | 1492.1502
WtrCldCentChlr-Conv-1Cmp-0.748kwpton-VarSpd-CndRlf | DEER2023 |  | 2022-03-14 22:16:50+00 | Any | EUn | Rec | CZ13 | cWVVG | Cap-Tons | 1 | 930201.375 | None | 6854733.5 | 1924892.25 | 2778924 | 0 | 1095742.5 | 40042.9316 | 294450.3828 | 720679.2656 | 474905.75 | 137453.1484 | 70246.4909 | 181.5723 | 70064.9024 | 0 | 2008.303 | 1771.5105
WtrCldCentChlr-NoFric-1Cmp-0.439kwpton-VarSpd-CndRlf | DEER2023 |  | 2022-03-14 22:54:12+00 | Any | EUn | Rec | CZ13 | cWVVG | Cap-Tons | 2353.8857 | 930201.375 | None | 6431191.5 | 1924892.25 | 2778924 | 0 | 669785.5 | 39481.0615 | 297426.9766 | 720679.9375 | 474906.8281 | 137453.1484 | 70246.4499 | 181.5723 | 70064.864 | 0 | 1732.9448 | 1519.982
WtrCldCentChlr-NoFric-1Cmp-0.748kwpton-VarSpd-CndRlf | DEER2023 |  | 2022-03-14 22:54:12+00 | Any | EUn | Rec | CZ13 | cWVVG | Cap-Tons | 1 | 930201.375 | None | 6902067.75 | 1924892.25 | 2778924 | 0 | 1140356.25 | 40446.6455 | 296765.875 | 720679.8906 | 474906.8281 | 137453.1484 | 70246.4397 | 181.5723 | 70064.8563 | 0 | 2057.308 | 1818.658
WtrCldCentChlr-NoFric-2Cmp-0.439kwpton-VarSpd-CndRlf | DEER2023 |  | 2022-03-14 23:25:13+00 | Any | EUn | Rec | CZ13 | cWVVG | Cap-Tons | 2353.8857 | 930201.375 | None | 6436974.75 | 1924892.25 | 2778924 | 0 | 677462.8281 | 39531.2153 | 295481.375 | 720679.9688 | 474906.8281 | 137453.1484 | 70246.4422 | 181.5723 | 70064.8614 | 0 | 1739.4245 | 1526.1575
WtrCldCentChlr-NoFric-2Cmp-0.748kwpton-VarSpd-CndRlf | DEER2023 |  | 2022-03-14 23:25:13+00 | Any | EUn | Rec | CZ13 | cWVVG | Cap-Tons | 1 | 930201.375 | None | 6913113.25 | 1924892.25 | 2778924 | 0 | 1153473.5 | 40532.7573 | 294609.3828 | 720679.8906 | 474906.8984 | 137453.1484 | 70246.4474 | 181.5723 | 70064.8614 | 0 | 2068.3612 | 1829.1868
WtrCldRecipChlr-0.42kwpton | DEER2023 |  | 2022-03-14 23:49:47+00 | Any | EUn | Rec | CZ13 | cWVVG | Cap-Tons | 2353.8857 | 930201.375 | None | 6646235.75 | 1924892.25 | 2778924 | 0 | 889635.3594 | 13583.7952 | 318520.0078 | 720678.0625 | 474896.8984 | 137453.0508 | 70246.1286 | 181.5723 | 70064.5632 | 0 | 1804.7213 | 1586.7368
WtrCldRecipChlr-0.748kwpton | DEER2023 |  | 2022-03-14 23:49:47+00 | Any | EUn | Rec | CZ13 | cWVVG | Cap-Tons | 1 | 930201.375 | None | 7339743 | 1924892.25 | 2778924 | 0 | 1582854.75 | 14060.4097 | 318330.5625 | 720678.0781 | 474896.8516 | 137453.0508 | 70246.144 | 181.5723 | 70064.5683 | 0 | 2243.5723 | 1988.8745
WtrCldScrewChlr-0.42kwpton | DEER2023 |  | 2022-03-15 00:09:29+00 | Any | EUn | Rec | CZ13 | cWVVG | Cap-Tons | 2353.8857 | 930201.375 | None | 6668177.75 | 1924892.25 | 2778924 | 0 | 915302.4688 | 13725.6523 | 314653.3828 | 720678.125 | 474896.9219 | 137453.0508 | 70246.144 | 181.5723 | 70064.5606 | 0 | 1843.676 | 1628.3128
WtrCldScrewChlr-0.748kwpton | DEER2023 |  | 2022-03-15 00:09:29+00 | Any | EUn | Rec | CZ13 | cWVVG | Cap-Tons | 1 | 930201.375 | None | 7379217.5 | 1924892.25 | 2778924 | 0 | 1626853.25 | 14310.5454 | 313556.7812 | 720678.1094 | 474896.8984 | 137453.0508 | 70246.1363 | 181.5723 | 70064.5632 | 0 | 2312.9665 | 2062.889
WtrCldScrewChlr-0.439kwpton-VarSpd | DEER2023 |  | 2022-03-15 00:41:21+00 | Any | EUn | Rec | CZ13 | cWVVG | Cap-Tons | 2353.8857 | 930201.375 | None | 6493506 | 1924892.25 | 2778924 | 0 | 740708.7344 | 13317.616 | 314983.8672 | 720677.7344 | 474896.5234 | 137453.0508 | 70246.1542 | 181.5723 | 70064.5811 | 0 | 1746.5563 | 1519.7585
WtrCldScrewChlr-0.748kwpton-VarSpd | DEER2023 |  | 2022-03-15 00:41:21+00 | Any | EUn | Rec | CZ13 | cWVVG | Cap-Tons | 1 | 930201.375 | None | 7012056.25 | 1924892.25 | 2778924 | 0 | 1259645.25 | 13566.6697 | 314347.7031 | 720677.9375 | 474896.5938 | 137453.0508 | 70246.1542 | 181.5723 | 70064.5786 | 0 | 2101.1672 | 1835.0708
AirCldRecipChlr-0.95kwpton | DEER2023 |  | 2022-03-14 18:21:41+00 | Any | EUn | Rec | CZ14 | cAVVG | Cap-Tons | 2500.8979 | 930201.375 | None | 7058146.6525 | 1926055.9858 | 2778924 | 0 | 1562901.0496 | 0 | 83171.9519 | 707090.8772 | 438652.6319 | 140309.7627 | 77649.8524 | 181.5723 | 77468.2921 | 0 | 2432.3975 | 2014.0612
AirCldRecipChlr-1.407kwpton | DEER2023 |  | 2022-03-14 18:21:41+00 | Any | EUn | Rec | CZ14 | cAVVG | Cap-Tons | 1 | 930201.375 | None | 7809984.1135 | 1926055.9858 | 2778924 | 0 | 2314738.5106 | 0 | 83171.9519 | 707090.8772 | 438652.6319 | 140309.7627 | 77649.8524 | 181.5723 | 77468.2921 | 0 | 3058.4157 | 2521.0997
AirCldScrewChlr-0.95kwpton | DEER2023 |  | 2022-03-14 19:29:42+00 | Any | EUn | Rec | CZ14 | cAVVG | Cap-Tons | 2500.8979 | 930201.375 | None | 7293017.8936 | 1926055.9858 | 2778924 | 0 | 1797346.4255 | 0 | 83597.7886 | 707091.4867 | 438646.9262 | 140309.7356 | 77650.6452 | 181.5723 | 77469.09 | 0 | 2523.6579 | 2096.6808
AirCldScrewChlr-1.407kwpton | DEER2023 |  | 2022-03-14 19:29:42+00 | Any | EUn | Rec | CZ14 | cAVVG | Cap-Tons | 1 | 930201.375 | None | 8157636.4326 | 1926055.9858 | 2778924 | 0 | 2661963.7092 | 0 | 83597.7886 | 707091.4867 | 438646.9262 | 140309.7356 | 77650.6452 | 181.5723 | 77469.09 | 0 | 3193.6632 | 2643.5438
AirCldScrewChlr-0.99kwpton-VarSpd | DEER2023 |  | 2022-03-14 20:36:10+00 | Any | EUn | Rec | CZ14 | cAVVG | Cap-Tons | 2500.8979 | 930201.375 | None | 7368696.9858 | 1926055.9858 | 2778924 | 0 | 1873023.2624 | 0 | 83597.7886 | 707091.4867 | 438646.9262 | 140309.7356 | 77650.6452 | 181.5723 | 77469.09 | 0 | 2582.3015 | 2144.5466
AirCldScrewChlr-1.407kwpton-VarSpd | DEER2023 |  | 2022-03-14 20:36:10+00 | Any | EUn | Rec | CZ14 | cAVVG | Cap-Tons | 1 | 930201.375 | None | 8157636.4326 | 1926055.9858 | 2778924 | 0 | 2661963.7092 | 0 | 83597.7886 | 707091.4867 | 438646.9262 | 140309.7356 | 77650.6452 | 181.5723 | 77469.09 | 0 | 3193.6632 | 2643.5438
WtrCldCentChlr-Conv-0.42kwpton | DEER2023 |  | 2022-03-14 21:09:18+00 | Any | EUn | Rec | CZ14 | cWVVG | Cap-Tons | 2500.8979 | 930201.375 | None | 6629993.7305 | 1926055.9858 | 2778924 | 0 | 931811.4353 | 3783.2415 | 282325.7447 | 707092.027 | 438673.9732 | 140309.7627 | 77649.3792 | 181.5723 | 77467.8112 | 0 | 1778.3535 | 1517.1383
WtrCldCentChlr-Conv-0.748kwpton | DEER2023 |  | 2022-03-14 21:09:18+00 | Any | EUn | Rec | CZ14 | cWVVG | Cap-Tons | 1 | 930201.375 | None | 7356269.078 | 1926055.9858 | 2778924 | 0 | 1657192.0284 | 3885.2445 | 283116.6647 | 707092.0248 | 438673.7243 | 140309.7627 | 77649.4022 | 181.5723 | 77467.8342 | 0 | 2214.6087 | 1897.6531
WtrCldCentChlr-Conv-1Cmp-0.439kwpton-VarSpd-CndRlf | DEER2023 |  | 2022-03-14 22:16:50+00 | Any | EUn | Rec | CZ14 | cWVVG | Cap-Tons | 2500.8979 | 930201.375 | None | 6262724.2766 | 1926055.9858 | 2778924 | 0 | 569984.594 | 9202.386 | 271461.4984 | 707093.1512 | 438675.3921 | 140309.786 | 77649.5239 | 181.5723 | 77467.9546 | 0 | 1618.3766 | 1362.4481
WtrCldCentChlr-Conv-1Cmp-0.748kwpton-VarSpd-CndRlf | DEER2023 |  | 2022-03-14 22:16:50+00 | Any | EUn | Rec | CZ14 | cWVVG | Cap-Tons | 1 | 930201.375 | None | 6660232.4326 | 1926055.9858 | 2778924 | 0 | 967983.0652 | 9230.8392 | 270942.0193 | 707093.1822 | 438675.4625 | 140309.786 | 77649.5316 | 181.5723 | 77467.9546 | 0 | 1925.5576 | 1605.0992
WtrCldCentChlr-NoFric-1Cmp-0.439kwpton-VarSpd-CndRlf | DEER2023 |  | 2022-03-14 22:54:12+00 | Any | EUn | Rec | CZ14 | cWVVG | Cap-Tons | 2500.8979 | 930201.375 | None | 6279798.9291 | 1926055.9858 | 2778924 | 0 | 584747.719 | 9255.441 | 273719.7598 | 707094.1959 | 438675.9322 | 140309.786 | 77649.5278 | 181.5723 | 77467.9572 | 0 | 1625.1622 | 1381.6619
WtrCldCentChlr-NoFric-1Cmp-0.748kwpton-VarSpd-CndRlf | DEER2023 |  | 2022-03-14 22:54:12+00 | Any | EUn | Rec | CZ14 | cWVVG | Cap-Tons | 1 | 930201.375 | None | 6688110.4894 | 1926055.9858 | 2778924 | 0 | 993809.6095 | 9328.564 | 272894.8708 | 707094.1645 | 438676.0262 | 140309.786 | 77649.5418 | 181.5723 | 77467.9649 | 0 | 1937.0181 | 1637.9101
WtrCldCentChlr-NoFric-2Cmp-0.439kwpton-VarSpd-CndRlf | DEER2023 |  | 2022-03-14 23:25:13+00 | Any | EUn | Rec | CZ14 | cWVVG | Cap-Tons | 2500.8979 | 930201.375 | None | 6280630.8369 | 1926055.9858 | 2778924 | 0 | 588752.7673 | 9272.6627 | 270528.2471 | 707094.1959 | 438675.9322 | 140309.786 | 77649.5341 | 181.5723 | 77467.9649 | 0 | 1631.1916 | 1388.275
WtrCldCentChlr-NoFric-2Cmp-0.748kwpton-VarSpd-CndRlf | DEER2023 |  | 2022-03-14 23:25:13+00 | Any | EUn | Rec | CZ14 | cWVVG | Cap-Tons | 1 | 930201.375 | None | 6691821.0567 | 1926055.9858 | 2778924 | 0 | 1000870.9038 | 9357.4717 | 269515.375 | 707094.1645 | 438675.9322 | 140309.786 | 77649.5418 | 181.5723 | 77467.9661 | 0 | 1947.291 | 1649.1778
WtrCldRecipChlr-0.42kwpton | DEER2023 |  | 2022-03-14 23:49:47+00 | Any | EUn | Rec | CZ14 | cWVVG | Cap-Tons | 2500.8979 | 930201.375 | None | 6494533.1702 | 1926055.9858 | 2778924 | 0 | 780419.5585 | 3923.2932 | 298115.5235 | 707092.0607 | 438645.9461 | 140309.6651 | 77650.5233 | 181.5723 | 77468.9578 | 0 | 1761.7107 | 1507.705
WtrCldRecipChlr-0.748kwpton | DEER2023 |  | 2022-03-14 23:49:47+00 | Any | EUn | Rec | CZ14 | cWVVG | Cap-Tons | 1 | 930201.375 | None | 7100997.1489 | 1926055.9858 | 2778924 | 0 | 1387293.2908 | 3979.7641 | 297648.4488 | 707091.9198 | 438646.0166 | 140309.6651 | 77650.5156 | 181.5723 | 77468.9527 | 0 | 2173.7326 | 1864.0007
WtrCldScrewChlr-0.42kwpton | DEER2023 |  | 2022-03-15 00:09:29+00 | Any | EUn | Rec | CZ14 | cWVVG | Cap-Tons | 2500.8979 | 930201.375 | None | 6505615.9291 | 1926055.9858 | 2778924 | 0 | 797396.8874 | 4019.0066 | 292125.1017 | 707090.816 | 438652.6086 | 140309.6651 | 77649.7181 | 181.5723 | 77468.1514 | 0 | 1821.8171 | 1563.0536
WtrCldScrewChlr-0.748kwpton | DEER2023 |  | 2022-03-15 00:09:29+00 | Any | EUn | Rec | CZ14 | cWVVG | Cap-Tons | 1 | 930201.375 | None | 7121823.0567 | 1926055.9858 | 2778924 | 0 | 1415004.9787 | 4143.8372 | 290602.156 | 707090.8945 | 438652.4838 | 140309.6923 | 77649.7014 | 181.5723 | 77468.1488 | 0 | 2280.8241 | 1962.6548
WtrCldScrewChlr-0.439kwpton-VarSpd | DEER2023 |  | 2022-03-15 00:41:21+00 | Any | EUn | Rec | CZ14 | cWVVG | Cap-Tons | 2500.8979 | 930201.375 | None | 6335977.8085 | 1926055.9858 | 2778924 | 0 | 627714.7886 | 3757.9841 | 292432.139 | 707091.8892 | 438645.3799 | 140309.6923 | 77650.5591 | 181.5723 | 77468.9937 | 0 | 1677.4223 | 1427.9404
WtrCldScrewChlr-0.748kwpton-VarSpd | DEER2023 |  | 2022-03-15 00:41:21+00 | Any | EUn | Rec | CZ14 | cWVVG | Cap-Tons | 1 | 930201.375 | None | 6772982.4255 | 1926055.9858 | 2778924 | 0 | 1065599.2482 | 3701.7409 | 291607.8952 | 707091.5443 | 438645.4869 | 140309.6923 | 77650.5668 | 181.5723 | 77468.9937 | 0 | 1989.4882 | 1693.0202
AirCldRecipChlr-0.95kwpton | DEER2023 |  | 2022-03-14 18:21:41+00 | Any | EUn | Rec | CZ15 | cAVVG | Cap-Tons | 3183.8162 | 930201.375 | None | 8613907.3008 | 1923558.2114 | 2778924 | 0 | 2990395.0325 | 0 | 126916.6343 | 794108.5904 | 660735.8481 | 33552.2584 | 19975.5342 | 181.5723 | 19793.9636 | 0 | 2908.2703 | 2506.1064
AirCldRecipChlr-1.407kwpton | DEER2023 |  | 2022-03-14 18:21:41+00 | Any | EUn | Rec | CZ15 | cAVVG | Cap-Tons | 1 | 930201.375 | None | 10052442.3415 | 1923558.2114 | 2778924 | 0 | 4428932.3252 | 0 | 126916.6343 | 794108.5904 | 660735.8481 | 33552.2584 | 19975.5342 | 181.5723 | 19793.9636 | 0 | 3746.4562 | 3238.0344
AirCldScrewChlr-0.95kwpton | DEER2023 |  | 2022-03-14 19:29:42+00 | Any | EUn | Rec | CZ15 | cAVVG | Cap-Tons | 3183.8162 | 930201.375 | None | 8987950.2846 | 1923558.2114 | 2778924 | 0 | 3364151.6748 | 0 | 127207.5039 | 794106.4304 | 660733.3283 | 33552.2525 | 19973.5349 | 181.5723 | 19791.9659 | 0 | 3074.8613 | 2648.5705
AirCldScrewChlr-1.407kwpton | DEER2023 |  | 2022-03-14 19:29:42+00 | Any | EUn | Rec | CZ15 | cAVVG | Cap-Tons | 1 | 930201.375 | None | 10606286.8049 | 1923558.2114 | 2778924 | 0 | 4982483.9593 | 0 | 127207.5039 | 794106.4304 | 660733.3283 | 33552.2525 | 19973.5349 | 181.5723 | 19791.9659 | 0 | 3993.2928 | 3449.1794
AirCldScrewChlr-0.99kwpton-VarSpd | DEER2023 |  | 2022-03-14 20:36:10+00 | Any | EUn | Rec | CZ15 | cAVVG | Cap-Tons | 3183.8162 | 930201.375 | None | 9129597.9593 | 1923558.2114 | 2778924 | 0 | 3505799.3577 | 0 | 127207.5039 | 794106.4304 | 660733.3283 | 33552.2525 | 19973.5349 | 181.5723 | 19791.9659 | 0 | 3155.249 | 2718.6449
AirCldScrewChlr-1.407kwpton-VarSpd | DEER2023 |  | 2022-03-14 20:36:10+00 | Any | EUn | Rec | CZ15 | cAVVG | Cap-Tons | 1 | 930201.375 | None | 10606286.8049 | 1923558.2114 | 2778924 | 0 | 4982483.9593 | 0 | 127207.5039 | 794106.4304 | 660733.3283 | 33552.2525 | 19973.5349 | 181.5723 | 19791.9659 | 0 | 3993.2928 | 3449.1794
WtrCldCentChlr-Conv-0.42kwpton | DEER2023 |  | 2022-03-14 21:09:18+00 | Any | EUn | Rec | CZ15 | cWVVG | Cap-Tons | 3183.8162 | 930201.375 | None | 7616291.3984 | 1923558.2114 | 2778924 | 0 | 1642763.0813 | 10367.2375 | 466558.033 | 794117.032 | 660742.7124 | 33554.5454 | 19976.5825 | 181.5723 | 19795.0069 | 0 | 1922.7253 | 1666.1624
WtrCldCentChlr-Conv-0.748kwpton | DEER2023 |  | 2022-03-14 21:09:18+00 | Any | EUn | Rec | CZ15 | cWVVG | Cap-Tons | 1 | 930201.375 | None | 8896347.2195 | 1923558.2114 | 2778924 | 0 | 2921892.3415 | 10685.4954 | 467165.8257 | 794117.0945 | 660742.9309 | 33554.5454 | 19976.5749 | 181.5723 | 19795.0069 | 0 | 2449.4185 | 2137.1439
WtrCldCentChlr-Conv-1Cmp-0.439kwpton-VarSpd-CndRlf | DEER2023 |  | 2022-03-14 22:16:50+00 | Any | EUn | Rec | CZ15 | cWVVG | Cap-Tons | 3183.8162 | 930201.375 | None | 7004622.7236 | 1923558.2114 | 2778924 | 0 | 1031885 | 28671.883 | 447462.7891 | 794117.5788 | 660739.4848 | 33554.5542 | 19976.6046 | 181.5723 | 19795.035 | 0 | 1757.8647 | 1493.9716
WtrCldCentChlr-Conv-1Cmp-0.748kwpton-VarSpd-CndRlf | DEER2023 |  | 2022-03-14 22:16:50+00 | Any | EUn | Rec | CZ15 | cWVVG | Cap-Tons | 1 | 930201.375 | None | 7725963.4797 | 1923558.2114 | 2778924 | 0 | 1753510.4472 | 28958.0368 | 446893.8623 | 794117.5788 | 660739.4848 | 33554.5542 | 19976.6046 | 181.5723 | 19795.035 | 0 | 2126.6836 | 1797.4587
WtrCldCentChlr-NoFric-1Cmp-0.439kwpton-VarSpd-CndRlf | DEER2023 |  | 2022-03-14 22:54:12+00 | Any | EUn | Rec | CZ15 | cWVVG | Cap-Tons | 3183.8162 | 930201.375 | None | 7039822.9512 | 1923558.2114 | 2778924 | 0 | 1064102.4309 | 28804.938 | 450311.1265 | 794117.658 | 660739.6108 | 33554.5542 | 19976.6021 | 181.5723 | 19795.035 | 0 | 1773.7049 | 1520.4708
WtrCldCentChlr-NoFric-1Cmp-0.748kwpton-VarSpd-CndRlf | DEER2023 |  | 2022-03-14 22:54:12+00 | Any | EUn | Rec | CZ15 | cWVVG | Cap-Tons | 1 | 930201.375 | None | 7783742.7073 | 1923558.2114 | 2778924 | 0 | 1808941.8211 | 29195.3858 | 449000.9743 | 794117.658 | 660739.5173 | 33554.5542 | 19976.6021 | 181.5723 | 19795.0325 | 0 | 2153.7735 | 1842.6725
WtrCldCentChlr-NoFric-2Cmp-0.439kwpton-VarSpd-CndRlf | DEER2023 |  | 2022-03-14 23:25:13+00 | Any | EUn | Rec | CZ15 | cWVVG | Cap-Tons | 3183.8162 | 930201.375 | None | 7045525.9919 | 1923558.2114 | 2778924 | 0 | 1072981.5122 | 28846.9646 | 447096.0678 | 794117.7048 | 660739.5173 | 33554.5542 | 19976.6046 | 181.5723 | 19795.0325 | 0 | 1781.3899 | 1529.2077
WtrCldCentChlr-NoFric-2Cmp-0.748kwpton-VarSpd-CndRlf | DEER2023 |  | 2022-03-14 23:25:13+00 | Any | EUn | Rec | CZ15 | cWVVG | Cap-Tons | 1 | 930201.375 | None | 7796161.1545 | 1923558.2114 | 2778924 | 0 | 1824808.065 | 29266.0722 | 445484.7599 | 794117.658 | 660739.6108 | 33554.5542 | 19976.6021 | 181.5723 | 19795.035 | 0 | 2166.8641 | 1857.5585
WtrCldRecipChlr-0.42kwpton | DEER2023 |  | 2022-03-14 23:49:47+00 | Any | EUn | Rec | CZ15 | cWVVG | Cap-Tons | 3183.8162 | 930201.375 | None | 7403775.5935 | 1923558.2114 | 2778924 | 0 | 1402280.2033 | 10711.4476 | 494186.9294 | 794110.8623 | 660732.1418 | 33552.2418 | 19976.3059 | 181.5723 | 19794.7328 | 0 | 1943.5271 | 1661.5061
WtrCldRecipChlr-0.748kwpton | DEER2023 |  | 2022-03-14 23:49:47+00 | Any | EUn | Rec | CZ15 | cWVVG | Cap-Tons | 1 | 930201.375 | None | 8494572.9675 | 1923558.2114 | 2778924 | 0 | 2493401.1951 | 10935.723 | 493637.8404 | 794111.4446 | 660732.3465 | 33552.2418 | 19977.0066 | 181.5723 | 19795.4386 | 0 | 2451.3157 | 2116.7832
WtrCldScrewChlr-0.42kwpton | DEER2023 |  | 2022-03-15 00:09:29+00 | Any | EUn | Rec | CZ15 | cWVVG | Cap-Tons | 3183.8162 | 930201.375 | None | 7459443.6992 | 1923558.2114 | 2778924 | 0 | 1464701.2276 | 10911.1285 | 487233.7607 | 794111.5523 | 660732.3293 | 33552.2418 | 19977.021 | 181.5723 | 19795.4514 | 0 | 2020.9428 | 1714.0069
WtrCldScrewChlr-0.748kwpton | DEER2023 |  | 2022-03-15 00:09:29+00 | Any | EUn | Rec | CZ15 | cWVVG | Cap-Tons | 1 | 930201.375 | None | 8594660.2195 | 1923558.2114 | 2778924 | 0 | 2601479.5122 | 11278.6742 | 485305.1966 | 794111.6001 | 660732.3145 | 33552.2418 | 19977.0117 | 181.5723 | 19795.4437 | 0 | 2589.1734 | 2210.271
WtrCldScrewChlr-0.439kwpton-VarSpd | DEER2023 |  | 2022-03-15 00:41:21+00 | Any | EUn | Rec | CZ15 | cWVVG | Cap-Tons | 3183.8162 | 930201.375 | None | 7136183.0244 | 1923558.2114 | 2778924 | 0 | 1141137.3577 | 10378.905 | 488069.8763 | 794110.6474 | 660731.5803 | 33552.2437 | 19977.0118 | 181.5723 | 19795.4412 | 0 | 1842.529 | 1583.9674
WtrCldScrewChlr-0.748kwpton-VarSpd | DEER2023 |  | 2022-03-15 00:41:21+00 | Any | EUn | Rec | CZ15 | cWVVG | Cap-Tons | 1 | 930201.375 | None | 7932135.5447 | 1923558.2114 | 2778924 | 0 | 1938351.0813 | 10357.8201 | 486833.1824 | 794108.0279 | 660733.7449 | 33552.2437 | 19977.0092 | 181.5723 | 19795.4412 | 0 | 2229.0734 | 1939.7072
AirCldRecipChlr-0.95kwpton | DEER2023 |  | 2022-03-14 18:21:41+00 | Any | EUn | Rec | CZ16 | cAVVG | Cap-Tons | 1408.4354 | 930201.375 | None | 5961484.1516 | 1925484.6209 | 2778924 | 0 | 540990.119 | 0 | 49592.0152 | 666491.3125 | 243345.3845 | 304632.8359 | 186635.9693 | 181.5723 | 186454.3986 | 0 | 271.621 | 292.435
AirCldRecipChlr-1.407kwpton | DEER2023 |  | 2022-03-14 18:21:41+00 | Any | EUn | Rec | CZ16 | cAVVG | Cap-Tons | 1 | 930201.375 | None | 6221728.87 | 1925484.6209 | 2778924 | 0 | 801234.7676 | 0 | 49592.0152 | 666491.3125 | 243345.3845 | 304632.8359 | 186635.9693 | 181.5723 | 186454.3986 | 0 | 328.5009 | 367.4501
AirCldScrewChlr-0.95kwpton | DEER2023 |  | 2022-03-14 19:29:42+00 | Any | EUn | Rec | CZ16 | cAVVG | Cap-Tons | 1408.4354 | 930201.375 | None | 6063962.6968 | 1925484.6209 | 2778924 | 0 | 642760.9093 | 0 | 50292.7406 | 666497.4689 | 243343.9098 | 304632.9062 | 186635.739 | 181.5723 | 186454.1683 | 0 | 290.1324 | 312.4946
AirCldScrewChlr-1.407kwpton | DEER2023 |  | 2022-03-14 19:29:42+00 | Any | EUn | Rec | CZ16 | cAVVG | Cap-Tons | 1 | 930201.375 | None | 6373163.6029 | 1925484.6209 | 2778924 | 0 | 951962.8163 | 0 | 50292.7406 | 666497.4689 | 243343.9098 | 304632.9062 | 186635.739 | 181.5723 | 186454.1683 | 0 | 355.9163 | 397.1594
AirCldScrewChlr-0.99kwpton-VarSpd | DEER2023 |  | 2022-03-14 20:36:10+00 | Any | EUn | Rec | CZ16 | cAVVG | Cap-Tons | 1408.4354 | 930201.375 | None | 6091026.6643 | 1925484.6209 | 2778924 | 0 | 669824.4858 | 0 | 50292.7406 | 666497.4689 | 243343.9098 | 304632.9062 | 186635.739 | 181.5723 | 186454.1683 | 0 | 295.8898 | 319.9049
AirCldScrewChlr-1.407kwpton-VarSpd | DEER2023 |  | 2022-03-14 20:36:10+00 | Any | EUn | Rec | CZ16 | cAVVG | Cap-Tons | 1 | 930201.375 | None | 6373163.6029 | 1925484.6209 | 2778924 | 0 | 951962.8163 | 0 | 50292.7406 | 666497.4689 | 243343.9098 | 304632.9062 | 186635.739 | 181.5723 | 186454.1683 | 0 | 355.9163 | 397.1594
WtrCldCentChlr-Conv-0.42kwpton | DEER2023 |  | 2022-03-14 21:09:18+00 | Any | EUn | Rec | CZ16 | cWVVG | Cap-Tons | 1408.4354 | 930201.375 | None | 5892476.5271 | 1925484.6209 | 2778924 | 0 | 387243.7471 | 3333.794 | 130992.0813 | 666495.4689 | 243339.0767 | 304632.9062 | 186635.739 | 181.5723 | 186454.1683 | 0 | 242.6936 | 248.076
WtrCldCentChlr-Conv-0.748kwpton | DEER2023 |  | 2022-03-14 21:09:18+00 | Any | EUn | Rec | CZ16 | cWVVG | Cap-Tons | 1 | 930201.375 | None | 6195300.1336 | 1925484.6209 | 2778924 | 0 | 689291.3069 | 3478.0184 | 131624.4612 | 666495.4061 | 243339.0063 | 304632.9062 | 186635.739 | 181.5723 | 186454.1683 | 0 | 298.7998 | 320.8343
WtrCldCentChlr-Conv-1Cmp-0.439kwpton-VarSpd-CndRlf | DEER2023 |  | 2022-03-14 22:16:50+00 | Any | EUn | Rec | CZ16 | cWVVG | Cap-Tons | 1408.4354 | 930201.375 | None | 5743589.5343 | 1925484.6209 | 2778924 | 0 | 235207.693 | 7850.2639 | 129626.9702 | 666494.3281 | 243340.9604 | 304632.9062 | 186635.7645 | 181.5723 | 186454.1683 | 0 | 214.3715 | 217.7942
WtrCldCentChlr-Conv-1Cmp-0.748kwpton-VarSpd-CndRlf | DEER2023 |  | 2022-03-14 22:16:50+00 | Any | EUn | Rec | CZ16 | cWVVG | Cap-Tons | 1 | 930201.375 | None | 5908918.8303 | 1925484.6209 | 2778924 | 0 | 400478.3392 | 7985.6685 | 129549.7807 | 666494.3281 | 243334.6551 | 304632.9062 | 186635.7645 | 181.5723 | 186454.1683 | 0 | 245.6851 | 260.7353
WtrCldCentChlr-NoFric-1Cmp-0.439kwpton-VarSpd-CndRlf | DEER2023 |  | 2022-03-14 22:54:12+00 | Any | EUn | Rec | CZ16 | cWVVG | Cap-Tons | 1408.4354 | 930201.375 | None | 5751381.6354 | 1925484.6209 | 2778924 | 0 | 241778.5812 | 7916.1245 | 130780.7816 | 666495.3755 | 243332.0786 | 304632.9062 | 186635.739 | 181.5723 | 186454.1683 | 0 | 216.5248 | 220.8482
WtrCldCentChlr-NoFric-1Cmp-0.748kwpton-VarSpd-CndRlf | DEER2023 |  | 2022-03-14 22:54:12+00 | Any | EUn | Rec | CZ16 | cWVVG | Cap-Tons | 1 | 930201.375 | None | 5921232.3502 | 1925484.6209 | 2778924 | 0 | 411745.4658 | 8089.5862 | 130490.3276 | 666495.3755 | 243332.0786 | 304632.9062 | 186635.739 | 181.5723 | 186454.1683 | 0 | 248.3456 | 266.0884
WtrCldCentChlr-NoFric-2Cmp-0.439kwpton-VarSpd-CndRlf | DEER2023 |  | 2022-03-14 23:25:13+00 | Any | EUn | Rec | CZ16 | cWVVG | Cap-Tons | 1408.4354 | 930201.375 | None | 5750925.5993 | 1925484.6209 | 2778924 | 0 | 242569.6616 | 7930.2432 | 129518.9621 | 666495.3755 | 243332.0786 | 304632.9062 | 186635.739 | 181.5723 | 186454.1683 | 0 | 217.0308 | 220.8273
WtrCldCentChlr-NoFric-2Cmp-0.748kwpton-VarSpd-CndRlf | DEER2023 |  | 2022-03-14 23:25:13+00 | Any | EUn | Rec | CZ16 | cWVVG | Cap-Tons | 1 | 930201.375 | None | 5921352.9386 | 1925484.6209 | 2778924 | 0 | 413140.1717 | 8110.3013 | 129196.3592 | 666495.3755 | 243332.0786 | 304632.9062 | 186635.739 | 181.5723 | 186454.1683 | 0 | 249.6695 | 265.9469
WtrCldRecipChlr-0.42kwpton | DEER2023 |  | 2022-03-14 23:49:47+00 | Any | EUn | Rec | CZ16 | cWVVG | Cap-Tons | 1408.4354 | 930201.375 | None | 5834615.1805 | 1925484.6209 | 2778924 | 0 | 322569.61 | 3485.4318 | 137644.1706 | 666504.2349 | 243357.2456 | 304632.4296 | 186635.9751 | 181.5723 | 186454.384 | 0 | 236.6068 | 245.7688
WtrCldRecipChlr-0.748kwpton | DEER2023 |  | 2022-03-14 23:49:47+00 | Any | EUn | Rec | CZ16 | cWVVG | Cap-Tons | 1 | 930201.375 | None | 6086262.5235 | 1925484.6209 | 2778924 | 0 | 574027.3073 | 3609.6969 | 137710.4602 | 666504.2349 | 243356.0001 | 304632.4296 | 186635.9955 | 181.5723 | 186454.4095 | 0 | 285.1864 | 311.6617
WtrCldScrewChlr-0.42kwpton | DEER2023 |  | 2022-03-15 00:09:29+00 | Any | EUn | Rec | CZ16 | cWVVG | Cap-Tons | 1408.4354 | 930201.375 | None | 5825346.4296 | 1925484.6209 | 2778924 | 0 | 316138.9928 | 3525.4557 | 134765.5631 | 666504.4533 | 243356.0974 | 304632.4296 | 186635.9751 | 181.5723 | 186454.384 | 0 | 237.8248 | 250.0175
WtrCldScrewChlr-0.748kwpton | DEER2023 |  | 2022-03-15 00:09:29+00 | Any | EUn | Rec | CZ16 | cWVVG | Cap-Tons | 1 | 930201.375 | None | 6070803.4513 | 1925484.6209 | 2778924 | 0 | 562000.7125 | 3682.655 | 134205.1931 | 666504.4066 | 243356.0468 | 304632.4296 | 186635.9751 | 181.5723 | 186454.384 | 0 | 287.5553 | 317.7402
WtrCldScrewChlr-0.439kwpton-VarSpd | DEER2023 |  | 2022-03-15 00:41:21+00 | Any | EUn | Rec | CZ16 | cWVVG | Cap-Tons | 1408.4354 | 930201.375 | None | 5781673.9386 | 1925484.6209 | 2778924 | 0 | 272343.9566 | 3402.8333 | 135012.7942 | 666503.2186 | 243323.4359 | 304632.4296 | 186635.9955 | 181.5723 | 186454.4095 | 0 | 221.4717 | 226.7603
WtrCldScrewChlr-0.748kwpton-VarSpd | DEER2023 |  | 2022-03-15 00:41:21+00 | Any | EUn | Rec | CZ16 | cWVVG | Cap-Tons | 1 | 930201.375 | None | 5972661.6498 | 1925484.6209 | 2778924 | 0 | 463407.9766 | 3461.81 | 134876.5398 | 666503.2814 | 243323.483 | 304632.4296 | 186635.9955 | 181.5723 | 186454.384 | 0 | 254.9338 | 272.7891
AirCldRecipChlr-0.95kwpton | DEER2023 |  | 2022-03-14 18:21:41+00 | Any | Hsp | Ex | CZ01 | cAVVG | Cap-Tons | 513.0767 | 235501 | None | 2839688.8723 | 1177448.5816 | 1266427 | 0 | 16463.0758 | 0 | 5177.9933 | 374174.3214 | 1058.6354 | 299412.7128 | 48230.1547 | 81.3604 | 48148.786 | 0 | 526.9815 | 461.851
AirCldRecipChlr-1.407kwpton | DEER2023 |  | 2022-03-14 18:21:41+00 | Any | Hsp | Ex | CZ01 | cAVVG | Cap-Tons | 1 | 235501 | None | 2847608.3688 | 1177448.5816 | 1266427 | 0 | 24382.6823 | 0 | 5177.9933 | 374174.3214 | 1058.6354 | 299412.7128 | 48230.1547 | 81.3604 | 48148.786 | 0 | 562.4253 | 485.7823
AirCldScrewChlr-0.95kwpton | DEER2023 |  | 2022-03-14 19:29:42+00 | Any | Hsp | Ex | CZ01 | cAVVG | Cap-Tons | 533.8137 | 235501 | None | 2850311.7801 | 1177448.5816 | 1266427 | 0 | 27086.4829 | 0 | 5178.0027 | 374174.3214 | 1058.6354 | 299412.7128 | 48230.1547 | 81.3604 | 48148.786 | 0 | 541.0791 | 474.7295
AirCldScrewChlr-1.407kwpton | DEER2023 |  | 2022-03-14 19:29:42+00 | Any | Hsp | Ex | CZ01 | cAVVG | Cap-Tons | 1 | 235501 | None | 2863342.078 | 1177448.5816 | 1266427 | 0 | 40116.5009 | 0 | 5178.0027 | 374174.3214 | 1058.6354 | 299412.7128 | 48230.1547 | 81.3604 | 48148.786 | 0 | 583.3045 | 504.856
AirCldScrewChlr-0.99kwpton-VarSpd | DEER2023 |  | 2022-03-14 20:36:10+00 | Any | Hsp | Ex | CZ01 | cAVVG | Cap-Tons | 533.8137 | 235501 | None | 2851452.6738 | 1177448.5816 | 1266427 | 0 | 28226.9611 | 0 | 5178.0027 | 374174.3214 | 1058.6354 | 299412.7128 | 48230.1547 | 81.3604 | 48148.786 | 0 | 544.7752 | 477.366
AirCldScrewChlr-1.407kwpton-VarSpd | DEER2023 |  | 2022-03-14 20:36:10+00 | Any | Hsp | Ex | CZ01 | cAVVG | Cap-Tons | 1 | 235501 | None | 2863342.078 | 1177448.5816 | 1266427 | 0 | 40116.5009 | 0 | 5178.0027 | 374174.3214 | 1058.6354 | 299412.7128 | 48230.1547 | 81.3604 | 48148.786 | 0 | 583.3045 | 504.856
WtrCldCentChlr-Conv-0.42kwpton | DEER2023 |  | 2022-03-14 21:09:18+00 | Any | Hsp | Ex | CZ01 | cWVVG | Cap-Tons | 533.8137 | 235501 | None | 2851683.773 | 1177448.5816 | 1266427 | 0 | 19795.0748 | 22.0378 | 13819.072 | 374174.3214 | 1058.6354 | 299412.7128 | 48230.1547 | 81.3604 | 48148.7889 | 0 | 515.2678 | 459.7304
WtrCldCentChlr-Conv-0.748kwpton | DEER2023 |  | 2022-03-14 21:09:18+00 | Any | Hsp | Ex | CZ01 | cWVVG | Cap-Tons | 1 | 235501 | None | 2867152.2624 | 1177448.5816 | 1266427 | 0 | 35226.0179 | 22.4221 | 13856.1282 | 374174.3214 | 1058.6354 | 299412.7128 | 48230.1547 | 81.3604 | 48148.7889 | 0 | 554.7536 | 489.0223
WtrCldCentChlr-Conv-1Cmp-0.439kwpton-VarSpd-CndRlf | DEER2023 |  | 2022-03-14 22:16:50+00 | Any | Hsp | Ex | CZ01 | cWVVG | Cap-Tons | 533.8137 | 235501 | None | 2840078.8511 | 1177448.5816 | 1266427 | 0 | 8117.1238 | 187.257 | 13726.7918 | 374174.3214 | 1058.6354 | 299412.7128 | 48230.1547 | 81.3604 | 48148.7889 | 0 | 495.2244 | 443.8084
WtrCldCentChlr-Conv-1Cmp-0.748kwpton-VarSpd-CndRlf | DEER2023 |  | 2022-03-14 22:16:50+00 | Any | Hsp | Ex | CZ01 | cWVVG | Cap-Tons | 1 | 235501 | None | 2845514.1986 | 1177448.5816 | 1266427 | 0 | 13694.6695 | 179.6693 | 13592.1312 | 374174.3214 | 1058.6354 | 299412.7128 | 48230.1547 | 81.3604 | 48148.7889 | 0 | 515.4203 | 458.2657
WtrCldCentChlr-NoFric-1Cmp-0.439kwpton-VarSpd-CndRlf | DEER2023 |  | 2022-03-14 22:54:12+00 | Any | Hsp | Ex | CZ01 | cWVVG | Cap-Tons | 533.8137 | 235501 | None | 2837681.2837 | 1177448.5816 | 1266427 | 0 | 5653.0511 | 185.7962 | 13794.9037 | 374174.3067 | 1058.6355 | 299412.7837 | 48230.1489 | 81.3604 | 48148.7844 | 0 | 497.8349 | 444.2068
WtrCldCentChlr-NoFric-1Cmp-0.748kwpton-VarSpd-CndRlf | DEER2023 |  | 2022-03-14 22:54:12+00 | Any | Hsp | Ex | CZ01 | cWVVG | Cap-Tons | 1 | 235501 | None | 2841392.5177 | 1177448.5816 | 1266427 | 0 | 9538.5133 | 178.1336 | 13628.433 | 374174.3067 | 1058.6355 | 299412.7837 | 48230.1489 | 81.3604 | 48148.7844 | 0 | 519.8682 | 459.1019
WtrCldCentChlr-NoFric-2Cmp-0.439kwpton-VarSpd-CndRlf | DEER2023 |  | 2022-03-14 23:25:13+00 | Any | Hsp | Ex | CZ01 | cWVVG | Cap-Tons | 533.8137 | 235501 | None | 2836908.9787 | 1177448.5816 | 1266427 | 0 | 5011.447 | 186.6013 | 13663.1298 | 374174.3067 | 1058.6355 | 299412.7837 | 48230.1489 | 81.3604 | 48148.7844 | 0 | 498.7154 | 444.4635
WtrCldCentChlr-NoFric-2Cmp-0.748kwpton-VarSpd-CndRlf | DEER2023 |  | 2022-03-14 23:25:13+00 | Any | Hsp | Ex | CZ01 | cWVVG | Cap-Tons | 1 | 235501 | None | 2840150.9504 | 1177448.5816 | 1266427 | 0 | 8467.3575 | 179.3912 | 13456.5031 | 374174.3067 | 1058.6355 | 299412.7837 | 48230.1489 | 81.3604 | 48148.7844 | 0 | 521.3685 | 459.4189
WtrCldRecipChlr-0.42kwpton | DEER2023 |  | 2022-03-14 23:49:47+00 | Any | Hsp | Ex | CZ01 | cWVVG | Cap-Tons | 533.8137 | 235501 | None | 2842666.156 | 1177448.5816 | 1266427 | 0 | 10666.8429 | 23.2492 | 13928.617 | 374174.3067 | 1058.6355 | 299412.7837 | 48230.1489 | 81.3604 | 48148.7844 | 0 | 509.7082 | 453.0541
WtrCldRecipChlr-0.748kwpton | DEER2023 |  | 2022-03-14 23:49:47+00 | Any | Hsp | Ex | CZ01 | cWVVG | Cap-Tons | 1 | 235501 | None | 2850765.4043 | 1177448.5816 | 1266427 | 0 | 18907.5239 | 23.2353 | 13787.3151 | 374174.3067 | 1058.6355 | 299412.7837 | 48230.1489 | 81.3604 | 48148.7844 | 0 | 543.9011 | 476.4636
WtrCldScrewChlr-0.42kwpton | DEER2023 |  | 2022-03-15 00:09:29+00 | Any | Hsp | Ex | CZ01 | cWVVG | Cap-Tons | 533.8137 | 235501 | None | 2837226.6241 | 1177448.5816 | 1266427 | 0 | 5459.6843 | 23.8006 | 13695.817 | 374174.3067 | 1058.6355 | 299412.7837 | 48230.1489 | 81.3604 | 48148.7844 | 0 | 512.6885 | 452.9217
WtrCldScrewChlr-0.748kwpton | DEER2023 |  | 2022-03-15 00:09:29+00 | Any | Hsp | Ex | CZ01 | cWVVG | Cap-Tons | 1 | 235501 | None | 2840792.0638 | 1177448.5816 | 1266427 | 0 | 9329.8917 | 24.0515 | 13390.3564 | 374174.3067 | 1058.6355 | 299412.7837 | 48230.1489 | 81.3604 | 48148.7844 | 0 | 549.0777 | 475.8684
WtrCldScrewChlr-0.439kwpton-VarSpd | DEER2023 |  | 2022-03-15 00:41:21+00 | Any | Hsp | Ex | CZ01 | cWVVG | Cap-Tons | 533.8137 | 235501 | None | 2839919.9362 | 1177448.5816 | 1266427 | 0 | 8122.8536 | 22.3071 | 13727.1578 | 374174.3067 | 1058.6355 | 299412.7128 | 48230.1489 | 81.3604 | 48148.7844 | 0 | 500.1112 | 446.1237
WtrCldScrewChlr-0.748kwpton-VarSpd | DEER2023 |  | 2022-03-15 00:41:21+00 | Any | Hsp | Ex | CZ01 | cWVVG | Cap-Tons | 1 | 235501 | None | 2845412.4681 | 1177448.5816 | 1266427 | 0 | 13720.7356 | 21.3924 | 13622.521 | 374174.3067 | 1058.6355 | 299412.7128 | 48230.1489 | 81.3604 | 48148.7844 | 0 | 523.6589 | 462.1776
AirCldRecipChlr-0.95kwpton | DEER2023 |  | 2022-03-14 18:21:41+00 | Any | Hsp | Ex | CZ02 | cAVVG | Cap-Tons | 820.0048 | 235501 | None | 3039641.6035 | 1176997.7036 | 1266427 | 0 | 198157.605 | 0 | 13136.2688 | 384924.9782 | 15340.5315 | 200160.1321 | 38193.9392 | 81.3604 | 38112.5771 | 0 | 682.2614 | 598.9201
AirCldRecipChlr-1.407kwpton | DEER2023 |  | 2022-03-14 18:21:41+00 | Any | Hsp | Ex | CZ02 | cAVVG | Cap-Tons | 1 | 235501 | None | 3134965.685 | 1176997.7036 | 1266427 | 0 | 293481.7954 | 0 | 13136.2688 | 384924.9782 | 15340.5315 | 200160.1321 | 38193.9392 | 81.3604 | 38112.5771 | 0 | 787.885 | 684.5744
AirCldScrewChlr-0.95kwpton | DEER2023 |  | 2022-03-14 19:29:42+00 | Any | Hsp | Ex | CZ02 | cAVVG | Cap-Tons | 820.0048 | 235501 | None | 3098313.5918 | 1176997.7036 | 1266427 | 0 | 256818.7316 | 0 | 13147.207 | 384924.9782 | 15340.5315 | 200160.1321 | 38193.9392 | 81.3604 | 38112.5771 | 0 | 704.7792 | 616.7432
AirCldScrewChlr-1.407kwpton | DEER2023 |  | 2022-03-14 19:29:42+00 | Any | Hsp | Ex | CZ02 | cAVVG | Cap-Tons | 1 | 235501 | None | 3221856.5074 | 1176997.7036 | 1266427 | 0 | 380362.0324 | 0 | 13147.207 | 384924.9782 | 15340.5315 | 200160.1321 | 38193.9392 | 81.3604 | 38112.5771 | 0 | 821.2348 | 710.9603
AirCldScrewChlr-0.99kwpton-VarSpd | DEER2023 |  | 2022-03-14 20:36:10+00 | Any | Hsp | Ex | CZ02 | cAVVG | Cap-Tons | 820.0048 | 235501 | None | 3109127.0079 | 1176997.7036 | 1266427 | 0 | 267632.0994 | 0 | 13147.207 | 384924.9782 | 15340.5315 | 200160.1321 | 38193.9392 | 81.3604 | 38112.5771 | 0 | 714.972 | 624.9899
AirCldScrewChlr-1.407kwpton-VarSpd | DEER2023 |  | 2022-03-14 20:36:10+00 | Any | Hsp | Ex | CZ02 | cAVVG | Cap-Tons | 1 | 235501 | None | 3221856.5074 | 1176997.7036 | 1266427 | 0 | 380362.0324 | 0 | 13147.207 | 384924.9782 | 15340.5315 | 200160.1321 | 38193.9392 | 81.3604 | 38112.5771 | 0 | 821.2348 | 710.9603
WtrCldCentChlr-Conv-0.42kwpton | DEER2023 |  | 2022-03-14 21:09:18+00 | Any | Hsp | Ex | CZ02 | cWVVG | Cap-Tons | 853.0309 | 235501 | None | 3050407.5829 | 1176997.7036 | 1266427 | 0 | 158586.5632 | 441.9781 | 63030.7674 | 384925.1624 | 15340.5332 | 200160.1321 | 38193.9478 | 81.3604 | 38112.5895 | 0 | 582.4454 | 528.2535
WtrCldCentChlr-Conv-0.748kwpton | DEER2023 |  | 2022-03-14 21:09:18+00 | Any | Hsp | Ex | CZ02 | cWVVG | Cap-Tons | 1 | 235501 | None | 3173771.4769 | 1176997.7036 | 1266427 | 0 | 282050.1882 | 446.5279 | 62926.7211 | 384925.1624 | 15340.5332 | 200160.1321 | 38193.9478 | 81.3604 | 38112.5895 | 0 | 665.0816 | 601.2591
WtrCldCentChlr-Conv-1Cmp-0.439kwpton-VarSpd-CndRlf | DEER2023 |  | 2022-03-14 22:16:50+00 | Any | Hsp | Ex | CZ02 | cWVVG | Cap-Tons | 853.0309 | 235501 | None | 2969255.6124 | 1176997.7036 | 1266427 | 0 | 75936.6375 | 2781.986 | 62188.9906 | 384925.2016 | 15340.5332 | 200160.1321 | 38193.9478 | 81.3604 | 38112.5874 | 0 | 556.5035 | 499.3308
WtrCldCentChlr-Conv-1Cmp-0.748kwpton-VarSpd-CndRlf | DEER2023 |  | 2022-03-14 22:16:50+00 | Any | Hsp | Ex | CZ02 | cWVVG | Cap-Tons | 1 | 235501 | None | 3021352.3248 | 1176997.7036 | 1266427 | 0 | 128605.1927 | 2749.8149 | 61649.0944 | 384925.2016 | 15340.5332 | 200160.1321 | 38193.9478 | 81.3604 | 38112.5874 | 0 | 610.7773 | 543.462
WtrCldCentChlr-NoFric-1Cmp-0.439kwpton-VarSpd-CndRlf | DEER2023 |  | 2022-03-14 22:54:12+00 | Any | Hsp | Ex | CZ02 | cWVVG | Cap-Tons | 853.0309 | 235501 | None | 2965567.8783 | 1176997.7036 | 1266427 | 0 | 72008.3986 | 2801.4345 | 62409.6469 | 384925.2219 | 15340.5332 | 200160.1321 | 38193.9456 | 81.3604 | 38112.5809 | 0 | 561.253 | 504.4428
WtrCldCentChlr-NoFric-1Cmp-0.748kwpton-VarSpd-CndRlf | DEER2023 |  | 2022-03-14 22:54:12+00 | Any | Hsp | Ex | CZ02 | cWVVG | Cap-Tons | 1 | 235501 | None | 3015141.738 | 1176997.7036 | 1266427 | 0 | 122119.4103 | 2783.8544 | 61890.1419 | 384925.2219 | 15340.5332 | 200160.1321 | 38193.9456 | 81.3604 | 38112.5809 | 0 | 618.8702 | 552.1728
WtrCldCentChlr-NoFric-2Cmp-0.439kwpton-VarSpd-CndRlf | DEER2023 |  | 2022-03-14 23:25:13+00 | Any | Hsp | Ex | CZ02 | cWVVG | Cap-Tons | 853.0309 | 235501 | None | 2964546.7556 | 1176997.7036 | 1266427 | 0 | 71388.6673 | 2808.8547 | 62001.296 | 384925.2219 | 15340.5332 | 200160.1321 | 38193.9456 | 81.3604 | 38112.5809 | 0 | 562.4193 | 505.8268
WtrCldCentChlr-NoFric-2Cmp-0.748kwpton-VarSpd-CndRlf | DEER2023 |  | 2022-03-14 23:25:13+00 | Any | Hsp | Ex | CZ02 | cWVVG | Cap-Tons | 1 | 235501 | None | 3013614.7841 | 1176997.7036 | 1266427 | 0 | 121198.7342 | 2796.5022 | 61271.3043 | 384925.2219 | 15340.5332 | 200160.1321 | 38193.9456 | 81.3604 | 38112.5809 | 0 | 620.8573 | 554.5302
WtrCldRecipChlr-0.42kwpton | DEER2023 |  | 2022-03-14 23:49:47+00 | Any | Hsp | Ex | CZ02 | cWVVG | Cap-Tons | 853.0309 | 235501 | None | 3003953.3935 | 1176997.7036 | 1266427 | 0 | 111765.528 | 453.2668 | 63386.8531 | 384924.9783 | 15340.5332 | 200160.1321 | 38193.9521 | 81.3604 | 38112.5895 | 0 | 588.573 | 527.6517
WtrCldRecipChlr-0.748kwpton | DEER2023 |  | 2022-03-14 23:49:47+00 | Any | Hsp | Ex | CZ02 | cWVVG | Cap-Tons | 1 | 235501 | None | 3090018.9637 | 1176997.7036 | 1266427 | 0 | 198306.0016 | 450.7639 | 62914.6724 | 384924.9783 | 15340.5332 | 200160.1321 | 38193.9521 | 81.3604 | 38112.5895 | 0 | 668.3458 | 596.883
WtrCldScrewChlr-0.42kwpton | DEER2023 |  | 2022-03-15 00:09:29+00 | Any | Hsp | Ex | CZ02 | cWVVG | Cap-Tons | 853.0309 | 235501 | None | 2991943.0108 | 1176997.7036 | 1266427 | 0 | 100662.4179 | 464.1123 | 62468.3765 | 384924.9783 | 15340.5332 | 200160.1321 | 38193.9521 | 81.3604 | 38112.5895 | 0 | 598.9088 | 535.348
WtrCldScrewChlr-0.748kwpton | DEER2023 |  | 2022-03-15 00:09:29+00 | Any | Hsp | Ex | CZ02 | cWVVG | Cap-Tons | 1 | 235501 | None | 3067458.3072 | 1176997.7036 | 1266427 | 0 | 177246.0117 | 469.6949 | 61395.0143 | 384924.9783 | 15340.5332 | 200160.1321 | 38193.9521 | 81.3604 | 38112.5895 | 0 | 686.7594 | 610.5456
WtrCldScrewChlr-0.439kwpton-VarSpd | DEER2023 |  | 2022-03-15 00:41:21+00 | Any | Hsp | Ex | CZ02 | cWVVG | Cap-Tons | 853.0309 | 235501 | None | 2975736.4416 | 1176997.7036 | 1266427 | 0 | 84407.7182 | 428.2276 | 62552.2898 | 384925.0377 | 15340.5332 | 200160.1321 | 38193.9392 | 81.3604 | 38112.5771 | 0 | 569.2908 | 513.1517
WtrCldScrewChlr-0.748kwpton-VarSpd | DEER2023 |  | 2022-03-15 00:41:21+00 | Any | Hsp | Ex | CZ02 | cWVVG | Cap-Tons | 1 | 235501 | None | 3033399.3876 | 1176997.7036 | 1266427 | 0 | 142618.0507 | 410.8068 | 62022.3513 | 384925.0377 | 15340.5332 | 200160.1321 | 38193.9392 | 81.3604 | 38112.5771 | 0 | 627.6293 | 565.2485
AirCldRecipChlr-0.95kwpton | DEER2023 |  | 2022-03-14 18:21:41+00 | Any | Hsp | Ex | CZ03 | cAVVG | Cap-Tons | 634.2665 | 235501 | None | 2957066.4126 | 1176459.1877 | 1266427 | 0 | 120469.9466 | 0 | 11095.5872 | 382616.2808 | 12827.4127 | 187729.0966 | 30697.5993 | 81.3604 | 30616.2373 | 0 | 595.7729 | 532.9762
AirCldRecipChlr-1.407kwpton | DEER2023 |  | 2022-03-14 18:21:41+00 | Any | Hsp | Ex | CZ03 | cAVVG | Cap-Tons | 1 | 235501 | None | 3015018.8733 | 1176459.1877 | 1266427 | 0 | 178422.3361 | 0 | 11095.5872 | 382616.2808 | 12827.4127 | 187729.0966 | 30697.5993 | 81.3604 | 30616.2373 | 0 | 661.8772 | 589.1942
AirCldScrewChlr-0.95kwpton | DEER2023 |  | 2022-03-14 19:29:42+00 | Any | Hsp | Ex | CZ03 | cAVVG | Cap-Tons | 634.2665 | 235501 | None | 3008123.5824 | 1176459.1877 | 1266427 | 0 | 171518.7985 | 0 | 11104.0868 | 382616.2559 | 12827.4127 | 187729.0966 | 30697.5993 | 81.3604 | 30616.2401 | 0 | 609.6813 | 548.2488
AirCldScrewChlr-1.407kwpton | DEER2023 |  | 2022-03-14 19:29:42+00 | Any | Hsp | Ex | CZ03 | cAVVG | Cap-Tons | 1 | 235501 | None | 3090633.3203 | 1176459.1877 | 1266427 | 0 | 254028.3047 | 0 | 11104.0868 | 382616.2559 | 12827.4127 | 187729.0966 | 30697.5993 | 81.3604 | 30616.2401 | 0 | 682.5473 | 611.8579
AirCldScrewChlr-0.99kwpton-VarSpd | DEER2023 |  | 2022-03-14 20:36:10+00 | Any | Hsp | Ex | CZ03 | cAVVG | Cap-Tons | 634.2665 | 235501 | None | 3015345.4213 | 1176459.1877 | 1266427 | 0 | 178740.634 | 0 | 11104.0868 | 382616.2559 | 12827.4127 | 187729.0966 | 30697.5993 | 81.3604 | 30616.2401 | 0 | 616.0589 | 553.8164
AirCldScrewChlr-1.407kwpton-VarSpd | DEER2023 |  | 2022-03-14 20:36:10+00 | Any | Hsp | Ex | CZ03 | cAVVG | Cap-Tons | 1 | 235501 | None | 3090633.3203 | 1176459.1877 | 1266427 | 0 | 254028.3047 | 0 | 11104.0868 | 382616.2559 | 12827.4127 | 187729.0966 | 30697.5993 | 81.3604 | 30616.2401 | 0 | 682.5473 | 611.8579
WtrCldCentChlr-Conv-0.42kwpton | DEER2023 |  | 2022-03-14 21:09:18+00 | Any | Hsp | Ex | CZ03 | cWVVG | Cap-Tons | 659.5292 | 235501 | None | 2999012.5314 | 1176459.1877 | 1266427 | 0 | 118836.4047 | 475.8806 | 54199.38 | 382616.2808 | 12827.4127 | 187729.0966 | 30697.602 | 81.3604 | 30616.2401 | 0 | 552.9663 | 506.0903
WtrCldCentChlr-Conv-0.748kwpton | DEER2023 |  | 2022-03-14 21:09:18+00 | Any | Hsp | Ex | CZ03 | cWVVG | Cap-Tons | 1 | 235501 | None | 3091447.5034 | 1176459.1877 | 1266427 | 0 | 211409.2222 | 487.7809 | 54049.5377 | 382616.2808 | 12827.4127 | 187729.0966 | 30697.602 | 81.3604 | 30616.2401 | 0 | 615.7313 | 564.2545
WtrCldCentChlr-Conv-1Cmp-0.439kwpton-VarSpd-CndRlf | DEER2023 |  | 2022-03-14 22:16:50+00 | Any | Hsp | Ex | CZ03 | cWVVG | Cap-Tons | 659.5292 | 235501 | None | 2935387.223 | 1176459.1877 | 1266427 | 0 | 53434.9952 | 2811.7292 | 53639.5467 | 382616.3141 | 12827.4127 | 187729.0966 | 30697.5993 | 81.3604 | 30616.2401 | 0 | 530.5736 | 479.7137
WtrCldCentChlr-Conv-1Cmp-0.748kwpton-VarSpd-CndRlf | DEER2023 |  | 2022-03-14 22:16:50+00 | Any | Hsp | Ex | CZ03 | cWVVG | Cap-Tons | 1 | 235501 | None | 2971882.1322 | 1176459.1877 | 1266427 | 0 | 90498.5914 | 2784.3061 | 53098.1979 | 382616.3141 | 12827.4127 | 187729.0966 | 30697.5993 | 81.3604 | 30616.2401 | 0 | 568.895 | 511.1921
WtrCldCentChlr-NoFric-1Cmp-0.439kwpton-VarSpd-CndRlf | DEER2023 |  | 2022-03-14 22:54:12+00 | Any | Hsp | Ex | CZ03 | cWVVG | Cap-Tons | 659.5292 | 235501 | None | 2928686.7058 | 1176459.1877 | 1266427 | 0 | 46477.8077 | 2819.8556 | 53887.9092 | 382616.2559 | 12827.4121 | 187729.0966 | 30697.6047 | 81.3604 | 30616.2421 | 0 | 535.4713 | 484.8456
WtrCldCentChlr-NoFric-1Cmp-0.748kwpton-VarSpd-CndRlf | DEER2023 |  | 2022-03-14 22:54:12+00 | Any | Hsp | Ex | CZ03 | cWVVG | Cap-Tons | 1 | 235501 | None | 2960480.9082 | 1176459.1877 | 1266427 | 0 | 78867.3488 | 2799.5565 | 53313.4221 | 382616.2559 | 12827.4121 | 187729.0966 | 30697.6047 | 81.3604 | 30616.2421 | 0 | 577.2406 | 519.9376
WtrCldCentChlr-NoFric-2Cmp-0.439kwpton-VarSpd-CndRlf | DEER2023 |  | 2022-03-14 23:25:13+00 | Any | Hsp | Ex | CZ03 | cWVVG | Cap-Tons | 659.5292 | 235501 | None | 2926788.056 | 1176459.1877 | 1266427 | 0 | 45030.1731 | 2826.8277 | 53430.4654 | 382616.2559 | 12827.4121 | 187729.0966 | 30697.6047 | 81.3604 | 30616.2421 | 0 | 536.3172 | 486.146
WtrCldCentChlr-NoFric-2Cmp-0.748kwpton-VarSpd-CndRlf | DEER2023 |  | 2022-03-14 23:25:13+00 | Any | Hsp | Ex | CZ03 | cWVVG | Cap-Tons | 1 | 235501 | None | 2957383.2322 | 1176459.1877 | 1266427 | 0 | 76457.8365 | 2811.6364 | 52612.586 | 382616.2559 | 12827.4121 | 187729.0966 | 30697.6047 | 81.3604 | 30616.2421 | 0 | 578.6818 | 522.1529
WtrCldRecipChlr-0.42kwpton | DEER2023 |  | 2022-03-14 23:49:47+00 | Any | Hsp | Ex | CZ03 | cWVVG | Cap-Tons | 659.5292 | 235501 | None | 2957883.4461 | 1176459.1877 | 1266427 | 0 | 77373.303 | 480.6123 | 54528.9127 | 382616.1787 | 12827.4121 | 187729.0966 | 30697.6102 | 81.3604 | 30616.2469 | 0 | 552.4715 | 501.0241
WtrCldRecipChlr-0.748kwpton | DEER2023 |  | 2022-03-14 23:49:47+00 | Any | Hsp | Ex | CZ03 | cWVVG | Cap-Tons | 1 | 235501 | None | 3017383.0587 | 1176459.1877 | 1266427 | 0 | 137340.9345 | 484.4201 | 54056.5852 | 382616.1787 | 12827.4121 | 187729.0966 | 30697.6102 | 81.3604 | 30616.2469 | 0 | 611.4444 | 553.938
WtrCldScrewChlr-0.42kwpton | DEER2023 |  | 2022-03-15 00:09:29+00 | Any | Hsp | Ex | CZ03 | cWVVG | Cap-Tons | 659.5292 | 235501 | None | 2941296.195 | 1176459.1877 | 1266427 | 0 | 61604.3577 | 490.6219 | 53700.1375 | 382616.1787 | 12827.4121 | 187729.0966 | 30697.6102 | 81.3604 | 30616.2469 | 0 | 559.0067 | 507.2492
WtrCldScrewChlr-0.748kwpton | DEER2023 |  | 2022-03-15 00:09:29+00 | Any | Hsp | Ex | CZ03 | cWVVG | Cap-Tons | 1 | 235501 | None | 2986704.0711 | 1176459.1877 | 1266427 | 0 | 107972.0623 | 500.3013 | 52730.9055 | 382616.1787 | 12827.4121 | 187729.0966 | 30697.6102 | 81.3604 | 30616.2469 | 0 | 623.0995 | 565.0078
WtrCldScrewChlr-0.439kwpton-VarSpd | DEER2023 |  | 2022-03-15 00:41:21+00 | Any | Hsp | Ex | CZ03 | cWVVG | Cap-Tons | 659.5292 | 235501 | None | 2939889.5287 | 1176459.1877 | 1266427 | 0 | 60093.233 | 457.9697 | 53837.2389 | 382616.1787 | 12827.4121 | 187729.0966 | 30697.6102 | 81.3604 | 30616.2496 | 0 | 539.0521 | 488.6343
WtrCldScrewChlr-0.748kwpton-VarSpd | DEER2023 |  | 2022-03-15 00:41:21+00 | Any | Hsp | Ex | CZ03 | cWVVG | Cap-Tons | 1 | 235501 | None | 2980819.4649 | 1176459.1877 | 1266427 | 0 | 101622.5051 | 446.8111 | 53249.1137 | 382616.1787 | 12827.4121 | 187729.0966 | 30697.6102 | 81.3604 | 30616.2496 | 0 | 582.7589 | 527.5964
AirCldRecipChlr-0.95kwpton | DEER2023 |  | 2022-03-14 18:21:41+00 | Any | Hsp | Ex | CZ04 | cAVVG | Cap-Tons | 782.1505 | 235501 | None | 3137396.9475 | 1177034.9517 | 1266427 | 0 | 283954.1179 | 0 | 18621.805 | 391360.5096 | 28291.3645 | 140204.1807 | 29807.5549 | 81.3604 | 29726.1907 | 0 | 690.6245 | 625.4556
AirCldRecipChlr-1.407kwpton | DEER2023 |  | 2022-03-14 18:21:41+00 | Any | Hsp | Ex | CZ04 | cAVVG | Cap-Tons | 1 | 235501 | None | 3273994.3854 | 1177034.9517 | 1266427 | 0 | 420551.0339 | 0 | 18621.805 | 391360.5096 | 28291.3645 | 140204.1807 | 29807.5549 | 81.3604 | 29726.1907 | 0 | 798.9121 | 722.712
AirCldScrewChlr-0.95kwpton | DEER2023 |  | 2022-03-14 19:29:42+00 | Any | Hsp | Ex | CZ04 | cAVVG | Cap-Tons | 782.1505 | 235501 | None | 3220062.578 | 1177034.9517 | 1266427 | 0 | 366583.598 | 0 | 18657.5938 | 391360.4711 | 28291.3645 | 140204.1807 | 29807.557 | 81.3604 | 29726.1952 | 0 | 711.3752 | 644.1556
AirCldScrewChlr-1.407kwpton | DEER2023 |  | 2022-03-14 19:29:42+00 | Any | Hsp | Ex | CZ04 | cAVVG | Cap-Tons | 1 | 235501 | None | 3396408.0152 | 1177034.9517 | 1266427 | 0 | 542929.4493 | 0 | 18657.5938 | 391360.4711 | 28291.3645 | 140204.1807 | 29807.557 | 81.3604 | 29726.1952 | 0 | 829.6467 | 750.387
AirCldScrewChlr-0.99kwpton-VarSpd | DEER2023 |  | 2022-03-14 20:36:10+00 | Any | Hsp | Ex | CZ04 | cAVVG | Cap-Tons | 782.1505 | 235501 | None | 3235497.6464 | 1177034.9517 | 1266427 | 0 | 382018.6972 | 0 | 18657.5938 | 391360.4711 | 28291.3645 | 140204.1807 | 29807.557 | 81.3604 | 29726.1952 | 0 | 721.7271 | 653.4538
AirCldScrewChlr-1.407kwpton-VarSpd | DEER2023 |  | 2022-03-14 20:36:10+00 | Any | Hsp | Ex | CZ04 | cAVVG | Cap-Tons | 1 | 235501 | None | 3396408.0152 | 1177034.9517 | 1266427 | 0 | 542929.4493 | 0 | 18657.5938 | 391360.4711 | 28291.3645 | 140204.1807 | 29807.557 | 81.3604 | 29726.1952 | 0 | 829.6467 | 750.387
WtrCldCentChlr-Conv-0.42kwpton | DEER2023 |  | 2022-03-14 21:09:18+00 | Any | Hsp | Ex | CZ04 | cWVVG | Cap-Tons | 787.299 | 235501 | None | 3154203.1934 | 1177034.9517 | 1266427 | 0 | 229935.2138 | 1796.0286 | 87649.8805 | 391361.3196 | 28291.3645 | 140204.1807 | 29807.5127 | 81.3604 | 29726.1529 | 0 | 608.3999 | 553.0297
WtrCldCentChlr-Conv-0.748kwpton | DEER2023 |  | 2022-03-14 21:09:18+00 | Any | Hsp | Ex | CZ04 | cWVVG | Cap-Tons | 1 | 235501 | None | 3333504.8715 | 1177034.9517 | 1266427 | 0 | 409209.1403 | 1846.5624 | 87627.298 | 391361.3196 | 28291.3645 | 140204.1807 | 29807.5127 | 81.3604 | 29726.1529 | 0 | 700.6769 | 637.2402
WtrCldCentChlr-Conv-1Cmp-0.439kwpton-VarSpd-CndRlf | DEER2023 |  | 2022-03-14 22:16:50+00 | Any | Hsp | Ex | CZ04 | cWVVG | Cap-Tons | 787.299 | 235501 | None | 3044094.1209 | 1177034.9517 | 1266427 | 0 | 112640.5836 | 9871.1326 | 86760.4396 | 391361.399 | 28291.3645 | 140204.1807 | 29807.5127 | 81.3604 | 29726.1442 | 0 | 573.4019 | 519.2285
WtrCldCentChlr-Conv-1Cmp-0.748kwpton-VarSpd-CndRlf | DEER2023 |  | 2022-03-14 22:16:50+00 | Any | Hsp | Ex | CZ04 | cWVVG | Cap-Tons | 1 | 235501 | None | 3122064.1878 | 1177034.9517 | 1266427 | 0 | 191254.2352 | 9979.4004 | 86008.3876 | 391361.4247 | 28291.3645 | 140204.1807 | 29807.5127 | 81.3604 | 29726.1464 | 0 | 625.0429 | 566.3704
WtrCldCentChlr-NoFric-1Cmp-0.439kwpton-VarSpd-CndRlf | DEER2023 |  | 2022-03-14 22:54:12+00 | Any | Hsp | Ex | CZ04 | cWVVG | Cap-Tons | 787.299 | 235501 | None | 3040809.1298 | 1177034.9517 | 1266427 | 0 | 108623.6234 | 9932.4377 | 87430.8026 | 391361.3196 | 28291.3645 | 140204.1807 | 29807.5148 | 81.3604 | 29726.1529 | 0 | 580.6421 | 525.9247
WtrCldCentChlr-NoFric-1Cmp-0.748kwpton-VarSpd-CndRlf | DEER2023 |  | 2022-03-14 22:54:12+00 | Any | Hsp | Ex | CZ04 | cWVVG | Cap-Tons | 1 | 235501 | None | 3115946.6657 | 1177034.9517 | 1266427 | 0 | 184643.8934 | 10073.3934 | 86407.4506 | 391361.3196 | 28291.3645 | 140204.1807 | 29807.5148 | 81.3604 | 29726.1529 | 0 | 636.4343 | 576.9471
WtrCldCentChlr-NoFric-2Cmp-0.439kwpton-VarSpd-CndRlf | DEER2023 |  | 2022-03-14 23:25:13+00 | Any | Hsp | Ex | CZ04 | cWVVG | Cap-Tons | 787.299 | 235501 | None | 3039580.9461 | 1177034.9517 | 1266427 | 0 | 108250.7102 | 9951.1708 | 86556.9582 | 391361.3196 | 28291.3645 | 140204.1807 | 29807.5148 | 81.3604 | 29726.1529 | 0 | 582.7933 | 527.7895
WtrCldCentChlr-NoFric-2Cmp-0.748kwpton-VarSpd-CndRlf | DEER2023 |  | 2022-03-14 23:25:13+00 | Any | Hsp | Ex | CZ04 | cWVVG | Cap-Tons | 1 | 235501 | None | 3114607.8508 | 1177034.9517 | 1266427 | 0 | 184132.346 | 10105.7757 | 85547.5068 | 391361.3196 | 28291.3645 | 140204.1807 | 29807.5148 | 81.3604 | 29726.1529 | 0 | 640.1127 | 580.1278
WtrCldRecipChlr-0.42kwpton | DEER2023 |  | 2022-03-14 23:49:47+00 | Any | Hsp | Ex | CZ04 | cWVVG | Cap-Tons | 787.299 | 235501 | None | 3093755.3094 | 1177034.9517 | 1266427 | 0 | 167474.4906 | 1876.8723 | 89583.0385 | 391360.1602 | 28291.3645 | 140204.1807 | 29807.5765 | 81.3604 | 29726.2156 | 0 | 597.8219 | 544.9141
WtrCldRecipChlr-0.748kwpton | DEER2023 |  | 2022-03-14 23:49:47+00 | Any | Hsp | Ex | CZ04 | cWVVG | Cap-Tons | 1 | 235501 | None | 3223391.0863 | 1177034.9517 | 1266427 | 0 | 297619.5273 | 1906.4674 | 89044.0897 | 391360.1602 | 28291.3645 | 140204.1807 | 29807.5765 | 81.3604 | 29726.2156 | 0 | 680.3132 | 621.1652
WtrCldScrewChlr-0.42kwpton | DEER2023 |  | 2022-03-15 00:09:29+00 | Any | Hsp | Ex | CZ04 | cWVVG | Cap-Tons | 787.299 | 235501 | None | 3076944.7507 | 1177034.9517 | 1266427 | 0 | 152105.1968 | 1905.047 | 88113.8458 | 391360.1602 | 28291.3645 | 140204.1807 | 29807.5765 | 81.3604 | 29726.2156 | 0 | 608.15 | 554.1311
WtrCldScrewChlr-0.748kwpton | DEER2023 |  | 2022-03-15 00:09:29+00 | Any | Hsp | Ex | CZ04 | cWVVG | Cap-Tons | 1 | 235501 | None | 3192288.2548 | 1177034.9517 | 1266427 | 0 | 268647.551 | 1955.7272 | 86864.0171 | 391360.1602 | 28291.3645 | 140204.1807 | 29807.5765 | 81.3604 | 29726.2156 | 0 | 698.7041 | 637.576
WtrCldScrewChlr-0.439kwpton-VarSpd | DEER2023 |  | 2022-03-15 00:41:21+00 | Any | Hsp | Ex | CZ04 | cWVVG | Cap-Tons | 787.299 | 235501 | None | 3056743.1471 | 1177034.9517 | 1266427 | 0 | 131743.7176 | 1808.9516 | 88369.336 | 391360.1602 | 28291.3645 | 140204.1807 | 29807.5809 | 81.3604 | 29726.2156 | 0 | 578.5023 | 527.3597
WtrCldScrewChlr-0.748kwpton-VarSpd | DEER2023 |  | 2022-03-15 00:41:21+00 | Any | Hsp | Ex | CZ04 | cWVVG | Cap-Tons | 1 | 235501 | None | 3147634.5345 | 1177034.9517 | 1266427 | 0 | 223406.3902 | 1791.7247 | 87615.6631 | 391360.1602 | 28291.3645 | 140204.1807 | 29807.5809 | 81.3604 | 29726.2156 | 0 | 639.2561 | 583.7341
AirCldRecipChlr-0.95kwpton | DEER2023 |  | 2022-03-14 18:21:41+00 | Any | Hsp | Ex | CZ05 | cAVVG | Cap-Tons | 634.0221 | 235501 | None | 2980445.3545 | 1177028.2727 | 1266427 | 0 | 140930.7323 | 0 | 11370.0429 | 384691.2295 | 13591.4341 | 186705.9403 | 31875.9254 | 81.3604 | 31794.5721 | 0 | 591.5956 | 496.9522
AirCldRecipChlr-1.407kwpton | DEER2023 |  | 2022-03-14 18:21:41+00 | Any | Hsp | Ex | CZ05 | cAVVG | Cap-Tons | 1 | 235501 | None | 3048240.0727 | 1177028.2727 | 1266427 | 0 | 208725.8119 | 0 | 11370.0429 | 384691.2295 | 13591.4341 | 186705.9403 | 31875.9254 | 81.3604 | 31794.5721 | 0 | 656.7591 | 536.4172
AirCldScrewChlr-0.95kwpton | DEER2023 |  | 2022-03-14 19:29:42+00 | Any | Hsp | Ex | CZ05 | cAVVG | Cap-Tons | 634.0221 | 235501 | None | 3032992.9091 | 1177028.2727 | 1266427 | 0 | 193457.1178 | 0 | 11391.5895 | 384691.2295 | 13591.4341 | 186705.9403 | 31875.9298 | 81.3604 | 31794.5721 | 0 | 603.034 | 510.9562
AirCldScrewChlr-1.407kwpton | DEER2023 |  | 2022-03-14 19:29:42+00 | Any | Hsp | Ex | CZ05 | cAVVG | Cap-Tons | 1 | 235501 | None | 3126056.3091 | 1177028.2727 | 1266427 | 0 | 286520.1347 | 0 | 11391.5895 | 384691.2295 | 13591.4341 | 186705.9403 | 31875.9298 | 81.3604 | 31794.5721 | 0 | 673.6081 | 557.1581
AirCldScrewChlr-0.99kwpton-VarSpd | DEER2023 |  | 2022-03-14 20:36:10+00 | Any | Hsp | Ex | CZ05 | cAVVG | Cap-Tons | 634.0221 | 235501 | None | 3041139.2364 | 1177028.2727 | 1266427 | 0 | 201602.6476 | 0 | 11391.5895 | 384691.2295 | 13591.4341 | 186705.9403 | 31875.9298 | 81.3604 | 31794.5721 | 0 | 609.2113 | 515.0006
AirCldScrewChlr-1.407kwpton-VarSpd | DEER2023 |  | 2022-03-14 20:36:10+00 | Any | Hsp | Ex | CZ05 | cAVVG | Cap-Tons | 1 | 235501 | None | 3126056.3091 | 1177028.2727 | 1266427 | 0 | 286520.1347 | 0 | 11391.5895 | 384691.2295 | 13591.4341 | 186705.9403 | 31875.9298 | 81.3604 | 31794.5721 | 0 | 673.6081 | 557.1581
WtrCldCentChlr-Conv-0.42kwpton | DEER2023 |  | 2022-03-14 21:09:18+00 | Any | Hsp | Ex | CZ05 | cWVVG | Cap-Tons | 659.3125 | 235501 | None | 3012585.0455 | 1177028.2727 | 1266427 | 0 | 129633.926 | 481.6462 | 54325.1417 | 384691.1912 | 13591.4341 | 186705.9403 | 31875.9485 | 81.3604 | 31794.5894 | 0 | 546.5702 | 483.9785
WtrCldCentChlr-Conv-0.748kwpton | DEER2023 |  | 2022-03-14 21:09:18+00 | Any | Hsp | Ex | CZ05 | cWVVG | Cap-Tons | 1 | 235501 | None | 3113594.9455 | 1177028.2727 | 1266427 | 0 | 230675.8254 | 491.3067 | 54283.3505 | 384691.1912 | 13591.4341 | 186705.9403 | 31875.9485 | 81.3604 | 31794.5894 | 0 | 606.997 | 528.132
WtrCldCentChlr-Conv-1Cmp-0.439kwpton-VarSpd-CndRlf | DEER2023 |  | 2022-03-14 22:16:50+00 | Any | Hsp | Ex | CZ05 | cWVVG | Cap-Tons | 659.3125 | 235501 | None | 2943644.7636 | 1177028.2727 | 1266427 | 0 | 58649.1196 | 2961.6234 | 53889.4288 | 384691.1912 | 13591.4341 | 186705.9403 | 31875.9529 | 81.3604 | 31794.5894 | 0 | 525.4547 | 461.751
WtrCldCentChlr-Conv-1Cmp-0.748kwpton-VarSpd-CndRlf | DEER2023 |  | 2022-03-14 22:16:50+00 | Any | Hsp | Ex | CZ05 | cWVVG | Cap-Tons | 1 | 235501 | None | 2984089.3636 | 1177028.2727 | 1266427 | 0 | 99429.3938 | 2922.3986 | 53592.7314 | 384691.1912 | 13591.4341 | 186705.9403 | 31875.9529 | 81.3604 | 31794.5894 | 0 | 563.5133 | 484.9848
WtrCldCentChlr-NoFric-1Cmp-0.439kwpton-VarSpd-CndRlf | DEER2023 |  | 2022-03-14 22:54:12+00 | Any | Hsp | Ex | CZ05 | cWVVG | Cap-Tons | 659.3126 | 235501 | None | 2939874.1727 | 1177028.2727 | 1266427 | 0 | 54645.5308 | 2974.6178 | 54109.0786 | 384691.1719 | 13591.4328 | 186705.9403 | 31875.9485 | 81.3604 | 31794.5849 | 0 | 530.1739 | 464.503
WtrCldCentChlr-NoFric-1Cmp-0.748kwpton-VarSpd-CndRlf | DEER2023 |  | 2022-03-14 22:54:12+00 | Any | Hsp | Ex | CZ05 | cWVVG | Cap-Tons | 1 | 235501 | None | 2977615.3364 | 1177028.2727 | 1266427 | 0 | 92810.9589 | 2947.381 | 53712.4566 | 384691.1719 | 13591.4328 | 186705.9403 | 31875.9485 | 81.3604 | 31794.5849 | 0 | 571.5553 | 489.5636
WtrCldCentChlr-NoFric-2Cmp-0.439kwpton-VarSpd-CndRlf | DEER2023 |  | 2022-03-14 23:25:13+00 | Any | Hsp | Ex | CZ05 | cWVVG | Cap-Tons | 659.3126 | 235501 | None | 2939328.8455 | 1177028.2727 | 1266427 | 0 | 54442.5461 | 2984.1863 | 53757.3534 | 384691.1719 | 13591.4328 | 186705.9403 | 31875.9485 | 81.3604 | 31794.5849 | 0 | 530.8532 | 465.1668
WtrCldCentChlr-NoFric-2Cmp-0.748kwpton-VarSpd-CndRlf | DEER2023 |  | 2022-03-14 23:25:13+00 | Any | Hsp | Ex | CZ05 | cWVVG | Cap-Tons | 1 | 235501 | None | 2976800.6 | 1177028.2727 | 1266427 | 0 | 92529.5043 | 2963.628 | 53162.9402 | 384691.1719 | 13591.4328 | 186705.9403 | 31875.9485 | 81.3604 | 31794.5849 | 0 | 572.7128 | 490.5566
WtrCldRecipChlr-0.42kwpton | DEER2023 |  | 2022-03-14 23:49:47+00 | Any | Hsp | Ex | CZ05 | cWVVG | Cap-Tons | 659.3125 | 235501 | None | 2972561.4273 | 1177028.2727 | 1266427 | 0 | 89360.9227 | 477.2378 | 54578.74 | 384691.0926 | 13591.4328 | 186705.9403 | 31875.9571 | 81.3604 | 31794.5936 | 0 | 543.8814 | 476.5163
WtrCldRecipChlr-0.748kwpton | DEER2023 |  | 2022-03-14 23:49:47+00 | Any | Hsp | Ex | CZ05 | cWVVG | Cap-Tons | 1 | 235501 | None | 3041610.5455 | 1177028.2727 | 1266427 | 0 | 158667.8834 | 476.4369 | 54321.829 | 384691.0926 | 13591.4328 | 186705.9403 | 31875.9571 | 81.3604 | 31794.5936 | 0 | 601.5885 | 514.8082
WtrCldScrewChlr-0.42kwpton | DEER2023 |  | 2022-03-15 00:09:29+00 | Any | Hsp | Ex | CZ05 | cWVVG | Cap-Tons | 659.3125 | 235501 | None | 2959780.6545 | 1177028.2727 | 1266427 | 0 | 77217.6256 | 488.2218 | 53930.4988 | 384691.0926 | 13591.4328 | 186705.9403 | 31875.9571 | 81.3604 | 31794.5936 | 0 | 548.3286 | 478.0674
WtrCldScrewChlr-0.748kwpton | DEER2023 |  | 2022-03-15 00:09:29+00 | Any | Hsp | Ex | CZ05 | cWVVG | Cap-Tons | 1 | 235501 | None | 3017569.1273 | 1177028.2727 | 1266427 | 0 | 135831.3241 | 495.7848 | 53097.3564 | 384691.0926 | 13591.4328 | 186705.9403 | 31875.9571 | 81.3604 | 31794.5936 | 0 | 609.5074 | 517.1577
WtrCldScrewChlr-0.439kwpton-VarSpd | DEER2023 |  | 2022-03-15 00:41:21+00 | Any | Hsp | Ex | CZ05 | cWVVG | Cap-Tons | 659.3125 | 235501 | None | 2951243.7 | 1177028.2727 | 1266427 | 0 | 68630.7362 | 449.4617 | 54018.9701 | 384691.0517 | 13591.4328 | 186705.9403 | 31875.9571 | 81.3604 | 31794.5967 | 0 | 534.445 | 467.8409
WtrCldScrewChlr-0.748kwpton-VarSpd | DEER2023 |  | 2022-03-15 00:41:21+00 | Any | Hsp | Ex | CZ05 | cWVVG | Cap-Tons | 1 | 235501 | None | 2998245.7636 | 1177028.2727 | 1266427 | 0 | 116100.1185 | 431.8341 | 53569.3152 | 384691.0517 | 13591.4328 | 186705.9403 | 31875.9571 | 81.3604 | 31794.5967 | 0 | 579.8091 | 496.1514
AirCldRecipChlr-0.95kwpton | DEER2023 |  | 2022-03-14 18:21:41+00 | Any | Hsp | Ex | CZ06 | cAVVG | Cap-Tons | 821.2419 | 235501 | None | 3220564.3592 | 1177373.7726 | 1266427 | 0 | 360280.5314 | 0 | 22060.8302 | 394423.8298 | 38635.9955 | 85816.3448 | 22553.9643 | 81.3604 | 22472.6025 | 0 | 642.2648 | 571.6076
AirCldRecipChlr-1.407kwpton | DEER2023 |  | 2022-03-14 18:21:41+00 | Any | Hsp | Ex | CZ06 | cAVVG | Cap-Tons | 1 | 235501 | None | 3393878.2903 | 1177373.7726 | 1266427 | 0 | 533594.3258 | 0 | 22060.8302 | 394423.8298 | 38635.9955 | 85816.3448 | 22553.9643 | 81.3604 | 22472.6025 | 0 | 729.5806 | 645.6484
AirCldScrewChlr-0.95kwpton | DEER2023 |  | 2022-03-14 19:29:42+00 | Any | Hsp | Ex | CZ06 | cAVVG | Cap-Tons | 821.2419 | 235501 | None | 3339758.8665 | 1177373.7726 | 1266427 | 0 | 479403.5565 | 0 | 22131.1704 | 394423.7312 | 38635.9955 | 85816.3448 | 22553.9684 | 81.3604 | 22472.608 | 0 | 659.205 | 586.4608
AirCldScrewChlr-1.407kwpton | DEER2023 |  | 2022-03-14 19:29:42+00 | Any | Hsp | Ex | CZ06 | cAVVG | Cap-Tons | 1 | 235501 | None | 3570376.447 | 1177373.7726 | 1266427 | 0 | 710021.9077 | 0 | 22131.1704 | 394423.7312 | 38635.9955 | 85816.3448 | 22553.9684 | 81.3604 | 22472.608 | 0 | 754.1019 | 667.5397
AirCldScrewChlr-0.99kwpton-VarSpd | DEER2023 |  | 2022-03-14 20:36:10+00 | Any | Hsp | Ex | CZ06 | cAVVG | Cap-Tons | 821.2419 | 235501 | None | 3359943.0715 | 1177373.7726 | 1266427 | 0 | 499588.9816 | 0 | 22131.1704 | 394423.7312 | 38635.9955 | 85816.3448 | 22553.9684 | 81.3604 | 22472.608 | 0 | 667.5115 | 593.5573
AirCldScrewChlr-1.407kwpton-VarSpd | DEER2023 |  | 2022-03-14 20:36:10+00 | Any | Hsp | Ex | CZ06 | cAVVG | Cap-Tons | 1 | 235501 | None | 3570376.447 | 1177373.7726 | 1266427 | 0 | 710021.9077 | 0 | 22131.1704 | 394423.7312 | 38635.9955 | 85816.3448 | 22553.9684 | 81.3604 | 22472.608 | 0 | 754.1019 | 667.5397
WtrCldCentChlr-Conv-0.42kwpton | DEER2023 |  | 2022-03-14 21:09:18+00 | Any | Hsp | Ex | CZ06 | cWVVG | Cap-Tons | 825.6281 | 235501 | None | 3276022.7649 | 1177373.7726 | 1266427 | 0 | 317415.0828 | 3198.629 | 117186.0854 | 394423.8298 | 38635.9955 | 85816.3448 | 22553.9643 | 81.3604 | 22472.6025 | 0 | 585.3454 | 527.2083
WtrCldCentChlr-Conv-0.748kwpton | DEER2023 |  | 2022-03-14 21:09:18+00 | Any | Hsp | Ex | CZ06 | cWVVG | Cap-Tons | 1 | 235501 | None | 3523507.8941 | 1177373.7726 | 1266427 | 0 | 565013.0652 | 3299.9672 | 116971.2179 | 394423.8298 | 38635.9955 | 85816.3448 | 22553.9643 | 81.3604 | 22472.6025 | 0 | 667.652 | 598.8238
WtrCldCentChlr-Conv-1Cmp-0.439kwpton-VarSpd-CndRlf | DEER2023 |  | 2022-03-14 22:16:50+00 | Any | Hsp | Ex | CZ06 | cWVVG | Cap-Tons | 825.6281 | 235501 | None | 3124717.0146 | 1177373.7726 | 1266427 | 0 | 150790.9965 | 19146.3721 | 116556.4923 | 394423.7628 | 38635.9955 | 85816.3448 | 22553.9643 | 81.3604 | 22472.608 | 0 | 566.8909 | 502.0812
WtrCldCentChlr-Conv-1Cmp-0.748kwpton-VarSpd-CndRlf | DEER2023 |  | 2022-03-14 22:16:50+00 | Any | Hsp | Ex | CZ06 | cWVVG | Cap-Tons | 1 | 235501 | None | 3229799.8234 | 1177373.7726 | 1266427 | 0 | 256234.9674 | 19427.9119 | 115913.5246 | 394423.7628 | 38635.9955 | 85816.3448 | 22553.9643 | 81.3604 | 22472.6025 | 0 | 619.7886 | 543.8997
WtrCldCentChlr-NoFric-1Cmp-0.439kwpton-VarSpd-CndRlf | DEER2023 |  | 2022-03-14 22:54:12+00 | Any | Hsp | Ex | CZ06 | cWVVG | Cap-Tons | 825.6281 | 235501 | None | 3121423.8079 | 1177373.7726 | 1266427 | 0 | 147117.7769 | 19198.0003 | 116884.9181 | 394423.8298 | 38635.9955 | 85816.3448 | 22553.9643 | 81.3604 | 22472.6025 | 0 | 572.5023 | 507.9093
WtrCldCentChlr-NoFric-1Cmp-0.748kwpton-VarSpd-CndRlf | DEER2023 |  | 2022-03-14 22:54:12+00 | Any | Hsp | Ex | CZ06 | cWVVG | Cap-Tons | 1 | 235501 | None | 3224203.5719 | 1177373.7726 | 1266427 | 0 | 250281.8759 | 19518.7879 | 116179.4226 | 394423.8298 | 38635.9955 | 85816.3448 | 22553.9643 | 81.3604 | 22472.6025 | 0 | 629.3478 | 553.8289
WtrCldCentChlr-NoFric-2Cmp-0.439kwpton-VarSpd-CndRlf | DEER2023 |  | 2022-03-14 23:25:13+00 | Any | Hsp | Ex | CZ06 | cWVVG | Cap-Tons | 825.6281 | 235501 | None | 3121818.6141 | 1177373.7726 | 1266427 | 0 | 147996.4954 | 19227.2287 | 116371.2842 | 394423.8298 | 38635.9955 | 85816.3448 | 22553.9643 | 81.3604 | 22472.6025 | 0 | 573.3551 | 509.2042
WtrCldCentChlr-NoFric-2Cmp-0.748kwpton-VarSpd-CndRlf | DEER2023 |  | 2022-03-14 23:25:13+00 | Any | Hsp | Ex | CZ06 | cWVVG | Cap-Tons | 1 | 235501 | None | 3225174.6038 | 1177373.7726 | 1266427 | 0 | 251846.5139 | 19568.5737 | 115536.1799 | 394423.8298 | 38635.9955 | 85816.3448 | 22553.9643 | 81.3604 | 22472.6025 | 0 | 630.8004 | 556.0345
WtrCldRecipChlr-0.42kwpton | DEER2023 |  | 2022-03-14 23:49:47+00 | Any | Hsp | Ex | CZ06 | cWVVG | Cap-Tons | 825.6281 | 235501 | None | 3192151.8217 | 1177373.7726 | 1266427 | 0 | 232278.1592 | 3207.9115 | 118442.8112 | 394423.3261 | 38635.9955 | 85816.3448 | 22553.9765 | 81.3604 | 22472.6204 | 0 | 589.0545 | 526.722
WtrCldRecipChlr-0.748kwpton | DEER2023 |  | 2022-03-14 23:49:47+00 | Any | Hsp | Ex | CZ06 | cWVVG | Cap-Tons | 1 | 235501 | None | 3372476.5108 | 1177373.7726 | 1266427 | 0 | 412943.2352 | 3253.9788 | 118056.3028 | 394423.3261 | 38635.9955 | 85816.3448 | 22553.9765 | 81.3604 | 22472.6204 | 0 | 667.0826 | 593.2244
WtrCldScrewChlr-0.42kwpton | DEER2023 |  | 2022-03-15 00:09:29+00 | Any | Hsp | Ex | CZ06 | cWVVG | Cap-Tons | 825.6281 | 235501 | None | 3180466.3514 | 1177373.7726 | 1266427 | 0 | 221654.1618 | 3254.7482 | 117334.7791 | 394423.3261 | 38635.9955 | 85816.3448 | 22553.9765 | 81.3604 | 22472.6204 | 0 | 598.3766 | 535.3275
WtrCldScrewChlr-0.748kwpton | DEER2023 |  | 2022-03-15 00:09:29+00 | Any | Hsp | Ex | CZ06 | cWVVG | Cap-Tons | 1 | 235501 | None | 3349934.3721 | 1177373.7726 | 1266427 | 0 | 391961.9124 | 3336.1789 | 116413.6617 | 394423.3261 | 38635.9955 | 85816.3448 | 22553.9765 | 81.3604 | 22472.6204 | 0 | 683.6825 | 608.5526
WtrCldScrewChlr-0.439kwpton-VarSpd | DEER2023 |  | 2022-03-15 00:41:21+00 | Any | Hsp | Ex | CZ06 | cWVVG | Cap-Tons | 825.6281 | 235501 | None | 3141949.3773 | 1177373.7726 | 1266427 | 0 | 183068.986 | 3087.3762 | 117570.4137 | 394423.3683 | 38635.9955 | 85816.3448 | 22553.9799 | 81.3604 | 22472.6204 | 0 | 570.6299 | 510.1948
WtrCldScrewChlr-0.748kwpton-VarSpd | DEER2023 |  | 2022-03-15 00:41:21+00 | Any | Hsp | Ex | CZ06 | cWVVG | Cap-Tons | 1 | 235501 | None | 3268630.671 | 1177373.7726 | 1266427 | 0 | 310553.6799 | 3051.3328 | 116802.8114 | 394423.3683 | 38635.9955 | 85816.3448 | 22553.9799 | 81.3604 | 22472.6204 | 0 | 627.9988 | 558.5153
AirCldRecipChlr-0.95kwpton | DEER2023 |  | 2022-03-14 18:21:41+00 | Any | Hsp | Ex | CZ07 | cAVVG | Cap-Tons | 834.7682 | 235501 | None | 3169277.0596 | 1177264.7562 | 1266427 | 0 | 310362.577 | 0 | 21094.2015 | 394130.0709 | 40080.6521 | 71710.6505 | 20279.3723 | 81.3604 | 20198.012 | 0 | 622.06 | 544.6642
AirCldRecipChlr-1.407kwpton | DEER2023 |  | 2022-03-14 18:21:41+00 | Any | Hsp | Ex | CZ07 | cAVVG | Cap-Tons | 1 | 235501 | None | 3318577.5818 | 1177264.7562 | 1266427 | 0 | 459663.1471 | 0 | 21094.2015 | 394130.0709 | 40080.6521 | 71710.6505 | 20279.3723 | 81.3604 | 20198.012 | 0 | 699.9975 | 605.9225
AirCldScrewChlr-0.95kwpton | DEER2023 |  | 2022-03-14 19:29:42+00 | Any | Hsp | Ex | CZ07 | cAVVG | Cap-Tons | 834.7682 | 235501 | None | 3295869.9512 | 1177264.7562 | 1266427 | 0 | 436948.68 | 0 | 21101.0604 | 394130.037 | 40080.6521 | 71710.6505 | 20279.3793 | 81.3604 | 20198.019 | 0 | 640.1372 | 564.6541
AirCldScrewChlr-1.407kwpton | DEER2023 |  | 2022-03-14 19:29:42+00 | Any | Hsp | Ex | CZ07 | cAVVG | Cap-Tons | 1 | 235501 | None | 3506065.3651 | 1177264.7562 | 1266427 | 0 | 647143.7073 | 0 | 21101.0604 | 394130.037 | 40080.6521 | 71710.6505 | 20279.3793 | 81.3604 | 20198.019 | 0 | 726.321 | 635.2597
AirCldScrewChlr-0.99kwpton-VarSpd | DEER2023 |  | 2022-03-14 20:36:10+00 | Any | Hsp | Ex | CZ07 | cAVVG | Cap-Tons | 834.7682 | 235501 | None | 3314267.9859 | 1177264.7562 | 1266427 | 0 | 455346.3653 | 0 | 21101.0604 | 394130.037 | 40080.6521 | 71710.6505 | 20279.3793 | 81.3604 | 20198.019 | 0 | 647.6806 | 570.8342
AirCldScrewChlr-1.407kwpton-VarSpd | DEER2023 |  | 2022-03-14 20:36:10+00 | Any | Hsp | Ex | CZ07 | cAVVG | Cap-Tons | 1 | 235501 | None | 3506065.3651 | 1177264.7562 | 1266427 | 0 | 647143.7073 | 0 | 21101.0604 | 394130.037 | 40080.6521 | 71710.6505 | 20279.3793 | 81.3604 | 20198.019 | 0 | 726.321 | 635.2597
WtrCldCentChlr-Conv-0.42kwpton | DEER2023 |  | 2022-03-14 21:09:18+00 | Any | Hsp | Ex | CZ07 | cWVVG | Cap-Tons | 868.0026 | 235501 | None | 3272963.4475 | 1177264.7562 | 1266427 | 0 | 306607.8353 | 1735.7675 | 126799.8528 | 394129.7084 | 40080.6521 | 71710.6345 | 20279.4257 | 81.3604 | 20198.0655 | 0 | 575.0595 | 519.232
WtrCldCentChlr-Conv-0.748kwpton | DEER2023 |  | 2022-03-14 21:09:18+00 | Any | Hsp | Ex | CZ07 | cWVVG | Cap-Tons | 1 | 235501 | None | 3511741.8332 | 1177264.7562 | 1266427 | 0 | 545651.6671 | 1778.5 | 126492.0189 | 394129.7084 | 40080.6521 | 71710.6345 | 20279.4257 | 81.3604 | 20198.0655 | 0 | 650.7397 | 585.1833
WtrCldCentChlr-Conv-1Cmp-0.439kwpton-VarSpd-CndRlf | DEER2023 |  | 2022-03-14 22:16:50+00 | Any | Hsp | Ex | CZ07 | cWVVG | Cap-Tons | 868.0026 | 235501 | None | 3109469.5146 | 1177264.7562 | 1266427 | 0 | 133741.8976 | 11717.8881 | 126189.9426 | 394129.6857 | 40080.6521 | 71710.6345 | 20279.4276 | 81.3604 | 20198.0673 | 0 | 551.8313 | 491.1729
WtrCldCentChlr-Conv-1Cmp-0.748kwpton-VarSpd-CndRlf | DEER2023 |  | 2022-03-14 22:16:50+00 | Any | Hsp | Ex | CZ07 | cWVVG | Cap-Tons | 1 | 235501 | None | 3201479.7302 | 1177264.7562 | 1266427 | 0 | 226805.7975 | 11673.7468 | 125180.3683 | 394129.7084 | 40080.6521 | 71710.6345 | 20279.4276 | 81.3604 | 20198.0673 | 0 | 597.3939 | 526.2645
WtrCldCentChlr-NoFric-1Cmp-0.439kwpton-VarSpd-CndRlf | DEER2023 |  | 2022-03-14 22:54:12+00 | Any | Hsp | Ex | CZ07 | cWVVG | Cap-Tons | 868.0026 | 235501 | None | 3095373.2015 | 1177264.7562 | 1266427 | 0 | 119429.5488 | 11732.9491 | 126390.371 | 394129.7084 | 40080.6521 | 71710.6345 | 20279.4206 | 81.3604 | 20198.0622 | 0 | 558.4046 | 497.4757
WtrCldCentChlr-NoFric-1Cmp-0.748kwpton-VarSpd-CndRlf | DEER2023 |  | 2022-03-14 22:54:12+00 | Any | Hsp | Ex | CZ07 | cWVVG | Cap-Tons | 1 | 235501 | None | 3178101.5081 | 1177264.7562 | 1266427 | 0 | 202945.422 | 11709.0854 | 125627.133 | 394129.7084 | 40080.6521 | 71710.6345 | 20279.4206 | 81.3604 | 20198.0622 | 0 | 608.5936 | 537.0022
WtrCldCentChlr-NoFric-2Cmp-0.439kwpton-VarSpd-CndRlf | DEER2023 |  | 2022-03-14 23:25:13+00 | Any | Hsp | Ex | CZ07 | cWVVG | Cap-Tons | 868.0026 | 235501 | None | 3092858.3803 | 1177264.7562 | 1266427 | 0 | 117333.2567 | 11755.5804 | 125949.382 | 394129.7084 | 40080.6521 | 71710.6345 | 20279.4206 | 81.3604 | 20198.0622 | 0 | 559.5629 | 499.0655
WtrCldCentChlr-NoFric-2Cmp-0.748kwpton-VarSpd-CndRlf | DEER2023 |  | 2022-03-14 23:25:13+00 | Any | Hsp | Ex | CZ07 | cWVVG | Cap-Tons | 1 | 235501 | None | 3173640.3445 | 1177264.7562 | 1266427 | 0 | 199403.9439 | 11749.584 | 124667.1907 | 394129.7084 | 40080.6521 | 71710.6345 | 20279.4206 | 81.3604 | 20198.0622 | 0 | 610.5667 | 539.7119
WtrCldRecipChlr-0.42kwpton | DEER2023 |  | 2022-03-14 23:49:47+00 | Any | Hsp | Ex | CZ07 | cWVVG | Cap-Tons | 868.0026 | 235501 | None | 3169648.87 | 1177264.7562 | 1266427 | 0 | 203188.1821 | 1667.6499 | 126973.4952 | 394129.5576 | 40080.6521 | 71710.6345 | 20279.4294 | 81.3604 | 20198.0692 | 0 | 572.5367 | 513.4138
WtrCldRecipChlr-0.748kwpton | DEER2023 |  | 2022-03-14 23:49:47+00 | Any | Hsp | Ex | CZ07 | cWVVG | Cap-Tons | 1 | 235501 | None | 3326559.0141 | 1177264.7562 | 1266427 | 0 | 360906.9498 | 1659.447 | 126172.8676 | 394129.5576 | 40080.6521 | 71710.6345 | 20279.4294 | 81.3604 | 20198.0692 | 0 | 644.1612 | 573.564
WtrCldScrewChlr-0.42kwpton | DEER2023 |  | 2022-03-15 00:09:29+00 | Any | Hsp | Ex | CZ07 | cWVVG | Cap-Tons | 868.0026 | 235501 | None | 3142274.6306 | 1177264.7562 | 1266427 | 0 | 176729.2242 | 1701.5488 | 126023.7874 | 394129.5576 | 40080.6521 | 71710.6345 | 20279.4294 | 81.3604 | 20198.0692 | 0 | 579.7011 | 520.5709
WtrCldScrewChlr-0.748kwpton | DEER2023 |  | 2022-03-15 00:09:29+00 | Any | Hsp | Ex | CZ07 | cWVVG | Cap-Tons | 1 | 235501 | None | 3274710.143 | 1177264.7562 | 1266427 | 0 | 310766.274 | 1718.1349 | 124405.5334 | 394129.5576 | 40080.6521 | 71710.6345 | 20279.4294 | 81.3604 | 20198.0692 | 0 | 656.9101 | 586.3205
WtrCldScrewChlr-0.439kwpton-VarSpd | DEER2023 |  | 2022-03-15 00:41:21+00 | Any | Hsp | Ex | CZ07 | cWVVG | Cap-Tons | 868.0026 | 235501 | None | 3123336.6739 | 1177264.7562 | 1266427 | 0 | 157835.2387 | 1575.9343 | 126106.1091 | 394129.5576 | 40080.6521 | 71710.6345 | 20279.4311 | 81.3604 | 20198.0729 | 0 | 557.4233 | 498.6888
WtrCldScrewChlr-0.748kwpton-VarSpd | DEER2023 |  | 2022-03-15 00:41:21+00 | Any | Hsp | Ex | CZ07 | cWVVG | Cap-Tons | 1 | 235501 | None | 3231568 | 1177264.7562 | 1266427 | 0 | 267216.6709 | 1511.6751 | 125019.5781 | 394129.5576 | 40080.6521 | 71710.6345 | 20279.4294 | 81.3604 | 20198.0729 | 0 | 611.3342 | 542.5468
AirCldRecipChlr-0.95kwpton | DEER2023 |  | 2022-03-14 18:21:41+00 | Any | Hsp | Ex | CZ08 | cAVVG | Cap-Tons | 899.2179 | 235501 | None | 3304198.9058 | 1177359.0585 | 1266427 | 0 | 435527.6475 | 0 | 24746.3703 | 400139.2438 | 41665.0908 | 81503.5546 | 21908.9975 | 81.3604 | 21827.6362 | 0 | 699.6547 | 590.384
AirCldRecipChlr-1.407kwpton | DEER2023 |  | 2022-03-14 18:21:41+00 | Any | Hsp | Ex | CZ08 | cAVVG | Cap-Tons | 1 | 235501 | None | 3513709.3369 | 1177359.0585 | 1266427 | 0 | 645039.1664 | 0 | 24746.3703 | 400139.2438 | 41665.0908 | 81503.5546 | 21908.9975 | 81.3604 | 21827.6362 | 0 | 813.526 | 672.6465
AirCldScrewChlr-0.95kwpton | DEER2023 |  | 2022-03-14 19:29:42+00 | Any | Hsp | Ex | CZ08 | cAVVG | Cap-Tons | 899.2179 | 235501 | None | 3429115.4307 | 1177359.0585 | 1266427 | 0 | 560392.1131 | 0 | 24799.5504 | 400139.0458 | 41665.0908 | 81503.5546 | 21909.0046 | 81.3604 | 21827.6451 | 0 | 710.4963 | 604.2135
AirCldScrewChlr-1.407kwpton | DEER2023 |  | 2022-03-14 19:29:42+00 | Any | Hsp | Ex | CZ08 | cAVVG | Cap-Tons | 1 | 235501 | None | 3698693.8478 | 1177359.0585 | 1266427 | 0 | 829970.2084 | 0 | 24799.5504 | 400139.0458 | 41665.0908 | 81503.5546 | 21909.0046 | 81.3604 | 21827.6451 | 0 | 828.9017 | 692.7693
AirCldScrewChlr-0.99kwpton-VarSpd | DEER2023 |  | 2022-03-14 20:36:10+00 | Any | Hsp | Ex | CZ08 | cAVVG | Cap-Tons | 899.2179 | 235501 | None | 3452710.9034 | 1177359.0585 | 1266427 | 0 | 583987.5059 | 0 | 24799.5504 | 400139.0458 | 41665.0908 | 81503.5546 | 21909.0046 | 81.3604 | 21827.6451 | 0 | 720.8597 | 611.9643
AirCldScrewChlr-1.407kwpton-VarSpd | DEER2023 |  | 2022-03-14 20:36:10+00 | Any | Hsp | Ex | CZ08 | cAVVG | Cap-Tons | 1 | 235501 | None | 3698693.8478 | 1177359.0585 | 1266427 | 0 | 829970.2084 | 0 | 24799.5504 | 400139.0458 | 41665.0908 | 81503.5546 | 21909.0046 | 81.3604 | 21827.6451 | 0 | 828.9017 | 692.7693
WtrCldCentChlr-Conv-0.42kwpton | DEER2023 |  | 2022-03-14 21:09:18+00 | Any | Hsp | Ex | CZ08 | cWVVG | Cap-Tons | 934.9989 | 235501 | None | 3341032.1338 | 1177359.0585 | 1266427 | 0 | 360847.7805 | 2847.7992 | 133412.8686 | 400138.948 | 41665.0908 | 81503.5396 | 21909.0551 | 81.3604 | 21827.6953 | 0 | 595.3008 | 533.5207
WtrCldCentChlr-Conv-0.748kwpton | DEER2023 |  | 2022-03-14 21:09:18+00 | Any | Hsp | Ex | CZ08 | cWVVG | Cap-Tons | 1 | 235501 | None | 3622361.8866 | 1177359.0585 | 1266427 | 0 | 642275.4127 | 2931.3586 | 133231.5197 | 400138.948 | 41665.0908 | 81503.5396 | 21909.0551 | 81.3604 | 21827.6953 | 0 | 684.3873 | 608.0772
WtrCldCentChlr-Conv-1Cmp-0.439kwpton-VarSpd-CndRlf | DEER2023 |  | 2022-03-14 22:16:50+00 | Any | Hsp | Ex | CZ08 | cWVVG | Cap-Tons | 934.9989 | 235501 | None | 3165423.359 | 1177359.0585 | 1266427 | 0 | 172312.6171 | 16728.9992 | 132457.7552 | 400139.1116 | 41665.0908 | 81503.5396 | 21909.0462 | 81.3604 | 21827.6868 | 0 | 575.979 | 501.5881
WtrCldCentChlr-Conv-1Cmp-0.748kwpton-VarSpd-CndRlf | DEER2023 |  | 2022-03-14 22:16:50+00 | Any | Hsp | Ex | CZ08 | cWVVG | Cap-Tons | 1 | 235501 | None | 3285177.1406 | 1177359.0585 | 1266427 | 0 | 292767.2787 | 16855.9385 | 131629.6714 | 400139.1116 | 41665.0908 | 81503.5396 | 21909.0462 | 81.3604 | 21827.6868 | 0 | 635.0969 | 543.1679
WtrCldCentChlr-NoFric-1Cmp-0.439kwpton-VarSpd-CndRlf | DEER2023 |  | 2022-03-14 22:54:12+00 | Any | Hsp | Ex | CZ08 | cWVVG | Cap-Tons | 934.9989 | 235501 | None | 3160389.7043 | 1177359.0585 | 1266427 | 0 | 166767.1926 | 16776.0833 | 132922.4926 | 400139.0298 | 41665.0908 | 81503.5383 | 21909.0623 | 81.3604 | 21827.7025 | 0 | 581.6864 | 508.4838
WtrCldCentChlr-NoFric-1Cmp-0.748kwpton-VarSpd-CndRlf | DEER2023 |  | 2022-03-14 22:54:12+00 | Any | Hsp | Ex | CZ08 | cWVVG | Cap-Tons | 1 | 235501 | None | 3276637.008 | 1177359.0585 | 1266427 | 0 | 283665.2314 | 16942.3497 | 132105.1019 | 400139.0298 | 41665.0908 | 81503.5383 | 21909.0623 | 81.3604 | 21827.7025 | 0 | 644.8207 | 554.9189
WtrCldCentChlr-NoFric-2Cmp-0.439kwpton-VarSpd-CndRlf | DEER2023 |  | 2022-03-14 23:25:13+00 | Any | Hsp | Ex | CZ08 | cWVVG | Cap-Tons | 934.9989 | 235501 | None | 3160240.0946 | 1177359.0585 | 1266427 | 0 | 167200.9058 | 16803.0225 | 132311.9879 | 400139.0298 | 41665.0908 | 81503.5383 | 21909.0623 | 81.3604 | 21827.7025 | 0 | 582.5069 | 510.1171
WtrCldCentChlr-NoFric-2Cmp-0.748kwpton-VarSpd-CndRlf | DEER2023 |  | 2022-03-14 23:25:13+00 | Any | Hsp | Ex | CZ08 | cWVVG | Cap-Tons | 1 | 235501 | None | 3276780.6767 | 1177359.0585 | 1266427 | 0 | 284462.6358 | 16990.5185 | 131403.7111 | 400139.0298 | 41665.0908 | 81503.5383 | 21909.0623 | 81.3604 | 21827.7025 | 0 | 646.2192 | 557.7013
WtrCldRecipChlr-0.42kwpton | DEER2023 |  | 2022-03-14 23:49:47+00 | Any | Hsp | Ex | CZ08 | cWVVG | Cap-Tons | 934.9989 | 235501 | None | 3243708.0433 | 1177359.0585 | 1266427 | 0 | 262520.6759 | 2845.9214 | 134418.28 | 400138.026 | 41665.0908 | 81503.5383 | 21909.1048 | 81.3604 | 21827.7441 | 0 | 596.1329 | 525.9493
WtrCldRecipChlr-0.748kwpton | DEER2023 |  | 2022-03-14 23:49:47+00 | Any | Hsp | Ex | CZ08 | cWVVG | Cap-Tons | 1 | 235501 | None | 3447254.403 | 1177359.0585 | 1266427 | 0 | 466579.2326 | 2877.1946 | 133874.9002 | 400138.026 | 41665.0908 | 81503.5383 | 21909.1048 | 81.3604 | 21827.7441 | 0 | 681.3049 | 594.596
WtrCldScrewChlr-0.42kwpton | DEER2023 |  | 2022-03-15 00:09:29+00 | Any | Hsp | Ex | CZ08 | cWVVG | Cap-Tons | 934.9989 | 235501 | None | 3229092.3498 | 1177359.0585 | 1266427 | 0 | 249029.354 | 2894.6599 | 133245.3426 | 400138.026 | 41665.0908 | 81503.5383 | 21909.1048 | 81.3604 | 21827.7441 | 0 | 603.9554 | 533.2419
WtrCldScrewChlr-0.748kwpton | DEER2023 |  | 2022-03-15 00:09:29+00 | Any | Hsp | Ex | CZ08 | cWVVG | Cap-Tons | 1 | 235501 | None | 3418781.7596 | 1177359.0585 | 1266427 | 0 | 439930.3854 | 2961.0394 | 131966.5394 | 400138.026 | 41665.0908 | 81503.5383 | 21909.1048 | 81.3604 | 21827.7458 | 0 | 695.2501 | 607.576
WtrCldScrewChlr-0.439kwpton-VarSpd | DEER2023 |  | 2022-03-15 00:41:21+00 | Any | Hsp | Ex | CZ08 | cWVVG | Cap-Tons | 934.9989 | 235501 | None | 3186961.0401 | 1177359.0585 | 1266427 | 0 | 206852.315 | 2728.1266 | 133457.5336 | 400138.026 | 41665.0908 | 81503.5383 | 21909.1048 | 81.3604 | 21827.7441 | 0 | 580.7032 | 511.7514
WtrCldScrewChlr-0.748kwpton-VarSpd | DEER2023 |  | 2022-03-15 00:41:21+00 | Any | Hsp | Ex | CZ08 | cWVVG | Cap-Tons | 1 | 235501 | None | 3329896.9784 | 1177359.0585 | 1266427 | 0 | 350689.187 | 2680.9613 | 132603.2857 | 400138.026 | 41665.0908 | 81503.5383 | 21909.1048 | 81.3604 | 21827.7441 | 0 | 646.5841 | 563.6222
AirCldRecipChlr-0.95kwpton | DEER2023 |  | 2022-03-14 18:21:41+00 | Any | Hsp | Ex | CZ09 | cAVVG | Cap-Tons | 1022.56 | 235501 | None | 3277087.0874 | 1177183.979 | 1266427 | 0 | 408706.6882 | 0 | 24575.7773 | 400194.7466 | 37719.2838 | 99224.646 | 23800.5246 | 81.3604 | 23719.1698 | 0 | 703.7609 | 630.9472
AirCldRecipChlr-1.407kwpton | DEER2023 |  | 2022-03-14 18:21:41+00 | Any | Hsp | Ex | CZ09 | cAVVG | Cap-Tons | 1 | 235501 | None | 3473695.9552 | 1177183.979 | 1266427 | 0 | 605316.0161 | 0 | 24575.7773 | 400194.7466 | 37719.2838 | 99224.646 | 23800.5246 | 81.3604 | 23719.1698 | 0 | 819.8662 | 732.2076
AirCldScrewChlr-0.95kwpton | DEER2023 |  | 2022-03-14 19:29:42+00 | Any | Hsp | Ex | CZ09 | cAVVG | Cap-Tons | 1022.56 | 235501 | None | 3404453.3245 | 1177183.979 | 1266427 | 0 | 536082.4212 | 0 | 24566.059 | 400194.827 | 37720.4351 | 99224.646 | 23800.5227 | 81.3604 | 23719.1679 | 0 | 717.723 | 646.1254
AirCldScrewChlr-1.407kwpton | DEER2023 |  | 2022-03-14 19:29:42+00 | Any | Hsp | Ex | CZ09 | cAVVG | Cap-Tons | 1 | 235501 | None | 3662336.9986 | 1177183.979 | 1266427 | 0 | 793966.1865 | 0 | 24566.059 | 400194.827 | 37720.4351 | 99224.646 | 23800.5227 | 81.3604 | 23719.1679 | 0 | 840.5449 | 754.6868
AirCldScrewChlr-0.99kwpton-VarSpd | DEER2023 |  | 2022-03-14 20:36:10+00 | Any | Hsp | Ex | CZ09 | cAVVG | Cap-Tons | 1022.56 | 235501 | None | 3427024.3336 | 1177183.979 | 1266427 | 0 | 558654.315 | 0 | 24566.059 | 400194.827 | 37720.4351 | 99224.646 | 23800.5227 | 81.3604 | 23719.1679 | 0 | 728.4732 | 655.6277
AirCldScrewChlr-1.407kwpton-VarSpd | DEER2023 |  | 2022-03-14 20:36:10+00 | Any | Hsp | Ex | CZ09 | cAVVG | Cap-Tons | 1 | 235501 | None | 3662336.9986 | 1177183.979 | 1266427 | 0 | 793966.1865 | 0 | 24566.059 | 400194.827 | 37720.4351 | 99224.646 | 23800.5227 | 81.3604 | 23719.1679 | 0 | 840.5449 | 754.6868
WtrCldCentChlr-Conv-0.42kwpton | DEER2023 |  | 2022-03-14 21:09:18+00 | Any | Hsp | Ex | CZ09 | cWVVG | Cap-Tons | 1063.2732 | 235501 | None | 3317078.1371 | 1177183.979 | 1266427 | 0 | 337580.1134 | 395.9263 | 135298.5003 | 400193.613 | 37719.2838 | 99224.6387 | 23800.6171 | 81.3604 | 23719.2555 | 0 | 598.5732 | 548.367
WtrCldCentChlr-Conv-0.748kwpton | DEER2023 |  | 2022-03-14 21:09:18+00 | Any | Hsp | Ex | CZ09 | cWVVG | Cap-Tons | 1 | 235501 | None | 3579593.9622 | 1177183.979 | 1266427 | 0 | 600299.0944 | 394.5103 | 135097.5784 | 400193.613 | 37719.2838 | 99224.6387 | 23800.6152 | 81.3604 | 23719.2555 | 0 | 689.2362 | 632.8329
WtrCldCentChlr-Conv-1Cmp-0.439kwpton-VarSpd-CndRlf | DEER2023 |  | 2022-03-14 22:16:50+00 | Any | Hsp | Ex | CZ09 | cWVVG | Cap-Tons | 1063.2734 | 235501 | None | 3146421.3224 | 1177183.979 | 1266427 | 0 | 165138.3608 | 3257.6987 | 134221.9786 | 400193.613 | 37719.2838 | 99224.6387 | 23800.6171 | 81.3604 | 23719.2604 | 0 | 558.64 | 507.6036
WtrCldCentChlr-Conv-1Cmp-0.748kwpton-VarSpd-CndRlf | DEER2023 |  | 2022-03-14 22:16:50+00 | Any | Hsp | Ex | CZ09 | cWVVG | Cap-Tons | 1 | 235501 | None | 3259373.8448 | 1177183.979 | 1266427 | 0 | 278867.8566 | 3157.746 | 133544.838 | 400193.613 | 37719.2838 | 99224.6387 | 23800.6171 | 81.3604 | 23719.2604 | 0 | 610.5474 | 553.7665
WtrCldCentChlr-NoFric-1Cmp-0.439kwpton-VarSpd-CndRlf | DEER2023 |  | 2022-03-14 22:54:12+00 | Any | Hsp | Ex | CZ09 | cWVVG | Cap-Tons | 1063.2734 | 235501 | None | 3130560.9231 | 1177183.979 | 1266427 | 0 | 148618.847 | 3278.4478 | 134860.3358 | 400193.613 | 37719.2838 | 99224.6387 | 23800.6171 | 81.3604 | 23719.2555 | 0 | 566.7447 | 515.165
WtrCldCentChlr-NoFric-1Cmp-0.748kwpton-VarSpd-CndRlf | DEER2023 |  | 2022-03-14 22:54:12+00 | Any | Hsp | Ex | CZ09 | cWVVG | Cap-Tons | 1 | 235501 | None | 3232343.0413 | 1177183.979 | 1266427 | 0 | 251382.1808 | 3195.6104 | 133961.9143 | 400193.613 | 37719.2838 | 99224.6387 | 23800.6171 | 81.3604 | 23719.2555 | 0 | 624.3578 | 566.6504
WtrCldCentChlr-NoFric-2Cmp-0.439kwpton-VarSpd-CndRlf | DEER2023 |  | 2022-03-14 23:25:13+00 | Any | Hsp | Ex | CZ09 | cWVVG | Cap-Tons | 1063.2734 | 235501 | None | 3124054.3259 | 1177183.979 | 1266427 | 0 | 143230.6917 | 3284.9051 | 133735.3842 | 400193.613 | 37719.2838 | 99224.6387 | 23800.6171 | 81.3604 | 23719.2555 | 0 | 568.9301 | 517.1695
WtrCldCentChlr-NoFric-2Cmp-0.748kwpton-VarSpd-CndRlf | DEER2023 |  | 2022-03-14 23:25:13+00 | Any | Hsp | Ex | CZ09 | cWVVG | Cap-Tons | 1 | 235501 | None | 3222195.5189 | 1177183.979 | 1266427 | 0 | 242564.5704 | 3206.8769 | 132620.7482 | 400193.613 | 37719.2838 | 99224.6387 | 23800.6171 | 81.3604 | 23719.2555 | 0 | 628.0805 | 570.0661
WtrCldRecipChlr-0.42kwpton | DEER2023 |  | 2022-03-14 23:49:47+00 | Any | Hsp | Ex | CZ09 | cWVVG | Cap-Tons | 1063.2734 | 235501 | None | 3206453.7986 | 1177183.979 | 1266427 | 0 | 226716.1671 | 383.7747 | 135551.1308 | 400193.509 | 37719.2838 | 99224.6387 | 23800.621 | 81.3604 | 23719.2623 | 0 | 591.8739 | 539.705
WtrCldRecipChlr-0.748kwpton | DEER2023 |  | 2022-03-14 23:49:47+00 | Any | Hsp | Ex | CZ09 | cWVVG | Cap-Tons | 1 | 235501 | None | 3381023.3266 | 1177183.979 | 1266427 | 0 | 401945.8054 | 372.2467 | 134902.5817 | 400193.509 | 37719.2838 | 99224.6387 | 23800.621 | 81.3604 | 23719.2623 | 0 | 677.3231 | 617.3797
WtrCldScrewChlr-0.42kwpton | DEER2023 |  | 2022-03-15 00:09:29+00 | Any | Hsp | Ex | CZ09 | cWVVG | Cap-Tons | 1063.2734 | 235501 | None | 3182710.1797 | 1177183.979 | 1266427 | 0 | 204696.6224 | 401.4579 | 133808.9003 | 400193.4913 | 37719.2838 | 99224.6387 | 23800.621 | 81.3604 | 23719.2623 | 0 | 601.7603 | 549.9368
WtrCldScrewChlr-0.748kwpton | DEER2023 |  | 2022-03-15 00:09:29+00 | Any | Hsp | Ex | CZ09 | cWVVG | Cap-Tons | 1 | 235501 | None | 3335879.3168 | 1177183.979 | 1266427 | 0 | 359528.5457 | 399.9361 | 132147.6979 | 400193.4913 | 37719.2838 | 99224.6387 | 23800.621 | 81.3604 | 23719.2623 | 0 | 694.9107 | 635.5533
WtrCldScrewChlr-0.439kwpton-VarSpd | DEER2023 |  | 2022-03-15 00:41:21+00 | Any | Hsp | Ex | CZ09 | cWVVG | Cap-Tons | 1063.2734 | 235501 | None | 3148863.349 | 1177183.979 | 1266427 | 0 | 170706.524 | 351.4404 | 134002.2152 | 400193.4913 | 37719.2838 | 99224.6387 | 23800.619 | 81.3604 | 23719.2623 | 0 | 574.229 | 522.1013
WtrCldScrewChlr-0.748kwpton-VarSpd | DEER2023 |  | 2022-03-15 00:41:21+00 | Any | Hsp | Ex | CZ09 | cWVVG | Cap-Tons | 1 | 235501 | None | 3264752.3692 | 1177183.979 | 1266427 | 0 | 287652.7941 | 321.9656 | 132974.7953 | 400193.4462 | 37719.2838 | 99224.6387 | 23800.624 | 81.3604 | 23719.2623 | 0 | 638.8198 | 579.5444
AirCldRecipChlr-0.95kwpton | DEER2023 |  | 2022-03-14 18:21:41+00 | Any | Hsp | Ex | CZ10 | cAVVG | Cap-Tons | 921.9703 | 235501 | None | 3298487.0328 | 1176634.7422 | 1266427 | 0 | 435396.3076 | 0 | 22402.7902 | 397627.2222 | 37095.7665 | 106674.9641 | 25908.9819 | 81.3604 | 25827.6118 | 0 | 738.9491 | 647.8209
AirCldRecipChlr-1.407kwpton | DEER2023 |  | 2022-03-14 18:21:41+00 | Any | Hsp | Ex | CZ10 | cAVVG | Cap-Tons | 1 | 235501 | None | 3507935.3641 | 1176634.7422 | 1266427 | 0 | 644844.8583 | 0 | 22402.7902 | 397627.2222 | 37095.7665 | 106674.9641 | 25908.9819 | 81.3604 | 25827.6118 | 0 | 868.7398 | 755.7933
AirCldScrewChlr-0.95kwpton | DEER2023 |  | 2022-03-14 19:29:42+00 | Any | Hsp | Ex | CZ10 | cAVVG | Cap-Tons | 921.9703 | 235501 | None | 3409958.7417 | 1176634.7422 | 1266427 | 0 | 546881.419 | 0 | 22389.9512 | 397627.2392 | 37095.7665 | 106674.9641 | 25908.9826 | 81.3604 | 25827.6151 | 0 | 766.4652 | 666.3085
AirCldScrewChlr-1.407kwpton | DEER2023 |  | 2022-03-14 19:29:42+00 | Any | Hsp | Ex | CZ10 | cAVVG | Cap-Tons | 1 | 235501 | None | 3673037.3255 | 1176634.7422 | 1266427 | 0 | 809960.2022 | 0 | 22389.9512 | 397627.2392 | 37095.7665 | 106674.9641 | 25908.9826 | 81.3604 | 25827.6151 | 0 | 909.496 | 783.1752
AirCldScrewChlr-0.99kwpton-VarSpd | DEER2023 |  | 2022-03-14 20:36:10+00 | Any | Hsp | Ex | CZ10 | cAVVG | Cap-Tons | 921.9703 | 235501 | None | 3432985.1794 | 1176634.7422 | 1266427 | 0 | 569908.0068 | 0 | 22389.9512 | 397627.2392 | 37095.7665 | 106674.9641 | 25908.9826 | 81.3604 | 25827.6151 | 0 | 778.9846 | 676.5374
AirCldScrewChlr-1.407kwpton-VarSpd | DEER2023 |  | 2022-03-14 20:36:10+00 | Any | Hsp | Ex | CZ10 | cAVVG | Cap-Tons | 1 | 235501 | None | 3673037.3255 | 1176634.7422 | 1266427 | 0 | 809960.2022 | 0 | 22389.9512 | 397627.2392 | 37095.7665 | 106674.9641 | 25908.9826 | 81.3604 | 25827.6151 | 0 | 909.496 | 783.1752
WtrCldCentChlr-Conv-0.42kwpton | DEER2023 |  | 2022-03-14 21:09:18+00 | Any | Hsp | Ex | CZ10 | cWVVG | Cap-Tons | 958.655 | 235501 | None | 3295487.0569 | 1176634.7422 | 1266427 | 0 | 332323.6044 | 1924.0481 | 120550.7881 | 397628.3715 | 37095.7665 | 106674.9641 | 25908.9699 | 81.3604 | 25827.6035 | 0 | 607.7627 | 553.2075
WtrCldCentChlr-Conv-0.748kwpton | DEER2023 |  | 2022-03-14 21:09:18+00 | Any | Hsp | Ex | CZ10 | cWVVG | Cap-Tons | 1 | 235501 | None | 3554542.9447 | 1176634.7422 | 1266427 | 0 | 591332.8356 | 1971.3121 | 120550.3541 | 397628.3715 | 37095.7665 | 106674.9641 | 25908.9699 | 81.3604 | 25827.601 | 0 | 707.2104 | 642.1326
WtrCldCentChlr-Conv-1Cmp-0.439kwpton-VarSpd-CndRlf | DEER2023 |  | 2022-03-14 22:16:50+00 | Any | Hsp | Ex | CZ10 | cWVVG | Cap-Tons | 958.655 | 235501 | None | 3132959.572 | 1176634.7422 | 1266427 | 0 | 161849.9773 | 10899.0989 | 119521.8759 | 397628.4654 | 37095.7665 | 106674.9641 | 25908.9699 | 81.3604 | 25827.601 | 0 | 590.0039 | 528.781
WtrCldCentChlr-Conv-1Cmp-0.748kwpton-VarSpd-CndRlf | DEER2023 |  | 2022-03-14 22:16:50+00 | Any | Hsp | Ex | CZ10 | cWVVG | Cap-Tons | 1 | 235501 | None | 3245349.8195 | 1176634.7422 | 1266427 | 0 | 274611.5003 | 10949.5208 | 119100.1675 | 397628.4654 | 37095.7665 | 106674.9641 | 25908.9699 | 81.3604 | 25827.6035 | 0 | 660.1812 | 586.503
WtrCldCentChlr-NoFric-1Cmp-0.439kwpton-VarSpd-CndRlf | DEER2023 |  | 2022-03-14 22:54:12+00 | Any | Hsp | Ex | CZ10 | cWVVG | Cap-Tons | 958.655 | 235501 | None | 3128575.9791 | 1176634.7422 | 1266427 | 0 | 157007.384 | 10952.9189 | 119926.8566 | 397628.4654 | 37095.7665 | 106674.9641 | 25908.9699 | 81.3604 | 25827.6042 | 0 | 594.0622 | 534.3388
WtrCldCentChlr-NoFric-1Cmp-0.748kwpton-VarSpd-CndRlf | DEER2023 |  | 2022-03-14 22:54:12+00 | Any | Hsp | Ex | CZ10 | cWVVG | Cap-Tons | 1 | 235501 | None | 3237805.2825 | 1176634.7422 | 1266427 | 0 | 266803.6919 | 11041.0158 | 119272.0229 | 397628.4654 | 37095.7665 | 106674.9641 | 25908.9699 | 81.3604 | 25827.6042 | 0 | 667.0913 | 595.9719
WtrCldCentChlr-NoFric-2Cmp-0.439kwpton-VarSpd-CndRlf | DEER2023 |  | 2022-03-14 23:25:13+00 | Any | Hsp | Ex | CZ10 | cWVVG | Cap-Tons | 958.655 | 235501 | None | 3128052.1751 | 1176634.7422 | 1266427 | 0 | 157107.2591 | 10974.9058 | 119281.591 | 397628.4654 | 37095.7665 | 106674.9641 | 25908.9699 | 81.3604 | 25827.6042 | 0 | 594.7083 | 535.5635
WtrCldCentChlr-NoFric-2Cmp-0.748kwpton-VarSpd-CndRlf | DEER2023 |  | 2022-03-14 23:25:13+00 | Any | Hsp | Ex | CZ10 | cWVVG | Cap-Tons | 1 | 235501 | None | 3237303.601 | 1176634.7422 | 1266427 | 0 | 267069.9718 | 11078.3709 | 118466.8513 | 397628.4654 | 37095.7665 | 106674.9641 | 25908.9699 | 81.3604 | 25827.6042 | 0 | 668.1924 | 598.0589
WtrCldRecipChlr-0.42kwpton | DEER2023 |  | 2022-03-14 23:49:47+00 | Any | Hsp | Ex | CZ10 | cWVVG | Cap-Tons | 958.655 | 235501 | None | 3206853.159 | 1176634.7422 | 1266427 | 0 | 242545.8152 | 1945.7923 | 121673.861 | 397627.801 | 37095.7665 | 106674.9641 | 25908.9744 | 81.3604 | 25827.6035 | 0 | 617.5137 | 557.017
WtrCldRecipChlr-0.748kwpton | DEER2023 |  | 2022-03-14 23:49:47+00 | Any | Hsp | Ex | CZ10 | cWVVG | Cap-Tons | 1 | 235501 | None | 3394780.4898 | 1176634.7422 | 1266427 | 0 | 430822.4429 | 1962.7001 | 121307.2447 | 397627.801 | 37095.7665 | 106674.9641 | 25908.9744 | 81.3604 | 25827.6035 | 0 | 714.2011 | 642.1135
WtrCldScrewChlr-0.42kwpton | DEER2023 |  | 2022-03-15 00:09:29+00 | Any | Hsp | Ex | CZ10 | cWVVG | Cap-Tons | 958.655 | 235501 | None | 3192257.1617 | 1176634.7422 | 1266427 | 0 | 229313.8832 | 1982.8123 | 120272.5929 | 397627.7777 | 37095.7665 | 106674.9641 | 25908.9744 | 81.3604 | 25827.606 | 0 | 627.8582 | 566.7936
WtrCldScrewChlr-0.748kwpton | DEER2023 |  | 2022-03-15 00:09:29+00 | Any | Hsp | Ex | CZ10 | cWVVG | Cap-Tons | 1 | 235501 | None | 3367028.9366 | 1176634.7422 | 1266427 | 0 | 404964.6964 | 2027.2017 | 119349.0073 | 397627.7777 | 37095.7665 | 106674.9641 | 25908.9744 | 81.3604 | 25827.606 | 0 | 732.6177 | 659.5283
WtrCldScrewChlr-0.439kwpton-VarSpd | DEER2023 |  | 2022-03-15 00:41:21+00 | Any | Hsp | Ex | CZ10 | cWVVG | Cap-Tons | 958.655 | 235501 | None | 3151269.0478 | 1176634.7422 | 1266427 | 0 | 188225.0413 | 1860.5039 | 120495.9705 | 397627.8307 | 37095.7665 | 106674.9641 | 25908.9744 | 81.3604 | 25827.6035 | 0 | 600.3667 | 539.834
WtrCldScrewChlr-0.748kwpton-VarSpd | DEER2023 |  | 2022-03-15 00:41:21+00 | Any | Hsp | Ex | CZ10 | cWVVG | Cap-Tons | 1 | 235501 | None | 3281176.5559 | 1176634.7422 | 1266427 | 0 | 318730.7779 | 1821.5486 | 119936.0334 | 397627.8307 | 37095.7665 | 106674.9641 | 25908.9744 | 81.3604 | 25827.6035 | 0 | 675.5082 | 604.4313
AirCldRecipChlr-0.95kwpton | DEER2023 |  | 2022-03-14 18:21:41+00 | Any | Hsp | Ex | CZ11 | cAVVG | Cap-Tons | 917.4549 | 235501 | None | 3316920.6569 | 1177120.8824 | 1266427 | 0 | 455937.1991 | 0 | 21856.6966 | 395581.2892 | 34045.9678 | 143129.3755 | 36246.8553 | 81.3604 | 36165.4978 | 0 | 775.0135 | 722.5515
AirCldRecipChlr-1.407kwpton | DEER2023 |  | 2022-03-14 18:21:41+00 | Any | Hsp | Ex | CZ11 | cAVVG | Cap-Tons | 1 | 235501 | None | 3536250.7353 | 1177120.8824 | 1266427 | 0 | 675267.0564 | 0 | 21856.6966 | 395581.2892 | 34045.9678 | 143129.3755 | 36246.8553 | 81.3604 | 36165.4978 | 0 | 921.9256 | 863.9106
AirCldScrewChlr-0.95kwpton | DEER2023 |  | 2022-03-14 19:29:42+00 | Any | Hsp | Ex | CZ11 | cAVVG | Cap-Tons | 917.4549 | 235501 | None | 3411056.7157 | 1177120.8824 | 1266427 | 0 | 550103.7304 | 0 | 21826.1294 | 395581.3689 | 34045.9678 | 143129.3755 | 36246.8545 | 81.3604 | 36165.497 | 0 | 803.9199 | 750.8851
AirCldScrewChlr-1.407kwpton | DEER2023 |  | 2022-03-14 19:29:42+00 | Any | Hsp | Ex | CZ11 | cAVVG | Cap-Tons | 1 | 235501 | None | 3675685.2549 | 1177120.8824 | 1266427 | 0 | 814732.2083 | 0 | 21826.1294 | 395581.3689 | 34045.9678 | 143129.3755 | 36246.8545 | 81.3604 | 36165.497 | 0 | 964.7202 | 906.0693
AirCldScrewChlr-0.99kwpton-VarSpd | DEER2023 |  | 2022-03-14 20:36:10+00 | Any | Hsp | Ex | CZ11 | cAVVG | Cap-Tons | 917.4549 | 235501 | None | 3434219.2157 | 1177120.8824 | 1266427 | 0 | 573265.7935 | 0 | 21826.1294 | 395581.3689 | 34045.9678 | 143129.3755 | 36246.8545 | 81.3604 | 36165.497 | 0 | 817.994 | 764.4679
AirCldScrewChlr-1.407kwpton-VarSpd | DEER2023 |  | 2022-03-14 20:36:10+00 | Any | Hsp | Ex | CZ11 | cAVVG | Cap-Tons | 1 | 235501 | None | 3675685.2549 | 1177120.8824 | 1266427 | 0 | 814732.2083 | 0 | 21826.1294 | 395581.3689 | 34045.9678 | 143129.3755 | 36246.8545 | 81.3604 | 36165.497 | 0 | 964.7202 | 906.0693
WtrCldCentChlr-Conv-0.42kwpton | DEER2023 |  | 2022-03-14 21:09:18+00 | Any | Hsp | Ex | CZ11 | cWVVG | Cap-Tons | 917.76 | 235501 | None | 3242462.9216 | 1177120.8824 | 1266427 | 0 | 301958.0604 | 1075.4025 | 100299.8326 | 395583.8551 | 34045.9678 | 143129.3755 | 36246.8197 | 81.3604 | 36165.4672 | 0 | 637.6106 | 588.2824
WtrCldCentChlr-Conv-0.748kwpton | DEER2023 |  | 2022-03-14 21:09:18+00 | Any | Hsp | Ex | CZ11 | cWVVG | Cap-Tons | 1 | 235501 | None | 3477937.2941 | 1177120.8824 | 1266427 | 0 | 537149.1657 | 1088.9167 | 100569.7751 | 395583.8551 | 34045.9678 | 143129.3755 | 36246.8197 | 81.3604 | 36165.4672 | 0 | 747.5568 | 694.623
WtrCldCentChlr-Conv-1Cmp-0.439kwpton-VarSpd-CndRlf | DEER2023 |  | 2022-03-14 22:16:50+00 | Any | Hsp | Ex | CZ11 | cWVVG | Cap-Tons | 917.76 | 235501 | None | 3104816.0294 | 1177120.8824 | 1266427 | 0 | 162142.5636 | 5157.9283 | 98385.116 | 395584.9632 | 34045.9732 | 143129.3755 | 36246.7987 | 81.3604 | 36165.4427 | 0 | 588.7493 | 540.1988
WtrCldCentChlr-Conv-1Cmp-0.748kwpton-VarSpd-CndRlf | DEER2023 |  | 2022-03-14 22:16:50+00 | Any | Hsp | Ex | CZ11 | cWVVG | Cap-Tons | 1 | 235501 | None | 3217696.2843 | 1177120.8824 | 1266427 | 0 | 275218.8359 | 5124.3673 | 98222.4225 | 395584.9632 | 34045.9732 | 143129.3755 | 36246.7967 | 81.3604 | 36165.4427 | 0 | 656.0272 | 603.2369
WtrCldCentChlr-NoFric-1Cmp-0.439kwpton-VarSpd-CndRlf | DEER2023 |  | 2022-03-14 22:54:12+00 | Any | Hsp | Ex | CZ11 | cWVVG | Cap-Tons | 917.76 | 235501 | None | 3105745.5294 | 1177120.8824 | 1266427 | 0 | 162309.0049 | 5203.1743 | 99102.3909 | 395584.9571 | 34045.9732 | 143129.3755 | 36246.7967 | 81.3604 | 36165.4412 | 0 | 594.1154 | 546.7075
WtrCldCentChlr-NoFric-1Cmp-0.748kwpton-VarSpd-CndRlf | DEER2023 |  | 2022-03-14 22:54:12+00 | Any | Hsp | Ex | CZ11 | cWVVG | Cap-Tons | 1 | 235501 | None | 3218609.7843 | 1177120.8824 | 1266427 | 0 | 275607.3454 | 5196.3339 | 98675.7583 | 395584.9571 | 34045.9732 | 143129.3755 | 36246.7967 | 81.3604 | 36165.4412 | 0 | 664.6849 | 614.369
WtrCldCentChlr-NoFric-2Cmp-0.439kwpton-VarSpd-CndRlf | DEER2023 |  | 2022-03-14 23:25:13+00 | Any | Hsp | Ex | CZ11 | cWVVG | Cap-Tons | 917.76 | 235501 | None | 3105355.4216 | 1177120.8824 | 1266427 | 0 | 162827.7414 | 5214.8946 | 98182.2236 | 395584.9571 | 34045.9732 | 143129.3755 | 36246.7967 | 81.3604 | 36165.4412 | 0 | 595.9334 | 548.4633
WtrCldCentChlr-NoFric-2Cmp-0.748kwpton-VarSpd-CndRlf | DEER2023 |  | 2022-03-14 23:25:13+00 | Any | Hsp | Ex | CZ11 | cWVVG | Cap-Tons | 1 | 235501 | None | 3218803.402 | 1177120.8824 | 1266427 | 0 | 276744.1641 | 5215.9725 | 97712.8368 | 395584.9571 | 34045.9732 | 143129.3755 | 36246.7967 | 81.3604 | 36165.4412 | 0 | 667.7827 | 617.3601
WtrCldRecipChlr-0.42kwpton | DEER2023 |  | 2022-03-14 23:49:47+00 | Any | Hsp | Ex | CZ11 | cWVVG | Cap-Tons | 917.76 | 235501 | None | 3177192.7843 | 1177120.8824 | 1266427 | 0 | 233849.1661 | 1174.2558 | 103041.52 | 395582.0441 | 34045.9678 | 143129.3755 | 36246.8513 | 81.3604 | 36165.4938 | 0 | 626.8222 | 580.506
WtrCldRecipChlr-0.748kwpton | DEER2023 |  | 2022-03-14 23:49:47+00 | Any | Hsp | Ex | CZ11 | cWVVG | Cap-Tons | 1 | 235501 | None | 3358326.4608 | 1177120.8824 | 1266427 | 0 | 415270.8796 | 1177.704 | 102750.0479 | 395582.0441 | 34045.9678 | 143129.3755 | 36246.8513 | 81.3604 | 36165.4938 | 0 | 725.7546 | 677.794
WtrCldScrewChlr-0.42kwpton | DEER2023 |  | 2022-03-15 00:09:29+00 | Any | Hsp | Ex | CZ11 | cWVVG | Cap-Tons | 917.76 | 235501 | None | 3170871.5392 | 1177120.8824 | 1266427 | 0 | 229182.257 | 1200.7505 | 101360.8464 | 395582.0441 | 34045.9678 | 143129.3755 | 36246.8513 | 81.3604 | 36165.4938 | 0 | 642.7312 | 594.7391
WtrCldScrewChlr-0.748kwpton | DEER2023 |  | 2022-03-15 00:09:29+00 | Any | Hsp | Ex | CZ11 | cWVVG | Cap-Tons | 1 | 235501 | None | 3346573.3235 | 1177120.8824 | 1266427 | 0 | 405573.894 | 1223.4368 | 100648.1942 | 395582.0441 | 34045.9678 | 143129.3755 | 36246.8493 | 81.3604 | 36165.4938 | 0 | 754.085 | 703.1438
WtrCldScrewChlr-0.439kwpton-VarSpd | DEER2023 |  | 2022-03-15 00:41:21+00 | Any | Hsp | Ex | CZ11 | cWVVG | Cap-Tons | 917.76 | 235501 | None | 3123479.8922 | 1177120.8824 | 1266427 | 0 | 181737.3748 | 1118.5772 | 101496.2502 | 395582.0441 | 34045.9678 | 143129.3755 | 36246.8446 | 81.3604 | 36165.4958 | 0 | 603.5192 | 560.1549
WtrCldScrewChlr-0.748kwpton-VarSpd | DEER2023 |  | 2022-03-15 00:41:21+00 | Any | Hsp | Ex | CZ11 | cWVVG | Cap-Tons | 1 | 235501 | None | 3249147.1961 | 1177120.8824 | 1266427 | 0 | 307672.0319 | 1086.4919 | 101261.0059 | 395582.0441 | 34045.9678 | 143129.3755 | 36246.8446 | 81.3604 | 36165.4958 | 0 | 676.2959 | 633.5215
AirCldRecipChlr-0.95kwpton | DEER2023 |  | 2022-03-14 18:21:41+00 | Any | Hsp | Ex | CZ12 | cAVVG | Cap-Tons | 877.6045 | 235501 | None | 3178521.8053 | 1176886.7922 | 1266427 | 0 | 324718.7668 | 0 | 18262.8785 | 392227.8972 | 27588.0556 | 155616.2985 | 34430.8573 | 81.3604 | 34349.4941 | 0 | 744.042 | 683.8532
AirCldRecipChlr-1.407kwpton | DEER2023 |  | 2022-03-14 18:21:41+00 | Any | Hsp | Ex | CZ12 | cAVVG | Cap-Tons | 1 | 235501 | None | 3334728.5267 | 1176886.7922 | 1266427 | 0 | 480925.4768 | 0 | 18262.8785 | 392227.8972 | 27588.0556 | 155616.2985 | 34430.8573 | 81.3604 | 34349.4941 | 0 | 877.3224 | 808.4591
AirCldScrewChlr-0.95kwpton | DEER2023 |  | 2022-03-14 19:29:42+00 | Any | Hsp | Ex | CZ12 | cAVVG | Cap-Tons | 877.6045 | 235501 | None | 3262190.182 | 1176886.7922 | 1266427 | 0 | 408397.2599 | 0 | 18252.5195 | 392227.9249 | 27588.0556 | 155616.2985 | 34430.8573 | 81.3604 | 34349.4964 | 0 | 768.6857 | 705.3232
AirCldScrewChlr-1.407kwpton | DEER2023 |  | 2022-03-14 19:29:42+00 | Any | Hsp | Ex | CZ12 | cAVVG | Cap-Tons | 1 | 235501 | None | 3458650.7915 | 1176886.7922 | 1266427 | 0 | 604857.7674 | 0 | 18252.5195 | 392227.9249 | 27588.0556 | 155616.2985 | 34430.8573 | 81.3604 | 34349.4964 | 0 | 913.8153 | 840.2583
AirCldScrewChlr-0.99kwpton-VarSpd | DEER2023 |  | 2022-03-14 20:36:10+00 | Any | Hsp | Ex | CZ12 | cAVVG | Cap-Tons | 877.6045 | 235501 | None | 3279385.6785 | 1176886.7922 | 1266427 | 0 | 425592.8659 | 0 | 18252.5195 | 392227.9249 | 27588.0556 | 155616.2985 | 34430.8573 | 81.3604 | 34349.4964 | 0 | 781.3885 | 717.1335
AirCldScrewChlr-1.407kwpton-VarSpd | DEER2023 |  | 2022-03-14 20:36:10+00 | Any | Hsp | Ex | CZ12 | cAVVG | Cap-Tons | 1 | 235501 | None | 3458650.7915 | 1176886.7922 | 1266427 | 0 | 604857.7674 | 0 | 18252.5195 | 392227.9249 | 27588.0556 | 155616.2985 | 34430.8573 | 81.3604 | 34349.4964 | 0 | 913.8153 | 840.2583
WtrCldCentChlr-Conv-0.42kwpton | DEER2023 |  | 2022-03-14 21:09:18+00 | Any | Hsp | Ex | CZ12 | cWVVG | Cap-Tons | 877.9153 | 235501 | None | 3167711.6274 | 1176886.7922 | 1266427 | 0 | 242072.1269 | 1354.4812 | 88744.097 | 392228.82 | 27588.0556 | 155616.2985 | 34430.8431 | 81.3604 | 34349.4839 | 0 | 631.0538 | 576.0831
WtrCldCentChlr-Conv-0.748kwpton | DEER2023 |  | 2022-03-14 21:09:18+00 | Any | Hsp | Ex | CZ12 | cWVVG | Cap-Tons | 1 | 235501 | None | 3356396.5446 | 1176886.7922 | 1266427 | 0 | 430706.6038 | 1382.6269 | 88766.1962 | 392228.82 | 27588.0556 | 155616.2985 | 34430.8431 | 81.3604 | 34349.4839 | 0 | 736.3608 | 674.1214
WtrCldCentChlr-Conv-1Cmp-0.439kwpton-VarSpd-CndRlf | DEER2023 |  | 2022-03-14 22:16:50+00 | Any | Hsp | Ex | CZ12 | cWVVG | Cap-Tons | 877.9153 | 235501 | None | 3051565.5476 | 1176886.7922 | 1266427 | 0 | 120937.7186 | 7224.491 | 87862.1083 | 392228.9886 | 27588.0556 | 155616.2985 | 34430.8385 | 81.3604 | 34349.4776 | 0 | 587.796 | 538.025
WtrCldCentChlr-Conv-1Cmp-0.748kwpton-VarSpd-CndRlf | DEER2023 |  | 2022-03-14 22:16:50+00 | Any | Hsp | Ex | CZ12 | cWVVG | Cap-Tons | 1 | 235501 | None | 3134918.3648 | 1176886.7922 | 1266427 | 0 | 205124.7427 | 7246.7651 | 87005.5909 | 392228.9886 | 27588.0556 | 155616.2985 | 34430.8385 | 81.3604 | 34349.4776 | 0 | 645.592 | 595.9072
WtrCldCentChlr-NoFric-1Cmp-0.439kwpton-VarSpd-CndRlf | DEER2023 |  | 2022-03-14 22:54:12+00 | Any | Hsp | Ex | CZ12 | cWVVG | Cap-Tons | 877.9153 | 235501 | None | 3048767.4476 | 1176886.7922 | 1266427 | 0 | 117743.0303 | 7273.6573 | 88209.5881 | 392228.9675 | 27588.0556 | 155616.2985 | 34430.8425 | 81.3604 | 34349.4776 | 0 | 596.3451 | 544.0628
WtrCldCentChlr-NoFric-1Cmp-0.748kwpton-VarSpd-CndRlf | DEER2023 |  | 2022-03-14 22:54:12+00 | Any | Hsp | Ex | CZ12 | cWVVG | Cap-Tons | 1 | 235501 | None | 3130418.3256 | 1176886.7922 | 1266427 | 0 | 200033.2428 | 7325.3814 | 87518.4999 | 392228.9675 | 27588.0556 | 155616.2985 | 34430.8425 | 81.3604 | 34349.4776 | 0 | 659.6071 | 604.9682
WtrCldCentChlr-NoFric-2Cmp-0.439kwpton-VarSpd-CndRlf | DEER2023 |  | 2022-03-14 23:25:13+00 | Any | Hsp | Ex | CZ12 | cWVVG | Cap-Tons | 877.9153 | 235501 | None | 3047984.7035 | 1176886.7922 | 1266427 | 0 | 117601.0593 | 7288.9923 | 87552.8741 | 392228.9675 | 27588.0556 | 155616.2985 | 34430.8425 | 81.3604 | 34349.4776 | 0 | 598.8078 | 546.0734
WtrCldCentChlr-NoFric-2Cmp-0.748kwpton-VarSpd-CndRlf | DEER2023 |  | 2022-03-14 23:25:13+00 | Any | Hsp | Ex | CZ12 | cWVVG | Cap-Tons | 1 | 235501 | None | 3129470.7717 | 1176886.7922 | 1266427 | 0 | 199913.0848 | 7351.1498 | 86665.6852 | 392228.9675 | 27588.0556 | 155616.2985 | 34430.8425 | 81.3604 | 34349.4776 | 0 | 663.8025 | 608.3937
WtrCldRecipChlr-0.42kwpton | DEER2023 |  | 2022-03-14 23:49:47+00 | Any | Hsp | Ex | CZ12 | cWVVG | Cap-Tons | 877.9153 | 235501 | None | 3105606.3529 | 1176886.7922 | 1266427 | 0 | 178677.297 | 1401.06 | 89988.0977 | 392227.9823 | 27588.0556 | 155616.2985 | 34430.8579 | 81.3604 | 34349.5026 | 0 | 616.9912 | 566.0629
WtrCldRecipChlr-0.748kwpton | DEER2023 |  | 2022-03-14 23:49:47+00 | Any | Hsp | Ex | CZ12 | cWVVG | Cap-Tons | 1 | 235501 | None | 3243854.8195 | 1176886.7922 | 1266427 | 0 | 317420.8269 | 1412.0098 | 89482.2256 | 392227.9823 | 27588.0556 | 155616.2985 | 34430.8579 | 81.3604 | 34349.5026 | 0 | 710.4974 | 654.9673
WtrCldScrewChlr-0.42kwpton | DEER2023 |  | 2022-03-15 00:09:29+00 | Any | Hsp | Ex | CZ12 | cWVVG | Cap-Tons | 877.9153 | 235501 | None | 3091863.564 | 1176886.7922 | 1266427 | 0 | 166112.1475 | 1427.1683 | 88783.4109 | 392227.9823 | 27588.0556 | 155616.2985 | 34430.8596 | 81.3604 | 34349.5009 | 0 | 630.0948 | 577.4745
WtrCldScrewChlr-0.748kwpton | DEER2023 |  | 2022-03-15 00:09:29+00 | Any | Hsp | Ex | CZ12 | cWVVG | Cap-Tons | 1 | 235501 | None | 3218039.5688 | 1176886.7922 | 1266427 | 0 | 293377.6062 | 1456.5525 | 87665.0164 | 392227.9823 | 27588.0556 | 155616.2985 | 34430.8596 | 81.3604 | 34349.4987 | 0 | 733.8378 | 675.2911
WtrCldScrewChlr-0.439kwpton-VarSpd | DEER2023 |  | 2022-03-15 00:41:21+00 | Any | Hsp | Ex | CZ12 | cWVVG | Cap-Tons | 877.9153 | 235501 | None | 3064930.1097 | 1176886.7922 | 1266427 | 0 | 139013.0269 | 1341.0462 | 89035.5637 | 392227.9823 | 27588.0556 | 155616.2985 | 34430.8579 | 81.3604 | 34349.5009 | 0 | 594.9272 | 546.4799
WtrCldScrewChlr-0.748kwpton-VarSpd | DEER2023 |  | 2022-03-15 00:41:21+00 | Any | Hsp | Ex | CZ12 | cWVVG | Cap-Tons | 1 | 235501 | None | 3160447.6535 | 1176886.7922 | 1266427 | 0 | 235484.8901 | 1314.2763 | 88107.9238 | 392227.9823 | 27588.0556 | 155616.2985 | 34430.8579 | 81.3604 | 34349.5009 | 0 | 663.6666 | 612.8303
AirCldRecipChlr-0.95kwpton | DEER2023 |  | 2022-03-14 18:21:41+00 | Any | Hsp | Ex | CZ13 | cAVVG | Cap-Tons | 930.5969 | 235501 | None | 3376214.9131 | 1177139.0433 | 1266427 | 0 | 509970.2727 | 0 | 23608.7835 | 399071.6137 | 39606.213 | 126069.26 | 32097.1602 | 81.3604 | 32015.798 | 0 | 777.141 | 724.1099
AirCldRecipChlr-1.407kwpton | DEER2023 |  | 2022-03-14 18:21:41+00 | Any | Hsp | Ex | CZ13 | cAVVG | Cap-Tons | 1 | 235501 | None | 3621537.22 | 1177139.0433 | 1266427 | 0 | 755292.8525 | 0 | 23608.7835 | 399071.6137 | 39606.213 | 126069.26 | 32097.1602 | 81.3604 | 32015.798 | 0 | 924.7086 | 865.9886
AirCldScrewChlr-0.95kwpton | DEER2023 |  | 2022-03-14 19:29:42+00 | Any | Hsp | Ex | CZ13 | cAVVG | Cap-Tons | 930.5969 | 235501 | None | 3479538.8656 | 1177139.0433 | 1266427 | 0 | 613343.261 | 0 | 23559.7617 | 399071.7593 | 39606.213 | 126069.2403 | 32097.1614 | 81.3604 | 32015.7987 | 0 | 806.2252 | 752.4748
AirCldScrewChlr-1.407kwpton | DEER2023 |  | 2022-03-14 19:29:42+00 | Any | Hsp | Ex | CZ13 | cAVVG | Cap-Tons | 1 | 235501 | None | 3774589.4002 | 1177139.0433 | 1266427 | 0 | 908393.6302 | 0 | 23559.7617 | 399071.7593 | 39606.213 | 126069.2403 | 32097.1614 | 81.3604 | 32015.7987 | 0 | 967.7801 | 907.9514
AirCldScrewChlr-0.99kwpton-VarSpd | DEER2023 |  | 2022-03-14 20:36:10+00 | Any | Hsp | Ex | CZ13 | cAVVG | Cap-Tons | 930.5969 | 235501 | None | 3505364.1027 | 1177139.0433 | 1266427 | 0 | 639168.1863 | 0 | 23559.7617 | 399071.7593 | 39606.213 | 126069.2403 | 32097.1614 | 81.3604 | 32015.7987 | 0 | 820.3654 | 766.0833
AirCldScrewChlr-1.407kwpton-VarSpd | DEER2023 |  | 2022-03-14 20:36:10+00 | Any | Hsp | Ex | CZ13 | cAVVG | Cap-Tons | 1 | 235501 | None | 3774589.4002 | 1177139.0433 | 1266427 | 0 | 908393.6302 | 0 | 23559.7617 | 399071.7593 | 39606.213 | 126069.2403 | 32097.1614 | 81.3604 | 32015.7987 | 0 | 967.7801 | 907.9514
WtrCldCentChlr-Conv-0.42kwpton | DEER2023 |  | 2022-03-14 21:09:18+00 | Any | Hsp | Ex | CZ13 | cWVVG | Cap-Tons | 930.8957 | 235501 | None | 3299334.5162 | 1177139.0433 | 1266427 | 0 | 342588.5755 | 2348.9795 | 111756.7813 | 399075.2031 | 39606.2152 | 126069.26 | 32097.0957 | 81.3604 | 32015.7331 | 0 | 644.8055 | 596.3116
WtrCldCentChlr-Conv-0.748kwpton | DEER2023 |  | 2022-03-14 21:09:18+00 | Any | Hsp | Ex | CZ13 | cWVVG | Cap-Tons | 1 | 235501 | None | 3566486.3727 | 1177139.0433 | 1266427 | 0 | 609614.6337 | 2405.2586 | 111826.915 | 399075.2031 | 39606.2152 | 126069.26 | 32097.0957 | 81.3604 | 32015.7331 | 0 | 757.5596 | 705.5415
WtrCldCentChlr-Conv-1Cmp-0.439kwpton-VarSpd-CndRlf | DEER2023 |  | 2022-03-14 22:16:50+00 | Any | Hsp | Ex | CZ13 | cWVVG | Cap-Tons | 930.8957 | 235501 | None | 3144875.6814 | 1177139.0433 | 1266427 | 0 | 180147.0796 | 11673.2957 | 110415.1989 | 399075.606 | 39606.2152 | 126069.26 | 32097.102 | 81.3604 | 32015.7359 | 0 | 603.6689 | 559.4248
WtrCldCentChlr-Conv-1Cmp-0.748kwpton-VarSpd-CndRlf | DEER2023 |  | 2022-03-14 22:16:50+00 | Any | Hsp | Ex | CZ13 | cWVVG | Cap-Tons | 1 | 235501 | None | 3270629.4218 | 1177139.0433 | 1266427 | 0 | 306170.3937 | 11752.5307 | 110066.4283 | 399075.606 | 39606.2152 | 126069.26 | 32097.0972 | 81.3604 | 32015.7359 | 0 | 668.2611 | 624.5561
WtrCldCentChlr-NoFric-1Cmp-0.439kwpton-VarSpd-CndRlf | DEER2023 |  | 2022-03-14 22:54:12+00 | Any | Hsp | Ex | CZ13 | cWVVG | Cap-Tons | 930.8957 | 235501 | None | 3148139.9617 | 1177139.0433 | 1266427 | 0 | 182873.1518 | 11748.1159 | 110878.8029 | 399075.4022 | 39606.2152 | 126069.26 | 32097.1005 | 81.3604 | 32015.7446 | 0 | 611.4249 | 566.0864
WtrCldCentChlr-NoFric-1Cmp-0.748kwpton-VarSpd-CndRlf | DEER2023 |  | 2022-03-14 22:54:12+00 | Any | Hsp | Ex | CZ13 | cWVVG | Cap-Tons | 1 | 235501 | None | 3275727.4156 | 1177139.0433 | 1266427 | 0 | 310951.1731 | 11871.9218 | 110264.7739 | 399075.4022 | 39606.2152 | 126069.26 | 32097.1005 | 81.3604 | 32015.7446 | 0 | 680.2898 | 635.1839
WtrCldCentChlr-NoFric-2Cmp-0.439kwpton-VarSpd-CndRlf | DEER2023 |  | 2022-03-14 23:25:13+00 | Any | Hsp | Ex | CZ13 | cWVVG | Cap-Tons | 930.8957 | 235501 | None | 3149556.109 | 1177139.0433 | 1266427 | 0 | 184928.2448 | 11770.961 | 110217.0299 | 399075.4022 | 39606.2152 | 126069.26 | 32097.1005 | 81.3604 | 32015.7446 | 0 | 613.8557 | 568.1129
WtrCldCentChlr-NoFric-2Cmp-0.748kwpton-VarSpd-CndRlf | DEER2023 |  | 2022-03-14 23:25:13+00 | Any | Hsp | Ex | CZ13 | cWVVG | Cap-Tons | 1 | 235501 | None | 3278712.9068 | 1177139.0433 | 1266427 | 0 | 314634.2947 | 11910.2162 | 109528.7395 | 399075.4022 | 39606.2152 | 126069.26 | 32097.1005 | 81.3604 | 32015.7446 | 0 | 684.4311 | 638.6376
WtrCldRecipChlr-0.42kwpton | DEER2023 |  | 2022-03-14 23:49:47+00 | Any | Hsp | Ex | CZ13 | cWVVG | Cap-Tons | 930.8957 | 235501 | None | 3227717.4172 | 1177139.0433 | 1266427 | 0 | 268234.8776 | 2465.1926 | 114379.9234 | 399072.8483 | 39606.213 | 126069.26 | 32097.1371 | 81.3604 | 32015.7769 | 0 | 635.7854 | 591.3385
WtrCldRecipChlr-0.748kwpton | DEER2023 |  | 2022-03-14 23:49:47+00 | Any | Hsp | Ex | CZ13 | cWVVG | Cap-Tons | 1 | 235501 | None | 3435942.9913 | 1177139.0433 | 1266427 | 0 | 476705.8697 | 2496.6545 | 114103.5543 | 399072.8483 | 39606.213 | 126069.26 | 32097.1371 | 81.3604 | 32015.7769 | 0 | 738.3506 | 690.9795
WtrCldScrewChlr-0.42kwpton | DEER2023 |  | 2022-03-15 00:09:29+00 | Any | Hsp | Ex | CZ13 | cWVVG | Cap-Tons | 930.8957 | 235501 | None | 3223342.2662 | 1177139.0433 | 1266427 | 0 | 265000.76 | 2507.5003 | 113196.801 | 399072.8483 | 39606.213 | 126069.26 | 32097.1371 | 81.3604 | 32015.7769 | 0 | 650.7567 | 606.8062
WtrCldScrewChlr-0.748kwpton | DEER2023 |  | 2022-03-15 00:09:29+00 | Any | Hsp | Ex | CZ13 | cWVVG | Cap-Tons | 1 | 235501 | None | 3426571.3606 | 1177139.0433 | 1266427 | 0 | 469158.0604 | 2570.3926 | 112206.0788 | 399072.8483 | 39606.213 | 126069.26 | 32097.1371 | 81.3604 | 32015.7769 | 0 | 765.0149 | 718.5291
WtrCldScrewChlr-0.439kwpton-VarSpd | DEER2023 |  | 2022-03-15 00:41:21+00 | Any | Hsp | Ex | CZ13 | cWVVG | Cap-Tons | 930.8957 | 235501 | None | 3169228.1406 | 1177139.0433 | 1266427 | 0 | 210982.6579 | 2370.3859 | 113237.8167 | 399072.8483 | 39606.213 | 126069.26 | 32097.1371 | 81.3604 | 32015.7769 | 0 | 612.1571 | 567.1043
WtrCldScrewChlr-0.748kwpton-VarSpd | DEER2023 |  | 2022-03-15 00:41:21+00 | Any | Hsp | Ex | CZ13 | cWVVG | Cap-Tons | 1 | 235501 | None | 3315442.6202 | 1177139.0433 | 1266427 | 0 | 357793.414 | 2337.8202 | 112674.2362 | 399072.8483 | 39606.213 | 126069.26 | 32097.1371 | 81.3604 | 32015.7769 | 0 | 687.9589 | 639.8823
AirCldRecipChlr-0.95kwpton | DEER2023 |  | 2022-03-14 18:21:41+00 | Any | Hsp | Ex | CZ14 | cAVVG | Cap-Tons | 978.5869 | 235501 | None | 3311662.0883 | 1176754.7634 | 1266427 | 0 | 452606.5055 | 0 | 21015.192 | 394859.842 | 33705.6965 | 141414.6028 | 38248.9548 | 81.3604 | 38167.5937 | 0 | 766.3376 | 688.4209
AirCldRecipChlr-1.407kwpton | DEER2023 |  | 2022-03-14 18:21:41+00 | Any | Hsp | Ex | CZ14 | cAVVG | Cap-Tons | 1 | 235501 | None | 3529389.0252 | 1176754.7634 | 1266427 | 0 | 670334.1122 | 0 | 21015.192 | 394859.842 | 33705.6965 | 141414.6028 | 38248.9548 | 81.3604 | 38167.5937 | 0 | 910.2187 | 815.6088
AirCldScrewChlr-0.95kwpton | DEER2023 |  | 2022-03-14 19:29:42+00 | Any | Hsp | Ex | CZ14 | cAVVG | Cap-Tons | 978.587 | 235501 | None | 3410034.3785 | 1176754.7634 | 1266427 | 0 | 551012.029 | 0 | 20982.2028 | 394860.0298 | 33705.6965 | 141414.6028 | 38248.9511 | 81.3604 | 38167.5913 | 0 | 796.1101 | 709.5999
AirCldScrewChlr-1.407kwpton | DEER2023 |  | 2022-03-14 19:29:42+00 | Any | Hsp | Ex | CZ14 | cAVVG | Cap-Tons | 1 | 235501 | None | 3675099.7981 | 1176754.7634 | 1266427 | 0 | 816077.6836 | 0 | 20982.2028 | 394860.0298 | 33705.6965 | 141414.6028 | 38248.9511 | 81.3604 | 38167.5913 | 0 | 954.3096 | 847.1621
AirCldScrewChlr-0.99kwpton-VarSpd | DEER2023 |  | 2022-03-14 20:36:10+00 | Any | Hsp | Ex | CZ14 | cAVVG | Cap-Tons | 978.587 | 235501 | None | 3433235.2366 | 1176754.7634 | 1266427 | 0 | 574212.3888 | 0 | 20982.2028 | 394860.0298 | 33705.6965 | 141414.6028 | 38248.9511 | 81.3604 | 38167.5913 | 0 | 809.9565 | 721.6403
AirCldScrewChlr-1.407kwpton-VarSpd | DEER2023 |  | 2022-03-14 20:36:10+00 | Any | Hsp | Ex | CZ14 | cAVVG | Cap-Tons | 1 | 235501 | None | 3675099.7981 | 1176754.7634 | 1266427 | 0 | 816077.6836 | 0 | 20982.2028 | 394860.0298 | 33705.6965 | 141414.6028 | 38248.9511 | 81.3604 | 38167.5913 | 0 | 954.3096 | 847.1621
WtrCldCentChlr-Conv-0.42kwpton | DEER2023 |  | 2022-03-14 21:09:18+00 | Any | Hsp | Ex | CZ14 | cWVVG | Cap-Tons | 978.8029 | 235501 | None | 3235489.3817 | 1176754.7634 | 1266427 | 0 | 294604.7951 | 136.4788 | 102707.0609 | 394861.0218 | 33705.7006 | 141414.6028 | 38248.927 | 81.3604 | 38167.5695 | 0 | 612.2255 | 556.5904
WtrCldCentChlr-Conv-0.748kwpton | DEER2023 |  | 2022-03-14 21:09:18+00 | Any | Hsp | Ex | CZ14 | cWVVG | Cap-Tons | 1 | 235501 | None | 3464681.9243 | 1176754.7634 | 1266427 | 0 | 523352.5357 | 129.4259 | 103158.5728 | 394861.0218 | 33705.7006 | 141414.6028 | 38248.927 | 81.3604 | 38167.5695 | 0 | 714.1572 | 648.7842
WtrCldCentChlr-Conv-1Cmp-0.439kwpton-VarSpd-CndRlf | DEER2023 |  | 2022-03-14 22:16:50+00 | Any | Hsp | Ex | CZ14 | cWVVG | Cap-Tons | 978.8029 | 235501 | None | 3094812.2555 | 1176754.7634 | 1266427 | 0 | 154169.7784 | 1456.4136 | 101144.8198 | 394861.0145 | 33705.7006 | 141414.6028 | 38248.9306 | 81.3604 | 38167.5671 | 0 | 575.5901 | 522.1605
WtrCldCentChlr-Conv-1Cmp-0.748kwpton-VarSpd-CndRlf | DEER2023 |  | 2022-03-14 22:16:50+00 | Any | Hsp | Ex | CZ14 | cWVVG | Cap-Tons | 1 | 235501 | None | 3200451.3943 | 1176754.7634 | 1266427 | 0 | 260231.4183 | 1385.7806 | 100792.8472 | 394861.0145 | 33705.7006 | 141414.6028 | 38248.9306 | 81.3604 | 38167.5671 | 0 | 641.788 | 580.057
WtrCldCentChlr-NoFric-1Cmp-0.439kwpton-VarSpd-CndRlf | DEER2023 |  | 2022-03-14 22:54:12+00 | Any | Hsp | Ex | CZ14 | cWVVG | Cap-Tons | 978.8028 | 235501 | None | 3093248.5489 | 1176754.7634 | 1266427 | 0 | 151530.436 | 1478.456 | 102198.6018 | 394861.0145 | 33705.7006 | 141414.6028 | 38248.9306 | 81.3604 | 38167.5671 | 0 | 580.7706 | 528.1724
WtrCldCentChlr-NoFric-1Cmp-0.748kwpton-VarSpd-CndRlf | DEER2023 |  | 2022-03-14 22:54:12+00 | Any | Hsp | Ex | CZ14 | cWVVG | Cap-Tons | 1 | 235501 | None | 3197163.9495 | 1176754.7634 | 1266427 | 0 | 255984.4814 | 1421.5488 | 101716.5983 | 394861.0145 | 33705.7006 | 141414.6028 | 38248.927 | 81.3604 | 38167.5671 | 0 | 650.6176 | 590.3029
WtrCldCentChlr-NoFric-2Cmp-0.439kwpton-VarSpd-CndRlf | DEER2023 |  | 2022-03-14 23:25:13+00 | Any | Hsp | Ex | CZ14 | cWVVG | Cap-Tons | 978.8028 | 235501 | None | 3091036.0126 | 1176754.7634 | 1266427 | 0 | 150652.722 | 1482.9518 | 100858.7118 | 394861.0145 | 33705.7006 | 141414.6028 | 38248.9306 | 81.3604 | 38167.5671 | 0 | 582.6738 | 529.9977
WtrCldCentChlr-NoFric-2Cmp-0.748kwpton-VarSpd-CndRlf | DEER2023 |  | 2022-03-14 23:25:13+00 | Any | Hsp | Ex | CZ14 | cWVVG | Cap-Tons | 1 | 235501 | None | 3194712.6782 | 1176754.7634 | 1266427 | 0 | 255021.8572 | 1429.1898 | 100220.4518 | 394861.0145 | 33705.7006 | 141414.6028 | 38248.927 | 81.3604 | 38167.5671 | 0 | 653.8601 | 593.4133
WtrCldRecipChlr-0.42kwpton | DEER2023 |  | 2022-03-14 23:49:47+00 | Any | Hsp | Ex | CZ14 | cWVVG | Cap-Tons | 978.8028 | 235501 | None | 3158950.5363 | 1176754.7634 | 1266427 | 0 | 217120.8368 | 153.4153 | 103635.7183 | 394860.1965 | 33705.7006 | 141414.6028 | 38248.9451 | 81.3604 | 38167.584 | 0 | 620.1678 | 557.99
WtrCldRecipChlr-0.748kwpton | DEER2023 |  | 2022-03-14 23:49:47+00 | Any | Hsp | Ex | CZ14 | cWVVG | Cap-Tons | 1 | 235501 | None | 3326126.6341 | 1176754.7634 | 1266427 | 0 | 384518.6622 | 144.7868 | 103422.8978 | 394860.1965 | 33705.7006 | 141414.6028 | 38248.9451 | 81.3604 | 38167.584 | 0 | 717.7793 | 645.835
WtrCldScrewChlr-0.42kwpton | DEER2023 |  | 2022-03-15 00:09:29+00 | Any | Hsp | Ex | CZ14 | cWVVG | Cap-Tons | 978.8028 | 235501 | None | 3141648.5931 | 1176754.7634 | 1266427 | 0 | 202224.3889 | 160.3463 | 101223.6157 | 394860.1965 | 33705.7006 | 141414.6028 | 38248.9451 | 81.3604 | 38167.584 | 0 | 636.0138 | 569.4493
WtrCldScrewChlr-0.748kwpton | DEER2023 |  | 2022-03-15 00:09:29+00 | Any | Hsp | Ex | CZ14 | cWVVG | Cap-Tons | 1 | 235501 | None | 3294677.224 | 1176754.7634 | 1266427 | 0 | 356106.1957 | 155.7312 | 100375.1895 | 394860.1965 | 33705.7006 | 141414.6028 | 38248.9451 | 81.3604 | 38167.584 | 0 | 746.0003 | 666.2582
WtrCldScrewChlr-0.439kwpton-VarSpd | DEER2023 |  | 2022-03-15 00:41:21+00 | Any | Hsp | Ex | CZ14 | cWVVG | Cap-Tons | 978.8028 | 235501 | None | 3099246.3565 | 1176754.7634 | 1266427 | 0 | 159567.7526 | 139.554 | 101498.7662 | 394860.1965 | 33705.7006 | 141414.6028 | 38248.9475 | 81.3604 | 38167.584 | 0 | 598.2049 | 539.1836
WtrCldScrewChlr-0.748kwpton-VarSpd | DEER2023 |  | 2022-03-15 00:41:21+00 | Any | Hsp | Ex | CZ14 | cWVVG | Cap-Tons | 1 | 235501 | None | 3207763.9306 | 1176754.7634 | 1266427 | 0 | 268509.0893 | 124.6529 | 101089.6358 | 394860.1965 | 33705.7006 | 141414.6028 | 38248.9475 | 81.3604 | 38167.584 | 0 | 670.5976 | 604.8179
AirCldRecipChlr-0.95kwpton | DEER2023 |  | 2022-03-14 18:21:41+00 | Any | Hsp | Ex | CZ15 | cAVVG | Cap-Tons | 1156.1926 | 235501 | None | 3797804.5233 | 1176632.6425 | 1266427 | 0 | 907545.1069 | 0 | 34576.4743 | 412624.8656 | 55813.3506 | 54053.3274 | 19051.7308 | 81.3604 | 18970.3679 | 0 | 872.7629 | 801.41
AirCldRecipChlr-1.407kwpton | DEER2023 |  | 2022-03-14 18:21:41+00 | Any | Hsp | Ex | CZ15 | cAVVG | Cap-Tons | 1 | 235501 | None | 4234381.4611 | 1176632.6425 | 1266427 | 0 | 1344122 | 0 | 34576.4743 | 412624.8656 | 55813.3506 | 54053.3274 | 19051.7308 | 81.3604 | 18970.3679 | 0 | 1062.9785 | 978.8508
AirCldScrewChlr-0.95kwpton | DEER2023 |  | 2022-03-14 19:29:42+00 | Any | Hsp | Ex | CZ15 | cAVVG | Cap-Tons | 1156.1926 | 235501 | None | 3959323.2902 | 1176632.6425 | 1266427 | 0 | 1069085.4093 | 0 | 34555.8315 | 412624.4278 | 55813.3486 | 54053.3274 | 19051.7355 | 81.3604 | 18970.3734 | 0 | 920.546 | 839.7887
AirCldScrewChlr-1.407kwpton | DEER2023 |  | 2022-03-14 19:29:42+00 | Any | Hsp | Ex | CZ15 | cAVVG | Cap-Tons | 1 | 235501 | None | 4473610.0674 | 1176632.6425 | 1266427 | 0 | 1583371.057 | 0 | 34555.8315 | 412624.4278 | 55813.3486 | 54053.3274 | 19051.7355 | 81.3604 | 18970.3734 | 0 | 1133.7509 | 1035.8817
AirCldScrewChlr-0.99kwpton-VarSpd | DEER2023 |  | 2022-03-14 20:36:10+00 | Any | Hsp | Ex | CZ15 | cAVVG | Cap-Tons | 1156.1926 | 235501 | None | 4004337.3782 | 1176632.6425 | 1266427 | 0 | 1114099.2487 | 0 | 34555.8315 | 412624.4278 | 55813.3486 | 54053.3274 | 19051.7355 | 81.3604 | 18970.3734 | 0 | 939.2071 | 856.952
AirCldScrewChlr-1.407kwpton-VarSpd | DEER2023 |  | 2022-03-14 20:36:10+00 | Any | Hsp | Ex | CZ15 | cAVVG | Cap-Tons | 1 | 235501 | None | 4473610.0674 | 1176632.6425 | 1266427 | 0 | 1583371.057 | 0 | 34555.8315 | 412624.4278 | 55813.3486 | 54053.3274 | 19051.7355 | 81.3604 | 18970.3734 | 0 | 1133.7509 | 1035.8817
WtrCldCentChlr-Conv-0.42kwpton | DEER2023 |  | 2022-03-14 21:09:18+00 | Any | Hsp | Ex | CZ15 | cWVVG | Cap-Tons | 1202.2915 | 235501 | None | 3589319.772 | 1176632.6425 | 1266427 | 0 | 553029.638 | 1141.1303 | 179464.0404 | 412626.7388 | 55813.8716 | 54053.3249 | 19051.6853 | 81.3604 | 18970.3256 | 0 | 642.3645 | 595.1783
WtrCldCentChlr-Conv-0.748kwpton | DEER2023 |  | 2022-03-14 21:09:18+00 | Any | Hsp | Ex | CZ15 | cWVVG | Cap-Tons | 1 | 235501 | None | 4019729.7565 | 1176632.6425 | 1266427 | 0 | 982891.853 | 1135.3282 | 180017.6477 | 412626.7388 | 55813.8716 | 54053.3249 | 19051.6853 | 81.3604 | 18970.3256 | 0 | 761.9704 | 709.9705
WtrCldCentChlr-Conv-1Cmp-0.439kwpton-VarSpd-CndRlf | DEER2023 |  | 2022-03-14 22:16:50+00 | Any | Hsp | Ex | CZ15 | cWVVG | Cap-Tons | 1202.2913 | 235501 | None | 3333453.9793 | 1176632.6425 | 1266427 | 0 | 293301.1323 | 7193.2781 | 177274.601 | 412626.9697 | 55813.8716 | 54053.3249 | 19051.6936 | 81.3604 | 18970.3356 | 0 | 603.9044 | 552.6588
WtrCldCentChlr-Conv-1Cmp-0.748kwpton-VarSpd-CndRlf | DEER2023 |  | 2022-03-14 22:16:50+00 | Any | Hsp | Ex | CZ15 | cWVVG | Cap-Tons | 1 | 235501 | None | 3535709.285 | 1176632.6425 | 1266427 | 0 | 496082.2393 | 7101.9252 | 176840.3769 | 412626.9697 | 55813.8716 | 54053.3249 | 19051.6936 | 81.3604 | 18970.3356 | 0 | 682.1151 | 624.3853
WtrCldCentChlr-NoFric-1Cmp-0.439kwpton-VarSpd-CndRlf | DEER2023 |  | 2022-03-14 22:54:12+00 | Any | Hsp | Ex | CZ15 | cWVVG | Cap-Tons | 1202.2913 | 235501 | None | 3333899.7202 | 1176632.6425 | 1266427 | 0 | 292426.2393 | 7246.3359 | 178542.3007 | 412627.0227 | 55813.8716 | 54053.3249 | 19051.6936 | 81.3604 | 18970.3336 | 0 | 610.8531 | 560.2562
WtrCldCentChlr-NoFric-1Cmp-0.748kwpton-VarSpd-CndRlf | DEER2023 |  | 2022-03-14 22:54:12+00 | Any | Hsp | Ex | CZ15 | cWVVG | Cap-Tons | 1 | 235501 | None | 3535980.0311 | 1176632.6425 | 1266427 | 0 | 495084.984 | 7195.2903 | 178014.8871 | 412627.0227 | 55813.8716 | 54053.3249 | 19051.6936 | 81.3604 | 18970.3323 | 0 | 693.961 | 637.3353
WtrCldCentChlr-NoFric-2Cmp-0.439kwpton-VarSpd-CndRlf | DEER2023 |  | 2022-03-14 23:25:13+00 | Any | Hsp | Ex | CZ15 | cWVVG | Cap-Tons | 1202.2913 | 235501 | None | 3331678.9741 | 1176632.6425 | 1266427 | 0 | 291883.9759 | 7259.0337 | 176851.1359 | 412627.046 | 55813.8716 | 54053.3249 | 19051.6936 | 81.3604 | 18970.3336 | 0 | 613.1667 | 562.5688
WtrCldCentChlr-NoFric-2Cmp-0.748kwpton-VarSpd-CndRlf | DEER2023 |  | 2022-03-14 23:25:13+00 | Any | Hsp | Ex | CZ15 | cWVVG | Cap-Tons | 1 | 235501 | None | 3533890.3731 | 1176632.6425 | 1266427 | 0 | 494963.5476 | 7216.7055 | 176025.2456 | 412627.0227 | 55813.8716 | 54053.3249 | 19051.6936 | 81.3604 | 18970.3323 | 0 | 697.9025 | 641.2758
WtrCldRecipChlr-0.42kwpton | DEER2023 |  | 2022-03-14 23:49:47+00 | Any | Hsp | Ex | CZ15 | cWVVG | Cap-Tons | 1202.2913 | 235501 | None | 3457078.5337 | 1176632.6425 | 1266427 | 0 | 418872.4558 | 1177.5186 | 181344.7722 | 412626.074 | 55813.3535 | 54053.3249 | 19051.6744 | 81.3604 | 18970.3173 | 0 | 648.6773 | 593.3159
WtrCldRecipChlr-0.748kwpton | DEER2023 |  | 2022-03-14 23:49:47+00 | Any | Hsp | Ex | CZ15 | cWVVG | Cap-Tons | 1 | 235501 | None | 3780702.2021 | 1176632.6425 | 1266427 | 0 | 742777.682 | 1158.7067 | 181081.7301 | 412626.074 | 55813.3535 | 54053.3249 | 19051.6744 | 81.3604 | 18970.3173 | 0 | 765.9429 | 703.4982
WtrCldScrewChlr-0.42kwpton | DEER2023 |  | 2022-03-15 00:09:29+00 | Any | Hsp | Ex | CZ15 | cWVVG | Cap-Tons | 1202.2913 | 235501 | None | 3446837.8083 | 1176632.6425 | 1266427 | 0 | 411612.9971 | 1209.8921 | 178330.2318 | 412626.074 | 55813.8679 | 54053.3249 | 19051.6769 | 81.3604 | 18970.3173 | 0 | 661.542 | 604.8695
WtrCldScrewChlr-0.748kwpton | DEER2023 |  | 2022-03-15 00:09:29+00 | Any | Hsp | Ex | CZ15 | cWVVG | Cap-Tons | 1 | 235501 | None | 3760731.1917 | 1176632.6425 | 1266427 | 0 | 726639.8261 | 1212.7264 | 177194.1385 | 412626.074 | 55813.3535 | 54053.3249 | 19051.6744 | 81.3604 | 18970.3173 | 0 | 788.8512 | 724.0845
WtrCldScrewChlr-0.439kwpton-VarSpd | DEER2023 |  | 2022-03-15 00:41:21+00 | Any | Hsp | Ex | CZ15 | cWVVG | Cap-Tons | 1202.2913 | 235501 | None | 3351349.8238 | 1176632.6425 | 1266427 | 0 | 316008.8711 | 1112.671 | 178544.2565 | 412626.074 | 55813.8679 | 54053.3249 | 19051.6744 | 81.3604 | 18970.3173 | 0 | 627.7434 | 573.2592
WtrCldScrewChlr-0.748kwpton-VarSpd | DEER2023 |  | 2022-03-15 00:41:21+00 | Any | Hsp | Ex | CZ15 | cWVVG | Cap-Tons | 1 | 235501 | None | 3567963.8187 | 1176632.6425 | 1266427 | 0 | 533300.3183 | 1058.8686 | 177920.1472 | 412626.074 | 55813.8679 | 54053.3249 | 19051.6744 | 81.3604 | 18970.3173 | 0 | 718.7037 | 658.4334
AirCldRecipChlr-0.95kwpton | DEER2023 |  | 2022-03-14 18:21:41+00 | Any | Hsp | Ex | CZ16 | cAVVG | Cap-Tons | 644.2933 | 235501 | None | 2999187.7056 | 1176637.3593 | 1266427 | 0 | 158744.0566 | 0 | 12942.4761 | 384438.7355 | 19914.0693 | 220885.774 | 65711.2511 | 81.3604 | 65629.8837 | 0 | 615.35 | 552.079
AirCldRecipChlr-1.407kwpton | DEER2023 |  | 2022-03-14 18:21:41+00 | Any | Hsp | Ex | CZ16 | cAVVG | Cap-Tons | 1 | 235501 | None | 3075551.6883 | 1176637.3593 | 1266427 | 0 | 235108.373 | 0 | 12942.4761 | 384438.7355 | 19914.0693 | 220885.774 | 65711.2511 | 81.3604 | 65629.8837 | 0 | 689.0176 | 616.6084
AirCldScrewChlr-0.95kwpton | DEER2023 |  | 2022-03-14 19:29:42+00 | Any | Hsp | Ex | CZ16 | cAVVG | Cap-Tons | 644.2933 | 235501 | None | 3045602.9351 | 1176637.3593 | 1266427 | 0 | 205120.3912 | 0 | 12981.2119 | 384438.7055 | 19914.0693 | 220885.774 | 65711.2569 | 81.3604 | 65629.8812 | 0 | 630.6958 | 565.3383
AirCldScrewChlr-1.407kwpton | DEER2023 |  | 2022-03-14 19:29:42+00 | Any | Hsp | Ex | CZ16 | cAVVG | Cap-Tons | 1 | 235501 | None | 3144276.5152 | 1176637.3593 | 1266427 | 0 | 303794.0894 | 0 | 12981.2119 | 384438.7055 | 19914.0693 | 220885.774 | 65711.2569 | 81.3604 | 65629.8812 | 0 | 711.6921 | 635.9842
AirCldScrewChlr-0.99kwpton-VarSpd | DEER2023 |  | 2022-03-14 20:36:10+00 | Any | Hsp | Ex | CZ16 | cAVVG | Cap-Tons | 644.2933 | 235501 | None | 3054239.2771 | 1176637.3593 | 1266427 | 0 | 213757.0448 | 0 | 12981.2119 | 384438.7055 | 19914.0693 | 220885.774 | 65711.2569 | 81.3604 | 65629.8812 | 0 | 637.7855 | 571.5216
AirCldScrewChlr-1.407kwpton-VarSpd | DEER2023 |  | 2022-03-14 20:36:10+00 | Any | Hsp | Ex | CZ16 | cAVVG | Cap-Tons | 1 | 235501 | None | 3144276.5152 | 1176637.3593 | 1266427 | 0 | 303794.0894 | 0 | 12981.2119 | 384438.7055 | 19914.0693 | 220885.774 | 65711.2569 | 81.3604 | 65629.8812 | 0 | 711.6921 | 635.9842
WtrCldCentChlr-Conv-0.42kwpton | DEER2023 |  | 2022-03-14 21:09:18+00 | Any | Hsp | Ex | CZ16 | cWVVG | Cap-Tons | 644.3714 | 235501 | None | 3000691.8571 | 1176637.3593 | 1266427 | 0 | 126286.6 | 333.1179 | 46570.7697 | 384438.7587 | 19914.0693 | 220885.774 | 65711.2088 | 81.3604 | 65629.8445 | 0 | 567.1674 | 510.2212
WtrCldCentChlr-Conv-0.748kwpton | DEER2023 |  | 2022-03-14 21:09:18+00 | Any | Hsp | Ex | CZ16 | cWVVG | Cap-Tons | 1 | 235501 | None | 3099310.8009 | 1176637.3593 | 1266427 | 0 | 224681.7509 | 336.404 | 46791.1888 | 384438.7587 | 19914.0693 | 220885.774 | 65711.2088 | 81.3604 | 65629.8445 | 0 | 636.7095 | 571.7567
WtrCldCentChlr-Conv-1Cmp-0.439kwpton-VarSpd-CndRlf | DEER2023 |  | 2022-03-14 22:16:50+00 | Any | Hsp | Ex | CZ16 | cWVVG | Cap-Tons | 644.3714 | 235501 | None | 2937359.3506 | 1176637.3593 | 1266427 | 0 | 62146.9279 | 1778.6585 | 45932.36 | 384438.7355 | 19914.0693 | 220885.774 | 65711.2088 | 81.3604 | 65629.842 | 0 | 538.3003 | 487.1774
WtrCldCentChlr-Conv-1Cmp-0.748kwpton-VarSpd-CndRlf | DEER2023 |  | 2022-03-14 22:16:50+00 | Any | Hsp | Ex | CZ16 | cWVVG | Cap-Tons | 1 | 235501 | None | 2980526.6494 | 1176637.3593 | 1266427 | 0 | 105581.4872 | 1746.0145 | 45698.0544 | 384438.7355 | 19914.0693 | 220885.774 | 65711.2088 | 81.3604 | 65629.842 | 0 | 579.6992 | 525.8622
WtrCldCentChlr-NoFric-1Cmp-0.439kwpton-VarSpd-CndRlf | DEER2023 |  | 2022-03-14 22:54:12+00 | Any | Hsp | Ex | CZ16 | cWVVG | Cap-Tons | 644.3714 | 235501 | None | 2938821.2381 | 1176637.3593 | 1266427 | 0 | 63213.2767 | 1800.8057 | 46305.751 | 384438.7587 | 19914.0693 | 220885.774 | 65711.2088 | 81.3604 | 65629.8445 | 0 | 543.2556 | 490.9938
WtrCldCentChlr-NoFric-1Cmp-0.748kwpton-VarSpd-CndRlf | DEER2023 |  | 2022-03-14 22:54:12+00 | Any | Hsp | Ex | CZ16 | cWVVG | Cap-Tons | 1 | 235501 | None | 2982724.2944 | 1176637.3593 | 1266427 | 0 | 107481.1002 | 1782.0662 | 45960.2114 | 384438.7587 | 19914.0693 | 220885.774 | 65711.2088 | 81.3604 | 65629.8445 | 0 | 587.7544 | 532.0517
WtrCldCentChlr-NoFric-2Cmp-0.439kwpton-VarSpd-CndRlf | DEER2023 |  | 2022-03-14 23:25:13+00 | Any | Hsp | Ex | CZ16 | cWVVG | Cap-Tons | 644.3714 | 235501 | None | 2939470.5584 | 1176637.3593 | 1266427 | 0 | 64339.7165 | 1807.7151 | 45821.8484 | 384438.7587 | 19914.0693 | 220885.774 | 65711.2088 | 81.3604 | 65629.8445 | 0 | 544.3272 | 491.7818
WtrCldCentChlr-NoFric-2Cmp-0.748kwpton-VarSpd-CndRlf | DEER2023 |  | 2022-03-14 23:25:13+00 | Any | Hsp | Ex | CZ16 | cWVVG | Cap-Tons | 1 | 235501 | None | 2984254.2381 | 1176637.3593 | 1266427 | 0 | 109457.3368 | 1793.6113 | 45502.0361 | 384438.7587 | 19914.0693 | 220885.774 | 65711.2088 | 81.3604 | 65629.8445 | 0 | 589.5798 | 533.3935
WtrCldRecipChlr-0.42kwpton | DEER2023 |  | 2022-03-14 23:49:47+00 | Any | Hsp | Ex | CZ16 | cWVVG | Cap-Tons | 644.3714 | 235501 | None | 2970606.8225 | 1176637.3593 | 1266427 | 0 | 95391.6254 | 350.3737 | 47363.2607 | 384438.6523 | 19914.0693 | 220885.774 | 65711.2088 | 81.3604 | 65629.842 | 0 | 564.8653 | 509.1113
WtrCldRecipChlr-0.748kwpton | DEER2023 |  | 2022-03-14 23:49:47+00 | Any | Hsp | Ex | CZ16 | cWVVG | Cap-Tons | 1 | 235501 | None | 3044503.0909 | 1176637.3593 | 1266427 | 0 | 169374.4577 | 348.3503 | 47279.038 | 384438.6523 | 19914.0693 | 220885.774 | 65711.2088 | 81.3604 | 65629.842 | 0 | 628.7084 | 566.4501
WtrCldScrewChlr-0.42kwpton | DEER2023 |  | 2022-03-15 00:09:29+00 | Any | Hsp | Ex | CZ16 | cWVVG | Cap-Tons | 644.3714 | 235501 | None | 2961434.1991 | 1176637.3593 | 1266427 | 0 | 87289.4033 | 359.0702 | 46284.4329 | 384438.6523 | 19914.0693 | 220885.774 | 65711.2088 | 81.3604 | 65629.842 | 0 | 572.6172 | 515.3985
WtrCldScrewChlr-0.748kwpton | DEER2023 |  | 2022-03-15 00:09:29+00 | Any | Hsp | Ex | CZ16 | cWVVG | Cap-Tons | 1 | 235501 | None | 3028173.6797 | 1176637.3593 | 1266427 | 0 | 154413.928 | 363.292 | 45895.2197 | 384438.6523 | 19914.0693 | 220885.774 | 65711.2088 | 81.3604 | 65629.842 | 0 | 642.5141 | 577.6506
WtrCldScrewChlr-0.439kwpton-VarSpd | DEER2023 |  | 2022-03-15 00:41:21+00 | Any | Hsp | Ex | CZ16 | cWVVG | Cap-Tons | 644.3714 | 235501 | None | 2947191.5931 | 1176637.3593 | 1266427 | 0 | 72964.0236 | 327.8819 | 46398.6954 | 384438.6523 | 19914.0693 | 220885.774 | 65711.2088 | 81.3604 | 65629.842 | 0 | 548.9869 | 496.4422
WtrCldScrewChlr-0.748kwpton-VarSpd | DEER2023 |  | 2022-03-15 00:41:21+00 | Any | Hsp | Ex | CZ16 | cWVVG | Cap-Tons | 1 | 235501 | None | 2997537.7835 | 1176637.3593 | 1266427 | 0 | 123549.2809 | 313.0258 | 46174.3724 | 384438.6523 | 19914.0693 | 220885.774 | 65711.2088 | 81.3604 | 65629.842 | 0 | 595.3622 | 539.1745
AirCldRecipChlr-0.95kwpton | DEER2023 |  | 2022-03-14 18:21:41+00 | Any | Hsp | Old | CZ01 | cAVVG | Cap-Tons | 514.2687 | 235501 | None | 3227624.2215 | 1178940 | 1300698.0293 | 0 | 24352.5223 | 0 | 5456.3268 | 718175.2433 | 2242.311 | 570726.1388 | 40198.0391 | 81.3604 | 40116.6789 | 0 | 600.6089 | 524.5847
AirCldRecipChlr-1.407kwpton | DEER2023 |  | 2022-03-14 18:21:41+00 | Any | Hsp | Old | CZ01 | cAVVG | Cap-Tons | 1 | 235501 | None | 3239338.8436 | 1178940 | 1300698.0293 | 0 | 36067.3596 | 0 | 5456.3268 | 718175.2433 | 2242.311 | 570726.1388 | 40198.0391 | 81.3604 | 40116.6789 | 0 | 648.5653 | 556.7547
AirCldScrewChlr-0.95kwpton | DEER2023 |  | 2022-03-14 19:29:42+00 | Any | Hsp | Old | CZ01 | cAVVG | Cap-Tons | 535.2127 | 235501 | None | 3241145.9153 | 1178940 | 1300698.0293 | 0 | 37860.2089 | 0 | 5470.4568 | 718175.218 | 2242.311 | 570726.1388 | 40198.0391 | 81.3604 | 40116.6789 | 0 | 615.6367 | 536.989
AirCldScrewChlr-1.407kwpton | DEER2023 |  | 2022-03-14 19:29:42+00 | Any | Hsp | Old | CZ01 | cAVVG | Cap-Tons | 1 | 235501 | None | 3259358.8502 | 1178940 | 1300698.0293 | 0 | 56072.957 | 0 | 5470.4568 | 718175.218 | 2242.311 | 570726.1388 | 40198.0391 | 81.3604 | 40116.6789 | 0 | 670.6664 | 575.0073
AirCldScrewChlr-0.99kwpton-VarSpd | DEER2023 |  | 2022-03-14 20:36:10+00 | Any | Hsp | Old | CZ01 | cAVVG | Cap-Tons | 535.2127 | 235501 | None | 3242739.7003 | 1178940 | 1300698.0293 | 0 | 39454.321 | 0 | 5470.4568 | 718175.218 | 2242.311 | 570726.1388 | 40198.0391 | 81.3604 | 40116.6789 | 0 | 620.4531 | 540.3166
AirCldScrewChlr-1.407kwpton-VarSpd | DEER2023 |  | 2022-03-14 20:36:10+00 | Any | Hsp | Old | CZ01 | cAVVG | Cap-Tons | 1 | 235501 | None | 3259358.8502 | 1178940 | 1300698.0293 | 0 | 56072.957 | 0 | 5470.4568 | 718175.218 | 2242.311 | 570726.1388 | 40198.0391 | 81.3604 | 40116.6789 | 0 | 670.6664 | 575.0073
WtrCldCentChlr-Conv-0.42kwpton | DEER2023 |  | 2022-03-14 21:09:18+00 | Any | Hsp | Old | CZ01 | cWVVG | Cap-Tons | 535.2127 | 235501 | None | 3240718.6091 | 1178940 | 1300698.0293 | 0 | 26778.257 | 54.5389 | 16070.28 | 718175.2388 | 2242.311 | 570726.1388 | 40198.0391 | 81.3604 | 40116.6772 | 0 | 581.5782 | 517.01
WtrCldCentChlr-Conv-0.748kwpton | DEER2023 |  | 2022-03-14 21:09:18+00 | Any | Hsp | Old | CZ01 | cWVVG | Cap-Tons | 1 | 235501 | None | 3261529.0879 | 1178940 | 1300698.0293 | 0 | 47631.6443 | 55.954 | 16026.4701 | 718175.2388 | 2242.311 | 570726.1388 | 40198.0391 | 81.3604 | 40116.6772 | 0 | 633.2059 | 553.8975
WtrCldCentChlr-Conv-1Cmp-0.439kwpton-VarSpd-CndRlf | DEER2023 |  | 2022-03-14 22:16:50+00 | Any | Hsp | Old | CZ01 | cWVVG | Cap-Tons | 535.2127 | 235501 | None | 3225349.8893 | 1178940 | 1300698.0293 | 0 | 11366.5912 | 335.201 | 15833.0104 | 718175.264 | 2242.311 | 570726.1388 | 40198.0391 | 81.3604 | 40116.6752 | 0 | 556.2821 | 497.0014
WtrCldCentChlr-Conv-1Cmp-0.748kwpton-VarSpd-CndRlf | DEER2023 |  | 2022-03-14 22:16:50+00 | Any | Hsp | Old | CZ01 | cWVVG | Cap-Tons | 1 | 235501 | None | 3233055.5961 | 1178940 | 1300698.0293 | 0 | 19238.1263 | 325.801 | 15676.5197 | 718175.264 | 2242.311 | 570726.1388 | 40198.0391 | 81.3604 | 40116.6752 | 0 | 583.2532 | 515.4524
WtrCldCentChlr-NoFric-1Cmp-0.439kwpton-VarSpd-CndRlf | DEER2023 |  | 2022-03-14 22:54:12+00 | Any | Hsp | Old | CZ01 | cWVVG | Cap-Tons | 535.2127 | 235501 | None | 3223155.0456 | 1178940 | 1300698.0293 | 0 | 9089.8347 | 336.0709 | 15913.8524 | 718175.2388 | 2242.311 | 570726.1388 | 40198.0374 | 81.3604 | 40116.6752 | 0 | 560.8866 | 498.8759
WtrCldCentChlr-NoFric-1Cmp-0.748kwpton-VarSpd-CndRlf | DEER2023 |  | 2022-03-14 22:54:12+00 | Any | Hsp | Old | CZ01 | cWVVG | Cap-Tons | 1 | 235501 | None | 3229211.8599 | 1178940 | 1300698.0293 | 0 | 15385.975 | 327.5751 | 15682.8711 | 718175.2388 | 2242.311 | 570726.1388 | 40198.0374 | 81.3604 | 40116.6752 | 0 | 591.0983 | 518.5814
WtrCldCentChlr-NoFric-2Cmp-0.439kwpton-VarSpd-CndRlf | DEER2023 |  | 2022-03-14 23:25:13+00 | Any | Hsp | Old | CZ01 | cWVVG | Cap-Tons | 535.2127 | 235501 | None | 3222519.013 | 1178940 | 1300698.0293 | 0 | 8611.863 | 337.5087 | 15754.2222 | 718175.2388 | 2242.311 | 570726.1388 | 40198.0374 | 81.3604 | 40116.6752 | 0 | 562.1744 | 499.712
WtrCldCentChlr-NoFric-2Cmp-0.748kwpton-VarSpd-CndRlf | DEER2023 |  | 2022-03-14 23:25:13+00 | Any | Hsp | Old | CZ01 | cWVVG | Cap-Tons | 1 | 235501 | None | 3228277.4821 | 1178940 | 1300698.0293 | 0 | 14591.4871 | 329.9372 | 15540.778 | 718175.2388 | 2242.311 | 570726.1388 | 40198.0374 | 81.3604 | 40116.6752 | 0 | 593.2938 | 519.4187
WtrCldRecipChlr-0.42kwpton | DEER2023 |  | 2022-03-14 23:49:47+00 | Any | Hsp | Old | CZ01 | cWVVG | Cap-Tons | 535.2127 | 235501 | None | 3230004.7166 | 1178940 | 1300698.0293 | 0 | 16060.0889 | 54.3826 | 16074.7942 | 718175.1598 | 2242.311 | 570726.1388 | 40198.0411 | 81.3604 | 40116.6854 | 0 | 574.6201 | 510.3559
WtrCldRecipChlr-0.748kwpton | DEER2023 |  | 2022-03-14 23:49:47+00 | Any | Hsp | Old | CZ01 | cWVVG | Cap-Tons | 1 | 235501 | None | 3242299.4463 | 1178940 | 1300698.0293 | 0 | 28491.9804 | 54.6967 | 15937.5731 | 718175.1598 | 2242.311 | 570726.1388 | 40198.0411 | 81.3604 | 40116.6854 | 0 | 620.7649 | 541.1237
WtrCldScrewChlr-0.42kwpton | DEER2023 |  | 2022-03-15 00:09:29+00 | Any | Hsp | Old | CZ01 | cWVVG | Cap-Tons | 535.2127 | 235501 | None | 3224408.3192 | 1178940 | 1300698.0293 | 0 | 10739.8776 | 55.6377 | 15797.7178 | 718175.1598 | 2242.311 | 570726.1388 | 40198.0411 | 81.3604 | 40116.6854 | 0 | 579.8595 | 512.3061
WtrCldScrewChlr-0.748kwpton | DEER2023 |  | 2022-03-15 00:09:29+00 | Any | Hsp | Old | CZ01 | cWVVG | Cap-Tons | 1 | 235501 | None | 3232056.0749 | 1178940 | 1300698.0293 | 0 | 18660.3103 | 56.8478 | 15523.5971 | 718175.1598 | 2242.311 | 570726.1388 | 40198.0411 | 81.3604 | 40116.6854 | 0 | 630.0264 | 544.1382
WtrCldScrewChlr-0.439kwpton-VarSpd | DEER2023 |  | 2022-03-15 00:41:21+00 | Any | Hsp | Old | CZ01 | cWVVG | Cap-Tons | 535.2127 | 235501 | None | 3225852.8762 | 1178940 | 1300698.0293 | 0 | 12196.4833 | 51.7127 | 15789.4367 | 718175.1598 | 2242.311 | 570726.1388 | 40198.0411 | 81.3604 | 40116.6854 | 0 | 564.4031 | 502.1786
WtrCldScrewChlr-0.748kwpton-VarSpd | DEER2023 |  | 2022-03-15 00:41:21+00 | Any | Hsp | Old | CZ01 | cWVVG | Cap-Tons | 1 | 235501 | None | 3234154.7818 | 1178940 | 1300698.0293 | 0 | 20606.937 | 50.3119 | 15681.9053 | 718175.1598 | 2242.311 | 570726.1388 | 40198.0411 | 81.3604 | 40116.6854 | 0 | 598.7199 | 524.3129
AirCldRecipChlr-0.95kwpton | DEER2023 |  | 2022-03-14 18:21:41+00 | Any | Hsp | Old | CZ02 | cAVVG | Cap-Tons | 794.0495 | 235501 | None | 3489587.9941 | 1178940 | 1299364.276 | 0 | 263434.3516 | 0 | 17371.6297 | 730476.6034 | 20679.7732 | 380619.5446 | 33677.2596 | 81.3604 | 33595.8981 | 0 | 765.7341 | 677.6478
AirCldRecipChlr-1.407kwpton | DEER2023 |  | 2022-03-14 18:21:41+00 | Any | Hsp | Old | CZ02 | cAVVG | Cap-Tons | 1 | 235501 | None | 3616313.6217 | 1178940 | 1299364.276 | 0 | 390160.1351 | 0 | 17371.6297 | 730476.6034 | 20679.7732 | 380619.5446 | 33677.2596 | 81.3604 | 33595.8981 | 0 | 887.2198 | 778.2747
AirCldScrewChlr-0.95kwpton | DEER2023 |  | 2022-03-14 19:29:42+00 | Any | Hsp | Old | CZ02 | cAVVG | Cap-Tons | 794.0495 | 235501 | None | 3550222.2356 | 1178940 | 1299364.276 | 0 | 324013.4357 | 0 | 17426.9033 | 730476.4539 | 20679.7732 | 380619.5446 | 33677.2814 | 81.3604 | 33595.9148 | 0 | 787.3282 | 696.572
AirCldScrewChlr-1.407kwpton | DEER2023 |  | 2022-03-14 19:29:42+00 | Any | Hsp | Old | CZ02 | cAVVG | Cap-Tons | 1 | 235501 | None | 3706089.6364 | 1178940 | 1299364.276 | 0 | 479880.9042 | 0 | 17426.9033 | 730476.4539 | 20679.7732 | 380619.5446 | 33677.2814 | 81.3604 | 33595.9148 | 0 | 919.1605 | 806.3036
AirCldScrewChlr-0.99kwpton-VarSpd | DEER2023 |  | 2022-03-14 20:36:10+00 | Any | Hsp | Old | CZ02 | cAVVG | Cap-Tons | 794.0495 | 235501 | None | 3563864.7986 | 1178940 | 1299364.276 | 0 | 337656.0757 | 0 | 17426.9033 | 730476.4539 | 20679.7732 | 380619.5446 | 33677.2814 | 81.3604 | 33595.9148 | 0 | 798.867 | 706.1762
AirCldScrewChlr-1.407kwpton-VarSpd | DEER2023 |  | 2022-03-14 20:36:10+00 | Any | Hsp | Old | CZ02 | cAVVG | Cap-Tons | 1 | 235501 | None | 3706089.6364 | 1178940 | 1299364.276 | 0 | 479880.9042 | 0 | 17426.9033 | 730476.4539 | 20679.7732 | 380619.5446 | 33677.2814 | 81.3604 | 33595.9148 | 0 | 919.1605 | 806.3036
WtrCldCentChlr-Conv-0.42kwpton | DEER2023 |  | 2022-03-14 21:09:18+00 | Any | Hsp | Old | CZ02 | cWVVG | Cap-Tons | 826.3138 | 235501 | None | 3471415.8372 | 1178940 | 1299364.276 | 0 | 192477.488 | 872.5512 | 69283.5764 | 730476.8545 | 20679.7732 | 380619.5557 | 33677.3169 | 81.3604 | 33595.9502 | 0 | 670.5418 | 600.7799
WtrCldCentChlr-Conv-0.748kwpton | DEER2023 |  | 2022-03-14 21:09:18+00 | Any | Hsp | Old | CZ02 | cWVVG | Cap-Tons | 1 | 235501 | None | 3621202.878 | 1178940 | 1299364.276 | 0 | 342385.6182 | 891.1003 | 69144.5086 | 730476.8545 | 20679.7732 | 380619.5557 | 33677.3169 | 81.3604 | 33595.9502 | 0 | 772.2661 | 688.4847
WtrCldCentChlr-Conv-1Cmp-0.439kwpton-VarSpd-CndRlf | DEER2023 |  | 2022-03-14 22:16:50+00 | Any | Hsp | Old | CZ02 | cWVVG | Cap-Tons | 826.3138 | 235501 | None | 3384855.7693 | 1178940 | 1299364.276 | 0 | 104066.3597 | 3957.2627 | 68049.6079 | 730477.5201 | 20679.7732 | 380619.5557 | 33677.2603 | 81.3604 | 33595.8978 | 0 | 622.2697 | 565.5682
WtrCldCentChlr-Conv-1Cmp-0.748kwpton-VarSpd-CndRlf | DEER2023 |  | 2022-03-14 22:16:50+00 | Any | Hsp | Old | CZ02 | cWVVG | Cap-Tons | 1 | 235501 | None | 3456930.9546 | 1178940 | 1299364.276 | 0 | 176621.927 | 3963.066 | 67563.3503 | 730477.5201 | 20679.7732 | 380619.5557 | 33677.2603 | 81.3604 | 33595.8978 | 0 | 682.0828 | 621.0386
WtrCldCentChlr-NoFric-1Cmp-0.439kwpton-VarSpd-CndRlf | DEER2023 |  | 2022-03-14 22:54:12+00 | Any | Hsp | Old | CZ02 | cWVVG | Cap-Tons | 826.3138 | 235501 | None | 3385468.9395 | 1178940 | 1299364.276 | 0 | 104126.9753 | 3994.9397 | 68563.7713 | 730477.3901 | 20679.7732 | 380619.5557 | 33677.2709 | 81.3604 | 33595.9013 | 0 | 628.7705 | 568.898
WtrCldCentChlr-NoFric-1Cmp-0.748kwpton-VarSpd-CndRlf | DEER2023 |  | 2022-03-14 22:54:12+00 | Any | Hsp | Old | CZ02 | cWVVG | Cap-Tons | 1 | 235501 | None | 3457488.8858 | 1178940 | 1299364.276 | 0 | 176834.7385 | 4020.3574 | 67851.2425 | 730477.3901 | 20679.7732 | 380619.5557 | 33677.2709 | 81.3604 | 33595.9013 | 0 | 692.8528 | 625.2716
WtrCldCentChlr-NoFric-2Cmp-0.439kwpton-VarSpd-CndRlf | DEER2023 |  | 2022-03-14 23:25:13+00 | Any | Hsp | Old | CZ02 | cWVVG | Cap-Tons | 826.3138 | 235501 | None | 3385521.2354 | 1178940 | 1299364.276 | 0 | 104653.7043 | 4003.7034 | 68081.3425 | 730477.3901 | 20679.7732 | 380619.5557 | 33677.2709 | 81.3604 | 33595.9013 | 0 | 630.4852 | 570.468
WtrCldCentChlr-NoFric-2Cmp-0.748kwpton-VarSpd-CndRlf | DEER2023 |  | 2022-03-14 23:25:13+00 | Any | Hsp | Old | CZ02 | cWVVG | Cap-Tons | 1 | 235501 | None | 3457990.0384 | 1178940 | 1299364.276 | 0 | 177916.0505 | 4035.1721 | 67255.5417 | 730477.3901 | 20679.7732 | 380619.5557 | 33677.2709 | 81.3604 | 33595.9013 | 0 | 695.7744 | 627.947
WtrCldRecipChlr-0.42kwpton | DEER2023 |  | 2022-03-14 23:49:47+00 | Any | Hsp | Old | CZ02 | cWVVG | Cap-Tons | 826.3138 | 235501 | None | 3430519.3282 | 1178940 | 1299364.276 | 0 | 149964.79 | 936.9344 | 70837.1902 | 730475.3516 | 20679.7732 | 380619.4779 | 33677.4945 | 81.3604 | 33596.1305 | 0 | 659.3853 | 596.6926
WtrCldRecipChlr-0.748kwpton | DEER2023 |  | 2022-03-14 23:49:47+00 | Any | Hsp | Old | CZ02 | cWVVG | Cap-Tons | 1 | 235501 | None | 3546565.9535 | 1178940 | 1299364.276 | 0 | 266364.0183 | 949.3291 | 70471.8101 | 730475.3516 | 20679.7732 | 380619.4779 | 33677.5001 | 81.3604 | 33596.1305 | 0 | 750.4938 | 677.5241
WtrCldScrewChlr-0.42kwpton | DEER2023 |  | 2022-03-15 00:09:29+00 | Any | Hsp | Old | CZ02 | cWVVG | Cap-Tons | 826.3138 | 235501 | None | 3424655.1749 | 1178940 | 1299364.276 | 0 | 144904.4559 | 955.3234 | 70014.3006 | 730475.3516 | 20679.7732 | 380619.4779 | 33677.5001 | 81.3604 | 33596.1305 | 0 | 673.8229 | 608.4624
WtrCldScrewChlr-0.748kwpton | DEER2023 |  | 2022-03-15 00:09:29+00 | Any | Hsp | Old | CZ02 | cWVVG | Cap-Tons | 1 | 235501 | None | 3535303.4107 | 1178940 | 1299364.276 | 0 | 256403.3589 | 981.6845 | 69137.4263 | 730475.3516 | 20679.7732 | 380619.4779 | 33677.4945 | 81.3604 | 33596.1305 | 0 | 776.2053 | 698.4706
WtrCldScrewChlr-0.439kwpton-VarSpd | DEER2023 |  | 2022-03-15 00:41:21+00 | Any | Hsp | Old | CZ02 | cWVVG | Cap-Tons | 826.3138 | 235501 | None | 3399276.0942 | 1178940 | 1299364.276 | 0 | 119549.6485 | 902.4106 | 70043.6889 | 730475.3516 | 20679.7732 | 380619.4779 | 33677.5001 | 81.3604 | 33596.1305 | 0 | 639.1097 | 579.7622
WtrCldScrewChlr-0.748kwpton-VarSpd | DEER2023 |  | 2022-03-15 00:41:21+00 | Any | Hsp | Old | CZ02 | cWVVG | Cap-Tons | 1 | 235501 | None | 3481616.7795 | 1178940 | 1299364.276 | 0 | 202511.825 | 891.7832 | 69432.6902 | 730475.3516 | 20679.7732 | 380619.4779 | 33677.4945 | 81.3604 | 33596.1305 | 0 | 706.955 | 640.6522
AirCldRecipChlr-0.95kwpton | DEER2023 |  | 2022-03-14 18:21:41+00 | Any | Hsp | Old | CZ03 | cAVVG | Cap-Tons | 640.7246 | 235501 | None | 3378943.1046 | 1178940 | 1300329.1437 | 0 | 159096.2977 | 0 | 14016.2351 | 726559.5811 | 23923.0709 | 336810.6235 | 26601.6071 | 81.3604 | 26520.2471 | 0 | 664.801 | 601.4193
AirCldRecipChlr-1.407kwpton | DEER2023 |  | 2022-03-14 18:21:41+00 | Any | Hsp | Old | CZ03 | cAVVG | Cap-Tons | 1 | 235501 | None | 3455476.1833 | 1178940 | 1300329.1437 | 0 | 235629.9927 | 0 | 14016.2351 | 726559.5811 | 23923.0709 | 336810.6235 | 26601.6071 | 81.3604 | 26520.2471 | 0 | 741.1608 | 668.2868
AirCldScrewChlr-0.95kwpton | DEER2023 |  | 2022-03-14 19:29:42+00 | Any | Hsp | Old | CZ03 | cAVVG | Cap-Tons | 640.7246 | 235501 | None | 3438296.5695 | 1178940 | 1300329.1437 | 0 | 218332.0562 | 0 | 14134.8499 | 726559.3723 | 23923.0709 | 336810.6235 | 26601.6193 | 81.3604 | 26520.2583 | 0 | 681.3026 | 616.7428
AirCldScrewChlr-1.407kwpton | DEER2023 |  | 2022-03-14 19:29:42+00 | Any | Hsp | Old | CZ03 | cAVVG | Cap-Tons | 1 | 235501 | None | 3543326.104 | 1178940 | 1300329.1437 | 0 | 323361.1956 | 0 | 14134.8499 | 726559.3723 | 23923.0709 | 336810.6235 | 26601.6193 | 81.3604 | 26520.2583 | 0 | 765.2597 | 690.9789
AirCldScrewChlr-0.99kwpton-VarSpd | DEER2023 |  | 2022-03-14 20:36:10+00 | Any | Hsp | Old | CZ03 | cAVVG | Cap-Tons | 640.7246 | 235501 | None | 3447489.4009 | 1178940 | 1300329.1437 | 0 | 227524.9212 | 0 | 14134.8499 | 726559.3723 | 23923.0709 | 336810.6235 | 26601.6193 | 81.3604 | 26520.2583 | 0 | 688.6511 | 623.2404
AirCldScrewChlr-1.407kwpton-VarSpd | DEER2023 |  | 2022-03-14 20:36:10+00 | Any | Hsp | Old | CZ03 | cAVVG | Cap-Tons | 1 | 235501 | None | 3543326.104 | 1178940 | 1300329.1437 | 0 | 323361.1956 | 0 | 14134.8499 | 726559.3723 | 23923.0709 | 336810.6235 | 26601.6193 | 81.3604 | 26520.2583 | 0 | 765.2597 | 690.9789
WtrCldCentChlr-Conv-0.42kwpton | DEER2023 |  | 2022-03-14 21:09:18+00 | Any | Hsp | Old | CZ03 | cWVVG | Cap-Tons | 666.7885 | 235501 | None | 3417140.1928 | 1178940 | 1300329.1437 | 0 | 147386.0968 | 797.4901 | 63126.2209 | 726559.5715 | 23923.0709 | 336810.6235 | 26601.5984 | 81.3604 | 26520.2323 | 0 | 617.7592 | 565.8858
WtrCldCentChlr-Conv-0.748kwpton | DEER2023 |  | 2022-03-14 21:09:18+00 | Any | Hsp | Old | CZ03 | cWVVG | Cap-Tons | 1 | 235501 | None | 3531848.6705 | 1178940 | 1300329.1437 | 0 | 262261.9348 | 821.9027 | 62934.798 | 726559.5715 | 23923.0709 | 336810.6235 | 26601.5984 | 81.3604 | 26520.2323 | 0 | 691.9675 | 634.1551
WtrCldCentChlr-Conv-1Cmp-0.439kwpton-VarSpd-CndRlf | DEER2023 |  | 2022-03-14 22:16:50+00 | Any | Hsp | Old | CZ03 | cWVVG | Cap-Tons | 666.7885 | 235501 | None | 3342414.1093 | 1178940 | 1300329.1437 | 0 | 70208.4634 | 3897.6503 | 62477.721 | 726559.5969 | 23923.0709 | 336810.6235 | 26601.5908 | 81.3604 | 26520.2308 | 0 | 591.2579 | 539.618
WtrCldCentChlr-Conv-1Cmp-0.748kwpton-VarSpd-CndRlf | DEER2023 |  | 2022-03-14 22:16:50+00 | Any | Hsp | Old | CZ03 | cWVVG | Cap-Tons | 1 | 235501 | None | 3390704.85 | 1178940 | 1300329.1437 | 0 | 119120.0101 | 3889.7069 | 61864.8832 | 726559.5969 | 23923.0709 | 336810.6235 | 26601.5908 | 81.3604 | 26520.2308 | 0 | 636.4206 | 579.8422
WtrCldCentChlr-NoFric-1Cmp-0.439kwpton-VarSpd-CndRlf | DEER2023 |  | 2022-03-14 22:54:12+00 | Any | Hsp | Old | CZ03 | cWVVG | Cap-Tons | 666.7885 | 235501 | None | 3337517.3626 | 1178940 | 1300329.1437 | 0 | 64838.0614 | 3921.3382 | 62927.499 | 726559.5873 | 23923.0709 | 336810.6235 | 26601.5769 | 81.3604 | 26520.2115 | 0 | 596.6205 | 545.1497
WtrCldCentChlr-NoFric-1Cmp-0.748kwpton-VarSpd-CndRlf | DEER2023 |  | 2022-03-14 22:54:12+00 | Any | Hsp | Old | CZ03 | cWVVG | Cap-Tons | 1 | 235501 | None | 3381930.6229 | 1178940 | 1300329.1437 | 0 | 110115.9259 | 3926.4987 | 62057.9536 | 726559.5873 | 23923.0709 | 336810.6235 | 26601.5769 | 81.3604 | 26520.2115 | 0 | 645.623 | 589.3425
WtrCldCentChlr-NoFric-2Cmp-0.439kwpton-VarSpd-CndRlf | DEER2023 |  | 2022-03-14 23:25:13+00 | Any | Hsp | Old | CZ03 | cWVVG | Cap-Tons | 666.7885 | 235501 | None | 3336062.4225 | 1178940 | 1300329.1437 | 0 | 63987.5924 | 3931.7661 | 62313.0007 | 726559.5873 | 23923.0709 | 336810.6235 | 26601.5769 | 81.3604 | 26520.2115 | 0 | 597.8011 | 546.3741
WtrCldCentChlr-NoFric-2Cmp-0.748kwpton-VarSpd-CndRlf | DEER2023 |  | 2022-03-14 23:25:13+00 | Any | Hsp | Old | CZ03 | cWVVG | Cap-Tons | 1 | 235501 | None | 3379889.1754 | 1178940 | 1300329.1437 | 0 | 108768.27 | 3944.055 | 61346.9024 | 726559.5873 | 23923.0709 | 336810.6235 | 26601.5769 | 81.3604 | 26520.2115 | 0 | 647.6334 | 591.4289
WtrCldRecipChlr-0.42kwpton | DEER2023 |  | 2022-03-14 23:49:47+00 | Any | Hsp | Old | CZ03 | cWVVG | Cap-Tons | 666.7885 | 235501 | None | 3373363.7373 | 1178940 | 1300329.1437 | 0 | 102567.3457 | 832.8015 | 64133.3283 | 726558.9012 | 23923.0709 | 336810.6235 | 26601.6736 | 81.3604 | 26520.3082 | 0 | 617.3415 | 562.0949
WtrCldRecipChlr-0.748kwpton | DEER2023 |  | 2022-03-14 23:49:47+00 | Any | Hsp | Old | CZ03 | cWVVG | Cap-Tons | 1 | 235501 | None | 3452439.3576 | 1178940 | 1300329.1437 | 0 | 182163.8885 | 848.0109 | 63597.6983 | 726558.9012 | 23923.0709 | 336810.6235 | 26601.6736 | 81.3604 | 26520.3082 | 0 | 685.7597 | 624.8908
WtrCldScrewChlr-0.42kwpton | DEER2023 |  | 2022-03-15 00:09:29+00 | Any | Hsp | Old | CZ03 | cWVVG | Cap-Tons | 666.7885 | 235501 | None | 3358021.1205 | 1178940 | 1300329.1437 | 0 | 88145.6693 | 847.1681 | 63198.6007 | 726558.9012 | 23923.0709 | 336810.6235 | 26601.6736 | 81.3604 | 26520.3082 | 0 | 626.9882 | 569.7764
WtrCldScrewChlr-0.748kwpton | DEER2023 |  | 2022-03-15 00:09:29+00 | Any | Hsp | Old | CZ03 | cWVVG | Cap-Tons | 1 | 235501 | None | 3424001.6177 | 1178940 | 1300329.1437 | 0 | 155232.5508 | 872.7435 | 62066.3007 | 726558.9012 | 23923.0709 | 336810.6235 | 26601.6736 | 81.3604 | 26520.3082 | 0 | 702.9433 | 638.5546
WtrCldScrewChlr-0.439kwpton-VarSpd | DEER2023 |  | 2022-03-15 00:41:21+00 | Any | Hsp | Old | CZ03 | cWVVG | Cap-Tons | 666.7885 | 235501 | None | 3350831.8033 | 1178940 | 1300329.1437 | 0 | 80851.4966 | 801.6375 | 63349.0579 | 726558.9012 | 23923.0709 | 336810.6235 | 26601.6736 | 81.3604 | 26520.3082 | 0 | 602.2129 | 549.8929
WtrCldScrewChlr-0.748kwpton-VarSpd | DEER2023 |  | 2022-03-15 00:41:21+00 | Any | Hsp | Old | CZ03 | cWVVG | Cap-Tons | 1 | 235501 | None | 3406101.0019 | 1178940 | 1300329.1437 | 0 | 136922.9777 | 797.1747 | 62551.557 | 726558.9012 | 23923.0709 | 336810.6235 | 26601.6736 | 81.3604 | 26520.3082 | 0 | 653.2419 | 597.8815
AirCldRecipChlr-0.95kwpton | DEER2023 |  | 2022-03-14 18:21:41+00 | Any | Hsp | Old | CZ04 | cAVVG | Cap-Tons | 769.7699 | 235501 | None | 3592106.8249 | 1178940 | 1299017.0294 | 0 | 356921.8198 | 0 | 23350.6488 | 733877.3221 | 44059.5661 | 254780.8586 | 26575.6283 | 81.3604 | 26494.264 | 0 | 763.5007 | 698.545
AirCldRecipChlr-1.407kwpton | DEER2023 |  | 2022-03-14 18:21:41+00 | Any | Hsp | Old | CZ04 | cAVVG | Cap-Tons | 1 | 235501 | None | 3763805.7035 | 1178940 | 1299017.0294 | 0 | 528619.859 | 0 | 23350.6488 | 733877.3221 | 44059.5661 | 254780.8586 | 26575.6283 | 81.3604 | 26494.264 | 0 | 883.6529 | 808.4862
AirCldScrewChlr-0.95kwpton | DEER2023 |  | 2022-03-14 19:29:42+00 | Any | Hsp | Old | CZ04 | cAVVG | Cap-Tons | 769.7699 | 235501 | None | 3680531.7214 | 1178940 | 1299017.0294 | 0 | 445075.7667 | 0 | 23622.5805 | 733876.7681 | 44059.5661 | 254780.8586 | 26575.6961 | 81.3604 | 26494.335 | 0 | 783.6206 | 716.8277
AirCldScrewChlr-1.407kwpton | DEER2023 |  | 2022-03-14 19:29:42+00 | Any | Hsp | Old | CZ04 | cAVVG | Cap-Tons | 1 | 235501 | None | 3894636.4706 | 1178940 | 1299017.0294 | 0 | 659180.5515 | 0 | 23622.5805 | 733876.7681 | 44059.5661 | 254780.8586 | 26575.6961 | 81.3604 | 26494.335 | 0 | 913.4593 | 835.2855
AirCldScrewChlr-0.99kwpton-VarSpd | DEER2023 |  | 2022-03-14 20:36:10+00 | Any | Hsp | Old | CZ04 | cAVVG | Cap-Tons | 769.7699 | 235501 | None | 3699272.3798 | 1178940 | 1299017.0294 | 0 | 463815.7465 | 0 | 23622.5805 | 733876.7681 | 44059.5661 | 254780.8586 | 26575.6961 | 81.3604 | 26494.335 | 0 | 794.9849 | 727.1967
AirCldScrewChlr-1.407kwpton-VarSpd | DEER2023 |  | 2022-03-14 20:36:10+00 | Any | Hsp | Old | CZ04 | cAVVG | Cap-Tons | 1 | 235501 | None | 3894636.4706 | 1178940 | 1299017.0294 | 0 | 659180.5515 | 0 | 23622.5805 | 733876.7681 | 44059.5661 | 254780.8586 | 26575.6961 | 81.3604 | 26494.335 | 0 | 913.4593 | 835.2855
WtrCldCentChlr-Conv-0.42kwpton | DEER2023 |  | 2022-03-14 21:09:18+00 | Any | Hsp | Old | CZ04 | cWVVG | Cap-Tons | 770.3631 | 235501 | None | 3583841.1248 | 1178940 | 1299017.0294 | 0 | 272373.716 | 2719.3214 | 96912.0955 | 733878.5476 | 44059.5661 | 254780.8586 | 26575.4826 | 81.3604 | 26494.117 | 0 | 666.4312 | 612.4187
WtrCldCentChlr-Conv-0.748kwpton | DEER2023 |  | 2022-03-14 21:09:18+00 | Any | Hsp | Old | CZ04 | cWVVG | Cap-Tons | 1 | 235501 | None | 3796299.7681 | 1178940 | 1299017.0294 | 0 | 484791.7538 | 2810.6107 | 96861.5415 | 733878.5476 | 44059.5661 | 254780.8586 | 26575.4826 | 81.3604 | 26494.117 | 0 | 765.3706 | 705.3819
WtrCldCentChlr-Conv-1Cmp-0.439kwpton-VarSpd-CndRlf | DEER2023 |  | 2022-03-14 22:16:50+00 | Any | Hsp | Old | CZ04 | cWVVG | Cap-Tons | 770.3631 | 235501 | None | 3463918.3164 | 1178940 | 1299017.0294 | 0 | 143920.6197 | 12378.8176 | 95782.6277 | 733878.7457 | 44059.5661 | 254780.8586 | 26575.4563 | 81.3604 | 26494.0925 | 0 | 629.3548 | 577.3386
WtrCldCentChlr-Conv-1Cmp-0.748kwpton-VarSpd-CndRlf | DEER2023 |  | 2022-03-14 22:16:50+00 | Any | Hsp | Old | CZ04 | cWVVG | Cap-Tons | 1 | 235501 | None | 3564184.3658 | 1178940 | 1299017.0294 | 0 | 244664.4143 | 12565.8259 | 95118.0606 | 733878.7457 | 44059.5661 | 254780.8586 | 26575.4563 | 81.3604 | 26494.0925 | 0 | 684.4964 | 630.265
WtrCldCentChlr-NoFric-1Cmp-0.439kwpton-VarSpd-CndRlf | DEER2023 |  | 2022-03-14 22:54:12+00 | Any | Hsp | Old | CZ04 | cWVVG | Cap-Tons | 770.3631 | 235501 | None | 3465019.6157 | 1178940 | 1299017.0294 | 0 | 144138.4463 | 12474.0665 | 96571.4475 | 733878.5476 | 44059.5661 | 254780.8586 | 26575.4826 | 81.3604 | 26494.1166 | 0 | 638.1182 | 585.1239
WtrCldCentChlr-NoFric-1Cmp-0.748kwpton-VarSpd-CndRlf | DEER2023 |  | 2022-03-14 22:54:12+00 | Any | Hsp | Old | CZ04 | cWVVG | Cap-Tons | 1 | 235501 | None | 3565368.0154 | 1178940 | 1299017.0294 | 0 | 245169.1341 | 12705.102 | 95657.7688 | 733878.5476 | 44059.5661 | 254780.8586 | 26575.4826 | 81.3604 | 26494.1113 | 0 | 699.3999 | 643.5154
WtrCldCentChlr-NoFric-2Cmp-0.439kwpton-VarSpd-CndRlf | DEER2023 |  | 2022-03-14 23:25:13+00 | Any | Hsp | Old | CZ04 | cWVVG | Cap-Tons | 770.3631 | 235501 | None | 3465224.341 | 1178940 | 1299017.0294 | 0 | 145133.7188 | 12496.5224 | 95757.9433 | 733878.5476 | 44059.5661 | 254780.8586 | 26575.4826 | 81.3604 | 26494.1166 | 0 | 640.3432 | 587.0319
WtrCldCentChlr-NoFric-2Cmp-0.748kwpton-VarSpd-CndRlf | DEER2023 |  | 2022-03-14 23:25:13+00 | Any | Hsp | Old | CZ04 | cWVVG | Cap-Tons | 1 | 235501 | None | 3566278.4308 | 1178940 | 1299017.0294 | 0 | 246972.5235 | 12742.0739 | 94727.8951 | 733878.5476 | 44059.5661 | 254780.8586 | 26575.4826 | 81.3604 | 26494.1113 | 0 | 703.2094 | 646.7735
WtrCldRecipChlr-0.42kwpton | DEER2023 |  | 2022-03-14 23:49:47+00 | Any | Hsp | Old | CZ04 | cWVVG | Cap-Tons | 770.3631 | 235501 | None | 3526475.5308 | 1178940 | 1299017.0294 | 0 | 211455.3577 | 2874.026 | 100313.0351 | 733875.4449 | 44059.5661 | 254780.8018 | 26575.852 | 81.3604 | 26494.4865 | 0 | 661.3471 | 608.8737
WtrCldRecipChlr-0.748kwpton | DEER2023 |  | 2022-03-14 23:49:47+00 | Any | Hsp | Old | CZ04 | cWVVG | Cap-Tons | 1 | 235501 | None | 3690552.4212 | 1178940 | 1299017.0294 | 0 | 375922.715 | 2944.4358 | 99852.7402 | 733875.4449 | 44059.5661 | 254780.8018 | 26575.852 | 81.3604 | 26494.4865 | 0 | 752.5001 | 694.2224
WtrCldScrewChlr-0.42kwpton | DEER2023 |  | 2022-03-15 00:09:29+00 | Any | Hsp | Old | CZ04 | cWVVG | Cap-Tons | 770.3631 | 235501 | None | 3516118.835 | 1178940 | 1299017.0294 | 0 | 202424.3524 | 2914.1498 | 98947.8503 | 733875.4449 | 44059.5661 | 254780.8018 | 26575.852 | 81.3604 | 26494.4865 | 0 | 674.2949 | 621.0559
WtrCldScrewChlr-0.748kwpton | DEER2023 |  | 2022-03-15 00:09:29+00 | Any | Hsp | Old | CZ04 | cWVVG | Cap-Tons | 1 | 235501 | None | 3670916.6893 | 1178940 | 1299017.0294 | 0 | 358406.6771 | 3013.6812 | 97663.2012 | 733875.4449 | 44059.5661 | 254780.8018 | 26575.852 | 81.3604 | 26494.4865 | 0 | 775.5578 | 715.9152
WtrCldScrewChlr-0.439kwpton-VarSpd | DEER2023 |  | 2022-03-15 00:41:21+00 | Any | Hsp | Old | CZ04 | cWVVG | Cap-Tons | 770.3631 | 235501 | None | 3484228.4101 | 1178940 | 1299017.0294 | 0 | 170515.2434 | 2793.6596 | 99087.4032 | 733875.4449 | 44059.5661 | 254780.8018 | 26575.8467 | 81.3604 | 26494.4812 | 0 | 640.7099 | 589.3453
WtrCldScrewChlr-0.748kwpton-VarSpd | DEER2023 |  | 2022-03-15 00:41:21+00 | Any | Hsp | Old | CZ04 | cWVVG | Cap-Tons | 1 | 235501 | None | 3602462.8497 | 1178940 | 1299017.0294 | 0 | 289426.2395 | 2804.6978 | 98399.3184 | 733875.4449 | 44059.5661 | 254780.8018 | 26575.8467 | 81.3604 | 26494.4812 | 0 | 708.3412 | 652.5202
AirCldRecipChlr-0.95kwpton | DEER2023 |  | 2022-03-14 18:21:41+00 | Any | Hsp | Old | CZ05 | cAVVG | Cap-Tons | 626.9607 | 235501 | None | 3400088.6374 | 1178940 | 1299007.1415 | 0 | 180891.5507 | 0 | 13884.3024 | 727365.3338 | 20183.1823 | 344428.3088 | 27277.929 | 81.3604 | 27196.5736 | 0 | 659.6089 | 556.3684
AirCldRecipChlr-1.407kwpton | DEER2023 |  | 2022-03-14 18:21:41+00 | Any | Hsp | Old | CZ05 | cAVVG | Cap-Tons | 1 | 235501 | None | 3487106.6512 | 1178940 | 1299007.1415 | 0 | 267909.9005 | 0 | 13884.3024 | 727365.3338 | 20183.1823 | 344428.3088 | 27277.929 | 81.3604 | 27196.5736 | 0 | 734.7584 | 603.4207
AirCldScrewChlr-0.95kwpton | DEER2023 |  | 2022-03-14 19:29:42+00 | Any | Hsp | Old | CZ05 | cAVVG | Cap-Tons | 626.9607 | 235501 | None | 3457461.7817 | 1178940 | 1299007.1415 | 0 | 238151.5093 | 0 | 13997.8025 | 727365.0514 | 20183.1823 | 344428.3088 | 27277.9739 | 81.3604 | 27196.6194 | 0 | 670.5359 | 568.4775
AirCldScrewChlr-1.407kwpton | DEER2023 |  | 2022-03-14 19:29:42+00 | Any | Hsp | Old | CZ05 | cAVVG | Cap-Tons | 1 | 235501 | None | 3572025.2627 | 1178940 | 1299007.1415 | 0 | 352714.9154 | 0 | 13997.8025 | 727365.0514 | 20183.1823 | 344428.3088 | 27277.9739 | 81.3604 | 27196.6194 | 0 | 750.5616 | 621.3563
AirCldScrewChlr-0.99kwpton-VarSpd | DEER2023 |  | 2022-03-14 20:36:10+00 | Any | Hsp | Old | CZ05 | cAVVG | Cap-Tons | 626.9607 | 235501 | None | 3467489.6411 | 1178940 | 1299007.1415 | 0 | 248178.9949 | 0 | 13997.8025 | 727365.0514 | 20183.1823 | 344428.3088 | 27277.9739 | 81.3604 | 27196.6194 | 0 | 677.5407 | 573.1059
AirCldScrewChlr-1.407kwpton-VarSpd | DEER2023 |  | 2022-03-14 20:36:10+00 | Any | Hsp | Old | CZ05 | cAVVG | Cap-Tons | 1 | 235501 | None | 3572025.2627 | 1178940 | 1299007.1415 | 0 | 352714.9154 | 0 | 13997.8025 | 727365.0514 | 20183.1823 | 344428.3088 | 27277.9739 | 81.3604 | 27196.6194 | 0 | 750.5616 | 621.3563
WtrCldCentChlr-Conv-0.42kwpton | DEER2023 |  | 2022-03-14 21:09:18+00 | Any | Hsp | Old | CZ05 | cWVVG | Cap-Tons | 647.4621 | 235501 | None | 3420568.2007 | 1178940 | 1299007.1415 | 0 | 154423.3893 | 832.7488 | 59999.3198 | 727365.2061 | 20183.1823 | 344428.3088 | 27277.9802 | 81.3604 | 27196.6346 | 0 | 608.9328 | 534.3449
WtrCldCentChlr-Conv-0.748kwpton | DEER2023 |  | 2022-03-14 21:09:18+00 | Any | Hsp | Old | CZ05 | cWVVG | Cap-Tons | 1 | 235501 | None | 3540645.7058 | 1178940 | 1299007.1415 | 0 | 274776.6678 | 855.1162 | 59701.3229 | 727365.2061 | 20183.1823 | 344428.3088 | 27277.9802 | 81.3604 | 27196.6346 | 0 | 679.8859 | 583.7644
WtrCldCentChlr-Conv-1Cmp-0.439kwpton-VarSpd-CndRlf | DEER2023 |  | 2022-03-14 22:16:50+00 | Any | Hsp | Old | CZ05 | cWVVG | Cap-Tons | 647.4621 | 235501 | None | 3345339.2988 | 1178940 | 1299007.1415 | 0 | 76555.3953 | 3992.5227 | 59478.9613 | 727365.271 | 20183.1823 | 344428.3088 | 27277.9802 | 81.3604 | 27196.6275 | 0 | 586.2596 | 514.5547
WtrCldCentChlr-Conv-1Cmp-0.748kwpton-VarSpd-CndRlf | DEER2023 |  | 2022-03-14 22:16:50+00 | Any | Hsp | Old | CZ05 | cWVVG | Cap-Tons | 1 | 235501 | None | 3398031.5726 | 1178940 | 1299007.1415 | 0 | 130015.201 | 3982.4 | 58721.0029 | 727365.271 | 20183.1823 | 344428.3088 | 27277.9802 | 81.3604 | 27196.6275 | 0 | 632.65 | 544.1613
WtrCldCentChlr-NoFric-1Cmp-0.439kwpton-VarSpd-CndRlf | DEER2023 |  | 2022-03-14 22:54:12+00 | Any | Hsp | Old | CZ05 | cWVVG | Cap-Tons | 647.4621 | 235501 | None | 3344194.6781 | 1178940 | 1299007.1415 | 0 | 75122.8147 | 4015.1515 | 59743.6747 | 727365.271 | 20183.1823 | 344428.3088 | 27277.9802 | 81.3604 | 27196.6293 | 0 | 591.2526 | 517.11
WtrCldCentChlr-NoFric-1Cmp-0.748kwpton-VarSpd-CndRlf | DEER2023 |  | 2022-03-14 22:54:12+00 | Any | Hsp | Old | CZ05 | cWVVG | Cap-Tons | 1 | 235501 | None | 3395981.9852 | 1178940 | 1299007.1415 | 0 | 127708.1059 | 4023.1307 | 58938.5006 | 727365.271 | 20183.1823 | 344428.3088 | 27277.9802 | 81.3604 | 27196.6293 | 0 | 641.3187 | 548.5368
WtrCldCentChlr-NoFric-2Cmp-0.439kwpton-VarSpd-CndRlf | DEER2023 |  | 2022-03-14 23:25:13+00 | Any | Hsp | Old | CZ05 | cWVVG | Cap-Tons | 647.4621 | 235501 | None | 3344260.2701 | 1178940 | 1299007.1415 | 0 | 75578.5384 | 4026.6463 | 59341.8641 | 727365.271 | 20183.1823 | 344428.3088 | 27277.9802 | 81.3604 | 27196.6293 | 0 | 591.8628 | 517.6569
WtrCldCentChlr-NoFric-2Cmp-0.748kwpton-VarSpd-CndRlf | DEER2023 |  | 2022-03-14 23:25:13+00 | Any | Hsp | Old | CZ05 | cWVVG | Cap-Tons | 1 | 235501 | None | 3396271.5809 | 1178940 | 1299007.1415 | 0 | 128574.503 | 4040.9065 | 58343.1309 | 727365.271 | 20183.1823 | 344428.3088 | 27277.9802 | 81.3604 | 27196.6293 | 0 | 642.3589 | 549.4812
WtrCldRecipChlr-0.42kwpton | DEER2023 |  | 2022-03-14 23:49:47+00 | Any | Hsp | Old | CZ05 | cWVVG | Cap-Tons | 647.4621 | 235501 | None | 3382053.6475 | 1178940 | 1299007.1415 | 0 | 114700.9579 | 874.0978 | 61166.8769 | 727364.1795 | 20183.1823 | 344428.2601 | 27278.1331 | 81.3604 | 27196.7777 | 0 | 610.7602 | 528.8294
WtrCldRecipChlr-0.748kwpton | DEER2023 |  | 2022-03-14 23:49:47+00 | Any | Hsp | Old | CZ05 | cWVVG | Cap-Tons | 1 | 235501 | None | 3470608.8418 | 1178940 | 1299007.1415 | 0 | 203796.8528 | 887.7322 | 60612.0564 | 727364.1795 | 20183.1823 | 344428.2601 | 27278.1331 | 81.3604 | 27196.7777 | 0 | 676.8701 | 573.971
WtrCldScrewChlr-0.42kwpton | DEER2023 |  | 2022-03-15 00:09:29+00 | Any | Hsp | Old | CZ05 | cWVVG | Cap-Tons | 647.4621 | 235501 | None | 3372484.4727 | 1178940 | 1299007.1415 | 0 | 105817.0589 | 890.5667 | 60464.8653 | 727364.1603 | 20183.1823 | 344428.2601 | 27278.1331 | 81.3604 | 27196.7777 | 0 | 618.3529 | 530.4573
WtrCldScrewChlr-0.748kwpton | DEER2023 |  | 2022-03-15 00:09:29+00 | Any | Hsp | Old | CZ05 | cWVVG | Cap-Tons | 1 | 235501 | None | 3452450.6855 | 1178940 | 1299007.1415 | 0 | 186884.5196 | 914.7838 | 59340.2157 | 727364.1603 | 20183.1823 | 344428.2601 | 27278.1349 | 81.3604 | 27196.7777 | 0 | 690.3896 | 576.7036
WtrCldScrewChlr-0.439kwpton-VarSpd | DEER2023 |  | 2022-03-15 00:41:21+00 | Any | Hsp | Old | CZ05 | cWVVG | Cap-Tons | 647.4621 | 235501 | None | 3357099.5717 | 1178940 | 1299007.1415 | 0 | 90363.457 | 838.1325 | 60585.7109 | 727364.1603 | 20183.1823 | 344428.2601 | 27278.1331 | 81.3604 | 27196.7777 | 0 | 598.6621 | 522.1264
WtrCldScrewChlr-0.748kwpton-VarSpd | DEER2023 |  | 2022-03-15 00:41:21+00 | Any | Hsp | Old | CZ05 | cWVVG | Cap-Tons | 1 | 235501 | None | 3419046.6189 | 1178940 | 1299007.1415 | 0 | 153152.1004 | 826.9315 | 59755.9356 | 727364.1603 | 20183.1823 | 344428.2601 | 27278.1331 | 81.3604 | 27196.7777 | 0 | 649.7187 | 558.0291
AirCldRecipChlr-0.95kwpton | DEER2023 |  | 2022-03-14 18:21:41+00 | Any | Hsp | Old | CZ06 | cAVVG | Cap-Tons | 810.031 | 235501 | None | 3709457.163 | 1178940 | 1300188.9613 | 0 | 467253.1199 | 0 | 27835.8808 | 735237.6114 | 60559.0852 | 149677.7375 | 20592.755 | 81.3604 | 20511.392 | 0 | 720.3119 | 651.867
AirCldRecipChlr-1.407kwpton | DEER2023 |  | 2022-03-14 18:21:41+00 | Any | Hsp | Old | CZ06 | cAVVG | Cap-Tons | 1 | 235501 | None | 3934230.5236 | 1178940 | 1300188.9613 | 0 | 692026.4341 | 0 | 27835.8808 | 735237.6114 | 60559.0852 | 149677.7375 | 20592.755 | 81.3604 | 20511.392 | 0 | 822.8406 | 743.0528
AirCldScrewChlr-0.95kwpton | DEER2023 |  | 2022-03-14 19:29:42+00 | Any | Hsp | Old | CZ06 | cAVVG | Cap-Tons | 810.031 | 235501 | None | 3834896.81 | 1178940 | 1300188.9613 | 0 | 592330.7781 | 0 | 28199.1889 | 735236.8978 | 60559.0852 | 149677.7375 | 20592.8786 | 81.3604 | 20511.5131 | 0 | 738.703 | 664.9595
AirCldScrewChlr-1.407kwpton | DEER2023 |  | 2022-03-14 19:29:42+00 | Any | Hsp | Old | CZ06 | cAVVG | Cap-Tons | 1 | 235501 | None | 4119839.1484 | 1178940 | 1300188.9613 | 0 | 877272.9625 | 0 | 28199.1889 | 735236.8978 | 60559.0852 | 149677.7375 | 20592.8786 | 81.3604 | 20511.5131 | 0 | 848.6906 | 762.1012
AirCldScrewChlr-0.99kwpton-VarSpd | DEER2023 |  | 2022-03-14 20:36:10+00 | Any | Hsp | Old | CZ06 | cAVVG | Cap-Tons | 810.031 | 235501 | None | 3859837.2708 | 1178940 | 1300188.9613 | 0 | 617270.8237 | 0 | 28199.1889 | 735236.8978 | 60559.0852 | 149677.7375 | 20592.8786 | 81.3604 | 20511.5131 | 0 | 748.3302 | 673.4621
AirCldScrewChlr-1.407kwpton-VarSpd | DEER2023 |  | 2022-03-14 20:36:10+00 | Any | Hsp | Old | CZ06 | cAVVG | Cap-Tons | 1 | 235501 | None | 4119839.1484 | 1178940 | 1300188.9613 | 0 | 877272.9625 | 0 | 28199.1889 | 735236.8978 | 60559.0852 | 149677.7375 | 20592.8786 | 81.3604 | 20511.5131 | 0 | 848.6906 | 762.1012
WtrCldCentChlr-Conv-0.42kwpton | DEER2023 |  | 2022-03-14 21:09:18+00 | Any | Hsp | Old | CZ06 | cWVVG | Cap-Tons | 810.4929 | 235501 | None | 3722836.9204 | 1178940 | 1300188.9613 | 0 | 377399.0704 | 4767.9806 | 126302.5768 | 735237.2634 | 60559.0852 | 149677.7375 | 20592.8153 | 81.3604 | 20511.4493 | 0 | 657.3716 | 593.9229
WtrCldCentChlr-Conv-0.748kwpton | DEER2023 |  | 2022-03-14 21:09:18+00 | Any | Hsp | Old | CZ06 | cWVVG | Cap-Tons | 1 | 235501 | None | 4017515.2865 | 1178940 | 1300188.9613 | 0 | 671893.9336 | 4938.0067 | 126315.9742 | 735237.2634 | 60559.0852 | 149677.7375 | 20592.8153 | 81.3604 | 20511.4493 | 0 | 755.0129 | 679.8577
WtrCldCentChlr-Conv-1Cmp-0.439kwpton-VarSpd-CndRlf | DEER2023 |  | 2022-03-14 22:16:50+00 | Any | Hsp | Old | CZ06 | cWVVG | Cap-Tons | 810.4929 | 235501 | None | 3562460.7567 | 1178940 | 1300188.9613 | 0 | 199708.6769 | 23027.2786 | 125357.1029 | 735237.4999 | 60559.0852 | 149677.7375 | 20592.755 | 81.3604 | 20511.3909 | 0 | 631.9208 | 566.9154
WtrCldCentChlr-Conv-1Cmp-0.748kwpton-VarSpd-CndRlf | DEER2023 |  | 2022-03-14 22:16:50+00 | Any | Hsp | Old | CZ06 | cWVVG | Cap-Tons | 1 | 235501 | None | 3702420.4616 | 1178940 | 1300188.9613 | 0 | 339621.6103 | 23487.5663 | 124943.6709 | 735237.4999 | 60559.0852 | 149677.7375 | 20592.755 | 81.3604 | 20511.3909 | 0 | 692.7239 | 619.4641
WtrCldCentChlr-NoFric-1Cmp-0.439kwpton-VarSpd-CndRlf | DEER2023 |  | 2022-03-14 22:54:12+00 | Any | Hsp | Old | CZ06 | cWVVG | Cap-Tons | 810.4929 | 235501 | None | 3567842.166 | 1178940 | 1300188.9613 | 0 | 204251.51 | 23170.6287 | 126052.529 | 735237.2634 | 60559.0852 | 149677.7375 | 20592.8007 | 81.3604 | 20511.4413 | 0 | 637.8701 | 572.9341
WtrCldCentChlr-NoFric-1Cmp-0.748kwpton-VarSpd-CndRlf | DEER2023 |  | 2022-03-14 22:54:12+00 | Any | Hsp | Old | CZ06 | cWVVG | Cap-Tons | 1 | 235501 | None | 3711018.372 | 1178940 | 1300188.9613 | 0 | 347608.7967 | 23692.4866 | 125349.6947 | 735237.2634 | 60559.0852 | 149677.7375 | 20592.8007 | 81.3604 | 20511.4413 | 0 | 702.938 | 629.5607
WtrCldCentChlr-NoFric-2Cmp-0.439kwpton-VarSpd-CndRlf | DEER2023 |  | 2022-03-14 23:25:13+00 | Any | Hsp | Old | CZ06 | cWVVG | Cap-Tons | 810.4929 | 235501 | None | 3570032.0815 | 1178940 | 1300188.9613 | 0 | 207012.0994 | 23204.1264 | 125448.0231 | 735237.2634 | 60559.0852 | 149677.7375 | 20592.8007 | 81.3604 | 20511.4413 | 0 | 639.2426 | 574.2857
WtrCldCentChlr-NoFric-2Cmp-0.748kwpton-VarSpd-CndRlf | DEER2023 |  | 2022-03-14 23:25:13+00 | Any | Hsp | Old | CZ06 | cWVVG | Cap-Tons | 1 | 235501 | None | 3715301.8333 | 1178940 | 1300188.9613 | 0 | 352384.7725 | 23747.6571 | 124801.9154 | 735237.2634 | 60559.0852 | 149677.7375 | 20592.8007 | 81.3604 | 20511.4413 | 0 | 705.2798 | 631.8625
WtrCldRecipChlr-0.42kwpton | DEER2023 |  | 2022-03-14 23:49:47+00 | Any | Hsp | Old | CZ06 | cWVVG | Cap-Tons | 810.4929 | 235501 | None | 3649970.6648 | 1178940 | 1300188.9613 | 0 | 299300.5508 | 5025.7083 | 131278.5933 | 735235.105 | 60559.0852 | 149677.7375 | 20593.1888 | 81.3604 | 20511.8195 | 0 | 660.064 | 590.5639
WtrCldRecipChlr-0.748kwpton | DEER2023 |  | 2022-03-14 23:49:47+00 | Any | Hsp | Old | CZ06 | cWVVG | Cap-Tons | 1 | 235501 | None | 3882778.5183 | 1178940 | 1300188.9613 | 0 | 532341.5081 | 5150.1277 | 130921.1554 | 735235.105 | 60559.0852 | 149677.7375 | 20593.1888 | 81.3604 | 20511.8195 | 0 | 748.507 | 670.6559
WtrCldScrewChlr-0.42kwpton | DEER2023 |  | 2022-03-15 00:09:29+00 | Any | Hsp | Old | CZ06 | cWVVG | Cap-Tons | 810.4929 | 235501 | None | 3648859.6858 | 1178940 | 1300188.9613 | 0 | 299155.4367 | 5092.0557 | 130247.2257 | 735235.0982 | 60559.0852 | 149677.7375 | 20593.1888 | 81.3604 | 20511.8195 | 0 | 674.9303 | 599.6316
WtrCldScrewChlr-0.748kwpton | DEER2023 |  | 2022-03-15 00:09:29+00 | Any | Hsp | Old | CZ06 | cWVVG | Cap-Tons | 1 | 235501 | None | 3879225.5597 | 1178940 | 1300188.9613 | 0 | 530231.1023 | 5264.7778 | 129364.258 | 735235.105 | 60559.0852 | 149677.7375 | 20593.1888 | 81.3604 | 20511.8195 | 0 | 774.9862 | 686.8097
WtrCldScrewChlr-0.439kwpton-VarSpd | DEER2023 |  | 2022-03-15 00:41:21+00 | Any | Hsp | Old | CZ06 | cWVVG | Cap-Tons | 810.4929 | 235501 | None | 3590847.7233 | 1178940 | 1300188.9613 | 0 | 241257.7712 | 4880.179 | 130344.8695 | 735235.0538 | 60559.0852 | 149677.7375 | 20593.1888 | 81.3604 | 20511.8195 | 0 | 637.3952 | 576.5456
WtrCldScrewChlr-0.748kwpton-VarSpd | DEER2023 |  | 2022-03-15 00:41:21+00 | Any | Hsp | Old | CZ06 | cWVVG | Cap-Tons | 1 | 235501 | None | 3758894.8613 | 1178940 | 1300188.9613 | 0 | 409824.4492 | 4897.6528 | 129807.608 | 735235.0538 | 60559.0852 | 149677.7375 | 20593.1888 | 81.3604 | 20511.8195 | 0 | 701.1789 | 638.8671
AirCldRecipChlr-0.95kwpton | DEER2023 |  | 2022-03-14 18:21:41+00 | Any | Hsp | Old | CZ07 | cAVVG | Cap-Tons | 820.151 | 235501 | None | 3637579.7059 | 1178940 | 1298287.3586 | 0 | 401657.4277 | 0 | 25272.0414 | 733422.469 | 63275.8778 | 123217.5946 | 18675.7949 | 81.3604 | 18594.4386 | 0 | 705.3374 | 621.5239
AirCldRecipChlr-1.407kwpton | DEER2023 |  | 2022-03-14 18:21:41+00 | Any | Hsp | Old | CZ07 | cAVVG | Cap-Tons | 1 | 235501 | None | 3830797.6272 | 1178940 | 1298287.3586 | 0 | 594875.7661 | 0 | 25272.0414 | 733422.469 | 63275.8778 | 123217.5946 | 18675.7949 | 81.3604 | 18594.4386 | 0 | 802.0382 | 699.5026
AirCldScrewChlr-0.95kwpton | DEER2023 |  | 2022-03-14 19:29:42+00 | Any | Hsp | Old | CZ07 | cAVVG | Cap-Tons | 820.151 | 235501 | None | 3773158.3087 | 1178940 | 1298287.3586 | 0 | 537158.9668 | 0 | 25349.8101 | 733422.2989 | 63275.8778 | 123217.5946 | 18675.8317 | 81.3604 | 18594.4727 | 0 | 719.7314 | 637.6601
AirCldScrewChlr-1.407kwpton | DEER2023 |  | 2022-03-14 19:29:42+00 | Any | Hsp | Old | CZ07 | cAVVG | Cap-Tons | 1 | 235501 | None | 4031560.3708 | 1178940 | 1298287.3586 | 0 | 795560.4288 | 0 | 25349.8101 | 733422.2989 | 63275.8778 | 123217.5946 | 18675.8317 | 81.3604 | 18594.4727 | 0 | 823.1403 | 723.3786
AirCldScrewChlr-0.99kwpton-VarSpd | DEER2023 |  | 2022-03-14 20:36:10+00 | Any | Hsp | Old | CZ07 | cAVVG | Cap-Tons | 820.151 | 235501 | None | 3795776.1858 | 1178940 | 1298287.3586 | 0 | 559776.0581 | 0 | 25349.8101 | 733422.2989 | 63275.8778 | 123217.5946 | 18675.8317 | 81.3604 | 18594.4727 | 0 | 728.7826 | 645.1632
AirCldScrewChlr-1.407kwpton-VarSpd | DEER2023 |  | 2022-03-14 20:36:10+00 | Any | Hsp | Old | CZ07 | cAVVG | Cap-Tons | 1 | 235501 | None | 4031560.3708 | 1178940 | 1298287.3586 | 0 | 795560.4288 | 0 | 25349.8101 | 733422.2989 | 63275.8778 | 123217.5946 | 18675.8317 | 81.3604 | 18594.4727 | 0 | 823.1403 | 723.3786
WtrCldCentChlr-Conv-0.42kwpton | DEER2023 |  | 2022-03-14 21:09:18+00 | Any | Hsp | Old | CZ07 | cWVVG | Cap-Tons | 820.531 | 235501 | None | 3696050.6409 | 1178940 | 1298287.3586 | 0 | 354221.4434 | 2930.3832 | 128248.4262 | 733422.4957 | 63275.8778 | 123217.5946 | 18675.7905 | 81.3604 | 18594.4298 | 0 | 640.9247 | 577.917
WtrCldCentChlr-Conv-0.748kwpton | DEER2023 |  | 2022-03-14 21:09:18+00 | Any | Hsp | Old | CZ07 | cWVVG | Cap-Tons | 1 | 235501 | None | 3972230.4285 | 1178940 | 1298287.3586 | 0 | 630456.0262 | 3020.7161 | 128103.5245 | 733422.4957 | 63275.8778 | 123217.5946 | 18675.7905 | 81.3604 | 18594.4298 | 0 | 732.0995 | 656.3825
WtrCldCentChlr-Conv-1Cmp-0.439kwpton-VarSpd-CndRlf | DEER2023 |  | 2022-03-14 22:16:50+00 | Any | Hsp | Old | CZ07 | cWVVG | Cap-Tons | 820.531 | 235501 | None | 3525187.9904 | 1178940 | 1298287.3586 | 0 | 171971.0154 | 15026.1575 | 127539.9636 | 733422.5497 | 63275.8778 | 123217.5946 | 18675.7802 | 81.3604 | 18594.4196 | 0 | 622.0337 | 556.0987
WtrCldCentChlr-Conv-1Cmp-0.748kwpton-VarSpd-CndRlf | DEER2023 |  | 2022-03-14 22:16:50+00 | Any | Hsp | Old | CZ07 | cWVVG | Cap-Tons | 1 | 235501 | None | 3644852.5629 | 1178940 | 1298287.3586 | 0 | 292154.8303 | 15107.386 | 126940.4746 | 733422.5497 | 63275.8778 | 123217.5946 | 18675.7802 | 81.3604 | 18594.4196 | 0 | 683.4332 | 606.2286
WtrCldCentChlr-NoFric-1Cmp-0.439kwpton-VarSpd-CndRlf | DEER2023 |  | 2022-03-14 22:54:12+00 | Any | Hsp | Old | CZ07 | cWVVG | Cap-Tons | 820.531 | 235501 | None | 3522936.694 | 1178940 | 1298287.3586 | 0 | 169246.8639 | 15095.8943 | 127943.8949 | 733422.5497 | 63275.8778 | 123217.5946 | 18675.7905 | 81.3604 | 18594.4298 | 0 | 626.9523 | 561.7294
WtrCldCentChlr-NoFric-1Cmp-0.748kwpton-VarSpd-CndRlf | DEER2023 |  | 2022-03-14 22:54:12+00 | Any | Hsp | Old | CZ07 | cWVVG | Cap-Tons | 1 | 235501 | None | 3640899.8574 | 1178940 | 1298287.3586 | 0 | 287852.6705 | 15226.3059 | 127170.8705 | 733422.5497 | 63275.8778 | 123217.5946 | 18675.789 | 81.3604 | 18594.4298 | 0 | 691.8416 | 615.8223
WtrCldCentChlr-NoFric-2Cmp-0.439kwpton-VarSpd-CndRlf | DEER2023 |  | 2022-03-14 23:25:13+00 | Any | Hsp | Old | CZ07 | cWVVG | Cap-Tons | 820.531 | 235501 | None | 3523455.5579 | 1178940 | 1298287.3586 | 0 | 170344.3669 | 15126.8714 | 127334.1052 | 733422.5497 | 63275.8778 | 123217.5946 | 18675.7905 | 81.3604 | 18594.4298 | 0 | 627.6454 | 562.7018
WtrCldCentChlr-NoFric-2Cmp-0.748kwpton-VarSpd-CndRlf | DEER2023 |  | 2022-03-14 23:25:13+00 | Any | Hsp | Old | CZ07 | cWVVG | Cap-Tons | 1 | 235501 | None | 3642243.2976 | 1178940 | 1298287.3586 | 0 | 289835.9858 | 15278.4536 | 126478.0593 | 733422.5497 | 63275.8778 | 123217.5946 | 18675.789 | 81.3604 | 18594.4298 | 0 | 693.0231 | 617.4786
WtrCldRecipChlr-0.42kwpton | DEER2023 |  | 2022-03-14 23:49:47+00 | Any | Hsp | Old | CZ07 | cWVVG | Cap-Tons | 820.531 | 235501 | None | 3606317.0785 | 1178940 | 1298287.3586 | 0 | 262852.798 | 2968.6018 | 129846.8991 | 733421.0387 | 63275.8778 | 123217.5946 | 18676.0575 | 81.3604 | 18594.6976 | 0 | 646.506 | 576.4283
WtrCldRecipChlr-0.748kwpton | DEER2023 |  | 2022-03-14 23:49:47+00 | Any | Hsp | Old | CZ07 | cWVVG | Cap-Tons | 1 | 235501 | None | 3810207.5179 | 1178940 | 1298287.3586 | 0 | 467211.413 | 3016.4535 | 129331.4266 | 733421.0387 | 63275.8778 | 123217.5946 | 18676.0575 | 81.3604 | 18594.6976 | 0 | 730.2821 | 650.9215
WtrCldScrewChlr-0.42kwpton | DEER2023 |  | 2022-03-15 00:09:29+00 | Any | Hsp | Old | CZ07 | cWVVG | Cap-Tons | 820.531 | 235501 | None | 3591403.7801 | 1178940 | 1298287.3586 | 0 | 248840.2779 | 3017.9485 | 128896.8624 | 733421.03 | 63275.8778 | 123217.5946 | 18676.0575 | 81.3604 | 18594.6976 | 0 | 658.2482 | 583.5551
WtrCldScrewChlr-0.748kwpton | DEER2023 |  | 2022-03-15 00:09:29+00 | Any | Hsp | Old | CZ07 | cWVVG | Cap-Tons | 1 | 235501 | None | 3780977.3157 | 1178940 | 1298287.3586 | 0 | 439641.9991 | 3101.4357 | 127584.6953 | 733421.03 | 63275.8778 | 123217.5946 | 18676.0575 | 81.3604 | 18594.6976 | 0 | 751.1973 | 663.6141
WtrCldScrewChlr-0.439kwpton-VarSpd | DEER2023 |  | 2022-03-15 00:41:21+00 | Any | Hsp | Old | CZ07 | cWVVG | Cap-Tons | 820.531 | 235501 | None | 3549602.5368 | 1178940 | 1298287.3586 | 0 | 207156.711 | 2853.2592 | 128943.4193 | 733421.0387 | 63275.8778 | 123217.5946 | 18676.0575 | 81.3604 | 18594.7021 | 0 | 626.9901 | 564.1447
WtrCldScrewChlr-0.748kwpton-VarSpd | DEER2023 |  | 2022-03-15 00:41:21+00 | Any | Hsp | Old | CZ07 | cWVVG | Cap-Tons | 1 | 235501 | None | 3693054.5386 | 1178940 | 1298287.3586 | 0 | 351358.0915 | 2821.0246 | 128226.4998 | 733421.0387 | 63275.8778 | 123217.5946 | 18676.0575 | 81.3604 | 18594.7021 | 0 | 688.7669 | 622.6366
AirCldRecipChlr-0.95kwpton | DEER2023 |  | 2022-03-14 18:21:41+00 | Any | Hsp | Old | CZ08 | cAVVG | Cap-Tons | 883.7036 | 235501 | None | 3794483.187 | 1178940 | 1300219.1875 | 0 | 543185.2728 | 0 | 30521.5847 | 741617.5113 | 62488.531 | 145129.6703 | 20038.0071 | 81.3604 | 19956.6513 | 0 | 762.4036 | 657.8039
AirCldRecipChlr-1.407kwpton | DEER2023 |  | 2022-03-14 18:21:41+00 | Any | Hsp | Old | CZ08 | cAVVG | Cap-Tons | 1 | 235501 | None | 4055784.6278 | 1178940 | 1300219.1875 | 0 | 804485.8023 | 0 | 30521.5847 | 741617.5113 | 62488.531 | 145129.6703 | 20038.0071 | 81.3604 | 19956.6513 | 0 | 881.9591 | 750.538
AirCldScrewChlr-0.95kwpton | DEER2023 |  | 2022-03-14 19:29:42+00 | Any | Hsp | Old | CZ08 | cAVVG | Cap-Tons | 883.7036 | 235501 | None | 3924144.1912 | 1178940 | 1300219.1875 | 0 | 672679.6492 | 0 | 30688.1918 | 741617.0689 | 62488.531 | 145129.6703 | 20038.0743 | 81.3604 | 19956.7169 | 0 | 780.7794 | 670.1841
AirCldScrewChlr-1.407kwpton | DEER2023 |  | 2022-03-14 19:29:42+00 | Any | Hsp | Old | CZ08 | cAVVG | Cap-Tons | 1 | 235501 | None | 4247739.2118 | 1178940 | 1300219.1875 | 0 | 996273.9046 | 0 | 30688.1918 | 741617.0689 | 62488.531 | 145129.6703 | 20038.0743 | 81.3604 | 19956.7169 | 0 | 909.1596 | 768.8743
AirCldScrewChlr-0.99kwpton-VarSpd | DEER2023 |  | 2022-03-14 20:36:10+00 | Any | Hsp | Old | CZ08 | cAVVG | Cap-Tons | 883.7036 | 235501 | None | 3952467.3274 | 1178940 | 1300219.1875 | 0 | 701002.9563 | 0 | 30688.1918 | 741617.0689 | 62488.531 | 145129.6703 | 20038.0743 | 81.3604 | 19956.7169 | 0 | 792.0158 | 678.8218
AirCldScrewChlr-1.407kwpton-VarSpd | DEER2023 |  | 2022-03-14 20:36:10+00 | Any | Hsp | Old | CZ08 | cAVVG | Cap-Tons | 1 | 235501 | None | 4247739.2118 | 1178940 | 1300219.1875 | 0 | 996273.9046 | 0 | 30688.1918 | 741617.0689 | 62488.531 | 145129.6703 | 20038.0743 | 81.3604 | 19956.7169 | 0 | 909.1596 | 768.8743
WtrCldCentChlr-Conv-0.42kwpton | DEER2023 |  | 2022-03-14 21:09:18+00 | Any | Hsp | Old | CZ08 | cWVVG | Cap-Tons | 884.1733 | 235501 | None | 3775708.2968 | 1178940 | 1300219.1875 | 0 | 413488.9209 | 4261.3437 | 137180.0091 | 741618.9169 | 62488.531 | 145129.6317 | 20037.8126 | 81.3604 | 19956.4611 | 0 | 664.5124 | 589.3255
WtrCldCentChlr-Conv-0.748kwpton | DEER2023 |  | 2022-03-14 21:09:18+00 | Any | Hsp | Old | CZ08 | cWVVG | Cap-Tons | 1 | 235501 | None | 4098361.7855 | 1178940 | 1300219.1875 | 0 | 736047.7303 | 4403.4351 | 137132.6271 | 741618.9169 | 62488.531 | 145129.6317 | 20037.8126 | 81.3604 | 19956.4611 | 0 | 764.5822 | 671.598
WtrCldCentChlr-Conv-1Cmp-0.439kwpton-VarSpd-CndRlf | DEER2023 |  | 2022-03-14 22:16:50+00 | Any | Hsp | Old | CZ08 | cWVVG | Cap-Tons | 884.1733 | 235501 | None | 3596611.6387 | 1178940 | 1300219.1875 | 0 | 219493.374 | 20122.5509 | 136216.2955 | 741619.5688 | 62488.531 | 145129.6317 | 20037.7493 | 81.3604 | 19956.3985 | 0 | 638.5272 | 561.2647
WtrCldCentChlr-Conv-1Cmp-0.748kwpton-VarSpd-CndRlf | DEER2023 |  | 2022-03-14 22:16:50+00 | Any | Hsp | Old | CZ08 | cWVVG | Cap-Tons | 1 | 235501 | None | 3749946.8098 | 1178940 | 1300219.1875 | 0 | 373274.3299 | 20416.0457 | 135477.5459 | 741619.5688 | 62488.531 | 145129.6317 | 20037.7548 | 81.3604 | 19956.3985 | 0 | 702.7291 | 612.3679
WtrCldCentChlr-NoFric-1Cmp-0.439kwpton-VarSpd-CndRlf | DEER2023 |  | 2022-03-14 22:54:12+00 | Any | Hsp | Old | CZ08 | cWVVG | Cap-Tons | 884.1733 | 235501 | None | 3602040.6511 | 1178940 | 1300219.1875 | 0 | 224385.0943 | 20245.8515 | 136630.3736 | 741619.3409 | 62488.531 | 145129.6317 | 20037.7744 | 81.3604 | 19956.4135 | 0 | 645.3351 | 567.3924
WtrCldCentChlr-NoFric-1Cmp-0.748kwpton-VarSpd-CndRlf | DEER2023 |  | 2022-03-14 22:54:12+00 | Any | Hsp | Old | CZ08 | cWVVG | Cap-Tons | 1 | 235501 | None | 3759006.1712 | 1178940 | 1300219.1875 | 0 | 381873.6034 | 20601.4001 | 135751.9305 | 741619.3409 | 62488.531 | 145129.6317 | 20037.7708 | 81.3604 | 19956.4135 | 0 | 714.1597 | 622.6399
WtrCldCentChlr-NoFric-2Cmp-0.439kwpton-VarSpd-CndRlf | DEER2023 |  | 2022-03-14 23:25:13+00 | Any | Hsp | Old | CZ08 | cWVVG | Cap-Tons | 884.1733 | 235501 | None | 3604651.2773 | 1178940 | 1300219.1875 | 0 | 227436.0676 | 20277.2513 | 136159.4341 | 741619.3409 | 62488.531 | 145129.6317 | 20037.7744 | 81.3604 | 19956.4135 | 0 | 646.6589 | 568.6728
WtrCldCentChlr-NoFric-2Cmp-0.748kwpton-VarSpd-CndRlf | DEER2023 |  | 2022-03-14 23:25:13+00 | Any | Hsp | Old | CZ08 | cWVVG | Cap-Tons | 1 | 235501 | None | 3763703.2486 | 1178940 | 1300219.1875 | 0 | 387154.3205 | 20657.5234 | 135112.4697 | 741619.3409 | 62488.531 | 145129.6317 | 20037.7708 | 81.3604 | 19956.4135 | 0 | 716.4192 | 624.8207
WtrCldRecipChlr-0.42kwpton | DEER2023 |  | 2022-03-14 23:49:47+00 | Any | Hsp | Old | CZ08 | cWVVG | Cap-Tons | 884.1733 | 235501 | None | 3694937.5235 | 1178940 | 1300219.1875 | 0 | 328565.3674 | 4443.0107 | 141155.2795 | 741614.64 | 62488.531 | 145129.6317 | 20038.4094 | 81.3604 | 19957.0525 | 0 | 661.8006 | 584.8228
WtrCldRecipChlr-0.748kwpton | DEER2023 |  | 2022-03-14 23:49:47+00 | Any | Hsp | Old | CZ08 | cWVVG | Cap-Tons | 1 | 235501 | None | 3950201.1752 | 1178940 | 1300219.1875 | 0 | 584315.2705 | 4540.9517 | 140570.1011 | 741614.64 | 62488.531 | 145129.6317 | 20038.4094 | 81.3604 | 19957.0525 | 0 | 754.9113 | 662.8414
WtrCldScrewChlr-0.42kwpton | DEER2023 |  | 2022-03-15 00:09:29+00 | Any | Hsp | Old | CZ08 | cWVVG | Cap-Tons | 884.1733 | 235501 | None | 3693775.7841 | 1178940 | 1300219.1875 | 0 | 328384.7825 | 4509.7608 | 140106.9317 | 741614.64 | 62488.531 | 145129.6317 | 20038.4094 | 81.3604 | 19957.0514 | 0 | 672.3996 | 591.8983
WtrCldScrewChlr-0.748kwpton | DEER2023 |  | 2022-03-15 00:09:29+00 | Any | Hsp | Old | CZ08 | cWVVG | Cap-Tons | 1 | 235501 | None | 3946246.7132 | 1178940 | 1300219.1875 | 0 | 581931.6855 | 4654.693 | 138886.2 | 741614.64 | 62488.531 | 145129.6317 | 20038.4094 | 81.3604 | 19957.0514 | 0 | 773.7822 | 675.4332
WtrCldScrewChlr-0.439kwpton-VarSpd | DEER2023 |  | 2022-03-15 00:41:21+00 | Any | Hsp | Old | CZ08 | cWVVG | Cap-Tons | 884.1733 | 235501 | None | 3630982.5827 | 1178940 | 1300219.1875 | 0 | 265587.2638 | 4301.3191 | 140319.6672 | 741614.64 | 62488.531 | 145129.6317 | 20038.4094 | 81.3604 | 19957.0525 | 0 | 644.4569 | 572.7456
WtrCldScrewChlr-0.748kwpton-VarSpd | DEER2023 |  | 2022-03-15 00:41:21+00 | Any | Hsp | Old | CZ08 | cWVVG | Cap-Tons | 1 | 235501 | None | 3815561.4564 | 1178940 | 1300219.1875 | 0 | 451039.7303 | 4297.3581 | 139450.0652 | 741614.64 | 62488.531 | 145129.6317 | 20038.4094 | 81.3604 | 19957.0525 | 0 | 716.1715 | 634.5526
AirCldRecipChlr-0.95kwpton | DEER2023 |  | 2022-03-14 18:21:41+00 | Any | Hsp | Old | CZ09 | cAVVG | Cap-Tons | 1004.1029 | 235501 | None | 3754500.889 | 1178940 | 1300741.4101 | 0 | 500292.5308 | 0 | 29829.5978 | 744696.3576 | 57983.7275 | 177912.806 | 21592.9243 | 81.3604 | 21511.5642 | 0 | 774.689 | 702.8135
AirCldRecipChlr-1.407kwpton | DEER2023 |  | 2022-03-14 18:21:41+00 | Any | Hsp | Old | CZ09 | cAVVG | Cap-Tons | 1 | 235501 | None | 3995168.5533 | 1178940 | 1300741.4101 | 0 | 740959.4714 | 0 | 29829.5978 | 744696.3576 | 57983.7275 | 177912.806 | 21592.9243 | 81.3604 | 21511.5642 | 0 | 902.3118 | 816.6719
AirCldScrewChlr-0.95kwpton | DEER2023 |  | 2022-03-14 19:29:42+00 | Any | Hsp | Old | CZ09 | cAVVG | Cap-Tons | 1004.1029 | 235501 | None | 3886924.8548 | 1178940 | 1300741.4101 | 0 | 632712.2884 | 0 | 29834.3714 | 744696.3773 | 57983.7275 | 177912.806 | 21592.9258 | 81.3604 | 21511.5598 | 0 | 785.1571 | 714.7141
AirCldScrewChlr-1.407kwpton | DEER2023 |  | 2022-03-14 19:29:42+00 | Any | Hsp | Old | CZ09 | cAVVG | Cap-Tons | 1 | 235501 | None | 4191293.0906 | 1178940 | 1300741.4101 | 0 | 937079.9075 | 0 | 29834.3714 | 744696.3773 | 57983.7275 | 177912.806 | 21592.9258 | 81.3604 | 21511.5598 | 0 | 917.8143 | 834.2948
AirCldScrewChlr-0.99kwpton-VarSpd | DEER2023 |  | 2022-03-14 20:36:10+00 | Any | Hsp | Old | CZ09 | cAVVG | Cap-Tons | 1004.1029 | 235501 | None | 3913565.6539 | 1178940 | 1300741.4101 | 0 | 659352.6372 | 0 | 29834.3714 | 744696.3773 | 57983.7275 | 177912.806 | 21592.9258 | 81.3604 | 21511.5598 | 0 | 796.7683 | 725.1809
AirCldScrewChlr-1.407kwpton-VarSpd | DEER2023 |  | 2022-03-14 20:36:10+00 | Any | Hsp | Old | CZ09 | cAVVG | Cap-Tons | 1 | 235501 | None | 4191293.0906 | 1178940 | 1300741.4101 | 0 | 937079.9075 | 0 | 29834.3714 | 744696.3773 | 57983.7275 | 177912.806 | 21592.9258 | 81.3604 | 21511.5598 | 0 | 917.8143 | 834.2948
WtrCldCentChlr-Conv-0.42kwpton | DEER2023 |  | 2022-03-14 21:09:18+00 | Any | Hsp | Old | CZ09 | cWVVG | Cap-Tons | 1004.6979 | 235501 | None | 3746992.088 | 1178940 | 1300741.4101 | 0 | 381827.5036 | 756.7492 | 140028.4072 | 744697.1426 | 57983.7275 | 177912.806 | 21592.8578 | 81.3604 | 21511.4985 | 0 | 650.8437 | 601.0836
WtrCldCentChlr-Conv-0.748kwpton | DEER2023 |  | 2022-03-14 21:09:18+00 | Any | Hsp | Old | CZ09 | cWVVG | Cap-Tons | 1 | 235501 | None | 4044181.3897 | 1178940 | 1300741.4101 | 0 | 679080.7064 | 761.3903 | 139959.6105 | 744697.1561 | 57983.7275 | 177912.806 | 21592.8546 | 81.3604 | 21511.4985 | 0 | 746.2645 | 691.6962
WtrCldCentChlr-Conv-1Cmp-0.439kwpton-VarSpd-CndRlf | DEER2023 |  | 2022-03-14 22:16:50+00 | Any | Hsp | Old | CZ09 | cWVVG | Cap-Tons | 1004.6979 | 235501 | None | 3567813.8516 | 1178940 | 1300741.4101 | 0 | 199925.5457 | 4492.5616 | 139016.6067 | 744697.3233 | 57983.7275 | 177912.806 | 21592.8352 | 81.3604 | 21511.4747 | 0 | 617.876 | 565.9245
WtrCldCentChlr-Conv-1Cmp-0.748kwpton-VarSpd-CndRlf | DEER2023 |  | 2022-03-14 22:16:50+00 | Any | Hsp | Old | CZ09 | cWVVG | Cap-Tons | 1 | 235501 | None | 3704990.57 | 1178940 | 1300741.4101 | 0 | 338292.6329 | 4416.1737 | 137901.694 | 744697.3233 | 57983.7275 | 177912.806 | 21592.8384 | 81.3604 | 21511.4747 | 0 | 678.9391 | 621.4425
WtrCldCentChlr-NoFric-1Cmp-0.439kwpton-VarSpd-CndRlf | DEER2023 |  | 2022-03-14 22:54:12+00 | Any | Hsp | Old | CZ09 | cWVVG | Cap-Tons | 1004.6979 | 235501 | None | 3562644.362 | 1178940 | 1300741.4101 | 0 | 194012.5454 | 4534.3852 | 139717.872 | 744697.2614 | 57983.7275 | 177912.806 | 21592.8491 | 81.3604 | 21511.4866 | 0 | 624.3176 | 572.7643
WtrCldCentChlr-NoFric-1Cmp-0.748kwpton-VarSpd-CndRlf | DEER2023 |  | 2022-03-14 22:54:12+00 | Any | Hsp | Old | CZ09 | cWVVG | Cap-Tons | 1 | 235501 | None | 3696415.7131 | 1178940 | 1300741.4101 | 0 | 328876.2085 | 4486.1863 | 138673.925 | 744697.2614 | 57983.7275 | 177912.806 | 21592.8491 | 81.3604 | 21511.4866 | 0 | 689.916 | 633.0973
WtrCldCentChlr-NoFric-2Cmp-0.439kwpton-VarSpd-CndRlf | DEER2023 |  | 2022-03-14 23:25:13+00 | Any | Hsp | Old | CZ09 | cWVVG | Cap-Tons | 1004.6979 | 235501 | None | 3559267.3576 | 1178940 | 1300741.4101 | 0 | 191716.9021 | 4544.5283 | 138626.5554 | 744697.2614 | 57983.7275 | 177912.806 | 21592.8491 | 81.3604 | 21511.4866 | 0 | 626.1842 | 574.6473
WtrCldCentChlr-NoFric-2Cmp-0.748kwpton-VarSpd-CndRlf | DEER2023 |  | 2022-03-14 23:25:13+00 | Any | Hsp | Old | CZ09 | cWVVG | Cap-Tons | 1 | 235501 | None | 3691598.1935 | 1178940 | 1300741.4101 | 0 | 325365.4172 | 4503.4613 | 137349.5808 | 744697.2614 | 57983.7275 | 177912.806 | 21592.8491 | 81.3604 | 21511.4866 | 0 | 693.095 | 636.3048
WtrCldRecipChlr-0.42kwpton | DEER2023 |  | 2022-03-14 23:49:47+00 | Any | Hsp | Old | CZ09 | cWVVG | Cap-Tons | 1004.6979 | 235501 | None | 3648770.381 | 1178940 | 1300741.4101 | 0 | 282739.2814 | 760.7146 | 140890.6698 | 744696.6561 | 57983.7275 | 177912.806 | 21592.9036 | 81.3604 | 21511.5427 | 0 | 647.385 | 596.3308
WtrCldRecipChlr-0.748kwpton | DEER2023 |  | 2022-03-14 23:49:47+00 | Any | Hsp | Old | CZ09 | cWVVG | Cap-Tons | 1 | 235501 | None | 3867132.5647 | 1178940 | 1300741.4101 | 0 | 501720.7397 | 753.4575 | 140278.9874 | 744696.6561 | 57983.7275 | 177912.806 | 21592.9036 | 81.3604 | 21511.5427 | 0 | 740.1087 | 683.1817
WtrCldScrewChlr-0.42kwpton | DEER2023 |  | 2022-03-15 00:09:29+00 | Any | Hsp | Old | CZ09 | cWVVG | Cap-Tons | 1004.6979 | 235501 | None | 3636863.3576 | 1178940 | 1300741.4101 | 0 | 272697.4385 | 786.6126 | 139000.6568 | 744696.6921 | 57983.7275 | 177912.806 | 21592.9036 | 81.3604 | 21511.5427 | 0 | 654.2022 | 604.4812
WtrCldScrewChlr-0.748kwpton | DEER2023 |  | 2022-03-15 00:09:29+00 | Any | Hsp | Old | CZ09 | cWVVG | Cap-Tons | 1 | 235501 | None | 3844065.6342 | 1178940 | 1300741.4101 | 0 | 481333.1943 | 796.9523 | 137556.0762 | 744696.6921 | 57983.7275 | 177912.806 | 21592.9036 | 81.3604 | 21511.5368 | 0 | 752.2558 | 697.7377
WtrCldScrewChlr-0.439kwpton-VarSpd | DEER2023 |  | 2022-03-15 00:41:21+00 | Any | Hsp | Old | CZ09 | cWVVG | Cap-Tons | 1004.6979 | 235501 | None | 3584270.2469 | 1178940 | 1300741.4101 | 0 | 220032.3676 | 713.1907 | 139145.8425 | 744696.6166 | 57983.7275 | 177912.806 | 21592.9047 | 81.3604 | 21511.547 | 0 | 634.3188 | 582.3554
WtrCldScrewChlr-0.748kwpton-VarSpd | DEER2023 |  | 2022-03-15 00:41:21+00 | Any | Hsp | Old | CZ09 | cWVVG | Cap-Tons | 1 | 235501 | None | 3734856.998 | 1178940 | 1300741.4101 | 0 | 371667.4842 | 679.9332 | 138130.5781 | 744696.6166 | 57983.7275 | 177912.806 | 21592.9079 | 81.3604 | 21511.547 | 0 | 708.6841 | 650.7203
AirCldRecipChlr-0.95kwpton | DEER2023 |  | 2022-03-14 18:21:41+00 | Any | Hsp | Old | CZ10 | cAVVG | Cap-Tons | 898.1425 | 235501 | None | 3818454.3858 | 1178940 | 1295692.7226 | 0 | 566607.6628 | 0 | 31595.4161 | 745619.1315 | 56424.0411 | 197072.2267 | 24610.2179 | 81.3604 | 24528.8579 | 0 | 813.536 | 731.5411
AirCldRecipChlr-1.407kwpton | DEER2023 |  | 2022-03-14 18:21:41+00 | Any | Hsp | Old | CZ10 | cAVVG | Cap-Tons | 1 | 235501 | None | 4091023.0821 | 1178940 | 1295692.7226 | 0 | 839175.7618 | 0 | 31595.4161 | 745619.1315 | 56424.0411 | 197072.2267 | 24610.2179 | 81.3604 | 24528.8579 | 0 | 954.7401 | 855.8782
AirCldScrewChlr-0.95kwpton | DEER2023 |  | 2022-03-14 19:29:42+00 | Any | Hsp | Old | CZ10 | cAVVG | Cap-Tons | 898.1425 | 235501 | None | 3932248.991 | 1178940 | 1295692.7226 | 0 | 680329.5431 | 0 | 31667.9567 | 745618.8768 | 56424.0411 | 197072.2267 | 24610.2394 | 81.3604 | 24528.883 | 0 | 842.1147 | 752.3735
AirCldScrewChlr-1.407kwpton | DEER2023 |  | 2022-03-14 19:29:42+00 | Any | Hsp | Old | CZ10 | cAVVG | Cap-Tons | 1 | 235501 | None | 4259523.0324 | 1178940 | 1295692.7226 | 0 | 1007603.6902 | 0 | 31667.9567 | 745618.8768 | 56424.0411 | 197072.2267 | 24610.2394 | 81.3604 | 24528.883 | 0 | 997.0674 | 886.5946
AirCldScrewChlr-0.99kwpton-VarSpd | DEER2023 |  | 2022-03-14 20:36:10+00 | Any | Hsp | Old | CZ10 | cAVVG | Cap-Tons | 898.1425 | 235501 | None | 3960894.2909 | 1178940 | 1295692.7226 | 0 | 708974.8627 | 0 | 31667.9567 | 745618.8768 | 56424.0411 | 197072.2267 | 24610.2394 | 81.3604 | 24528.883 | 0 | 855.6771 | 764.121
AirCldScrewChlr-1.407kwpton-VarSpd | DEER2023 |  | 2022-03-14 20:36:10+00 | Any | Hsp | Old | CZ10 | cAVVG | Cap-Tons | 1 | 235501 | None | 4259523.0324 | 1178940 | 1295692.7226 | 0 | 1007603.6902 | 0 | 31667.9567 | 745618.8768 | 56424.0411 | 197072.2267 | 24610.2394 | 81.3604 | 24528.883 | 0 | 997.0674 | 886.5946
WtrCldCentChlr-Conv-0.42kwpton | DEER2023 |  | 2022-03-14 21:09:18+00 | Any | Hsp | Old | CZ10 | cWVVG | Cap-Tons | 898.6684 | 235501 | None | 3748832.7833 | 1178940 | 1295692.7226 | 0 | 395394.173 | 3384.0301 | 129799.4189 | 745622.4653 | 56424.0411 | 197072.2267 | 24609.86 | 81.3604 | 24528.4996 | 0 | 707.2161 | 641.2008
WtrCldCentChlr-Conv-0.748kwpton | DEER2023 |  | 2022-03-14 21:09:18+00 | Any | Hsp | Old | CZ10 | cWVVG | Cap-Tons | 1 | 235501 | None | 4057034.283 | 1178940 | 1295692.7226 | 0 | 703686.1605 | 3494.9049 | 129598.1486 | 745622.4653 | 56424.0411 | 197072.2267 | 24609.8558 | 81.3604 | 24528.4996 | 0 | 826.6836 | 749.7679
WtrCldCentChlr-Conv-1Cmp-0.439kwpton-VarSpd-CndRlf | DEER2023 |  | 2022-03-14 22:16:50+00 | Any | Hsp | Old | CZ10 | cWVVG | Cap-Tons | 898.6684 | 235501 | None | 3581518.4891 | 1178940 | 1295692.7226 | 0 | 218983.0685 | 14407.2414 | 127871.8135 | 745623.7002 | 56424.0411 | 197072.2267 | 24609.7266 | 81.3604 | 24528.3667 | 0 | 652.4036 | 596.9056
WtrCldCentChlr-Conv-1Cmp-0.748kwpton-VarSpd-CndRlf | DEER2023 |  | 2022-03-14 22:16:50+00 | Any | Hsp | Old | CZ10 | cWVVG | Cap-Tons | 1 | 235501 | None | 3734454.007 | 1178940 | 1295692.7226 | 0 | 372236.7767 | 14590.6903 | 127370.0654 | 745623.7002 | 56424.0411 | 197072.2267 | 24609.7266 | 81.3604 | 24528.3709 | 0 | 712.1843 | 656.5998
WtrCldCentChlr-NoFric-1Cmp-0.439kwpton-VarSpd-CndRlf | DEER2023 |  | 2022-03-14 22:54:12+00 | Any | Hsp | Old | CZ10 | cWVVG | Cap-Tons | 898.6684 | 235501 | None | 3587080.341 | 1178940 | 1295692.7226 | 0 | 223765.0832 | 14526.1004 | 128533.3426 | 745623.3022 | 56424.0411 | 197072.2267 | 24609.7627 | 81.3604 | 24528.4033 | 0 | 663.3185 | 605.289
WtrCldCentChlr-NoFric-1Cmp-0.748kwpton-VarSpd-CndRlf | DEER2023 |  | 2022-03-14 22:54:12+00 | Any | Hsp | Old | CZ10 | cWVVG | Cap-Tons | 1 | 235501 | None | 3743554.2743 | 1178940 | 1295692.7226 | 0 | 380629.0451 | 14763.053 | 127906.2064 | 745623.3022 | 56424.0411 | 197072.2267 | 24609.7627 | 81.3604 | 24528.4033 | 0 | 730.7551 | 670.864
WtrCldCentChlr-NoFric-2Cmp-0.439kwpton-VarSpd-CndRlf | DEER2023 |  | 2022-03-14 23:25:13+00 | Any | Hsp | Old | CZ10 | cWVVG | Cap-Tons | 898.6684 | 235501 | None | 3588818.1409 | 1178940 | 1295692.7226 | 0 | 226164.6046 | 14551.4214 | 127845.7501 | 745623.3022 | 56424.0411 | 197072.2267 | 24609.7627 | 81.3604 | 24528.4033 | 0 | 666.5106 | 607.6627
WtrCldCentChlr-NoFric-2Cmp-0.748kwpton-VarSpd-CndRlf | DEER2023 |  | 2022-03-14 23:25:13+00 | Any | Hsp | Old | CZ10 | cWVVG | Cap-Tons | 1 | 235501 | None | 3747000.1657 | 1178940 | 1295692.7226 | 0 | 384859.1774 | 14806.2343 | 127079.0199 | 745623.3022 | 56424.0411 | 197072.2267 | 24609.7627 | 81.3604 | 24528.4033 | 0 | 736.1924 | 674.9074
WtrCldRecipChlr-0.42kwpton | DEER2023 |  | 2022-03-14 23:49:47+00 | Any | Hsp | Old | CZ10 | cWVVG | Cap-Tons | 898.6684 | 235501 | None | 3676595.3353 | 1178940 | 1295692.7226 | 0 | 318717.325 | 3580.9836 | 134046.3166 | 745617.8753 | 56424.0411 | 197072.2267 | 24610.3859 | 81.3604 | 24529.0221 | 0 | 691.6238 | 632.9348
WtrCldRecipChlr-0.748kwpton | DEER2023 |  | 2022-03-14 23:49:47+00 | Any | Hsp | Old | CZ10 | cWVVG | Cap-Tons | 1 | 235501 | None | 3924137.283 | 1178940 | 1295692.7226 | 0 | 566648.3779 | 3663.7401 | 133574.484 | 745617.8753 | 56424.0411 | 197072.2267 | 24610.3823 | 81.3604 | 24529.0221 | 0 | 796.4531 | 731.0949
WtrCldScrewChlr-0.42kwpton | DEER2023 |  | 2022-03-15 00:09:29+00 | Any | Hsp | Old | CZ10 | cWVVG | Cap-Tons | 898.6684 | 235501 | None | 3677510.6246 | 1178940 | 1295692.7226 | 0 | 320622.6737 | 3638.3733 | 132998.768 | 745617.8753 | 56424.0411 | 197072.2267 | 24610.3859 | 81.3604 | 24529.0256 | 0 | 709.9943 | 648.308
WtrCldScrewChlr-0.748kwpton | DEER2023 |  | 2022-03-15 00:09:29+00 | Any | Hsp | Old | CZ10 | cWVVG | Cap-Tons | 1 | 235501 | None | 3924008.0229 | 1178940 | 1295692.7226 | 0 | 568151.514 | 3764.9483 | 131841.0629 | 745617.8753 | 56424.0411 | 197072.2267 | 24610.3823 | 81.3604 | 24529.0221 | 0 | 829.1685 | 758.4706
WtrCldScrewChlr-0.439kwpton-VarSpd | DEER2023 |  | 2022-03-15 00:41:21+00 | Any | Hsp | Old | CZ10 | cWVVG | Cap-Tons | 898.6684 | 235501 | None | 3615603.8256 | 1178940 | 1295692.7226 | 0 | 258916.1743 | 3472.519 | 132964.4834 | 745617.8748 | 56424.0411 | 197072.2267 | 24610.3823 | 81.3604 | 24529.0221 | 0 | 665.652 | 611.9123
WtrCldScrewChlr-0.748kwpton-VarSpd | DEER2023 |  | 2022-03-15 00:41:21+00 | Any | Hsp | Old | CZ10 | cWVVG | Cap-Tons | 1 | 235501 | None | 3795513.1884 | 1178940 | 1295692.7226 | 0 | 439385.0591 | 3480.2609 | 132397.511 | 745617.8748 | 56424.0411 | 197072.2267 | 24610.3823 | 81.3604 | 24529.0221 | 0 | 741.8581 | 685.5867
AirCldRecipChlr-0.95kwpton | DEER2023 |  | 2022-03-14 18:21:41+00 | Any | Hsp | Old | CZ11 | cAVVG | Cap-Tons | 891.6144 | 235501 | None | 3828471.9638 | 1178940 | 1298564.3494 | 0 | 572021.8388 | 0 | 31426.0191 | 747519.4546 | 49802.235 | 273521.7169 | 34602.6351 | 81.3604 | 34521.267 | 0 | 860.1184 | 807.9684
AirCldRecipChlr-1.407kwpton | DEER2023 |  | 2022-03-14 18:21:41+00 | Any | Hsp | Old | CZ11 | cAVVG | Cap-Tons | 1 | 235501 | None | 4103644.1534 | 1178940 | 1298564.3494 | 0 | 847194.5991 | 0 | 31426.0191 | 747519.4546 | 49802.235 | 273521.7169 | 34602.6351 | 81.3604 | 34521.267 | 0 | 1022.2342 | 965.3561
AirCldScrewChlr-0.95kwpton | DEER2023 |  | 2022-03-14 19:29:42+00 | Any | Hsp | Old | CZ11 | cAVVG | Cap-Tons | 891.6144 | 235501 | None | 3925000.4398 | 1178940 | 1298564.3494 | 0 | 668479.1326 | 0 | 31497.7131 | 747519.3813 | 49802.235 | 273521.7169 | 34602.6529 | 81.3604 | 34521.2845 | 0 | 892.1938 | 837.8951
AirCldScrewChlr-1.407kwpton | DEER2023 |  | 2022-03-14 19:29:42+00 | Any | Hsp | Old | CZ11 | cAVVG | Cap-Tons | 1 | 235501 | None | 4246574.0919 | 1178940 | 1298564.3494 | 0 | 990052.6203 | 0 | 31497.7131 | 747519.3813 | 49802.235 | 273521.7169 | 34602.6529 | 81.3604 | 34521.2845 | 0 | 1069.7442 | 1009.6828
AirCldScrewChlr-0.99kwpton-VarSpd | DEER2023 |  | 2022-03-14 20:36:10+00 | Any | Hsp | Old | CZ11 | cAVVG | Cap-Tons | 891.6144 | 235501 | None | 3953146.4923 | 1178940 | 1298564.3494 | 0 | 696625.5589 | 0 | 31497.7131 | 747519.3813 | 49802.235 | 273521.7169 | 34602.6529 | 81.3604 | 34521.2845 | 0 | 907.7345 | 852.9312
AirCldScrewChlr-1.407kwpton-VarSpd | DEER2023 |  | 2022-03-14 20:36:10+00 | Any | Hsp | Old | CZ11 | cAVVG | Cap-Tons | 1 | 235501 | None | 4246574.0919 | 1178940 | 1298564.3494 | 0 | 990052.6203 | 0 | 31497.7131 | 747519.3813 | 49802.235 | 273521.7169 | 34602.6529 | 81.3604 | 34521.2845 | 0 | 1069.7442 | 1009.6828
WtrCldCentChlr-Conv-0.42kwpton | DEER2023 |  | 2022-03-14 21:09:18+00 | Any | Hsp | Old | CZ11 | cWVVG | Cap-Tons | 892.1053 | 235501 | None | 3701505.1502 | 1178940 | 1298564.3494 | 0 | 361123.9088 | 1963.4104 | 113386.1569 | 747527.9133 | 49802.235 | 273521.7169 | 34601.8898 | 81.3604 | 34520.5304 | 0 | 707.0099 | 670.0733
WtrCldCentChlr-Conv-0.748kwpton | DEER2023 |  | 2022-03-14 21:09:18+00 | Any | Hsp | Old | CZ11 | cWVVG | Cap-Tons | 1 | 235501 | None | 3983056.6924 | 1178940 | 1298564.3494 | 0 | 642526.5544 | 2013.4897 | 113485.1782 | 747527.9133 | 49802.235 | 273521.7169 | 34601.8898 | 81.3604 | 34520.5253 | 0 | 828.6822 | 792.3051
WtrCldCentChlr-Conv-1Cmp-0.439kwpton-VarSpd-CndRlf | DEER2023 |  | 2022-03-14 22:16:50+00 | Any | Hsp | Old | CZ11 | cWVVG | Cap-Tons | 892.1053 | 235501 | None | 3554748.7796 | 1178940 | 1298564.3494 | 0 | 214421.7824 | 7003.7838 | 108286.0945 | 747533.092 | 49802.235 | 273521.7169 | 34601.4624 | 81.3604 | 34520.103 | 0 | 649.6058 | 608.4297
WtrCldCentChlr-Conv-1Cmp-0.748kwpton-VarSpd-CndRlf | DEER2023 |  | 2022-03-14 22:16:50+00 | Any | Hsp | Old | CZ11 | cWVVG | Cap-Tons | 1 | 235501 | None | 3704600.0478 | 1178940 | 1298564.3494 | 0 | 364417.7225 | 7040.683 | 108103.9671 | 747533.092 | 49802.235 | 273521.7169 | 34601.4624 | 81.3604 | 34520.103 | 0 | 717.692 | 679.7674
WtrCldCentChlr-NoFric-1Cmp-0.439kwpton-VarSpd-CndRlf | DEER2023 |  | 2022-03-14 22:54:12+00 | Any | Hsp | Old | CZ11 | cWVVG | Cap-Tons | 892.1053 | 235501 | None | 3560619.4659 | 1178940 | 1298564.3494 | 0 | 219537.3821 | 7070.0976 | 108975.0875 | 747532.7279 | 49802.235 | 273521.7169 | 34601.4983 | 81.3604 | 34520.1338 | 0 | 658.0392 | 614.6262
WtrCldCentChlr-NoFric-1Cmp-0.748kwpton-VarSpd-CndRlf | DEER2023 |  | 2022-03-14 22:54:12+00 | Any | Hsp | Old | CZ11 | cWVVG | Cap-Tons | 1 | 235501 | None | 3714097.4598 | 1178940 | 1298564.3494 | 0 | 373203.5611 | 7137.4551 | 108719.5621 | 747532.7279 | 49802.235 | 273521.7169 | 34601.4983 | 81.3604 | 34520.1338 | 0 | 732.0699 | 689.1706
WtrCldCentChlr-NoFric-2Cmp-0.439kwpton-VarSpd-CndRlf | DEER2023 |  | 2022-03-14 23:25:13+00 | Any | Hsp | Old | CZ11 | cWVVG | Cap-Tons | 892.1053 | 235501 | None | 3562177.7101 | 1178940 | 1298564.3494 | 0 | 221650.8713 | 7083.1162 | 108406.3739 | 747532.7279 | 49802.235 | 273521.7169 | 34601.4983 | 81.3604 | 34520.1338 | 0 | 660.3017 | 616.6908
WtrCldCentChlr-NoFric-2Cmp-0.748kwpton-VarSpd-CndRlf | DEER2023 |  | 2022-03-14 23:25:13+00 | Any | Hsp | Old | CZ11 | cWVVG | Cap-Tons | 1 | 235501 | None | 3717118.2291 | 1178940 | 1298564.3494 | 0 | 377026.0224 | 7159.4186 | 107895.789 | 747532.7279 | 49802.235 | 273521.7169 | 34601.4983 | 81.3604 | 34520.1338 | 0 | 735.9238 | 692.6885
WtrCldRecipChlr-0.42kwpton | DEER2023 |  | 2022-03-14 23:49:47+00 | Any | Hsp | Old | CZ11 | cWVVG | Cap-Tons | 892.1053 | 235501 | None | 3646432.9078 | 1178940 | 1298564.3494 | 0 | 298971.1002 | 2222.8673 | 120215.3791 | 747519.5262 | 49802.235 | 273521.7169 | 34602.6367 | 81.3604 | 34521.2761 | 0 | 698.1149 | 652.5989
WtrCldRecipChlr-0.748kwpton | DEER2023 |  | 2022-03-14 23:49:47+00 | Any | Hsp | Old | CZ11 | cWVVG | Cap-Tons | 1 | 235501 | None | 3878522.902 | 1178940 | 1298564.3494 | 0 | 531277.8457 | 2263.0537 | 119957.8686 | 747519.5262 | 49802.235 | 273521.7169 | 34602.6367 | 81.3604 | 34521.2761 | 0 | 807.3709 | 760.3259
WtrCldScrewChlr-0.42kwpton | DEER2023 |  | 2022-03-15 00:09:29+00 | Any | Hsp | Old | CZ11 | cWVVG | Cap-Tons | 892.1053 | 235501 | None | 3653164.1357 | 1178940 | 1298564.3494 | 0 | 306998.9602 | 2267.7421 | 118874.0851 | 747519.5026 | 49802.235 | 273521.7169 | 34602.6386 | 81.3604 | 34521.2761 | 0 | 718.5873 | 672.0232
WtrCldScrewChlr-0.748kwpton | DEER2023 |  | 2022-03-15 00:09:29+00 | Any | Hsp | Old | CZ11 | cWVVG | Cap-Tons | 1 | 235501 | None | 3889860.1427 | 1178940 | 1298564.3494 | 0 | 544424.5731 | 2339.7813 | 118071.6417 | 747519.5026 | 49802.235 | 273521.7169 | 34602.6386 | 81.3604 | 34521.2761 | 0 | 843.8412 | 794.9259
WtrCldScrewChlr-0.439kwpton-VarSpd | DEER2023 |  | 2022-03-15 00:41:21+00 | Any | Hsp | Old | CZ11 | cWVVG | Cap-Tons | 892.1053 | 235501 | None | 3588461.0009 | 1178940 | 1298564.3494 | 0 | 242441.5734 | 2149.6453 | 118846.1201 | 747519.5026 | 49802.235 | 273521.7169 | 34602.6367 | 81.3604 | 34521.2761 | 0 | 672.2875 | 628.0069
WtrCldScrewChlr-0.748kwpton-VarSpd | DEER2023 |  | 2022-03-15 00:41:21+00 | Any | Hsp | Old | CZ11 | cWVVG | Cap-Tons | 1 | 235501 | None | 3756868.648 | 1178940 | 1298564.3494 | 0 | 411170.2298 | 2139.6645 | 118534.8516 | 747519.5499 | 49802.235 | 273521.7169 | 34602.6367 | 81.3604 | 34521.2761 | 0 | 752.5955 | 707.7971
AirCldRecipChlr-0.95kwpton | DEER2023 |  | 2022-03-14 18:21:41+00 | Any | Hsp | Old | CZ12 | cAVVG | Cap-Tons | 853.3693 | 235501 | None | 3661921.7889 | 1178940 | 1298351.3474 | 0 | 419135.5348 | 0 | 25095.6595 | 740398.7248 | 41840.4567 | 294622.6072 | 31624.1866 | 81.3604 | 31542.8223 | 0 | 829.7002 | 769.1271
AirCldRecipChlr-1.407kwpton | DEER2023 |  | 2022-03-14 18:21:41+00 | Any | Hsp | Old | CZ12 | cAVVG | Cap-Tons | 1 | 235501 | None | 3863547.7112 | 1178940 | 1298351.3474 | 0 | 620761.9968 | 0 | 25095.6595 | 740398.7248 | 41840.4567 | 294622.6072 | 31624.1866 | 81.3604 | 31542.8223 | 0 | 979.5346 | 909.5753
AirCldScrewChlr-0.95kwpton | DEER2023 |  | 2022-03-14 19:29:42+00 | Any | Hsp | Old | CZ12 | cAVVG | Cap-Tons | 853.3693 | 235501 | None | 3748658.329 | 1178940 | 1298351.3474 | 0 | 505794.8267 | 0 | 25172.3805 | 740398.4812 | 41840.4532 | 294622.6072 | 31624.2042 | 81.3604 | 31542.8423 | 0 | 855.6378 | 795.8336
AirCldScrewChlr-1.407kwpton | DEER2023 |  | 2022-03-14 19:29:42+00 | Any | Hsp | Old | CZ12 | cAVVG | Cap-Tons | 1 | 235501 | None | 3991971.3933 | 1178940 | 1298351.3474 | 0 | 749108.7087 | 0 | 25172.3805 | 740398.4812 | 41840.4532 | 294622.6072 | 31624.2042 | 81.3604 | 31542.8423 | 0 | 1017.989 | 949.1426
AirCldScrewChlr-0.99kwpton-VarSpd | DEER2023 |  | 2022-03-14 20:36:10+00 | Any | Hsp | Old | CZ12 | cAVVG | Cap-Tons | 853.3693 | 235501 | None | 3769954.7143 | 1178940 | 1298351.3474 | 0 | 527091.4494 | 0 | 25172.3805 | 740398.4812 | 41840.4532 | 294622.6072 | 31624.2042 | 81.3604 | 31542.8423 | 0 | 869.8479 | 809.2525
AirCldScrewChlr-1.407kwpton-VarSpd | DEER2023 |  | 2022-03-14 20:36:10+00 | Any | Hsp | Old | CZ12 | cAVVG | Cap-Tons | 1 | 235501 | None | 3991971.3933 | 1178940 | 1298351.3474 | 0 | 749108.7087 | 0 | 25172.3805 | 740398.4812 | 41840.4532 | 294622.6072 | 31624.2042 | 81.3604 | 31542.8423 | 0 | 1017.989 | 949.1426
WtrCldCentChlr-Conv-0.42kwpton | DEER2023 |  | 2022-03-14 21:09:18+00 | Any | Hsp | Old | CZ12 | cWVVG | Cap-Tons | 853.9026 | 235501 | None | 3609688.1826 | 1178940 | 1298351.3474 | 0 | 291334.1668 | 2291.6648 | 98367.8511 | 740402.7444 | 41840.4567 | 294628.9015 | 31623.8602 | 81.3604 | 31542.4954 | 0 | 695.2018 | 651.2535
WtrCldCentChlr-Conv-0.748kwpton | DEER2023 |  | 2022-03-14 21:09:18+00 | Any | Hsp | Old | CZ12 | cWVVG | Cap-Tons | 1 | 235501 | None | 3837048.7809 | 1178940 | 1298351.3474 | 0 | 518465.1077 | 2360.0779 | 98528.5776 | 740402.7444 | 41840.4567 | 294628.9015 | 31623.8602 | 81.3604 | 31542.4954 | 0 | 809.6709 | 764.2321
WtrCldCentChlr-Conv-1Cmp-0.439kwpton-VarSpd-CndRlf | DEER2023 |  | 2022-03-14 22:16:50+00 | Any | Hsp | Old | CZ12 | cWVVG | Cap-Tons | 853.9026 | 235501 | None | 3486667.3584 | 1178940 | 1298351.3474 | 0 | 162750.1022 | 9620.2472 | 96601.1716 | 740404.2876 | 41840.4567 | 294628.9015 | 31623.7377 | 81.3604 | 31542.3812 | 0 | 650.2358 | 604.1054
WtrCldCentChlr-Conv-1Cmp-0.748kwpton-VarSpd-CndRlf | DEER2023 |  | 2022-03-14 22:16:50+00 | Any | Hsp | Old | CZ12 | cWVVG | Cap-Tons | 1 | 235501 | None | 3600187.4732 | 1178940 | 1298351.3474 | 0 | 276601.2613 | 9724.372 | 96165.8832 | 740404.2876 | 41840.4567 | 294628.9015 | 31623.7377 | 81.3604 | 31542.3812 | 0 | 714.2093 | 668.4784
WtrCldCentChlr-NoFric-1Cmp-0.439kwpton-VarSpd-CndRlf | DEER2023 |  | 2022-03-14 22:54:12+00 | Any | Hsp | Old | CZ12 | cWVVG | Cap-Tons | 853.9026 | 235501 | None | 3488877.7306 | 1178940 | 1298351.3474 | 0 | 164216.5841 | 9708.4658 | 97257.2606 | 740404.044 | 41840.4567 | 294628.9015 | 31623.7675 | 81.3604 | 31542.4027 | 0 | 659.4795 | 612.2546
WtrCldCentChlr-NoFric-1Cmp-0.748kwpton-VarSpd-CndRlf | DEER2023 |  | 2022-03-14 22:54:12+00 | Any | Hsp | Old | CZ12 | cWVVG | Cap-Tons | 1 | 235501 | None | 3603309.3285 | 1178940 | 1298351.3474 | 0 | 279178.9161 | 9850.4421 | 96584.2651 | 740404.044 | 41840.4567 | 294628.9015 | 31623.7675 | 81.3604 | 31542.4027 | 0 | 729.9825 | 682.3592
WtrCldCentChlr-NoFric-2Cmp-0.439kwpton-VarSpd-CndRlf | DEER2023 |  | 2022-03-14 23:25:13+00 | Any | Hsp | Old | CZ12 | cWVVG | Cap-Tons | 853.9026 | 235501 | None | 3489534.5009 | 1178940 | 1298351.3474 | 0 | 165528.7113 | 9725.8727 | 96584.2554 | 740404.044 | 41840.4567 | 294628.9015 | 31623.7675 | 81.3604 | 31542.4027 | 0 | 661.946 | 614.4374
WtrCldCentChlr-NoFric-2Cmp-0.748kwpton-VarSpd-CndRlf | DEER2023 |  | 2022-03-14 23:25:13+00 | Any | Hsp | Old | CZ12 | cWVVG | Cap-Tons | 1 | 235501 | None | 3605126.0224 | 1178940 | 1298351.3474 | 0 | 281624.7954 | 9880.2771 | 95925.141 | 740404.044 | 41840.4567 | 294628.9015 | 31623.7675 | 81.3604 | 31542.4027 | 0 | 734.19 | 686.0775
WtrCldRecipChlr-0.42kwpton | DEER2023 |  | 2022-03-14 23:49:47+00 | Any | Hsp | Old | CZ12 | cWVVG | Cap-Tons | 853.9026 | 235501 | None | 3555997.2983 | 1178940 | 1298351.3474 | 0 | 232904.2949 | 2496.2309 | 102907.9822 | 740397.2936 | 41840.4532 | 294622.6072 | 31624.3133 | 81.3604 | 31542.955 | 0 | 688.2242 | 641.3136
WtrCldRecipChlr-0.748kwpton | DEER2023 |  | 2022-03-14 23:49:47+00 | Any | Hsp | Old | CZ12 | cWVVG | Cap-Tons | 1 | 235501 | None | 3736812.6834 | 1178940 | 1298351.3474 | 0 | 413985.9867 | 2549.7502 | 102588.3238 | 740397.3557 | 41840.4532 | 294622.6072 | 31624.3154 | 81.3604 | 31542.955 | 0 | 792.6304 | 742.854
WtrCldScrewChlr-0.42kwpton | DEER2023 |  | 2022-03-15 00:09:29+00 | Any | Hsp | Old | CZ12 | cWVVG | Cap-Tons | 853.9026 | 235501 | None | 3551545.5037 | 1178940 | 1298351.3474 | 0 | 229528.4144 | 2535.3481 | 101792.9851 | 740397.2936 | 41840.4532 | 294622.6072 | 31624.3133 | 81.3604 | 31542.9519 | 0 | 705.2651 | 657.7167
WtrCldScrewChlr-0.748kwpton | DEER2023 |  | 2022-03-15 00:09:29+00 | Any | Hsp | Old | CZ12 | cWVVG | Cap-Tons | 1 | 235501 | None | 3727546.8283 | 1178940 | 1298351.3474 | 0 | 406488.9885 | 2619.0231 | 100750.0148 | 740397.2936 | 41840.4532 | 294622.6072 | 31624.3133 | 81.3604 | 31542.9519 | 0 | 822.9739 | 772.0654
WtrCldScrewChlr-0.439kwpton-VarSpd | DEER2023 |  | 2022-03-15 00:41:21+00 | Any | Hsp | Old | CZ12 | cWVVG | Cap-Tons | 853.9026 | 235501 | None | 3510612.3939 | 1178940 | 1298351.3474 | 0 | 188597.3872 | 2421.6427 | 101904.5885 | 740397.3747 | 41840.4532 | 294622.6072 | 31624.3103 | 81.3604 | 31542.955 | 0 | 663.5685 | 617.8239
WtrCldScrewChlr-0.748kwpton-VarSpd | DEER2023 |  | 2022-03-15 00:41:21+00 | Any | Hsp | Old | CZ12 | cWVVG | Cap-Tons | 1 | 235501 | None | 3641504.3282 | 1178940 | 1298351.3474 | 0 | 320040.9684 | 2422.9752 | 101351.2831 | 740397.3747 | 41840.4532 | 294622.6072 | 31624.3082 | 81.3604 | 31542.955 | 0 | 740.3116 | 692.8151
AirCldRecipChlr-0.95kwpton | DEER2023 |  | 2022-03-14 18:21:41+00 | Any | Hsp | Old | CZ13 | cAVVG | Cap-Tons | 903.8377 | 235501 | None | 3895621.6743 | 1178940 | 1298395.6568 | 0 | 635576.6028 | 0 | 33990.965 | 748718.2201 | 58446.434 | 242923.7115 | 30309.2178 | 81.3604 | 30227.8668 | 0 | 862.8882 | 813.6
AirCldRecipChlr-1.407kwpton | DEER2023 |  | 2022-03-14 18:21:41+00 | Any | Hsp | Old | CZ13 | cAVVG | Cap-Tons | 1 | 235501 | None | 4201367.9017 | 1178940 | 1298395.6568 | 0 | 941322.2168 | 0 | 33990.965 | 748718.2201 | 58446.434 | 242923.7115 | 30309.2178 | 81.3604 | 30227.8668 | 0 | 1026.4465 | 974.0218
AirCldScrewChlr-0.95kwpton | DEER2023 |  | 2022-03-14 19:29:42+00 | Any | Hsp | Old | CZ13 | cAVVG | Cap-Tons | 903.8377 | 235501 | None | 4000699.6991 | 1178940 | 1298395.6568 | 0 | 740654.1576 | 0 | 33991.5385 | 748718.3228 | 58446.434 | 242923.7115 | 30309.2159 | 81.3604 | 30227.8599 | 0 | 893.8133 | 842.8655
AirCldScrewChlr-1.407kwpton | DEER2023 |  | 2022-03-14 19:29:42+00 | Any | Hsp | Old | CZ13 | cAVVG | Cap-Tons | 1 | 235501 | None | 4356992.7809 | 1178940 | 1298395.6568 | 0 | 1096948.0072 | 0 | 33991.5385 | 748718.3228 | 58446.434 | 242923.7115 | 30309.2159 | 81.3604 | 30227.8599 | 0 | 1072.2486 | 1017.37
AirCldScrewChlr-0.99kwpton-VarSpd | DEER2023 |  | 2022-03-14 20:36:10+00 | Any | Hsp | Old | CZ13 | cAVVG | Cap-Tons | 903.8377 | 235501 | None | 4031884.9935 | 1178940 | 1298395.6568 | 0 | 771839.4939 | 0 | 33991.5385 | 748718.3228 | 58446.434 | 242923.7115 | 30309.2159 | 81.3604 | 30227.8599 | 0 | 909.4312 | 858.1396
AirCldScrewChlr-1.407kwpton-VarSpd | DEER2023 |  | 2022-03-14 20:36:10+00 | Any | Hsp | Old | CZ13 | cAVVG | Cap-Tons | 1 | 235501 | None | 4356992.7809 | 1178940 | 1298395.6568 | 0 | 1096948.0072 | 0 | 33991.5385 | 748718.3228 | 58446.434 | 242923.7115 | 30309.2159 | 81.3604 | 30227.8599 | 0 | 1072.2486 | 1017.37
WtrCldCentChlr-Conv-0.42kwpton | DEER2023 |  | 2022-03-14 21:09:18+00 | Any | Hsp | Old | CZ13 | cWVVG | Cap-Tons | 904.3573 | 235501 | None | 3759510.9024 | 1178940 | 1298395.6568 | 0 | 405090.3424 | 3719.2933 | 124637.9192 | 748727.9487 | 58446.434 | 242923.7115 | 30308.3572 | 81.3604 | 30227.0028 | 0 | 719.0719 | 674.538
WtrCldCentChlr-Conv-0.748kwpton | DEER2023 |  | 2022-03-14 21:09:18+00 | Any | Hsp | Old | CZ13 | cWVVG | Cap-Tons | 1 | 235501 | None | 4075755.6136 | 1178940 | 1298395.6568 | 0 | 720999.7717 | 3835.1654 | 124856.5731 | 748727.9487 | 58446.434 | 242923.7115 | 30308.3538 | 81.3604 | 30227.0028 | 0 | 845.053 | 799.2253
WtrCldCentChlr-Conv-1Cmp-0.439kwpton-VarSpd-CndRlf | DEER2023 |  | 2022-03-14 22:16:50+00 | Any | Hsp | Old | CZ13 | cWVVG | Cap-Tons | 904.3573 | 235501 | None | 3598335.7768 | 1178940 | 1298395.6568 | 0 | 235856.9761 | 14974.8147 | 121436.1484 | 748731.4291 | 58446.434 | 242923.7115 | 30308.099 | 81.3604 | 30226.7441 | 0 | 669.5635 | 625.0111
WtrCldCentChlr-Conv-1Cmp-0.748kwpton-VarSpd-CndRlf | DEER2023 |  | 2022-03-14 22:16:50+00 | Any | Hsp | Old | CZ13 | cWVVG | Cap-Tons | 1 | 235501 | None | 3763493.5737 | 1178940 | 1298395.6568 | 0 | 401146.7101 | 15179.3195 | 121100.6213 | 748731.4827 | 58446.434 | 242923.7115 | 30308.099 | 81.3604 | 30226.7392 | 0 | 737.5567 | 691.5823
WtrCldCentChlr-NoFric-1Cmp-0.439kwpton-VarSpd-CndRlf | DEER2023 |  | 2022-03-14 22:54:12+00 | Any | Hsp | Old | CZ13 | cWVVG | Cap-Tons | 904.3573 | 235501 | None | 3608338.9953 | 1178940 | 1298395.6568 | 0 | 244883.5093 | 15108.6748 | 122279.8231 | 748730.8059 | 58446.434 | 242923.7115 | 30308.1538 | 81.3604 | 30226.7959 | 0 | 680.1036 | 635.1139
WtrCldCentChlr-NoFric-1Cmp-0.748kwpton-VarSpd-CndRlf | DEER2023 |  | 2022-03-14 22:54:12+00 | Any | Hsp | Old | CZ13 | cWVVG | Cap-Tons | 1 | 235501 | None | 3780058.9063 | 1178940 | 1298395.6568 | 0 | 416658.398 | 15370.0688 | 121963.9351 | 748730.8175 | 58446.434 | 242923.7115 | 30308.1538 | 81.3604 | 30226.7959 | 0 | 754.7095 | 708.7223
WtrCldCentChlr-NoFric-2Cmp-0.439kwpton-VarSpd-CndRlf | DEER2023 |  | 2022-03-14 23:25:13+00 | Any | Hsp | Old | CZ13 | cWVVG | Cap-Tons | 904.3573 | 235501 | None | 3611505.075 | 1178940 | 1298395.6568 | 0 | 248567.8336 | 15134.3605 | 121736.384 | 748730.8059 | 58446.434 | 242923.7115 | 30308.1538 | 81.3604 | 30226.7959 | 0 | 683.2954 | 638.2862
WtrCldCentChlr-NoFric-2Cmp-0.748kwpton-VarSpd-CndRlf | DEER2023 |  | 2022-03-14 23:25:13+00 | Any | Hsp | Old | CZ13 | cWVVG | Cap-Tons | 1 | 235501 | None | 3785678.1451 | 1178940 | 1298395.6568 | 0 | 423114.5645 | 15412.6691 | 121083.9676 | 748730.8175 | 58446.434 | 242923.7115 | 30308.1538 | 81.3604 | 30226.7959 | 0 | 760.1597 | 714.1291
WtrCldRecipChlr-0.42kwpton | DEER2023 |  | 2022-03-14 23:49:47+00 | Any | Hsp | Old | CZ13 | cWVVG | Cap-Tons | 904.3573 | 235501 | None | 3700967.9045 | 1178940 | 1298395.6568 | 0 | 338759.6494 | 4057.026 | 132097.221 | 748717.812 | 58446.434 | 242923.7115 | 30309.2822 | 81.3604 | 30227.9326 | 0 | 705.2938 | 660.8517
WtrCldRecipChlr-0.748kwpton | DEER2023 |  | 2022-03-14 23:49:47+00 | Any | Hsp | Old | CZ13 | cWVVG | Cap-Tons | 1 | 235501 | None | 3964435.4051 | 1178940 | 1298395.6568 | 0 | 602362.3684 | 4152.1727 | 131866.859 | 748717.812 | 58446.434 | 242923.7115 | 30309.2822 | 81.3604 | 30227.9326 | 0 | 818.0188 | 773.238
WtrCldScrewChlr-0.42kwpton | DEER2023 |  | 2022-03-15 00:09:29+00 | Any | Hsp | Old | CZ13 | cWVVG | Cap-Tons | 904.3573 | 235501 | None | 3710719.2543 | 1178940 | 1298395.6568 | 0 | 349472.2589 | 4121.1097 | 131072.7116 | 748717.8004 | 58446.434 | 242923.7115 | 30309.2822 | 81.3604 | 30227.9326 | 0 | 724.1922 | 678.8891
WtrCldScrewChlr-0.748kwpton | DEER2023 |  | 2022-03-15 00:09:29+00 | Any | Hsp | Old | CZ13 | cWVVG | Cap-Tons | 1 | 235501 | None | 3980736.1892 | 1178940 | 1298395.6568 | 0 | 620174.7272 | 4263.7186 | 130243.8245 | 748717.812 | 58446.434 | 242923.7115 | 30309.2822 | 81.3604 | 30227.9326 | 0 | 851.6743 | 805.3588
WtrCldScrewChlr-0.439kwpton-VarSpd | DEER2023 |  | 2022-03-15 00:41:21+00 | Any | Hsp | Old | CZ13 | cWVVG | Cap-Tons | 904.3573 | 235501 | None | 3637352.7368 | 1178940 | 1298395.6568 | 0 | 276148.2965 | 3941.3375 | 131209.3476 | 748717.812 | 58446.434 | 242923.7115 | 30309.2822 | 81.3604 | 30227.9311 | 0 | 679.0582 | 635.8211
WtrCldScrewChlr-0.748kwpton-VarSpd | DEER2023 |  | 2022-03-15 00:41:21+00 | Any | Hsp | Old | CZ13 | cWVVG | Cap-Tons | 1 | 235501 | None | 3829816.8245 | 1178940 | 1298395.6568 | 0 | 468892.9895 | 3953.068 | 130916.6579 | 748717.8531 | 58446.434 | 242923.7115 | 30309.2822 | 81.3604 | 30227.9311 | 0 | 762.1859 | 719.4864
AirCldRecipChlr-0.95kwpton | DEER2023 |  | 2022-03-14 18:21:41+00 | Any | Hsp | Old | CZ14 | cAVVG | Cap-Tons | 940.3602 | 235501 | None | 3815307.7847 | 1178940 | 1297340.6182 | 0 | 564663.711 | 0 | 30025.8907 | 744337.1653 | 48792.4558 | 270648.2024 | 36552.6076 | 81.3604 | 36471.2349 | 0 | 852.749 | 772.7469
AirCldRecipChlr-1.407kwpton | DEER2023 |  | 2022-03-14 18:21:41+00 | Any | Hsp | Old | CZ14 | cAVVG | Cap-Tons | 1 | 235501 | None | 4086940.7449 | 1178940 | 1297340.6182 | 0 | 836296.5634 | 0 | 30025.8907 | 744337.1653 | 48792.4558 | 270648.2024 | 36552.6076 | 81.3604 | 36471.2349 | 0 | 1011.9331 | 914.8834
AirCldScrewChlr-0.95kwpton | DEER2023 |  | 2022-03-14 19:29:42+00 | Any | Hsp | Old | CZ14 | cAVVG | Cap-Tons | 940.3602 | 235501 | None | 3913453.2738 | 1178940 | 1297340.6182 | 0 | 662846.1736 | 0 | 29987.9667 | 744337.5683 | 48792.4558 | 270648.2024 | 36552.5605 | 81.3604 | 36471.1927 | 0 | 886.3957 | 799.9966
AirCldScrewChlr-1.407kwpton | DEER2023 |  | 2022-03-14 19:29:42+00 | Any | Hsp | Old | CZ14 | cAVVG | Cap-Tons | 1 | 235501 | None | 4232316.779 | 1178940 | 1297340.6182 | 0 | 981709.9426 | 0 | 29987.9667 | 744337.5683 | 48792.4558 | 270648.2024 | 36552.5605 | 81.3604 | 36471.1927 | 0 | 1061.7638 | 955.2388
AirCldScrewChlr-0.99kwpton-VarSpd | DEER2023 |  | 2022-03-14 20:36:10+00 | Any | Hsp | Old | CZ14 | cAVVG | Cap-Tons | 940.3602 | 235501 | None | 3941362.013 | 1178940 | 1297340.6182 | 0 | 690755.4914 | 0 | 29987.9667 | 744337.5683 | 48792.4558 | 270648.2024 | 36552.5605 | 81.3604 | 36471.1927 | 0 | 901.7454 | 813.5844
AirCldScrewChlr-1.407kwpton-VarSpd | DEER2023 |  | 2022-03-14 20:36:10+00 | Any | Hsp | Old | CZ14 | cAVVG | Cap-Tons | 1 | 235501 | None | 4232316.779 | 1178940 | 1297340.6182 | 0 | 981709.9426 | 0 | 29987.9667 | 744337.5683 | 48792.4558 | 270648.2024 | 36552.5605 | 81.3604 | 36471.1927 | 0 | 1061.7638 | 955.2388
WtrCldCentChlr-Conv-0.42kwpton | DEER2023 |  | 2022-03-14 21:09:18+00 | Any | Hsp | Old | CZ14 | cWVVG | Cap-Tons | 940.7413 | 235501 | None | 3678610.6677 | 1178940 | 1297340.6182 | 0 | 345795.5715 | 387.8249 | 111801.0183 | 744345.7317 | 48792.4558 | 270648.2024 | 36551.8779 | 81.3604 | 36470.5081 | 0 | 706.4368 | 645.7851
WtrCldCentChlr-Conv-0.748kwpton | DEER2023 |  | 2022-03-14 21:09:18+00 | Any | Hsp | Old | CZ14 | cWVVG | Cap-Tons | 1 | 235501 | None | 3947307.1178 | 1178940 | 1297340.6182 | 0 | 614222.8672 | 383.7388 | 112073.9358 | 744345.7317 | 48792.4558 | 270648.2024 | 36551.875 | 81.3604 | 36470.5081 | 0 | 828.9549 | 759.3531
WtrCldCentChlr-Conv-1Cmp-0.439kwpton-VarSpd-CndRlf | DEER2023 |  | 2022-03-14 22:16:50+00 | Any | Hsp | Old | CZ14 | cWVVG | Cap-Tons | 940.7413 | 235501 | None | 3534593.0447 | 1178940 | 1297340.6182 | 0 | 202860.0805 | 2223.1941 | 108880.7384 | 744348.316 | 48792.4558 | 270648.2024 | 36551.6936 | 81.3604 | 36470.3238 | 0 | 651.4262 | 594.8259
WtrCldCentChlr-Conv-1Cmp-0.748kwpton-VarSpd-CndRlf | DEER2023 |  | 2022-03-14 22:16:50+00 | Any | Hsp | Old | CZ14 | cWVVG | Cap-Tons | 1 | 235501 | None | 3674791.8928 | 1178940 | 1297340.6182 | 0 | 343425.8489 | 2162.9032 | 108572.9764 | 744348.316 | 48792.4558 | 270648.2024 | 36551.6936 | 81.3604 | 36470.3238 | 0 | 734.7735 | 670.0845
WtrCldCentChlr-NoFric-1Cmp-0.439kwpton-VarSpd-CndRlf | DEER2023 |  | 2022-03-14 22:54:12+00 | Any | Hsp | Old | CZ14 | cWVVG | Cap-Tons | 940.7414 | 235501 | None | 3539050.2924 | 1178940 | 1297340.6182 | 0 | 206425.5879 | 2248.587 | 109746.9151 | 744348.263 | 48792.4558 | 270648.2024 | 36551.6936 | 81.3604 | 36470.3258 | 0 | 652.4091 | 597.0982
WtrCldCentChlr-NoFric-1Cmp-0.748kwpton-VarSpd-CndRlf | DEER2023 |  | 2022-03-14 22:54:12+00 | Any | Hsp | Old | CZ14 | cWVVG | Cap-Tons | 1 | 235501 | None | 3681770.0106 | 1178940 | 1297340.6182 | 0 | 349722.7636 | 2204.1449 | 109213.3862 | 744348.263 | 48792.4558 | 270648.2024 | 36551.6936 | 81.3604 | 36470.3258 | 0 | 736.4468 | 673.9554
WtrCldCentChlr-NoFric-2Cmp-0.439kwpton-VarSpd-CndRlf | DEER2023 |  | 2022-03-14 23:25:13+00 | Any | Hsp | Old | CZ14 | cWVVG | Cap-Tons | 940.7414 | 235501 | None | 3539129.0894 | 1178940 | 1297340.6182 | 0 | 207655.6848 | 2254.5553 | 108588.974 | 744348.2755 | 48792.4558 | 270648.2024 | 36551.6936 | 81.3604 | 36470.3258 | 0 | 653.706 | 598.5728
WtrCldCentChlr-NoFric-2Cmp-0.748kwpton-VarSpd-CndRlf | DEER2023 |  | 2022-03-14 23:25:13+00 | Any | Hsp | Old | CZ14 | cWVVG | Cap-Tons | 1 | 235501 | None | 3683197.7132 | 1178940 | 1297340.6182 | 0 | 352267.6073 | 2213.8187 | 108086.3915 | 744348.263 | 48792.4558 | 270648.2024 | 36551.6936 | 81.3604 | 36470.3258 | 0 | 738.656 | 676.4678
WtrCldRecipChlr-0.42kwpton | DEER2023 |  | 2022-03-14 23:49:47+00 | Any | Hsp | Old | CZ14 | cWVVG | Cap-Tons | 940.7414 | 235501 | None | 3616084.182 | 1178940 | 1297340.6182 | 0 | 278863.5279 | 522.7097 | 116077.7901 | 744339.4345 | 48792.4558 | 270648.2024 | 36552.3974 | 81.3604 | 36471.0316 | 0 | 695.9332 | 638.8478
WtrCldRecipChlr-0.748kwpton | DEER2023 |  | 2022-03-14 23:49:47+00 | Any | Hsp | Old | CZ14 | cWVVG | Cap-Tons | 1 | 235501 | None | 3831276.29 | 1178940 | 1297340.6182 | 0 | 494303.9681 | 518.5815 | 115833.1459 | 744339.4595 | 48792.4558 | 270648.2024 | 36552.3974 | 81.3604 | 36471.0316 | 0 | 804.2953 | 740.2431
WtrCldScrewChlr-0.42kwpton | DEER2023 |  | 2022-03-15 00:09:29+00 | Any | Hsp | Old | CZ14 | cWVVG | Cap-Tons | 940.7414 | 235501 | None | 3612502.4574 | 1178940 | 1297340.6182 | 0 | 277164.0229 | 538.3684 | 114179.5556 | 744339.4345 | 48792.4558 | 270648.2024 | 36552.3974 | 81.3604 | 36471.0296 | 0 | 719.8297 | 659.3611
WtrCldScrewChlr-0.748kwpton | DEER2023 |  | 2022-03-15 00:09:29+00 | Any | Hsp | Old | CZ14 | cWVVG | Cap-Tons | 1 | 235501 | None | 3824432.4322 | 1178940 | 1297340.6182 | 0 | 489926.2638 | 544.6542 | 113341.4289 | 744339.4595 | 48792.4558 | 270648.2024 | 36552.3974 | 81.3604 | 36471.0296 | 0 | 846.8428 | 776.7899
WtrCldScrewChlr-0.439kwpton-VarSpd | DEER2023 |  | 2022-03-15 00:41:21+00 | Any | Hsp | Old | CZ14 | cWVVG | Cap-Tons | 940.7414 | 235501 | None | 3553012.9106 | 1178940 | 1297340.6182 | 0 | 217634.3397 | 497.178 | 114260.8758 | 744339.4595 | 48792.4558 | 270648.2024 | 36552.3974 | 81.3604 | 36471.0296 | 0 | 669.5038 | 615.7533
WtrCldScrewChlr-0.748kwpton-VarSpd | DEER2023 |  | 2022-03-15 00:41:21+00 | Any | Hsp | Old | CZ14 | cWVVG | Cap-Tons | 1 | 235501 | None | 3702202.013 | 1178940 | 1297340.6182 | 0 | 367123.1533 | 477.8614 | 113980.9991 | 744339.4595 | 48792.4558 | 270648.2024 | 36552.3974 | 81.3604 | 36471.0275 | 0 | 748.5493 | 690.7842
AirCldRecipChlr-0.95kwpton | DEER2023 |  | 2022-03-14 18:21:41+00 | Any | Hsp | Old | CZ15 | cAVVG | Cap-Tons | 1120.4873 | 235501 | None | 4402996.4785 | 1178940 | 1295693.7858 | 0 | 1105035.9486 | 0 | 52443.7421 | 770882.4039 | 81687.3719 | 101075.6842 | 20397.1203 | 81.3604 | 20315.7565 | 0 | 965.0066 | 896.4352
AirCldRecipChlr-1.407kwpton | DEER2023 |  | 2022-03-14 18:21:41+00 | Any | Hsp | Old | CZ15 | cAVVG | Cap-Tons | 1 | 235501 | None | 4934575.9986 | 1178940 | 1295693.7858 | 0 | 1636616.3326 | 0 | 52443.7421 | 770882.4039 | 81687.3719 | 101075.6842 | 20397.1203 | 81.3604 | 20315.7565 | 0 | 1173.5328 | 1093.1878
AirCldScrewChlr-0.95kwpton | DEER2023 |  | 2022-03-14 19:29:42+00 | Any | Hsp | Old | CZ15 | cAVVG | Cap-Tons | 1120.4873 | 235501 | None | 4566045.6998 | 1178940 | 1295693.7858 | 0 | 1268482.8584 | 0 | 52044.3481 | 770884.6498 | 81687.3719 | 101075.6842 | 20396.934 | 81.3604 | 20315.5703 | 0 | 1016.0175 | 942.4288
AirCldScrewChlr-1.407kwpton | DEER2023 |  | 2022-03-14 19:29:42+00 | Any | Hsp | Old | CZ15 | cAVVG | Cap-Tons | 1 | 235501 | None | 5176252.0465 | 1178940 | 1295693.7858 | 0 | 1878690.2051 | 0 | 52044.3481 | 770884.6498 | 81687.3719 | 101075.6842 | 20396.934 | 81.3604 | 20315.5703 | 0 | 1249.0829 | 1161.2805
AirCldScrewChlr-0.99kwpton-VarSpd | DEER2023 |  | 2022-03-14 20:36:10+00 | Any | Hsp | Old | CZ15 | cAVVG | Cap-Tons | 1120.4873 | 235501 | None | 4619455.7541 | 1178940 | 1295693.7858 | 0 | 1321892.26 | 0 | 52044.3481 | 770884.6498 | 81687.3719 | 101075.6842 | 20396.934 | 81.3604 | 20315.5703 | 0 | 1036.4172 | 961.5847
AirCldScrewChlr-1.407kwpton-VarSpd | DEER2023 |  | 2022-03-14 20:36:10+00 | Any | Hsp | Old | CZ15 | cAVVG | Cap-Tons | 1 | 235501 | None | 5176252.0465 | 1178940 | 1295693.7858 | 0 | 1878690.2051 | 0 | 52044.3481 | 770884.6498 | 81687.3719 | 101075.6842 | 20396.934 | 81.3604 | 20315.5703 | 0 | 1249.0829 | 1161.2805
WtrCldCentChlr-Conv-0.42kwpton | DEER2023 |  | 2022-03-14 21:09:18+00 | Any | Hsp | Old | CZ15 | cWVVG | Cap-Tons | 1120.9991 | 235501 | None | 4073354.0444 | 1178940 | 1295693.7858 | 0 | 634527.3305 | 2202.0037 | 191084.5138 | 770905.7823 | 81687.3719 | 101075.6842 | 20395.3115 | 81.3604 | 20313.9473 | 0 | 757.944 | 691.8105
WtrCldCentChlr-Conv-0.748kwpton | DEER2023 |  | 2022-03-14 21:09:18+00 | Any | Hsp | Old | CZ15 | cWVVG | Cap-Tons | 1 | 235501 | None | 4567298.84 | 1178940 | 1295693.7858 | 0 | 1128081.3918 | 2229.1455 | 191449.7235 | 770905.7171 | 81687.3719 | 101075.6842 | 20395.3115 | 81.3604 | 20313.9473 | 0 | 906.3214 | 829.9949
WtrCldCentChlr-Conv-1Cmp-0.439kwpton-VarSpd-CndRlf | DEER2023 |  | 2022-03-14 22:16:50+00 | Any | Hsp | Old | CZ15 | cWVVG | Cap-Tons | 1120.999 | 235501 | None | 3818687.0472 | 1178940 | 1295693.7858 | 0 | 378918.4244 | 9474.0789 | 184749.7681 | 770911.0437 | 81687.3719 | 101075.6842 | 20394.8001 | 81.3604 | 20313.4399 | 0 | 683.9106 | 631.0737
WtrCldCentChlr-Conv-1Cmp-0.748kwpton-VarSpd-CndRlf | DEER2023 |  | 2022-03-14 22:16:50+00 | Any | Hsp | Old | CZ15 | cWVVG | Cap-Tons | 1 | 235501 | None | 4081611.2107 | 1178940 | 1295693.7858 | 0 | 642227.1035 | 9471.4316 | 184367.8836 | 770910.9924 | 81687.3719 | 101075.6842 | 20394.8001 | 81.3604 | 20313.4399 | 0 | 778.3289 | 720.5773
WtrCldCentChlr-NoFric-1Cmp-0.439kwpton-VarSpd-CndRlf | DEER2023 |  | 2022-03-14 22:54:12+00 | Any | Hsp | Old | CZ15 | cWVVG | Cap-Tons | 1120.999 | 235501 | None | 3831168.0261 | 1178940 | 1295693.7858 | 0 | 390259.3963 | 9537.3609 | 185826.546 | 770911.0418 | 81687.3719 | 101075.6842 | 20394.8104 | 81.3604 | 20313.4497 | 0 | 686.7922 | 634.1349
WtrCldCentChlr-NoFric-1Cmp-0.748kwpton-VarSpd-CndRlf | DEER2023 |  | 2022-03-14 22:54:12+00 | Any | Hsp | Old | CZ15 | cWVVG | Cap-Tons | 1 | 235501 | None | 4102422.3291 | 1178940 | 1295693.7858 | 0 | 662018.9443 | 9575.8623 | 185282.6785 | 770911.0418 | 81687.3719 | 101075.6842 | 20394.8104 | 81.3604 | 20313.4497 | 0 | 783.1842 | 725.7273
WtrCldCentChlr-NoFric-2Cmp-0.439kwpton-VarSpd-CndRlf | DEER2023 |  | 2022-03-14 23:25:13+00 | Any | Hsp | Old | CZ15 | cWVVG | Cap-Tons | 1120.999 | 235501 | None | 3832444.7625 | 1178940 | 1295693.7858 | 0 | 393023.9166 | 9552.54 | 184323.7543 | 770911.0418 | 81687.3719 | 101075.6842 | 20394.8104 | 81.3604 | 20313.4497 | 0 | 688.4648 | 635.8844
WtrCldCentChlr-NoFric-2Cmp-0.748kwpton-VarSpd-CndRlf | DEER2023 |  | 2022-03-14 23:25:13+00 | Any | Hsp | Old | CZ15 | cWVVG | Cap-Tons | 1 | 235501 | None | 4106348.8492 | 1178940 | 1295693.7858 | 0 | 667435.3698 | 9601.2567 | 183767.7079 | 770911.0418 | 81687.3719 | 101075.6842 | 20394.8104 | 81.3604 | 20313.4497 | 0 | 786.0332 | 728.7082
WtrCldRecipChlr-0.42kwpton | DEER2023 |  | 2022-03-14 23:49:47+00 | Any | Hsp | Old | CZ15 | cWVVG | Cap-Tons | 1120.999 | 235501 | None | 3972090.7005 | 1178940 | 1295693.7858 | 0 | 524282.9201 | 2557.2745 | 199722.0893 | 770894.55 | 81687.3719 | 101075.6842 | 20396.2859 | 81.3604 | 20314.9202 | 0 | 738.1012 | 682.2855
WtrCldRecipChlr-0.748kwpton | DEER2023 |  | 2022-03-14 23:49:47+00 | Any | Hsp | Old | CZ15 | cWVVG | Cap-Tons | 1 | 235501 | None | 4378043.8887 | 1178940 | 1295693.7858 | 0 | 930496.0858 | 2580.1544 | 199439.5657 | 770894.55 | 81687.3719 | 101075.6842 | 20396.2859 | 81.3604 | 20314.9226 | 0 | 865.8354 | 805.7813
WtrCldScrewChlr-0.42kwpton | DEER2023 |  | 2022-03-15 00:09:29+00 | Any | Hsp | Old | CZ15 | cWVVG | Cap-Tons | 1120.999 | 235501 | None | 3987213.5462 | 1178940 | 1295693.7858 | 0 | 541839.5083 | 2612.452 | 197232.5354 | 770894.55 | 81687.3719 | 101075.6842 | 20396.2859 | 81.3604 | 20314.9226 | 0 | 766.371 | 705.7105
WtrCldScrewChlr-0.748kwpton | DEER2023 |  | 2022-03-15 00:09:29+00 | Any | Hsp | Old | CZ15 | cWVVG | Cap-Tons | 1 | 235501 | None | 4404278.3418 | 1178940 | 1295693.7858 | 0 | 959547.7755 | 2669.8117 | 196531.5565 | 770894.5802 | 81687.3719 | 101075.6842 | 20396.2859 | 81.3604 | 20314.9226 | 0 | 916.1677 | 847.4964
WtrCldScrewChlr-0.439kwpton-VarSpd | DEER2023 |  | 2022-03-15 00:41:21+00 | Any | Hsp | Old | CZ15 | cWVVG | Cap-Tons | 1120.999 | 235501 | None | 3863194.9493 | 1178940 | 1295693.7858 | 0 | 417702.6993 | 2471.3938 | 197492.4013 | 770894.5349 | 81687.3719 | 101075.6842 | 20396.2901 | 81.3604 | 20314.9226 | 0 | 706.3104 | 655.7167
WtrCldScrewChlr-0.748kwpton-VarSpd | DEER2023 |  | 2022-03-15 00:41:21+00 | Any | Hsp | Old | CZ15 | cWVVG | Cap-Tons | 1 | 235501 | None | 4151422.8739 | 1178940 | 1295693.7858 | 0 | 706408.1973 | 2436.9036 | 197048.9651 | 770894.55 | 81687.3719 | 101075.6842 | 20396.2901 | 81.3604 | 20314.9226 | 0 | 799.0608 | 748.3083
AirCldRecipChlr-0.95kwpton | DEER2023 |  | 2022-03-14 18:21:41+00 | Any | Hsp | Old | CZ16 | cAVVG | Cap-Tons | 635.0224 | 235501 | None | 3430999.7648 | 1178940 | 1295821.2374 | 0 | 208227.9642 | 0 | 16125.208 | 731883.2486 | 31166.6706 | 426551.9548 | 62019.1732 | 81.3604 | 61937.8113 | 0 | 687.242 | 624.4844
AirCldRecipChlr-1.407kwpton | DEER2023 |  | 2022-03-14 18:21:41+00 | Any | Hsp | Old | CZ16 | cAVVG | Cap-Tons | 1 | 235501 | None | 3531168.6783 | 1178940 | 1295821.2374 | 0 | 308396.4732 | 0 | 16125.208 | 731883.2486 | 31166.6706 | 426551.9548 | 62019.1732 | 81.3604 | 61937.8113 | 0 | 772.2707 | 700.6256
AirCldScrewChlr-0.95kwpton | DEER2023 |  | 2022-03-14 19:29:42+00 | Any | Hsp | Old | CZ16 | cAVVG | Cap-Tons | 635.0224 | 235501 | None | 3478950.174 | 1178940 | 1295821.2374 | 0 | 256002.6185 | 0 | 16301.1602 | 731882.8499 | 31166.6706 | 426551.9548 | 62019.2192 | 81.3604 | 61937.855 | 0 | 706.1405 | 641.2304
AirCldScrewChlr-1.407kwpton | DEER2023 |  | 2022-03-14 19:29:42+00 | Any | Hsp | Old | CZ16 | cAVVG | Cap-Tons | 1 | 235501 | None | 3602100.5941 | 1178940 | 1295821.2374 | 0 | 379153.3151 | 0 | 16301.1602 | 731882.8499 | 31166.6706 | 426551.9548 | 62019.2192 | 81.3604 | 61937.855 | 0 | 799.8679 | 725.1435
AirCldScrewChlr-0.99kwpton-VarSpd | DEER2023 |  | 2022-03-14 20:36:10+00 | Any | Hsp | Old | CZ16 | cAVVG | Cap-Tons | 635.0224 | 235501 | None | 3489729.337 | 1178940 | 1295821.2374 | 0 | 266781.6546 | 0 | 16301.1602 | 731882.8499 | 31166.6706 | 426551.9548 | 62019.2192 | 81.3604 | 61937.855 | 0 | 714.3444 | 648.575
AirCldScrewChlr-1.407kwpton-VarSpd | DEER2023 |  | 2022-03-14 20:36:10+00 | Any | Hsp | Old | CZ16 | cAVVG | Cap-Tons | 1 | 235501 | None | 3602100.5941 | 1178940 | 1295821.2374 | 0 | 379153.3151 | 0 | 16301.1602 | 731882.8499 | 31166.6706 | 426551.9548 | 62019.2192 | 81.3604 | 61937.855 | 0 | 799.8679 | 725.1435
WtrCldCentChlr-Conv-0.42kwpton | DEER2023 |  | 2022-03-14 21:09:18+00 | Any | Hsp | Old | CZ16 | cWVVG | Cap-Tons | 635.3053 | 235501 | None | 3413601.4376 | 1178940 | 1295821.2374 | 0 | 154125.7936 | 677.5284 | 52151.3617 | 731883.3699 | 31166.6706 | 426551.9548 | 62019.1549 | 81.3604 | 61937.7868 | 0 | 641.003 | 585.0861
WtrCldCentChlr-Conv-0.748kwpton | DEER2023 |  | 2022-03-14 21:09:18+00 | Any | Hsp | Old | CZ16 | cWVVG | Cap-Tons | 1 | 235501 | None | 3534004.6718 | 1178940 | 1295821.2374 | 0 | 274262.2613 | 693.9299 | 52401.1247 | 731883.3699 | 31166.6706 | 426551.9548 | 62019.1549 | 81.3604 | 61937.7868 | 0 | 724.662 | 661.8729
WtrCldCentChlr-Conv-1Cmp-0.439kwpton-VarSpd-CndRlf | DEER2023 |  | 2022-03-14 22:16:50+00 | Any | Hsp | Old | CZ16 | cWVVG | Cap-Tons | 635.3053 | 235501 | None | 3346604.4584 | 1178940 | 1295821.2374 | 0 | 85794.8075 | 2648.7763 | 51513.8978 | 731883.4302 | 31166.6706 | 426551.9548 | 62019.1487 | 81.3604 | 61937.7769 | 0 | 596.1344 | 546.289
WtrCldCentChlr-Conv-1Cmp-0.748kwpton-VarSpd-CndRlf | DEER2023 |  | 2022-03-14 22:16:50+00 | Any | Hsp | Old | CZ16 | cWVVG | Cap-Tons | 1 | 235501 | None | 3406619.1499 | 1178940 | 1295821.2374 | 0 | 145958.4533 | 2640.4047 | 51373.4126 | 731883.4302 | 31166.6706 | 426551.9548 | 62019.1487 | 81.3604 | 61937.7769 | 0 | 638.3548 | 586.9173
WtrCldCentChlr-NoFric-1Cmp-0.439kwpton-VarSpd-CndRlf | DEER2023 |  | 2022-03-14 22:54:12+00 | Any | Hsp | Old | CZ16 | cWVVG | Cap-Tons | 635.3053 | 235501 | None | 3350707.0077 | 1178940 | 1295821.2374 | 0 | 89529.525 | 2681.0976 | 51850.0118 | 731883.3699 | 31166.6706 | 426551.9548 | 62019.1549 | 81.3604 | 61937.7831 | 0 | 604.0427 | 553.3001
WtrCldCentChlr-NoFric-1Cmp-0.748kwpton-VarSpd-CndRlf | DEER2023 |  | 2022-03-14 22:54:12+00 | Any | Hsp | Old | CZ16 | cWVVG | Cap-Tons | 1 | 235501 | None | 3413356.035 | 1178940 | 1295821.2374 | 0 | 152347.0274 | 2689.7422 | 51672.5016 | 731883.3699 | 31166.6706 | 426551.9548 | 62019.1589 | 81.3604 | 61937.7868 | 0 | 651.7717 | 598.6852
WtrCldCentChlr-NoFric-2Cmp-0.439kwpton-VarSpd-CndRlf | DEER2023 |  | 2022-03-14 23:25:13+00 | Any | Hsp | Old | CZ16 | cWVVG | Cap-Tons | 635.3053 | 235501 | None | 3352091.5416 | 1178940 | 1295821.2374 | 0 | 91231.1677 | 2688.7381 | 51525.1912 | 731883.3699 | 31166.6706 | 426551.9548 | 62019.1549 | 81.3604 | 61937.7831 | 0 | 606.3563 | 555.1976
WtrCldCentChlr-NoFric-2Cmp-0.748kwpton-VarSpd-CndRlf | DEER2023 |  | 2022-03-14 23:25:13+00 | Any | Hsp | Old | CZ16 | cWVVG | Cap-Tons | 1 | 235501 | None | 3415884.7637 | 1178940 | 1295821.2374 | 0 | 155299.5157 | 2702.1716 | 51236.1958 | 731883.3699 | 31166.6706 | 426551.9548 | 62019.1589 | 81.3604 | 61937.7868 | 0 | 655.7124 | 601.9173
WtrCldRecipChlr-0.42kwpton | DEER2023 |  | 2022-03-14 23:49:47+00 | Any | Hsp | Old | CZ16 | cWVVG | Cap-Tons | 635.3053 | 235501 | None | 3387884.7527 | 1178940 | 1295821.2374 | 0 | 125968.1274 | 752.4749 | 54519.4282 | 731881.005 | 31166.6706 | 426551.9548 | 62019.3726 | 81.3604 | 61938.0117 | 0 | 631.1061 | 577.4713
WtrCldRecipChlr-0.748kwpton | DEER2023 |  | 2022-03-14 23:49:47+00 | Any | Hsp | Old | CZ16 | cWVVG | Cap-Tons | 1 | 235501 | None | 3485770.2155 | 1178940 | 1295821.2374 | 0 | 223860.099 | 764.8326 | 54500.4724 | 731881.005 | 31166.6706 | 426551.9548 | 62019.3726 | 81.3604 | 61938.0117 | 0 | 704.9646 | 646.2212
WtrCldScrewChlr-0.42kwpton | DEER2023 |  | 2022-03-15 00:09:29+00 | Any | Hsp | Old | CZ16 | cWVVG | Cap-Tons | 635.3053 | 235501 | None | 3384431.884 | 1178940 | 1295821.2374 | 0 | 123283.6871 | 767.2493 | 53736.2523 | 731881.005 | 31166.6706 | 426551.9548 | 62019.3726 | 81.3604 | 61938.0117 | 0 | 643.0342 | 587.6136
WtrCldScrewChlr-0.748kwpton | DEER2023 |  | 2022-03-15 00:09:29+00 | Any | Hsp | Old | CZ16 | cWVVG | Cap-Tons | 1 | 235501 | None | 3479392.8993 | 1178940 | 1295821.2374 | 0 | 218579.9478 | 789.5879 | 53379.1167 | 731881.005 | 31166.6706 | 426551.9548 | 62019.3726 | 81.3604 | 61938.0117 | 0 | 726.208 | 664.2853
WtrCldScrewChlr-0.439kwpton-VarSpd | DEER2023 |  | 2022-03-15 00:41:21+00 | Any | Hsp | Old | CZ16 | cWVVG | Cap-Tons | 635.3053 | 235501 | None | 3362324.5733 | 1178940 | 1295821.2374 | 0 | 101202.1348 | 722.0882 | 53755.7863 | 731881.005 | 31166.6706 | 426551.9548 | 62019.3726 | 81.3604 | 61938.0076 | 0 | 612.8168 | 561.6709
WtrCldScrewChlr-0.748kwpton-VarSpd | DEER2023 |  | 2022-03-15 00:41:21+00 | Any | Hsp | Old | CZ16 | cWVVG | Cap-Tons | 1 | 235501 | None | 3432634.5536 | 1178940 | 1295821.2374 | 0 | 171637.0658 | 713.7719 | 53639.3265 | 731881.005 | 31166.6706 | 426551.9548 | 62019.3726 | 81.3604 | 61938.0076 | 0 | 666.5182 | 612.5054
AirCldRecipChlr-0.95kwpton | DEER2023 |  | 2022-03-14 18:21:41+00 | Any | Hsp | Rec | CZ01 | cAVVG | Cap-Tons | 509.991 | 235501 | None | 2701068.8696 | 1060506.9076 | 1266427 | 0 | 16141.9058 | 0 | 5018.5646 | 352975.3057 | 785.1804 | 289337.5054 | 47742.8373 | 81.3604 | 47661.4625 | 0 | 501.7294 | 439.9459
AirCldRecipChlr-1.407kwpton | DEER2023 |  | 2022-03-14 18:21:41+00 | Any | Hsp | Rec | CZ01 | cAVVG | Cap-Tons | 1 | 235501 | None | 2708833.6957 | 1060506.9076 | 1266427 | 0 | 23907.0161 | 0 | 5018.5646 | 352975.3057 | 785.1804 | 289337.5054 | 47742.8373 | 81.3604 | 47661.4625 | 0 | 535.6351 | 463.1217
AirCldScrewChlr-0.95kwpton | DEER2023 |  | 2022-03-14 19:29:42+00 | Any | Hsp | Rec | CZ01 | cAVVG | Cap-Tons | 530.6025 | 235501 | None | 2711679 | 1060506.9076 | 1266427 | 0 | 26752.1868 | 0 | 5018.5748 | 352975.3057 | 785.1804 | 289337.5054 | 47742.8373 | 81.3604 | 47661.4625 | 0 | 514.5061 | 451.23
AirCldScrewChlr-1.407kwpton | DEER2023 |  | 2022-03-14 19:29:42+00 | Any | Hsp | Rec | CZ01 | cAVVG | Cap-Tons | 1 | 235501 | None | 2724548 | 1060506.9076 | 1266427 | 0 | 39621.3803 | 0 | 5018.5748 | 352975.3057 | 785.1804 | 289337.5054 | 47742.8373 | 81.3604 | 47661.4625 | 0 | 554.5571 | 479.8334
AirCldScrewChlr-0.99kwpton-VarSpd | DEER2023 |  | 2022-03-14 20:36:10+00 | Any | Hsp | Rec | CZ01 | cAVVG | Cap-Tons | 530.6025 | 235501 | None | 2712805.3478 | 1060506.9076 | 1266427 | 0 | 27878.5831 | 0 | 5018.5748 | 352975.3057 | 785.1804 | 289337.5054 | 47742.8373 | 81.3604 | 47661.4625 | 0 | 518.0115 | 453.7333
AirCldScrewChlr-1.407kwpton-VarSpd | DEER2023 |  | 2022-03-14 20:36:10+00 | Any | Hsp | Rec | CZ01 | cAVVG | Cap-Tons | 1 | 235501 | None | 2724548 | 1060506.9076 | 1266427 | 0 | 39621.3803 | 0 | 5018.5748 | 352975.3057 | 785.1804 | 289337.5054 | 47742.8373 | 81.3604 | 47661.4625 | 0 | 554.5571 | 479.8334
WtrCldCentChlr-Conv-0.42kwpton | DEER2023 |  | 2022-03-14 21:09:18+00 | Any | Hsp | Rec | CZ01 | cWVVG | Cap-Tons | 530.6025 | 235501 | None | 2713328.5652 | 1060506.9076 | 1266427 | 0 | 19632.1107 | 17.9955 | 13770.5487 | 352975.3057 | 785.1804 | 289337.5054 | 47742.8373 | 81.3604 | 47661.4625 | 0 | 488.606 | 436.2796
WtrCldCentChlr-Conv-0.748kwpton | DEER2023 |  | 2022-03-14 21:09:18+00 | Any | Hsp | Rec | CZ01 | cWVVG | Cap-Tons | 1 | 235501 | None | 2728644.4783 | 1060506.9076 | 1266427 | 0 | 34936.9876 | 18.2789 | 13781.42 | 352975.3057 | 785.1804 | 289337.5054 | 47742.8373 | 81.3604 | 47661.4625 | 0 | 525.4212 | 463.7112
WtrCldCentChlr-Conv-1Cmp-0.439kwpton-VarSpd-CndRlf | DEER2023 |  | 2022-03-14 22:16:50+00 | Any | Hsp | Rec | CZ01 | cWVVG | Cap-Tons | 530.6025 | 235501 | None | 2701767.3043 | 1060506.9076 | 1266427 | 0 | 8020.5179 | 164.2494 | 13674.7624 | 352975.3057 | 785.1804 | 289337.5054 | 47742.8373 | 81.3604 | 47661.4625 | 0 | 471.2016 | 421.9988
WtrCldCentChlr-Conv-1Cmp-0.748kwpton-VarSpd-CndRlf | DEER2023 |  | 2022-03-14 22:16:50+00 | Any | Hsp | Rec | CZ01 | cWVVG | Cap-Tons | 1 | 235501 | None | 2707071.8261 | 1060506.9076 | 1266427 | 0 | 13519.2764 | 157.5153 | 13486.5902 | 352975.3057 | 785.1804 | 289337.5054 | 47742.8373 | 81.3604 | 47661.4625 | 0 | 491.0585 | 436.074
WtrCldCentChlr-NoFric-1Cmp-0.439kwpton-VarSpd-CndRlf | DEER2023 |  | 2022-03-14 22:54:12+00 | Any | Hsp | Rec | CZ01 | cWVVG | Cap-Tons | 530.6025 | 235501 | None | 2699306.2174 | 1060506.9076 | 1266427 | 0 | 5477.5869 | 162.8311 | 13757.526 | 352975.3057 | 785.1807 | 289337.5054 | 47742.8373 | 81.3604 | 47661.4625 | 0 | 473.2068 | 421.9689
WtrCldCentChlr-NoFric-1Cmp-0.748kwpton-VarSpd-CndRlf | DEER2023 |  | 2022-03-14 22:54:12+00 | Any | Hsp | Rec | CZ01 | cWVVG | Cap-Tons | 1 | 235501 | None | 2702859.3478 | 1060506.9076 | 1266427 | 0 | 9251.6014 | 155.858 | 13543.3286 | 352975.3057 | 785.1807 | 289337.5054 | 47742.8373 | 81.3604 | 47661.4625 | 0 | 494.476 | 436.1682
WtrCldCentChlr-NoFric-2Cmp-0.439kwpton-VarSpd-CndRlf | DEER2023 |  | 2022-03-14 23:25:13+00 | Any | Hsp | Rec | CZ01 | cWVVG | Cap-Tons | 530.6025 | 235501 | None | 2698481.1739 | 1060506.9076 | 1266427 | 0 | 4799.334 | 163.4971 | 13609.8832 | 352975.3057 | 785.1807 | 289337.5054 | 47742.8373 | 81.3604 | 47661.4625 | 0 | 473.8607 | 422.0967
WtrCldCentChlr-NoFric-2Cmp-0.748kwpton-VarSpd-CndRlf | DEER2023 |  | 2022-03-14 23:25:13+00 | Any | Hsp | Rec | CZ01 | cWVVG | Cap-Tons | 1 | 235501 | None | 2701537.2609 | 1060506.9076 | 1266427 | 0 | 8110.5568 | 156.7699 | 13361.8683 | 352975.3057 | 785.1807 | 289337.5054 | 47742.8373 | 81.3604 | 47661.4625 | 0 | 495.5906 | 436.358
WtrCldRecipChlr-0.42kwpton | DEER2023 |  | 2022-03-14 23:49:47+00 | Any | Hsp | Rec | CZ01 | cWVVG | Cap-Tons | 530.6025 | 235501 | None | 2704219.3043 | 1060506.9076 | 1266427 | 0 | 10430.221 | 18.0462 | 13862.7851 | 352975.3057 | 785.1805 | 289337.5054 | 47742.8373 | 81.3604 | 47661.4625 | 0 | 484.0106 | 430.1253
WtrCldRecipChlr-0.748kwpton | DEER2023 |  | 2022-03-14 23:49:47+00 | Any | Hsp | Rec | CZ01 | cWVVG | Cap-Tons | 1 | 235501 | None | 2712119.1739 | 1060506.9076 | 1266427 | 0 | 18489.8841 | 17.9309 | 13703.0654 | 352975.3057 | 785.1805 | 289337.5054 | 47742.8373 | 81.3604 | 47661.4625 | 0 | 516.2907 | 452.4561
WtrCldScrewChlr-0.42kwpton | DEER2023 |  | 2022-03-15 00:09:29+00 | Any | Hsp | Rec | CZ01 | cWVVG | Cap-Tons | 530.6025 | 235501 | None | 2698634.3043 | 1060506.9076 | 1266427 | 0 | 5092.2871 | 18.5437 | 13615.8253 | 352975.3057 | 785.1805 | 289337.5054 | 47742.8373 | 81.3604 | 47661.4625 | 0 | 486.4127 | 429.3564
WtrCldScrewChlr-0.748kwpton | DEER2023 |  | 2022-03-15 00:09:29+00 | Any | Hsp | Rec | CZ01 | cWVVG | Cap-Tons | 1 | 235501 | None | 2701876.3043 | 1060506.9076 | 1266427 | 0 | 8677.0486 | 18.5419 | 13272.4503 | 352975.3057 | 785.1805 | 289337.5054 | 47742.8373 | 81.3604 | 47661.4625 | 0 | 520.4184 | 450.9577
WtrCldScrewChlr-0.439kwpton-VarSpd | DEER2023 |  | 2022-03-15 00:41:21+00 | Any | Hsp | Rec | CZ01 | cWVVG | Cap-Tons | 530.6025 | 235501 | None | 2701533.4783 | 1060506.9076 | 1266427 | 0 | 7980.0574 | 17.5327 | 13627.7995 | 352975.3057 | 785.1807 | 289337.5054 | 47742.8373 | 81.3604 | 47661.4625 | 0 | 475.6189 | 424.349
WtrCldScrewChlr-0.748kwpton-VarSpd | DEER2023 |  | 2022-03-15 00:41:21+00 | Any | Hsp | Rec | CZ01 | cWVVG | Cap-Tons | 1 | 235501 | None | 2706878.8261 | 1060506.9076 | 1266427 | 0 | 13477.4255 | 16.5652 | 13476.7366 | 352975.3057 | 785.1807 | 289337.5054 | 47742.8373 | 81.3604 | 47661.4625 | 0 | 498.7542 | 439.8747
AirCldRecipChlr-0.95kwpton | DEER2023 |  | 2022-03-14 18:21:41+00 | Any | Hsp | Rec | CZ02 | cAVVG | Cap-Tons | 831.7333 | 235501 | None | 2894058.3662 | 1063961.3665 | 1266427 | 0 | 188394.7548 | 0 | 12505.1318 | 362771.5684 | 10657.3833 | 194637.0538 | 38802.6634 | 81.3604 | 38721.2989 | 0 | 649.9553 | 570.1784
AirCldRecipChlr-1.407kwpton | DEER2023 |  | 2022-03-14 18:21:41+00 | Any | Hsp | Rec | CZ02 | cAVVG | Cap-Tons | 1 | 235501 | None | 2984686.4178 | 1063961.3665 | 1266427 | 0 | 279022.5445 | 0 | 12505.1318 | 362771.5684 | 10657.3833 | 194637.0538 | 38802.6634 | 81.3604 | 38721.2989 | 0 | 750.7034 | 651.3786
AirCldScrewChlr-0.95kwpton | DEER2023 |  | 2022-03-14 19:29:42+00 | Any | Hsp | Rec | CZ02 | cAVVG | Cap-Tons | 831.7333 | 235501 | None | 2953030.2488 | 1063961.3665 | 1266427 | 0 | 247366.5081 | 0 | 12505.1262 | 362771.5684 | 10657.3833 | 194637.0538 | 38802.6634 | 81.3604 | 38721.2989 | 0 | 669.2481 | 586.6919
AirCldScrewChlr-1.407kwpton | DEER2023 |  | 2022-03-14 19:29:42+00 | Any | Hsp | Rec | CZ02 | cAVVG | Cap-Tons | 1 | 235501 | None | 3072026.2535 | 1063961.3665 | 1266427 | 0 | 366362.8404 | 0 | 12505.1262 | 362771.5684 | 10657.3833 | 194637.0538 | 38802.6634 | 81.3604 | 38721.2989 | 0 | 779.2776 | 675.8355
AirCldScrewChlr-0.99kwpton-VarSpd | DEER2023 |  | 2022-03-14 20:36:10+00 | Any | Hsp | Rec | CZ02 | cAVVG | Cap-Tons | 831.7333 | 235501 | None | 2963445.5023 | 1063961.3665 | 1266427 | 0 | 257781.9415 | 0 | 12505.1262 | 362771.5684 | 10657.3833 | 194637.0538 | 38802.6634 | 81.3604 | 38721.2989 | 0 | 678.8786 | 594.4939
AirCldScrewChlr-1.407kwpton-VarSpd | DEER2023 |  | 2022-03-14 20:36:10+00 | Any | Hsp | Rec | CZ02 | cAVVG | Cap-Tons | 1 | 235501 | None | 3072026.2535 | 1063961.3665 | 1266427 | 0 | 366362.8404 | 0 | 12505.1262 | 362771.5684 | 10657.3833 | 194637.0538 | 38802.6634 | 81.3604 | 38721.2989 | 0 | 779.2776 | 675.8355
WtrCldCentChlr-Conv-0.42kwpton | DEER2023 |  | 2022-03-14 21:09:18+00 | Any | Hsp | Rec | CZ02 | cWVVG | Cap-Tons | 865.2463 | 235501 | None | 2910528.3427 | 1063961.3665 | 1266427 | 0 | 154663.7277 | 334.7319 | 62371.2239 | 362771.6621 | 10657.3833 | 194637.0538 | 38802.6634 | 81.3604 | 38721.2989 | 0 | 557.7748 | 506.7097
WtrCldCentChlr-Conv-0.748kwpton | DEER2023 |  | 2022-03-14 21:09:18+00 | Any | Hsp | Rec | CZ02 | cWVVG | Cap-Tons | 1 | 235501 | None | 3030742.8357 | 1063961.3665 | 1266427 | 0 | 275028.8285 | 336.9124 | 62218.6622 | 362771.6621 | 10657.3833 | 194637.0538 | 38802.6634 | 81.3604 | 38721.2989 | 0 | 636.6906 | 576.4934
WtrCldCentChlr-Conv-1Cmp-0.439kwpton-VarSpd-CndRlf | DEER2023 |  | 2022-03-14 22:16:50+00 | Any | Hsp | Rec | CZ02 | cWVVG | Cap-Tons | 865.2463 | 235501 | None | 2829299.6573 | 1063961.3665 | 1266427 | 0 | 72185.2351 | 2371.4478 | 61584.092 | 362771.6621 | 10657.3833 | 194637.0538 | 38802.6634 | 81.3604 | 38721.2989 | 0 | 528.3933 | 475.1529
WtrCldCentChlr-Conv-1Cmp-0.748kwpton-VarSpd-CndRlf | DEER2023 |  | 2022-03-14 22:16:50+00 | Any | Hsp | Rec | CZ02 | cWVVG | Cap-Tons | 1 | 235501 | None | 2878884.4883 | 1063961.3665 | 1266427 | 0 | 122214.7412 | 2335.0053 | 61176.0559 | 362771.6621 | 10657.3833 | 194637.0538 | 38802.6634 | 81.3604 | 38721.2989 | 0 | 577.0781 | 514.6628
WtrCldCentChlr-NoFric-1Cmp-0.439kwpton-VarSpd-CndRlf | DEER2023 |  | 2022-03-14 22:54:12+00 | Any | Hsp | Rec | CZ02 | cWVVG | Cap-Tons | 865.2463 | 235501 | None | 2824478.5446 | 1063961.3665 | 1266427 | 0 | 67055.6957 | 2387.2172 | 61876.8086 | 362771.6621 | 10657.3833 | 194637.0538 | 38802.6634 | 81.3604 | 38721.2989 | 0 | 534.1675 | 480.873
WtrCldCentChlr-NoFric-1Cmp-0.748kwpton-VarSpd-CndRlf | DEER2023 |  | 2022-03-14 22:54:12+00 | Any | Hsp | Rec | CZ02 | cWVVG | Cap-Tons | 1 | 235501 | None | 2870519.7277 | 1063961.3665 | 1266427 | 0 | 113660.2757 | 2363.0603 | 61337.5636 | 362771.6621 | 10657.3833 | 194637.0538 | 38802.6634 | 81.3604 | 38721.2989 | 0 | 586.9167 | 524.41
WtrCldCentChlr-NoFric-2Cmp-0.439kwpton-VarSpd-CndRlf | DEER2023 |  | 2022-03-14 23:25:13+00 | Any | Hsp | Rec | CZ02 | cWVVG | Cap-Tons | 865.2463 | 235501 | None | 2823199.3756 | 1063961.3665 | 1266427 | 0 | 66151.799 | 2393.6951 | 61494.9257 | 362771.6621 | 10657.3833 | 194637.0538 | 38802.6634 | 81.3604 | 38721.2989 | 0 | 535.6162 | 482.4406
WtrCldCentChlr-NoFric-2Cmp-0.748kwpton-VarSpd-CndRlf | DEER2023 |  | 2022-03-14 23:25:13+00 | Any | Hsp | Rec | CZ02 | cWVVG | Cap-Tons | 1 | 235501 | None | 2868426.277 | 1063961.3665 | 1266427 | 0 | 112225.1038 | 2373.9191 | 60669.0153 | 362771.6621 | 10657.3833 | 194637.0538 | 38802.6634 | 81.3604 | 38721.2989 | 0 | 589.3849 | 527.0812
WtrCldRecipChlr-0.42kwpton | DEER2023 |  | 2022-03-14 23:49:47+00 | Any | Hsp | Rec | CZ02 | cWVVG | Cap-Tons | 865.2463 | 235501 | None | 2862206.0657 | 1063961.3665 | 1266427 | 0 | 106109.385 | 340.6573 | 62597.1816 | 362771.6388 | 10657.3833 | 194637.0538 | 38802.6634 | 81.3604 | 38721.2989 | 0 | 556.91 | 500.503
WtrCldRecipChlr-0.748kwpton | DEER2023 |  | 2022-03-14 23:49:47+00 | Any | Hsp | Rec | CZ02 | cWVVG | Cap-Tons | 1 | 235501 | None | 2943899.615 | 1063961.3665 | 1266427 | 0 | 188237.3097 | 336.2535 | 62167.4455 | 362771.6388 | 10657.3833 | 194637.0538 | 38802.6634 | 81.3604 | 38721.2989 | 0 | 631.7823 | 564.6813
WtrCldScrewChlr-0.42kwpton | DEER2023 |  | 2022-03-15 00:09:29+00 | Any | Hsp | Rec | CZ02 | cWVVG | Cap-Tons | 865.2463 | 235501 | None | 2848677.4319 | 1063961.3665 | 1266427 | 0 | 93484.1139 | 350.4458 | 61684.1285 | 362771.6388 | 10657.3833 | 194637.0538 | 38802.6634 | 81.3604 | 38721.2989 | 0 | 565.7989 | 507.5134
WtrCldScrewChlr-0.748kwpton | DEER2023 |  | 2022-03-15 00:09:29+00 | Any | Hsp | Rec | CZ02 | cWVVG | Cap-Tons | 1 | 235501 | None | 2918426.4413 | 1063961.3665 | 1266427 | 0 | 164324.1574 | 352.5528 | 60590.8738 | 362771.6388 | 10657.3833 | 194637.0538 | 38802.6634 | 81.3604 | 38721.2989 | 0 | 647.5971 | 577.1013
WtrCldScrewChlr-0.439kwpton-VarSpd | DEER2023 |  | 2022-03-15 00:41:21+00 | Any | Hsp | Rec | CZ02 | cWVVG | Cap-Tons | 865.2463 | 235501 | None | 2834718.5962 | 1063961.3665 | 1266427 | 0 | 79454.8516 | 319.8504 | 61785.3308 | 362771.6388 | 10657.3833 | 194637.0538 | 38802.6634 | 81.3604 | 38721.2989 | 0 | 539.5283 | 485.4859
WtrCldScrewChlr-0.748kwpton-VarSpd | DEER2023 |  | 2022-03-15 00:41:21+00 | Any | Hsp | Rec | CZ02 | cWVVG | Cap-Tons | 1 | 235501 | None | 2888927.5305 | 1063961.3665 | 1266427 | 0 | 134180.0011 | 303.0643 | 61286.3699 | 362771.6388 | 10657.3833 | 194637.0538 | 38802.6634 | 81.3604 | 38721.2989 | 0 | 594.7713 | 532.6435
AirCldRecipChlr-0.95kwpton | DEER2023 |  | 2022-03-14 18:21:41+00 | Any | Hsp | Rec | CZ03 | cAVVG | Cap-Tons | 579.8051 | 235501 | None | 2805947.6209 | 1063501.7026 | 1266427 | 0 | 106467.9292 | 0 | 9701.0995 | 359850.4138 | 9661.9322 | 183627.8102 | 31493.4802 | 81.3604 | 31412.1266 | 0 | 556.6429 | 498.1598
AirCldRecipChlr-1.407kwpton | DEER2023 |  | 2022-03-14 18:21:41+00 | Any | Hsp | Rec | CZ03 | cAVVG | Cap-Tons | 1 | 235501 | None | 2857164.1218 | 1063501.7026 | 1266427 | 0 | 157684.6314 | 0 | 9701.0995 | 359850.4138 | 9661.9322 | 183627.8102 | 31493.4802 | 81.3604 | 31412.1266 | 0 | 613.9136 | 546.2116
AirCldScrewChlr-0.95kwpton | DEER2023 |  | 2022-03-14 19:29:42+00 | Any | Hsp | Rec | CZ03 | cAVVG | Cap-Tons | 579.8051 | 235501 | None | 2852890.8285 | 1063501.7026 | 1266427 | 0 | 153411.3381 | 0 | 9701.2872 | 359850.4138 | 9661.9322 | 183627.8102 | 31493.4802 | 81.3604 | 31412.1266 | 0 | 569.2548 | 511.8564
AirCldScrewChlr-1.407kwpton | DEER2023 |  | 2022-03-14 19:29:42+00 | Any | Hsp | Rec | CZ03 | cAVVG | Cap-Tons | 1 | 235501 | None | 2926690.4391 | 1063501.7026 | 1266427 | 0 | 227210.1713 | 0 | 9701.2872 | 359850.4138 | 9661.9322 | 183627.8102 | 31493.4802 | 81.3604 | 31412.1266 | 0 | 632.5921 | 566.4965
AirCldScrewChlr-0.99kwpton-VarSpd | DEER2023 |  | 2022-03-14 20:36:10+00 | Any | Hsp | Rec | CZ03 | cAVVG | Cap-Tons | 579.8051 | 235501 | None | 2859350.7067 | 1063501.7026 | 1266427 | 0 | 159870.7087 | 0 | 9701.2872 | 359850.4138 | 9661.9322 | 183627.8102 | 31493.4802 | 81.3604 | 31412.1266 | 0 | 574.7984 | 516.6385
AirCldScrewChlr-1.407kwpton-VarSpd | DEER2023 |  | 2022-03-14 20:36:10+00 | Any | Hsp | Rec | CZ03 | cAVVG | Cap-Tons | 1 | 235501 | None | 2926690.4391 | 1063501.7026 | 1266427 | 0 | 227210.1713 | 0 | 9701.2872 | 359850.4138 | 9661.9322 | 183627.8102 | 31493.4802 | 81.3604 | 31412.1266 | 0 | 632.5921 | 566.4965
WtrCldCentChlr-Conv-0.42kwpton | DEER2023 |  | 2022-03-14 21:09:18+00 | Any | Hsp | Rec | CZ03 | cWVVG | Cap-Tons | 597.238 | 235501 | None | 2845345.012 | 1063501.7026 | 1266427 | 0 | 106514.0059 | 370.7167 | 48682.0272 | 359850.4138 | 9661.9322 | 183627.8102 | 31493.4802 | 81.3604 | 31412.1266 | 0 | 518.7678 | 472.8303
WtrCldCentChlr-Conv-0.748kwpton | DEER2023 |  | 2022-03-14 21:09:18+00 | Any | Hsp | Rec | CZ03 | cWVVG | Cap-Tons | 1 | 235501 | None | 2928164.7856 | 1063501.7026 | 1266427 | 0 | 189471.6738 | 379.7439 | 48534.538 | 359850.4138 | 9661.9322 | 183627.8102 | 31493.4802 | 81.3604 | 31412.1266 | 0 | 572.8378 | 521.8631
WtrCldCentChlr-Conv-1Cmp-0.439kwpton-VarSpd-CndRlf | DEER2023 |  | 2022-03-14 22:16:50+00 | Any | Hsp | Rec | CZ03 | cWVVG | Cap-Tons | 597.238 | 235501 | None | 2787238.5437 | 1063501.7026 | 1266427 | 0 | 46943.4831 | 2296.1697 | 48221.1387 | 359850.4138 | 9661.9322 | 183627.8102 | 31493.4802 | 81.3604 | 31412.1266 | 0 | 500.0391 | 452.5855
WtrCldCentChlr-Conv-1Cmp-0.748kwpton-VarSpd-CndRlf | DEER2023 |  | 2022-03-14 22:16:50+00 | Any | Hsp | Rec | CZ03 | cWVVG | Cap-Tons | 1 | 235501 | None | 2819207.5695 | 1063501.7026 | 1266427 | 0 | 79474.7307 | 2268.7 | 47685.6011 | 359850.4138 | 9661.9322 | 183627.8102 | 31493.4802 | 81.3604 | 31412.1266 | 0 | 533.6253 | 480.7608
WtrCldCentChlr-NoFric-1Cmp-0.439kwpton-VarSpd-CndRlf | DEER2023 |  | 2022-03-14 22:54:12+00 | Any | Hsp | Rec | CZ03 | cWVVG | Cap-Tons | 597.238 | 235501 | None | 2781040.7496 | 1063501.7026 | 1266427 | 0 | 40540.3964 | 2300.9372 | 48420.7951 | 359850.4138 | 9661.93 | 183627.8102 | 31493.4802 | 81.3604 | 31412.1266 | 0 | 504.2253 | 456.7777
WtrCldCentChlr-NoFric-1Cmp-0.748kwpton-VarSpd-CndRlf | DEER2023 |  | 2022-03-14 22:54:12+00 | Any | Hsp | Rec | CZ03 | cWVVG | Cap-Tons | 1 | 235501 | None | 2808713.7153 | 1063501.7026 | 1266427 | 0 | 68771.469 | 2279.6613 | 47884.5028 | 359850.4138 | 9661.93 | 183627.8102 | 31493.4802 | 81.3604 | 31412.1266 | 0 | 540.7578 | 487.9035
WtrCldCentChlr-NoFric-2Cmp-0.439kwpton-VarSpd-CndRlf | DEER2023 |  | 2022-03-14 23:25:13+00 | Any | Hsp | Rec | CZ03 | cWVVG | Cap-Tons | 597.238 | 235501 | None | 2779306.7684 | 1063501.7026 | 1266427 | 0 | 39230.7996 | 2306.9286 | 47990.4851 | 359850.4138 | 9661.93 | 183627.8102 | 31493.4802 | 81.3604 | 31412.1266 | 0 | 504.7966 | 457.606
WtrCldCentChlr-NoFric-2Cmp-0.748kwpton-VarSpd-CndRlf | DEER2023 |  | 2022-03-14 23:25:13+00 | Any | Hsp | Rec | CZ03 | cWVVG | Cap-Tons | 1 | 235501 | None | 2805899.9314 | 1063501.7026 | 1266427 | 0 | 66584.3523 | 2290.1833 | 47246.9368 | 359850.4138 | 9661.93 | 183627.8102 | 31493.4802 | 81.3604 | 31412.1266 | 0 | 541.7306 | 489.3137
WtrCldRecipChlr-0.42kwpton | DEER2023 |  | 2022-03-14 23:49:47+00 | Any | Hsp | Rec | CZ03 | cWVVG | Cap-Tons | 597.2379 | 235501 | None | 2807555.9365 | 1063501.7026 | 1266427 | 0 | 68529.9949 | 370.6879 | 48876.3982 | 359850.3435 | 9661.93 | 183627.8102 | 31493.4904 | 81.3604 | 31412.1291 | 0 | 518.2591 | 470.3159
WtrCldRecipChlr-0.748kwpton | DEER2023 |  | 2022-03-14 23:49:47+00 | Any | Hsp | Rec | CZ03 | cWVVG | Cap-Tons | 1 | 235501 | None | 2860199.9262 | 1063501.7026 | 1266427 | 0 | 121640.3128 | 372.584 | 48408.7974 | 359850.3435 | 9661.93 | 183627.8102 | 31493.4904 | 81.3604 | 31412.1291 | 0 | 569.1133 | 515.5358
WtrCldScrewChlr-0.42kwpton | DEER2023 |  | 2022-03-15 00:09:29+00 | Any | Hsp | Rec | CZ03 | cWVVG | Cap-Tons | 597.238 | 235501 | None | 2792161.3379 | 1063501.7026 | 1266427 | 0 | 53904.5353 | 378.3464 | 48100.1289 | 359850.3435 | 9661.93 | 183627.8102 | 31493.4904 | 81.3604 | 31412.1291 | 0 | 523.7585 | 475.3823
WtrCldScrewChlr-0.748kwpton | DEER2023 |  | 2022-03-15 00:09:29+00 | Any | Hsp | Rec | CZ03 | cWVVG | Cap-Tons | 1 | 235501 | None | 2831745.8079 | 1063501.7026 | 1266427 | 0 | 94403.3814 | 385.4113 | 47178.7224 | 359850.3435 | 9661.93 | 183627.8102 | 31493.4904 | 81.3604 | 31412.1291 | 0 | 578.9088 | 524.5326
WtrCldScrewChlr-0.439kwpton-VarSpd | DEER2023 |  | 2022-03-15 00:41:21+00 | Any | Hsp | Rec | CZ03 | cWVVG | Cap-Tons | 597.238 | 235501 | None | 2791069.1407 | 1063501.7026 | 1266427 | 0 | 52757.9138 | 352.2092 | 48180.491 | 359850.3435 | 9661.93 | 183627.8102 | 31493.4904 | 81.3604 | 31412.1291 | 0 | 506.0717 | 458.9557
WtrCldScrewChlr-0.748kwpton-VarSpd | DEER2023 |  | 2022-03-15 00:41:21+00 | Any | Hsp | Rec | CZ03 | cWVVG | Cap-Tons | 1 | 235501 | None | 2826914.2041 | 1063501.7026 | 1266427 | 0 | 89188.469 | 341.7081 | 47604.9701 | 359850.3435 | 9661.93 | 183627.8102 | 31493.4904 | 81.3604 | 31412.1291 | 0 | 543.3375 | 491.7075
AirCldRecipChlr-0.95kwpton | DEER2023 |  | 2022-03-14 18:21:41+00 | Any | Hsp | Rec | CZ04 | cAVVG | Cap-Tons | 800.9837 | 235501 | None | 2965527.7483 | 1063143.4327 | 1266427 | 0 | 252169.9696 | 0 | 16206.6197 | 367581.7968 | 21859.9015 | 136369.913 | 29762.0997 | 81.3604 | 29680.7358 | 0 | 649.4246 | 590.2427
AirCldRecipChlr-1.407kwpton | DEER2023 |  | 2022-03-14 18:21:41+00 | Any | Hsp | Rec | CZ04 | cAVVG | Cap-Tons | 1 | 235501 | None | 3086835.1443 | 1063143.4327 | 1266427 | 0 | 373477.0286 | 0 | 16206.6197 | 367581.7968 | 21859.9015 | 136369.913 | 29762.0997 | 81.3604 | 29680.7358 | 0 | 749.1454 | 680.7273
AirCldScrewChlr-0.95kwpton | DEER2023 |  | 2022-03-14 19:29:42+00 | Any | Hsp | Rec | CZ04 | cAVVG | Cap-Tons | 800.9837 | 235501 | None | 3048687.6141 | 1063143.4327 | 1266427 | 0 | 335319.7179 | 0 | 16216.5849 | 367581.7968 | 21859.9015 | 136369.913 | 29762.0997 | 81.3604 | 29680.7358 | 0 | 670.8755 | 606.5873
AirCldScrewChlr-1.407kwpton | DEER2023 |  | 2022-03-14 19:29:42+00 | Any | Hsp | Rec | CZ04 | cAVVG | Cap-Tons | 1 | 235501 | None | 3209993.9463 | 1063143.4327 | 1266427 | 0 | 496625.7848 | 0 | 16216.5849 | 367581.7968 | 21859.9015 | 136369.913 | 29762.0997 | 81.3604 | 29680.7358 | 0 | 780.9152 | 704.9351
AirCldScrewChlr-0.99kwpton-VarSpd | DEER2023 |  | 2022-03-14 20:36:10+00 | Any | Hsp | Rec | CZ04 | cAVVG | Cap-Tons | 800.9837 | 235501 | None | 3062805.8658 | 1063143.4327 | 1266427 | 0 | 349438.2421 | 0 | 16216.5849 | 367581.7968 | 21859.9015 | 136369.913 | 29762.0997 | 81.3604 | 29680.7358 | 0 | 680.5072 | 615.1958
AirCldScrewChlr-1.407kwpton-VarSpd | DEER2023 |  | 2022-03-14 20:36:10+00 | Any | Hsp | Rec | CZ04 | cAVVG | Cap-Tons | 1 | 235501 | None | 3209993.9463 | 1063143.4327 | 1266427 | 0 | 496625.7848 | 0 | 16216.5849 | 367581.7968 | 21859.9015 | 136369.913 | 29762.0997 | 81.3604 | 29680.7358 | 0 | 780.9152 | 704.9351
WtrCldCentChlr-Conv-0.42kwpton | DEER2023 |  | 2022-03-14 21:09:18+00 | Any | Hsp | Rec | CZ04 | cWVVG | Cap-Tons | 832.8172 | 235501 | None | 3003685.2248 | 1063143.4327 | 1266427 | 0 | 218233.43 | 1160.8167 | 87139.728 | 367582.0306 | 21859.9015 | 136369.913 | 29762.0997 | 81.3604 | 29680.7358 | 0 | 566.5393 | 515.2334
WtrCldCentChlr-Conv-0.748kwpton | DEER2023 |  | 2022-03-14 21:09:18+00 | Any | Hsp | Rec | CZ04 | cWVVG | Cap-Tons | 1 | 235501 | None | 3173836.5 | 1063143.4327 | 1266427 | 0 | 388348.5696 | 1185.4303 | 87150.9322 | 367582.0306 | 21859.9015 | 136369.913 | 29762.0997 | 81.3604 | 29680.7358 | 0 | 648.9823 | 590.5073
WtrCldCentChlr-Conv-1Cmp-0.439kwpton-VarSpd-CndRlf | DEER2023 |  | 2022-03-14 22:16:50+00 | Any | Hsp | Rec | CZ04 | cWVVG | Cap-Tons | 832.8172 | 235501 | None | 2890146.0302 | 1063143.4327 | 1266427 | 0 | 98685.8829 | 8018.3461 | 86290.4684 | 367582.0306 | 21859.9015 | 136369.913 | 29762.0997 | 81.3604 | 29680.7358 | 0 | 542.2326 | 490.0089
WtrCldCentChlr-Conv-1Cmp-0.748kwpton-VarSpd-CndRlf | DEER2023 |  | 2022-03-14 22:16:50+00 | Any | Hsp | Rec | CZ04 | cWVVG | Cap-Tons | 1 | 235501 | None | 2958166.2886 | 1063143.4327 | 1266427 | 0 | 167439.2878 | 8062.7303 | 85512.6035 | 367582.0306 | 21859.9015 | 136369.913 | 29762.0997 | 81.3604 | 29680.7358 | 0 | 595.0155 | 535.5399
WtrCldCentChlr-NoFric-1Cmp-0.439kwpton-VarSpd-CndRlf | DEER2023 |  | 2022-03-14 22:54:12+00 | Any | Hsp | Rec | CZ04 | cWVVG | Cap-Tons | 832.8172 | 235501 | None | 2883194.3826 | 1063143.4327 | 1266427 | 0 | 91168.6507 | 8053.3023 | 86821.387 | 367582.0306 | 21859.9015 | 136369.913 | 29762.0997 | 81.3604 | 29680.7358 | 0 | 546.7195 | 495.1892
WtrCldCentChlr-NoFric-1Cmp-0.748kwpton-VarSpd-CndRlf | DEER2023 |  | 2022-03-14 22:54:12+00 | Any | Hsp | Rec | CZ04 | cWVVG | Cap-Tons | 1 | 235501 | None | 2945989.7181 | 1063143.4327 | 1266427 | 0 | 154904.1827 | 8123.0506 | 85811.0651 | 367582.0306 | 21859.9015 | 136369.913 | 29762.0997 | 81.3604 | 29680.7358 | 0 | 600.5416 | 544.3157
WtrCldCentChlr-NoFric-2Cmp-0.439kwpton-VarSpd-CndRlf | DEER2023 |  | 2022-03-14 23:25:13+00 | Any | Hsp | Rec | CZ04 | cWVVG | Cap-Tons | 832.8172 | 235501 | None | 2881307.6208 | 1063143.4327 | 1266427 | 0 | 90091.9282 | 8070.9849 | 85993.8532 | 367582.0306 | 21859.9015 | 136369.913 | 29762.0997 | 81.3604 | 29680.7358 | 0 | 547.9025 | 496.2409
WtrCldCentChlr-NoFric-2Cmp-0.748kwpton-VarSpd-CndRlf | DEER2023 |  | 2022-03-14 23:25:13+00 | Any | Hsp | Rec | CZ04 | cWVVG | Cap-Tons | 1 | 235501 | None | 2943220.0201 | 1063143.4327 | 1266427 | 0 | 153157.4453 | 8153.2961 | 84757.8584 | 367582.0306 | 21859.9015 | 136369.913 | 29762.0997 | 81.3604 | 29680.7358 | 0 | 602.5566 | 546.108
WtrCldRecipChlr-0.42kwpton | DEER2023 |  | 2022-03-14 23:49:47+00 | Any | Hsp | Rec | CZ04 | cWVVG | Cap-Tons | 832.8172 | 235501 | None | 2935490.4396 | 1063143.4327 | 1266427 | 0 | 149259.7991 | 1165.6818 | 87913.7402 | 367581.8669 | 21859.9015 | 136369.913 | 29762.0971 | 81.3604 | 29680.7358 | 0 | 563.83 | 512.0623
WtrCldRecipChlr-0.748kwpton | DEER2023 |  | 2022-03-14 23:49:47+00 | Any | Hsp | Rec | CZ04 | cWVVG | Cap-Tons | 1 | 235501 | None | 3050786.6174 | 1063143.4327 | 1266427 | 0 | 265125.269 | 1169.3481 | 87341.0816 | 367581.8669 | 21859.9015 | 136369.913 | 29762.0971 | 81.3604 | 29680.7358 | 0 | 640.2295 | 581.779
WtrCldScrewChlr-0.42kwpton | DEER2023 |  | 2022-03-15 00:09:29+00 | Any | Hsp | Rec | CZ04 | cWVVG | Cap-Tons | 832.8172 | 235501 | None | 2913135.6107 | 1063143.4327 | 1266427 | 0 | 128475.4625 | 1186.4406 | 86323.1275 | 367581.8669 | 21859.9015 | 136369.913 | 29762.0971 | 81.3604 | 29680.7358 | 0 | 572.5812 | 519.5448
WtrCldScrewChlr-0.748kwpton | DEER2023 |  | 2022-03-15 00:09:29+00 | Any | Hsp | Rec | CZ04 | cWVVG | Cap-Tons | 1 | 235501 | None | 3009486.1846 | 1063143.4327 | 1266427 | 0 | 226258.7952 | 1205.4369 | 84870.5519 | 367581.8669 | 21859.9015 | 136369.913 | 29762.0971 | 81.3604 | 29680.7358 | 0 | 655.8106 | 595.1092
WtrCldScrewChlr-0.439kwpton-VarSpd | DEER2023 |  | 2022-03-15 00:41:21+00 | Any | Hsp | Rec | CZ04 | cWVVG | Cap-Tons | 832.8172 | 235501 | None | 2899979.3926 | 1063143.4327 | 1266427 | 0 | 115179.3366 | 1110.6092 | 86538.7693 | 367581.8669 | 21859.9015 | 136369.913 | 29762.0971 | 81.3604 | 29680.7358 | 0 | 545.2407 | 495.8357
WtrCldScrewChlr-0.748kwpton-VarSpd | DEER2023 |  | 2022-03-15 00:41:21+00 | Any | Hsp | Rec | CZ04 | cWVVG | Cap-Tons | 1 | 235501 | None | 2979017.2819 | 1063143.4327 | 1266427 | 0 | 195085.4773 | 1079.1419 | 85701.643 | 367581.8669 | 21859.9015 | 136369.913 | 29762.0971 | 81.3604 | 29680.7358 | 0 | 601.0258 | 547.2547
AirCldRecipChlr-0.95kwpton | DEER2023 |  | 2022-03-14 18:21:41+00 | Any | Hsp | Rec | CZ05 | cAVVG | Cap-Tons | 645.3397 | 235501 | None | 2827395.8222 | 1065218.2431 | 1266427 | 0 | 124894.6493 | 0 | 10358.6184 | 360498.0764 | 9519.2561 | 182733.6941 | 32403.0696 | 81.3604 | 32321.7102 | 0 | 551.4464 | 468.6707
AirCldRecipChlr-1.407kwpton | DEER2023 |  | 2022-03-14 18:21:41+00 | Any | Hsp | Rec | CZ05 | cAVVG | Cap-Tons | 1 | 235501 | None | 2887476.8 | 1065218.2431 | 1266427 | 0 | 184975.475 | 0 | 10358.6184 | 360498.0764 | 9519.2561 | 182733.6941 | 32403.0696 | 81.3604 | 32321.7102 | 0 | 606.3953 | 502.9214
AirCldScrewChlr-0.95kwpton | DEER2023 |  | 2022-03-14 19:29:42+00 | Any | Hsp | Rec | CZ05 | cAVVG | Cap-Tons | 645.3397 | 235501 | None | 2879571.0667 | 1065218.2431 | 1266427 | 0 | 177069.2646 | 0 | 10358.6103 | 360498.0764 | 9519.2561 | 182733.6941 | 32403.0696 | 81.3604 | 32321.7102 | 0 | 563.9578 | 483.762
AirCldScrewChlr-1.407kwpton | DEER2023 |  | 2022-03-14 19:29:42+00 | Any | Hsp | Rec | CZ05 | cAVVG | Cap-Tons | 1 | 235501 | None | 2964750.0667 | 1065218.2431 | 1266427 | 0 | 262248.8455 | 0 | 10358.6103 | 360498.0764 | 9519.2561 | 182733.6941 | 32403.0696 | 81.3604 | 32321.7102 | 0 | 624.9254 | 525.272
AirCldScrewChlr-0.99kwpton-VarSpd | DEER2023 |  | 2022-03-14 20:36:10+00 | Any | Hsp | Rec | CZ05 | cAVVG | Cap-Tons | 645.3397 | 235501 | None | 2887025.7333 | 1065218.2431 | 1266427 | 0 | 184524.7889 | 0 | 10358.6103 | 360498.0764 | 9519.2561 | 182733.6941 | 32403.0696 | 81.3604 | 32321.7102 | 0 | 569.2945 | 487.3952
AirCldScrewChlr-1.407kwpton-VarSpd | DEER2023 |  | 2022-03-14 20:36:10+00 | Any | Hsp | Rec | CZ05 | cAVVG | Cap-Tons | 1 | 235501 | None | 2964750.0667 | 1065218.2431 | 1266427 | 0 | 262248.8455 | 0 | 10358.6103 | 360498.0764 | 9519.2561 | 182733.6941 | 32403.0696 | 81.3604 | 32321.7102 | 0 | 624.9254 | 525.272
WtrCldCentChlr-Conv-0.42kwpton | DEER2023 |  | 2022-03-14 21:09:18+00 | Any | Hsp | Rec | CZ05 | cWVVG | Cap-Tons | 671.079 | 235501 | None | 2867095.3556 | 1065218.2431 | 1266427 | 0 | 121554.1931 | 286.6144 | 53112.3968 | 360498.0764 | 9519.2561 | 182733.6941 | 32403.0696 | 81.3604 | 32321.7102 | 0 | 518.6525 | 461.9476
WtrCldCentChlr-Conv-0.748kwpton | DEER2023 |  | 2022-03-14 21:09:18+00 | Any | Hsp | Rec | CZ05 | cWVVG | Cap-Tons | 1 | 235501 | None | 2961686.1778 | 1065218.2431 | 1266427 | 0 | 216238.3208 | 290.2533 | 53015.3322 | 360498.0764 | 9519.2561 | 182733.6941 | 32403.0696 | 81.3604 | 32321.7102 | 0 | 572.3029 | 502.6359
WtrCldCentChlr-Conv-1Cmp-0.439kwpton-VarSpd-CndRlf | DEER2023 |  | 2022-03-14 22:16:50+00 | Any | Hsp | Rec | CZ05 | cWVVG | Cap-Tons | 671.079 | 235501 | None | 2799159.4444 | 1065218.2431 | 1266427 | 0 | 52069.0177 | 2296.0306 | 52652.5374 | 360498.0764 | 9519.2561 | 182733.6941 | 32403.0696 | 81.3604 | 32321.7102 | 0 | 493.2383 | 437.861
WtrCldCentChlr-Conv-1Cmp-0.748kwpton-VarSpd-CndRlf | DEER2023 |  | 2022-03-14 22:16:50+00 | Any | Hsp | Rec | CZ05 | cWVVG | Cap-Tons | 1 | 235501 | None | 2834727.3111 | 1065218.2431 | 1266427 | 0 | 88181.4882 | 2248.2681 | 52155.7651 | 360498.0764 | 9519.2561 | 182733.6941 | 32403.0696 | 81.3604 | 32321.7102 | 0 | 522.38 | 456.7374
WtrCldCentChlr-NoFric-1Cmp-0.439kwpton-VarSpd-CndRlf | DEER2023 |  | 2022-03-14 22:54:12+00 | Any | Hsp | Rec | CZ05 | cWVVG | Cap-Tons | 671.079 | 235501 | None | 2793239.4 | 1065218.2431 | 1266427 | 0 | 45959.953 | 2302.3406 | 52834.6508 | 360498.0764 | 9519.2468 | 182733.6941 | 32403.0696 | 81.3604 | 32321.7102 | 0 | 498.8646 | 440.6336
WtrCldCentChlr-NoFric-1Cmp-0.748kwpton-VarSpd-CndRlf | DEER2023 |  | 2022-03-14 22:54:12+00 | Any | Hsp | Rec | CZ05 | cWVVG | Cap-Tons | 1 | 235501 | None | 2824738.7333 | 1065218.2431 | 1266427 | 0 | 77979.5163 | 2261.4123 | 52355.7115 | 360498.0764 | 9519.2468 | 182733.6941 | 32403.0696 | 81.3604 | 32321.7102 | 0 | 531.9663 | 461.3492
WtrCldCentChlr-NoFric-2Cmp-0.439kwpton-VarSpd-CndRlf | DEER2023 |  | 2022-03-14 23:25:13+00 | Any | Hsp | Rec | CZ05 | cWVVG | Cap-Tons | 671.079 | 235501 | None | 2792157.6444 | 1065218.2431 | 1266427 | 0 | 45248.9875 | 2310.1584 | 52455.9285 | 360498.0764 | 9519.2468 | 182733.6941 | 32403.0696 | 81.3604 | 32321.7102 | 0 | 500.0864 | 441.479
WtrCldCentChlr-NoFric-2Cmp-0.748kwpton-VarSpd-CndRlf | DEER2023 |  | 2022-03-14 23:25:13+00 | Any | Hsp | Rec | CZ05 | cWVVG | Cap-Tons | 1 | 235501 | None | 2823094.8444 | 1065218.2431 | 1266427 | 0 | 76871.2521 | 2275.2547 | 51806.1526 | 360498.0764 | 9519.2468 | 182733.6941 | 32403.0696 | 81.3604 | 32321.7102 | 0 | 534.0492 | 462.758
WtrCldRecipChlr-0.42kwpton | DEER2023 |  | 2022-03-14 23:49:47+00 | Any | Hsp | Rec | CZ05 | cWVVG | Cap-Tons | 671.079 | 235501 | None | 2824768.6444 | 1065218.2431 | 1266427 | 0 | 79063.246 | 281.9728 | 53281.8474 | 360498.0764 | 9519.2468 | 182733.6941 | 32403.0696 | 81.3604 | 32321.7102 | 0 | 513.3024 | 453.3422
WtrCldRecipChlr-0.748kwpton | DEER2023 |  | 2022-03-14 23:49:47+00 | Any | Hsp | Rec | CZ05 | cWVVG | Cap-Tons | 1 | 235501 | None | 2885629.8889 | 1065218.2431 | 1266427 | 0 | 140302.1361 | 276.8654 | 52908.1719 | 360498.0764 | 9519.2468 | 182733.6941 | 32403.0696 | 81.3604 | 32321.7102 | 0 | 562.7824 | 487.2552
WtrCldScrewChlr-0.42kwpton | DEER2023 |  | 2022-03-15 00:09:29+00 | Any | Hsp | Rec | CZ05 | cWVVG | Cap-Tons | 671.079 | 235501 | None | 2808963.2 | 1065218.2431 | 1266427 | 0 | 64085.003 | 290.4437 | 52445.2012 | 360498.0764 | 9519.2468 | 182733.6941 | 32403.0696 | 81.3604 | 32321.7102 | 0 | 518.6845 | 455.0026
WtrCldScrewChlr-0.748kwpton | DEER2023 |  | 2022-03-15 00:09:29+00 | Any | Hsp | Rec | CZ05 | cWVVG | Cap-Tons | 1 | 235501 | None | 2856523.4667 | 1065218.2431 | 1266427 | 0 | 112387.5424 | 290.8381 | 51702.791 | 360498.0764 | 9519.2468 | 182733.6941 | 32403.0696 | 81.3604 | 32321.7102 | 0 | 572.3588 | 490.1945
WtrCldScrewChlr-0.439kwpton-VarSpd | DEER2023 |  | 2022-03-15 00:41:21+00 | Any | Hsp | Rec | CZ05 | cWVVG | Cap-Tons | 671.079 | 235501 | None | 2804741.6444 | 1065218.2431 | 1266427 | 0 | 59768.6084 | 261.4547 | 52569.7679 | 360498.0764 | 9519.2468 | 182733.6941 | 32403.0696 | 81.3604 | 32321.7102 | 0 | 501.8659 | 443.9063
WtrCldScrewChlr-0.748kwpton-VarSpd | DEER2023 |  | 2022-03-15 00:41:21+00 | Any | Hsp | Rec | CZ05 | cWVVG | Cap-Tons | 1 | 235501 | None | 2845403.2222 | 1065218.2431 | 1266427 | 0 | 100948.5068 | 244.8289 | 52067.926 | 360498.0764 | 9519.2468 | 182733.6941 | 32403.0696 | 81.3604 | 32321.7102 | 0 | 538.4121 | 467.5988
AirCldRecipChlr-0.95kwpton | DEER2023 |  | 2022-03-14 18:21:41+00 | Any | Hsp | Rec | CZ06 | cAVVG | Cap-Tons | 832.1561 | 235501 | None | 3033863.75 | 1063624.7031 | 1266427 | 0 | 316146.0234 | 0 | 19542.1621 | 368125.0156 | 29413.7202 | 84758.1445 | 22416.8019 | 81.3604 | 22335.4502 | 0 | 577.7755 | 523.793
AirCldRecipChlr-1.407kwpton | DEER2023 |  | 2022-03-14 18:21:41+00 | Any | Hsp | Rec | CZ06 | cAVVG | Cap-Tons | 1 | 235501 | None | 3185946.75 | 1063624.7031 | 1266427 | 0 | 468228.8438 | 0 | 19542.1621 | 368125.0156 | 29413.7202 | 84758.1445 | 22416.8019 | 81.3604 | 22335.4502 | 0 | 643.7073 | 583.1707
AirCldScrewChlr-0.95kwpton | DEER2023 |  | 2022-03-14 19:29:42+00 | Any | Hsp | Rec | CZ06 | cAVVG | Cap-Tons | 832.1561 | 235501 | None | 3152974.25 | 1063624.7031 | 1266427 | 0 | 435257.1328 | 0 | 19541.0469 | 368124.9688 | 29413.7202 | 84758.1445 | 22416.8019 | 81.3604 | 22335.4502 | 0 | 594.3697 | 540.3027
AirCldScrewChlr-1.407kwpton | DEER2023 |  | 2022-03-14 19:29:42+00 | Any | Hsp | Rec | CZ06 | cAVVG | Cap-Tons | 1 | 235501 | None | 3362356 | 1063624.7031 | 1266427 | 0 | 644638.6719 | 0 | 19541.0469 | 368124.9688 | 29413.7202 | 84758.1445 | 22416.8019 | 81.3604 | 22335.4502 | 0 | 668.2845 | 607.6223
AirCldScrewChlr-0.99kwpton-VarSpd | DEER2023 |  | 2022-03-14 20:36:10+00 | Any | Hsp | Rec | CZ06 | cAVVG | Cap-Tons | 832.1561 | 235501 | None | 3171301 | 1063624.7031 | 1266427 | 0 | 453583.75 | 0 | 19541.0469 | 368124.9688 | 29413.7202 | 84758.1445 | 22416.8019 | 81.3604 | 22335.4502 | 0 | 600.839 | 546.1955
AirCldScrewChlr-1.407kwpton-VarSpd | DEER2023 |  | 2022-03-14 20:36:10+00 | Any | Hsp | Rec | CZ06 | cAVVG | Cap-Tons | 1 | 235501 | None | 3362356 | 1063624.7031 | 1266427 | 0 | 644638.6719 | 0 | 19541.0469 | 368124.9688 | 29413.7202 | 84758.1445 | 22416.8019 | 81.3604 | 22335.4502 | 0 | 668.2845 | 607.6223
WtrCldCentChlr-Conv-0.42kwpton | DEER2023 |  | 2022-03-14 21:09:18+00 | Any | Hsp | Rec | CZ06 | cWVVG | Cap-Tons | 865.2766 | 235501 | None | 3117277.5 | 1063624.7031 | 1266427 | 0 | 300054.7344 | 2258.12 | 116788.6523 | 368125.0391 | 29413.7202 | 84758.1445 | 22416.8019 | 81.3604 | 22335.4502 | 0 | 543.2972 | 495.7978
WtrCldCentChlr-Conv-0.748kwpton | DEER2023 |  | 2022-03-14 21:09:18+00 | Any | Hsp | Rec | CZ06 | cWVVG | Cap-Tons | 1 | 235501 | None | 3351250.25 | 1063624.7031 | 1266427 | 0 | 534093.2031 | 2323.4624 | 116657.6016 | 368125.0391 | 29413.7202 | 84758.1445 | 22416.8019 | 81.3604 | 22335.4502 | 0 | 609.8318 | 557.153
WtrCldCentChlr-Conv-1Cmp-0.439kwpton-VarSpd-CndRlf | DEER2023 |  | 2022-03-14 22:16:50+00 | Any | Hsp | Rec | CZ06 | cWVVG | Cap-Tons | 865.2766 | 235501 | None | 2961343.25 | 1063624.7031 | 1266427 | 0 | 130484.2305 | 16450.7327 | 116232.2266 | 368125.0391 | 29413.7202 | 84758.1445 | 22416.8019 | 81.3604 | 22335.4502 | 0 | 517.3963 | 465.0722
WtrCldCentChlr-Conv-1Cmp-0.748kwpton-VarSpd-CndRlf | DEER2023 |  | 2022-03-14 22:16:50+00 | Any | Hsp | Rec | CZ06 | cWVVG | Cap-Tons | 1 | 235501 | None | 3051865 | 1063624.7031 | 1266427 | 0 | 221533.6992 | 16633.5654 | 115521.7012 | 368125.0391 | 29413.7202 | 84758.1445 | 22416.8019 | 81.3604 | 22335.4502 | 0 | 552.3428 | 494.7133
WtrCldCentChlr-NoFric-1Cmp-0.439kwpton-VarSpd-CndRlf | DEER2023 |  | 2022-03-14 22:54:12+00 | Any | Hsp | Rec | CZ06 | cWVVG | Cap-Tons | 865.2766 | 235501 | None | 2952869.5 | 1063624.7031 | 1266427 | 0 | 121592.4473 | 16481.0344 | 116620.0508 | 368125.0391 | 29413.7202 | 84758.1445 | 22416.8019 | 81.3604 | 22335.4502 | 0 | 524.657 | 471.7393
WtrCldCentChlr-NoFric-1Cmp-0.748kwpton-VarSpd-CndRlf | DEER2023 |  | 2022-03-14 22:54:12+00 | Any | Hsp | Rec | CZ06 | cWVVG | Cap-Tons | 1 | 235501 | None | 3037508 | 1063624.7031 | 1266427 | 0 | 206782.1992 | 16689.802 | 115860.2266 | 368125.0391 | 29413.7202 | 84758.1445 | 22416.8019 | 81.3604 | 22335.4502 | 0 | 564.7128 | 506.072
WtrCldCentChlr-NoFric-2Cmp-0.439kwpton-VarSpd-CndRlf | DEER2023 |  | 2022-03-14 23:25:13+00 | Any | Hsp | Rec | CZ06 | cWVVG | Cap-Tons | 865.2766 | 235501 | None | 2952262.25 | 1063624.7031 | 1266427 | 0 | 121591.9238 | 16509.1956 | 115985.0234 | 368125.0391 | 29413.7202 | 84758.1445 | 22416.8019 | 81.3604 | 22335.4502 | 0 | 526.372 | 473.5855
WtrCldCentChlr-NoFric-2Cmp-0.748kwpton-VarSpd-CndRlf | DEER2023 |  | 2022-03-14 23:25:13+00 | Any | Hsp | Rec | CZ06 | cWVVG | Cap-Tons | 1 | 235501 | None | 3036742.5 | 1063624.7031 | 1266427 | 0 | 206805.5508 | 16737.1775 | 115023.498 | 368125.0391 | 29413.7202 | 84758.1445 | 22416.8019 | 81.3604 | 22335.4502 | 0 | 567.6358 | 509.2172
WtrCldRecipChlr-0.42kwpton | DEER2023 |  | 2022-03-14 23:49:47+00 | Any | Hsp | Rec | CZ06 | cWVVG | Cap-Tons | 865.2766 | 235501 | None | 3023160.75 | 1063624.7031 | 1266427 | 0 | 205623.1719 | 2189.4078 | 117172.3984 | 368125.0391 | 29413.7202 | 84758.1445 | 22416.8019 | 81.3604 | 22335.4502 | 0 | 535.7105 | 486.9708
WtrCldRecipChlr-0.748kwpton | DEER2023 |  | 2022-03-14 23:49:47+00 | Any | Hsp | Rec | CZ06 | cWVVG | Cap-Tons | 1 | 235501 | None | 3182480.75 | 1063624.7031 | 1266427 | 0 | 365386.7734 | 2194.2197 | 116724.1719 | 368125.0391 | 29413.7202 | 84758.1445 | 22416.8019 | 81.3604 | 22335.4502 | 0 | 596.317 | 541.4343
WtrCldScrewChlr-0.42kwpton | DEER2023 |  | 2022-03-15 00:09:29+00 | Any | Hsp | Rec | CZ06 | cWVVG | Cap-Tons | 865.2766 | 235501 | None | 3005513 | 1063624.7031 | 1266427 | 0 | 189090.9727 | 2228.5852 | 116017.5977 | 368125.0391 | 29413.7202 | 84758.1445 | 22416.8019 | 81.3604 | 22335.4502 | 0 | 542.8412 | 493.983
WtrCldScrewChlr-0.748kwpton | DEER2023 |  | 2022-03-15 00:09:29+00 | Any | Hsp | Rec | CZ06 | cWVVG | Cap-Tons | 1 | 235501 | None | 3148850.25 | 1063624.7031 | 1266427 | 0 | 333544.4531 | 2262.7281 | 114867.5273 | 368125.0391 | 29413.7202 | 84758.1445 | 22416.8019 | 81.3604 | 22335.4502 | 0 | 609.02 | 553.929
WtrCldScrewChlr-0.439kwpton-VarSpd | DEER2023 |  | 2022-03-15 00:41:21+00 | Any | Hsp | Rec | CZ06 | cWVVG | Cap-Tons | 865.2766 | 235501 | None | 2975327.25 | 1063624.7031 | 1266427 | 0 | 158810.5 | 2085.82 | 116255.1504 | 368125.0391 | 29413.7202 | 84758.1445 | 22416.8019 | 81.3604 | 22335.4502 | 0 | 520.7915 | 472.3453
WtrCldScrewChlr-0.748kwpton-VarSpd | DEER2023 |  | 2022-03-15 00:41:21+00 | Any | Hsp | Rec | CZ06 | cWVVG | Cap-Tons | 1 | 235501 | None | 3084661.75 | 1063624.7031 | 1266427 | 0 | 269036.7266 | 2025.6083 | 115422.9746 | 368125.0391 | 29413.7202 | 84758.1445 | 22416.8019 | 81.3604 | 22335.4502 | 0 | 564.921 | 511.1372
AirCldRecipChlr-0.95kwpton | DEER2023 |  | 2022-03-14 18:21:41+00 | Any | Hsp | Rec | CZ07 | cAVVG | Cap-Tons | 856.6225 | 235501 | None | 2995462.8408 | 1063840.0464 | 1266427 | 0 | 277326.5023 | 0 | 19422.1862 | 368448.3938 | 31321.7085 | 71765.2666 | 20302.862 | 81.3604 | 20221.4939 | 0 | 565.5231 | 506.4041
AirCldRecipChlr-1.407kwpton | DEER2023 |  | 2022-03-14 18:21:41+00 | Any | Hsp | Rec | CZ07 | cAVVG | Cap-Tons | 1 | 235501 | None | 3128871.9429 | 1063840.0464 | 1266427 | 0 | 410735.0957 | 0 | 19422.1862 | 368448.3938 | 31321.7085 | 71765.2666 | 20302.862 | 81.3604 | 20221.4939 | 0 | 626.2631 | 558.1552
AirCldScrewChlr-0.95kwpton | DEER2023 |  | 2022-03-14 19:29:42+00 | Any | Hsp | Rec | CZ07 | cAVVG | Cap-Tons | 856.6225 | 235501 | None | 3122064.1742 | 1063840.0464 | 1266427 | 0 | 403927.3432 | 0 | 19422.2228 | 368448.3938 | 31321.7085 | 71765.2666 | 20302.862 | 81.3604 | 20221.4939 | 0 | 583.4337 | 526.3746
AirCldScrewChlr-1.407kwpton | DEER2023 |  | 2022-03-14 19:29:42+00 | Any | Hsp | Rec | CZ07 | cAVVG | Cap-Tons | 1 | 235501 | None | 3316374.0751 | 1063840.0464 | 1266427 | 0 | 598237.5875 | 0 | 19422.2228 | 368448.3938 | 31321.7085 | 71765.2666 | 20302.862 | 81.3604 | 20221.4939 | 0 | 652.7903 | 587.7321
AirCldScrewChlr-0.99kwpton-VarSpd | DEER2023 |  | 2022-03-14 20:36:10+00 | Any | Hsp | Rec | CZ07 | cAVVG | Cap-Tons | 856.6225 | 235501 | None | 3139070.8529 | 1063840.0464 | 1266427 | 0 | 420934.8035 | 0 | 19422.2228 | 368448.3938 | 31321.7085 | 71765.2666 | 20302.862 | 81.3604 | 20221.4939 | 0 | 589.5042 | 531.7448
AirCldScrewChlr-1.407kwpton-VarSpd | DEER2023 |  | 2022-03-14 20:36:10+00 | Any | Hsp | Rec | CZ07 | cAVVG | Cap-Tons | 1 | 235501 | None | 3316374.0751 | 1063840.0464 | 1266427 | 0 | 598237.5875 | 0 | 19422.2228 | 368448.3938 | 31321.7085 | 71765.2666 | 20302.862 | 81.3604 | 20221.4939 | 0 | 652.7903 | 587.7321
WtrCldCentChlr-Conv-0.42kwpton | DEER2023 |  | 2022-03-14 21:09:18+00 | Any | Hsp | Rec | CZ07 | cWVVG | Cap-Tons | 890.7447 | 235501 | None | 3117719.4054 | 1063840.0464 | 1266427 | 0 | 291865.4889 | 1204.5578 | 125935.746 | 368448.3938 | 31321.7085 | 71765.2666 | 20302.862 | 81.3604 | 20221.4939 | 0 | 538.9023 | 492.5102
WtrCldCentChlr-Conv-0.748kwpton | DEER2023 |  | 2022-03-14 21:09:18+00 | Any | Hsp | Rec | CZ07 | cWVVG | Cap-Tons | 1 | 235501 | None | 3344902.3844 | 1063840.0464 | 1266427 | 0 | 519346.6623 | 1230.7547 | 125610.4243 | 368448.3938 | 31321.7085 | 71765.2666 | 20302.862 | 81.3604 | 20221.4939 | 0 | 602.9747 | 552.2175
WtrCldCentChlr-Conv-1Cmp-0.439kwpton-VarSpd-CndRlf | DEER2023 |  | 2022-03-14 22:16:50+00 | Any | Hsp | Rec | CZ07 | cWVVG | Cap-Tons | 890.7447 | 235501 | None | 2954386.7568 | 1063840.0464 | 1266427 | 0 | 120670.6207 | 9785.5244 | 125216.5226 | 368448.3938 | 31321.7085 | 71765.2666 | 20302.862 | 81.3604 | 20221.4939 | 0 | 508.6249 | 460.2263
WtrCldCentChlr-Conv-1Cmp-0.748kwpton-VarSpd-CndRlf | DEER2023 |  | 2022-03-14 22:16:50+00 | Any | Hsp | Rec | CZ07 | cWVVG | Cap-Tons | 1 | 235501 | None | 3036993.4054 | 1063840.0464 | 1266427 | 0 | 204458.681 | 9701.5481 | 124118.9016 | 368448.3938 | 31321.7085 | 71765.2666 | 20302.862 | 81.3604 | 20221.4939 | 0 | 539.8655 | 487.3528
WtrCldCentChlr-NoFric-1Cmp-0.439kwpton-VarSpd-CndRlf | DEER2023 |  | 2022-03-14 22:54:12+00 | Any | Hsp | Rec | CZ07 | cWVVG | Cap-Tons | 890.7447 | 235501 | None | 2935172.7868 | 1063840.0464 | 1266427 | 0 | 101195.0513 | 9781.3406 | 125481.8169 | 368448.3938 | 31321.7085 | 71765.2666 | 20302.862 | 81.3604 | 20221.4939 | 0 | 515.8232 | 466.6412
WtrCldCentChlr-NoFric-1Cmp-0.748kwpton-VarSpd-CndRlf | DEER2023 |  | 2022-03-14 22:54:12+00 | Any | Hsp | Rec | CZ07 | cWVVG | Cap-Tons | 1 | 235501 | None | 3004861.958 | 1063840.0464 | 1266427 | 0 | 171816.9133 | 9703.1628 | 124627.5799 | 368448.3938 | 31321.7085 | 71765.2666 | 20302.862 | 81.3604 | 20221.4939 | 0 | 552.1284 | 498.2818
WtrCldCentChlr-NoFric-2Cmp-0.439kwpton-VarSpd-CndRlf | DEER2023 |  | 2022-03-14 23:25:13+00 | Any | Hsp | Rec | CZ07 | cWVVG | Cap-Tons | 890.7447 | 235501 | None | 2931263.6156 | 1063840.0464 | 1266427 | 0 | 97852.4446 | 9800.7564 | 124895.9392 | 368448.3938 | 31321.7085 | 71765.2666 | 20302.862 | 81.3604 | 20221.4939 | 0 | 517.7546 | 468.6179
WtrCldCentChlr-NoFric-2Cmp-0.748kwpton-VarSpd-CndRlf | DEER2023 |  | 2022-03-14 23:25:13+00 | Any | Hsp | Rec | CZ07 | cWVVG | Cap-Tons | 1 | 235501 | None | 2998303.6787 | 1063840.0464 | 1266427 | 0 | 166206.2162 | 9737.3521 | 123645.3302 | 368448.3938 | 31321.7085 | 71765.2666 | 20302.862 | 81.3604 | 20221.4939 | 0 | 555.4193 | 501.6487
WtrCldRecipChlr-0.42kwpton | DEER2023 |  | 2022-03-14 23:49:47+00 | Any | Hsp | Rec | CZ07 | cWVVG | Cap-Tons | 890.7447 | 235501 | None | 3007971.8318 | 1063840.0464 | 1266427 | 0 | 182035.8406 | 1135.5527 | 126085.7681 | 368448.3938 | 31321.7085 | 71765.2666 | 20302.862 | 81.3604 | 20221.4939 | 0 | 530.1424 | 482.5691
WtrCldRecipChlr-0.748kwpton | DEER2023 |  | 2022-03-14 23:49:47+00 | Any | Hsp | Rec | CZ07 | cWVVG | Cap-Tons | 1 | 235501 | None | 3148271.7357 | 1063840.0464 | 1266427 | 0 | 323158.4615 | 1111.4457 | 125287.0401 | 368448.3938 | 31321.7085 | 71765.2666 | 20302.862 | 81.3604 | 20221.4939 | 0 | 587.3736 | 534.4982
WtrCldScrewChlr-0.42kwpton | DEER2023 |  | 2022-03-15 00:09:29+00 | Any | Hsp | Rec | CZ07 | cWVVG | Cap-Tons | 890.7447 | 235501 | None | 2974756.8318 | 1063840.0464 | 1266427 | 0 | 149915.1557 | 1161.2229 | 124965.7719 | 368448.3938 | 31321.7085 | 71765.2666 | 20302.862 | 81.3604 | 20221.4939 | 0 | 537.5689 | 489.6639
WtrCldScrewChlr-0.748kwpton | DEER2023 |  | 2022-03-15 00:09:29+00 | Any | Hsp | Rec | CZ07 | cWVVG | Cap-Tons | 1 | 235501 | None | 3085849.2553 | 1063840.0464 | 1266427 | 0 | 262623.6778 | 1157.2564 | 123353.9983 | 368448.3938 | 31321.7085 | 71765.2666 | 20302.862 | 81.3604 | 20221.4939 | 0 | 600.5978 | 547.1486
WtrCldScrewChlr-0.439kwpton-VarSpd | DEER2023 |  | 2022-03-15 00:41:21+00 | Any | Hsp | Rec | CZ07 | cWVVG | Cap-Tons | 890.7447 | 235501 | None | 2964981.7868 | 1063840.0464 | 1266427 | 0 | 140138.5309 | 1060.4039 | 125068.1879 | 368448.3938 | 31321.7085 | 71765.2666 | 20302.862 | 81.3604 | 20221.4939 | 0 | 514.8089 | 467.7539
WtrCldScrewChlr-0.748kwpton-VarSpd | DEER2023 |  | 2022-03-15 00:41:21+00 | Any | Hsp | Rec | CZ07 | cWVVG | Cap-Tons | 1 | 235501 | None | 3060427.7958 | 1063840.0464 | 1266427 | 0 | 236854.1248 | 996.34 | 123863.2704 | 368448.3938 | 31321.7085 | 71765.2666 | 20302.862 | 81.3604 | 20221.4939 | 0 | 555.6007 | 504.1425
AirCldRecipChlr-0.95kwpton | DEER2023 |  | 2022-03-14 18:21:41+00 | Any | Hsp | Rec | CZ08 | cAVVG | Cap-Tons | 925.1302 | 235501 | None | 3106391.2706 | 1063793.4309 | 1266427 | 0 | 379141.353 | 0 | 21356.6922 | 375673.2063 | 31496.6776 | 80369.9769 | 21189.7756 | 81.3604 | 21108.4163 | 0 | 645.0539 | 550.1137
AirCldRecipChlr-1.407kwpton | DEER2023 |  | 2022-03-14 18:21:41+00 | Any | Hsp | Rec | CZ08 | cAVVG | Cap-Tons | 1 | 235501 | None | 3288777.2165 | 1063793.4309 | 1266427 | 0 | 561528.2053 | 0 | 21356.6922 | 375673.2063 | 31496.6776 | 80369.9769 | 21189.7756 | 81.3604 | 21108.4163 | 0 | 743.2223 | 621.5338
AirCldScrewChlr-0.95kwpton | DEER2023 |  | 2022-03-14 19:29:42+00 | Any | Hsp | Rec | CZ08 | cAVVG | Cap-Tons | 925.1302 | 235501 | None | 3233682.7388 | 1063793.4309 | 1266427 | 0 | 506439.9988 | 0 | 21349.8499 | 375673.2063 | 31496.6776 | 80369.9769 | 21189.7756 | 81.3604 | 21108.4163 | 0 | 658.9586 | 566.9533
AirCldScrewChlr-1.407kwpton | DEER2023 |  | 2022-03-14 19:29:42+00 | Any | Hsp | Rec | CZ08 | cAVVG | Cap-Tons | 1 | 235501 | None | 3477306.9318 | 1063793.4309 | 1266427 | 0 | 750064.0979 | 0 | 21349.8499 | 375673.2063 | 31496.6776 | 80369.9769 | 21189.7756 | 81.3604 | 21108.4163 | 0 | 763.8161 | 646.4747
AirCldScrewChlr-0.99kwpton-VarSpd | DEER2023 |  | 2022-03-14 20:36:10+00 | Any | Hsp | Rec | CZ08 | cAVVG | Cap-Tons | 925.1302 | 235501 | None | 3255006.0306 | 1063793.4309 | 1266427 | 0 | 527763.6191 | 0 | 21349.8499 | 375673.2063 | 31496.6776 | 80369.9769 | 21189.7756 | 81.3604 | 21108.4163 | 0 | 668.1362 | 573.9135
AirCldScrewChlr-1.407kwpton-VarSpd | DEER2023 |  | 2022-03-14 20:36:10+00 | Any | Hsp | Rec | CZ08 | cAVVG | Cap-Tons | 1 | 235501 | None | 3477306.9318 | 1063793.4309 | 1266427 | 0 | 750064.0979 | 0 | 21349.8499 | 375673.2063 | 31496.6776 | 80369.9769 | 21189.7756 | 81.3604 | 21108.4163 | 0 | 763.8161 | 646.4749
WtrCldCentChlr-Conv-0.42kwpton | DEER2023 |  | 2022-03-14 21:09:18+00 | Any | Hsp | Rec | CZ08 | cWVVG | Cap-Tons | 952.7048 | 235501 | None | 3174810.88 | 1063793.4309 | 1266427 | 0 | 336771.8963 | 1961.8163 | 130184.3015 | 375673.2063 | 31496.6776 | 80369.9769 | 21189.7756 | 81.3604 | 21108.4163 | 0 | 563.8284 | 507.9436
WtrCldCentChlr-Conv-0.748kwpton | DEER2023 |  | 2022-03-14 21:09:18+00 | Any | Hsp | Rec | CZ08 | cWVVG | Cap-Tons | 1 | 235501 | None | 3437371.1624 | 1063793.4309 | 1266427 | 0 | 599372.1997 | 2010.9618 | 130094.8696 | 375673.2063 | 31496.6776 | 80369.9769 | 21189.7756 | 81.3604 | 21108.4163 | 0 | 644.7263 | 576.7767
WtrCldCentChlr-Conv-1Cmp-0.439kwpton-VarSpd-CndRlf | DEER2023 |  | 2022-03-14 22:16:50+00 | Any | Hsp | Rec | CZ08 | cWVVG | Cap-Tons | 952.7048 | 235501 | None | 2996626.8494 | 1063793.4309 | 1266427 | 0 | 147543.6031 | 13861.2114 | 129329.6775 | 375673.2063 | 31496.6776 | 80369.9769 | 21189.7756 | 81.3604 | 21108.4163 | 0 | 536.5986 | 472.1982
WtrCldCentChlr-Conv-1Cmp-0.748kwpton-VarSpd-CndRlf | DEER2023 |  | 2022-03-14 22:16:50+00 | Any | Hsp | Rec | CZ08 | cWVVG | Cap-Tons | 1 | 235501 | None | 3098858.0306 | 1063793.4309 | 1266427 | 0 | 250531.8848 | 13896.9797 | 128537.061 | 375673.2063 | 31496.6776 | 80369.9769 | 21189.7756 | 81.3604 | 21108.4163 | 0 | 583.5578 | 506.315
WtrCldCentChlr-NoFric-1Cmp-0.439kwpton-VarSpd-CndRlf | DEER2023 |  | 2022-03-14 22:54:12+00 | Any | Hsp | Rec | CZ08 | cWVVG | Cap-Tons | 952.7046 | 235501 | None | 2986635.5247 | 1063793.4309 | 1266427 | 0 | 137111.0852 | 13888.2875 | 129743.8856 | 375673.2063 | 31496.6776 | 80369.9769 | 21189.7756 | 81.3604 | 21108.4163 | 0 | 544.3108 | 479.2829
WtrCldCentChlr-NoFric-1Cmp-0.748kwpton-VarSpd-CndRlf | DEER2023 |  | 2022-03-14 22:54:12+00 | Any | Hsp | Rec | CZ08 | cWVVG | Cap-Tons | 1 | 235501 | None | 3081837.9059 | 1063793.4309 | 1266427 | 0 | 233057.1592 | 13950.5807 | 128937.4267 | 375673.2063 | 31496.6776 | 80369.9769 | 21189.7756 | 81.3604 | 21108.4163 | 0 | 596.6974 | 518.3875
WtrCldCentChlr-NoFric-2Cmp-0.439kwpton-VarSpd-CndRlf | DEER2023 |  | 2022-03-14 23:25:13+00 | Any | Hsp | Rec | CZ08 | cWVVG | Cap-Tons | 952.7046 | 235501 | None | 2985654.4306 | 1063793.4309 | 1266427 | 0 | 136748.9351 | 13913.9075 | 129098.782 | 375673.2063 | 31496.6776 | 80369.9769 | 21189.7756 | 81.3604 | 21108.4163 | 0 | 545.8377 | 481.2291
WtrCldCentChlr-NoFric-2Cmp-0.748kwpton-VarSpd-CndRlf | DEER2023 |  | 2022-03-14 23:25:13+00 | Any | Hsp | Rec | CZ08 | cWVVG | Cap-Tons | 1 | 235501 | None | 3080547.5765 | 1063793.4309 | 1266427 | 0 | 232553.1088 | 13995.4905 | 128106.3317 | 375673.2063 | 31496.6776 | 80369.9769 | 21189.7756 | 81.3604 | 21108.4163 | 0 | 599.2992 | 521.7034
WtrCldRecipChlr-0.42kwpton | DEER2023 |  | 2022-03-14 23:49:47+00 | Any | Hsp | Rec | CZ08 | cWVVG | Cap-Tons | 952.7048 | 235501 | None | 3068547.5788 | 1063793.4309 | 1266427 | 0 | 230434.9705 | 1884.6904 | 130335.2914 | 375673.2063 | 31496.6776 | 80369.9769 | 21189.7756 | 81.3604 | 21108.4086 | 0 | 556.8897 | 498.3995
WtrCldRecipChlr-0.748kwpton | DEER2023 |  | 2022-03-14 23:49:47+00 | Any | Hsp | Rec | CZ08 | cWVVG | Cap-Tons | 1 | 235501 | None | 3246706.9788 | 1063793.4309 | 1266427 | 0 | 409339.1888 | 1879.2333 | 129595.4592 | 375673.2063 | 31496.6776 | 80369.9769 | 21189.7756 | 81.3604 | 21108.4086 | 0 | 632.3402 | 559.7671
WtrCldScrewChlr-0.42kwpton | DEER2023 |  | 2022-03-15 00:09:29+00 | Any | Hsp | Rec | CZ08 | cWVVG | Cap-Tons | 952.7048 | 235501 | None | 3048134.1765 | 1063793.4309 | 1266427 | 0 | 211296.2085 | 1925.3699 | 129020.401 | 375673.2063 | 31496.6776 | 80369.9769 | 21189.7756 | 81.3604 | 21108.4086 | 0 | 564.1427 | 506.0783
WtrCldScrewChlr-0.748kwpton | DEER2023 |  | 2022-03-15 00:09:29+00 | Any | Hsp | Rec | CZ08 | cWVVG | Cap-Tons | 1 | 235501 | None | 3208025.9882 | 1063793.4309 | 1266427 | 0 | 372447.3996 | 1947.0247 | 127739.2446 | 375673.2063 | 31496.6776 | 80369.9769 | 21189.7756 | 81.3604 | 21108.4086 | 0 | 645.2851 | 573.4397
WtrCldScrewChlr-0.439kwpton-VarSpd | DEER2023 |  | 2022-03-15 00:41:21+00 | Any | Hsp | Rec | CZ08 | cWVVG | Cap-Tons | 952.7048 | 235501 | None | 3014244.2941 | 1063793.4309 | 1266427 | 0 | 177417.2681 | 1785.4382 | 129148.6575 | 375673.2063 | 31496.6776 | 80369.9769 | 21189.7756 | 81.3604 | 21108.4086 | 0 | 540.9902 | 482.4871
WtrCldScrewChlr-0.748kwpton-VarSpd | DEER2023 |  | 2022-03-15 00:41:21+00 | Any | Hsp | Rec | CZ08 | cWVVG | Cap-Tons | 1 | 235501 | None | 3136401.6847 | 1063793.4309 | 1266427 | 0 | 300450.5024 | 1717.6741 | 128340.7553 | 375673.2063 | 31496.6776 | 80369.9769 | 21189.7756 | 81.3604 | 21108.4086 | 0 | 597.8288 | 526.6017
AirCldRecipChlr-0.95kwpton | DEER2023 |  | 2022-03-14 18:21:41+00 | Any | Hsp | Rec | CZ09 | cAVVG | Cap-Tons | 1053.9961 | 235501 | None | 3089674.1292 | 1063360.0932 | 1266427 | 0 | 363492.7442 | 0 | 21697.8964 | 374696.6688 | 28720.9721 | 97018.6449 | 23180.7852 | 81.3604 | 23099.4335 | 0 | 658.5421 | 589.3833
AirCldRecipChlr-1.407kwpton | DEER2023 |  | 2022-03-14 18:21:41+00 | Any | Hsp | Rec | CZ09 | cAVVG | Cap-Tons | 1 | 235501 | None | 3264532.0738 | 1063360.0932 | 1266427 | 0 | 538351.8909 | 0 | 21697.8964 | 374696.6688 | 28720.9721 | 97018.6449 | 23180.7852 | 81.3604 | 23099.4335 | 0 | 763.3141 | 679.6512
AirCldScrewChlr-0.95kwpton | DEER2023 |  | 2022-03-14 19:29:42+00 | Any | Hsp | Rec | CZ09 | cAVVG | Cap-Tons | 1053.9961 | 235501 | None | 3218671.5756 | 1063360.0932 | 1266427 | 0 | 492491.0182 | 0 | 21697.9354 | 374696.6688 | 28720.9721 | 97018.6449 | 23180.7852 | 81.3604 | 23099.4335 | 0 | 675.5381 | 607.1931
AirCldScrewChlr-1.407kwpton | DEER2023 |  | 2022-03-14 19:29:42+00 | Any | Hsp | Rec | CZ09 | cAVVG | Cap-Tons | 1 | 235501 | None | 3455585.5941 | 1063360.0932 | 1266427 | 0 | 729405.0837 | 0 | 21697.9354 | 374696.6688 | 28720.9721 | 97018.6449 | 23180.7852 | 81.3604 | 23099.4335 | 0 | 788.4857 | 706.0289
AirCldScrewChlr-0.99kwpton-VarSpd | DEER2023 |  | 2022-03-14 20:36:10+00 | Any | Hsp | Rec | CZ09 | cAVVG | Cap-Tons | 1053.9961 | 235501 | None | 3239407.6273 | 1063360.0932 | 1266427 | 0 | 513227.5228 | 0 | 21697.9354 | 374696.6688 | 28720.9721 | 97018.6449 | 23180.7852 | 81.3604 | 23099.4335 | 0 | 685.4246 | 615.844
AirCldScrewChlr-1.407kwpton-VarSpd | DEER2023 |  | 2022-03-14 20:36:10+00 | Any | Hsp | Rec | CZ09 | cAVVG | Cap-Tons | 1 | 235501 | None | 3455585.5941 | 1063360.0932 | 1266427 | 0 | 729405.0837 | 0 | 21697.9354 | 374696.6688 | 28720.9721 | 97018.6449 | 23180.7852 | 81.3604 | 23099.4335 | 0 | 788.4857 | 706.0289
WtrCldCentChlr-Conv-0.42kwpton | DEER2023 |  | 2022-03-14 21:09:18+00 | Any | Hsp | Rec | CZ09 | cWVVG | Cap-Tons | 1085.3801 | 235501 | None | 3155347.9336 | 1063360.0932 | 1266427 | 0 | 317908.0598 | 203.7015 | 132753.3134 | 374696.5986 | 28720.9721 | 97018.6449 | 23180.7929 | 81.3604 | 23099.4335 | 0 | 570.0304 | 522.48
WtrCldCentChlr-Conv-0.748kwpton | DEER2023 |  | 2022-03-14 21:09:18+00 | Any | Hsp | Rec | CZ09 | cWVVG | Cap-Tons | 1 | 235501 | None | 3402583.6753 | 1063360.0932 | 1266427 | 0 | 565229.6529 | 201.586 | 132669.8864 | 374696.5986 | 28720.9721 | 97018.6449 | 23180.7929 | 81.3604 | 23099.4335 | 0 | 655.5245 | 601.4462
WtrCldCentChlr-Conv-1Cmp-0.439kwpton-VarSpd-CndRlf | DEER2023 |  | 2022-03-14 22:16:50+00 | Any | Hsp | Rec | CZ09 | cWVVG | Cap-Tons | 1085.3801 | 235501 | None | 2988303.0627 | 1063360.0932 | 1266427 | 0 | 149867.5272 | 2408.3006 | 131544.6436 | 374696.5986 | 28720.9721 | 97018.6449 | 23180.7929 | 81.3604 | 23099.4335 | 0 | 526.6682 | 479.2802
WtrCldCentChlr-Conv-1Cmp-0.748kwpton-VarSpd-CndRlf | DEER2023 |  | 2022-03-14 22:16:50+00 | Any | Hsp | Rec | CZ09 | cWVVG | Cap-Tons | 1 | 235501 | None | 3090244.69 | 1063360.0932 | 1266427 | 0 | 252729.9015 | 2305.7835 | 130726.6068 | 374696.5986 | 28720.9721 | 97018.6449 | 23180.7929 | 81.3604 | 23099.4335 | 0 | 571.6736 | 518.9624
WtrCldCentChlr-NoFric-1Cmp-0.439kwpton-VarSpd-CndRlf | DEER2023 |  | 2022-03-14 22:54:12+00 | Any | Hsp | Rec | CZ09 | cWVVG | Cap-Tons | 1085.3801 | 235501 | None | 2966266.1328 | 1063360.0932 | 1266427 | 0 | 126927.4764 | 2416.9845 | 132438.7321 | 374696.5986 | 28720.9721 | 97018.6449 | 23180.7929 | 81.3604 | 23099.4335 | 0 | 535.0539 | 486.6094
WtrCldCentChlr-NoFric-1Cmp-0.748kwpton-VarSpd-CndRlf | DEER2023 |  | 2022-03-14 22:54:12+00 | Any | Hsp | Rec | CZ09 | cWVVG | Cap-Tons | 1 | 235501 | None | 3052585.0295 | 1063360.0932 | 1266427 | 0 | 214320.4737 | 2323.4534 | 131458.4866 | 374696.5986 | 28720.9721 | 97018.6449 | 23180.7929 | 81.3604 | 23099.4335 | 0 | 585.9626 | 531.451
WtrCldCentChlr-NoFric-2Cmp-0.439kwpton-VarSpd-CndRlf | DEER2023 |  | 2022-03-14 23:25:13+00 | Any | Hsp | Rec | CZ09 | cWVVG | Cap-Tons | 1085.3801 | 235501 | None | 2957959.8635 | 1063360.0932 | 1266427 | 0 | 119790.0288 | 2420.2182 | 131267.3702 | 374696.5986 | 28720.9721 | 97018.6449 | 23180.7929 | 81.3604 | 23099.4335 | 0 | 537.2981 | 488.5561
WtrCldCentChlr-NoFric-2Cmp-0.748kwpton-VarSpd-CndRlf | DEER2023 |  | 2022-03-14 23:25:13+00 | Any | Hsp | Rec | CZ09 | cWVVG | Cap-Tons | 1 | 235501 | None | 3039193.8708 | 1063360.0932 | 1266427 | 0 | 202510.9054 | 2329.3082 | 129871.445 | 374696.5986 | 28720.9721 | 97018.6449 | 23180.7929 | 81.3604 | 23099.4335 | 0 | 589.786 | 534.7671
WtrCldRecipChlr-0.42kwpton | DEER2023 |  | 2022-03-14 23:49:47+00 | Any | Hsp | Rec | CZ09 | cWVVG | Cap-Tons | 1085.3801 | 235501 | None | 3037566.1107 | 1063360.0932 | 1266427 | 0 | 199790.6034 | 191.7212 | 133100.6991 | 374696.5986 | 28720.9721 | 97018.6449 | 23180.7929 | 81.3604 | 23099.4335 | 0 | 560.8838 | 511.1989
WtrCldRecipChlr-0.748kwpton | DEER2023 |  | 2022-03-14 23:49:47+00 | Any | Hsp | Rec | CZ09 | cWVVG | Cap-Tons | 1 | 235501 | None | 3190920.9004 | 1063360.0932 | 1266427 | 0 | 353921.7825 | 181.8612 | 132334.2836 | 374696.5986 | 28720.9721 | 97018.6449 | 23180.7929 | 81.3604 | 23099.4335 | 0 | 639.2442 | 581.2662
WtrCldScrewChlr-0.42kwpton | DEER2023 |  | 2022-03-15 00:09:29+00 | Any | Hsp | Rec | CZ09 | cWVVG | Cap-Tons | 1085.3801 | 235501 | None | 3006524.4354 | 1063360.0932 | 1266427 | 0 | 170615.7412 | 202.3087 | 131224.1798 | 374696.5986 | 28720.9721 | 97018.6449 | 23180.7929 | 81.3604 | 23099.4335 | 0 | 571.9817 | 522.0564
WtrCldScrewChlr-0.748kwpton | DEER2023 |  | 2022-03-15 00:09:29+00 | Any | Hsp | Rec | CZ09 | cWVVG | Cap-Tons | 1 | 235501 | None | 3132457.7528 | 1063360.0932 | 1266427 | 0 | 298373.1185 | 199.4832 | 129402.8379 | 374696.5986 | 28720.9721 | 97018.6449 | 23180.7929 | 81.3604 | 23099.4335 | 0 | 659.0012 | 600.5718
WtrCldScrewChlr-0.439kwpton-VarSpd | DEER2023 |  | 2022-03-15 00:41:21+00 | Any | Hsp | Rec | CZ09 | cWVVG | Cap-Tons | 1085.3801 | 235501 | None | 2983835.9779 | 1063360.0932 | 1266427 | 0 | 147967.5236 | 172.3082 | 131213.3932 | 374696.5986 | 28720.9721 | 97018.6449 | 23180.7929 | 81.3604 | 23099.4335 | 0 | 541.3479 | 492.2345
WtrCldScrewChlr-0.748kwpton-VarSpd | DEER2023 |  | 2022-03-15 00:41:21+00 | Any | Hsp | Rec | CZ09 | cWVVG | Cap-Tons | 1 | 235501 | None | 3083831.0849 | 1063360.0932 | 1266427 | 0 | 248964.3205 | 153.7461 | 130230.7507 | 374696.5986 | 28720.9721 | 97018.6449 | 23180.7929 | 81.3604 | 23099.4335 | 0 | 598.221 | 541.8351
AirCldRecipChlr-0.95kwpton | DEER2023 |  | 2022-03-14 18:21:41+00 | Any | Hsp | Rec | CZ10 | cAVVG | Cap-Tons | 935.5079 | 235501 | None | 3139635.6479 | 1063469.8234 | 1266427 | 0 | 413147.3405 | 0 | 20823.0403 | 375768.7177 | 28518.2662 | 104446.313 | 26449.0032 | 81.3604 | 26367.6458 | 0 | 711.1215 | 616.6389
AirCldRecipChlr-1.407kwpton | DEER2023 |  | 2022-03-14 18:21:41+00 | Any | Hsp | Rec | CZ10 | cAVVG | Cap-Tons | 1 | 235501 | None | 3338381.2246 | 1063469.8234 | 1266427 | 0 | 611892.9491 | 0 | 20823.0403 | 375768.7177 | 28518.2662 | 104446.313 | 26449.0032 | 81.3604 | 26367.6458 | 0 | 839.0524 | 719.3803
AirCldScrewChlr-0.95kwpton | DEER2023 |  | 2022-03-14 19:29:42+00 | Any | Hsp | Rec | CZ10 | cAVVG | Cap-Tons | 935.5079 | 235501 | None | 3251689.0691 | 1063469.8234 | 1266427 | 0 | 525196.5509 | 0 | 20827.1043 | 375768.7491 | 28518.2662 | 104446.313 | 26448.9955 | 81.3604 | 26367.6458 | 0 | 734.3875 | 632.8417
AirCldScrewChlr-1.407kwpton | DEER2023 |  | 2022-03-14 19:29:42+00 | Any | Hsp | Rec | CZ10 | cAVVG | Cap-Tons | 1 | 235501 | None | 3504335.8488 | 1063469.8234 | 1266427 | 0 | 777843.6045 | 0 | 20827.1043 | 375768.7491 | 28518.2662 | 104446.313 | 26448.9955 | 81.3604 | 26367.6458 | 0 | 873.4034 | 743.29
AirCldScrewChlr-0.99kwpton-VarSpd | DEER2023 |  | 2022-03-14 20:36:10+00 | Any | Hsp | Rec | CZ10 | cAVVG | Cap-Tons | 935.5079 | 235501 | None | 3273802.5464 | 1063469.8234 | 1266427 | 0 | 547310.083 | 0 | 20827.1043 | 375768.7491 | 28518.2662 | 104446.313 | 26448.9955 | 81.3604 | 26367.6458 | 0 | 746.5552 | 642.5086
AirCldScrewChlr-1.407kwpton-VarSpd | DEER2023 |  | 2022-03-14 20:36:10+00 | Any | Hsp | Rec | CZ10 | cAVVG | Cap-Tons | 1 | 235501 | None | 3504335.8488 | 1063469.8234 | 1266427 | 0 | 777843.6045 | 0 | 20827.1043 | 375768.7491 | 28518.2662 | 104446.313 | 26448.9955 | 81.3604 | 26367.6458 | 0 | 873.4034 | 743.29
WtrCldCentChlr-Conv-0.42kwpton | DEER2023 |  | 2022-03-14 21:09:18+00 | Any | Hsp | Rec | CZ10 | cWVVG | Cap-Tons | 972.8002 | 235501 | None | 3150423.4644 | 1063469.8234 | 1266427 | 0 | 323852.9346 | 1553.3868 | 119351.9734 | 375769.0535 | 28518.2662 | 104446.313 | 26449.0032 | 81.3604 | 26367.6458 | 0 | 582.1152 | 529.3913
WtrCldCentChlr-Conv-0.748kwpton | DEER2023 |  | 2022-03-14 21:09:18+00 | Any | Hsp | Rec | CZ10 | cWVVG | Cap-Tons | 1 | 235501 | None | 3403099.7516 | 1063469.8234 | 1266427 | 0 | 576344.3488 | 1588.077 | 119502.1711 | 375769.0535 | 28518.2662 | 104446.313 | 26449.0032 | 81.3604 | 26367.6458 | 0 | 677.6009 | 614.0362
WtrCldCentChlr-Conv-1Cmp-0.439kwpton-VarSpd-CndRlf | DEER2023 |  | 2022-03-14 22:16:50+00 | Any | Hsp | Rec | CZ10 | cWVVG | Cap-Tons | 972.8002 | 235501 | None | 2986154.054 | 1063469.8234 | 1266427 | 0 | 152278.4102 | 9592.124 | 118618.1171 | 375769.0535 | 28518.2662 | 104446.313 | 26449.0032 | 81.3604 | 26367.6458 | 0 | 560.4032 | 500.5138
WtrCldCentChlr-Conv-1Cmp-0.748kwpton-VarSpd-CndRlf | DEER2023 |  | 2022-03-14 22:16:50+00 | Any | Hsp | Rec | CZ10 | cWVVG | Cap-Tons | 1 | 235501 | None | 3091558.2354 | 1063469.8234 | 1266427 | 0 | 258176.1522 | 9612.3988 | 118104.4649 | 375769.0535 | 28518.2662 | 104446.313 | 26449.0032 | 81.3604 | 26367.6458 | 0 | 625.0016 | 551.7619
WtrCldCentChlr-NoFric-1Cmp-0.439kwpton-VarSpd-CndRlf | DEER2023 |  | 2022-03-14 22:54:12+00 | Any | Hsp | Rec | CZ10 | cWVVG | Cap-Tons | 972.8002 | 235501 | None | 2979727.6847 | 1063469.8234 | 1266427 | 0 | 145457.0494 | 9634.5892 | 118970.9713 | 375769.0535 | 28518.2662 | 104446.313 | 26449.0032 | 81.3604 | 26367.6458 | 0 | 565.7574 | 507.1288
WtrCldCentChlr-NoFric-1Cmp-0.748kwpton-VarSpd-CndRlf | DEER2023 |  | 2022-03-14 22:54:12+00 | Any | Hsp | Rec | CZ10 | cWVVG | Cap-Tons | 1 | 235501 | None | 3080715.905 | 1063469.8234 | 1266427 | 0 | 247067.9138 | 9687.8087 | 118294.8179 | 375769.0535 | 28518.2662 | 104446.313 | 26449.0032 | 81.3604 | 26367.6458 | 0 | 634.1232 | 563.0343
WtrCldCentChlr-NoFric-2Cmp-0.439kwpton-VarSpd-CndRlf | DEER2023 |  | 2022-03-14 23:25:13+00 | Any | Hsp | Rec | CZ10 | cWVVG | Cap-Tons | 972.8002 | 235501 | None | 2978758.9568 | 1063469.8234 | 1266427 | 0 | 145210.2743 | 9655.3996 | 118228.8697 | 375769.0535 | 28518.2662 | 104446.313 | 26449.0032 | 81.3604 | 26367.6458 | 0 | 566.7754 | 508.686
WtrCldCentChlr-NoFric-2Cmp-0.748kwpton-VarSpd-CndRlf | DEER2023 |  | 2022-03-14 23:25:13+00 | Any | Hsp | Rec | CZ10 | cWVVG | Cap-Tons | 1 | 235501 | None | 3079665.3585 | 1063469.8234 | 1266427 | 0 | 246817.4647 | 9722.8187 | 117459.702 | 375769.0535 | 28518.2662 | 104446.313 | 26449.0032 | 81.3604 | 26367.6458 | 0 | 635.8559 | 565.6856
WtrCldRecipChlr-0.42kwpton | DEER2023 |  | 2022-03-14 23:49:47+00 | Any | Hsp | Rec | CZ10 | cWVVG | Cap-Tons | 972.8002 | 235501 | None | 3057354.7948 | 1063469.8234 | 1266427 | 0 | 230294.5434 | 1530.0998 | 119864.9978 | 375768.913 | 28518.2662 | 104446.313 | 26448.9955 | 81.3604 | 26367.6381 | 0 | 586.4823 | 524.8095
WtrCldRecipChlr-0.748kwpton | DEER2023 |  | 2022-03-14 23:49:47+00 | Any | Hsp | Rec | CZ10 | cWVVG | Cap-Tons | 1 | 235501 | None | 3235680.8553 | 1063469.8234 | 1266427 | 0 | 408990.7306 | 1535.8794 | 119489.6592 | 375768.913 | 28518.2662 | 104446.313 | 26448.9955 | 81.3604 | 26367.6381 | 0 | 679.3916 | 604.6851
WtrCldScrewChlr-0.42kwpton | DEER2023 |  | 2022-03-15 00:09:29+00 | Any | Hsp | Rec | CZ10 | cWVVG | Cap-Tons | 972.8002 | 235501 | None | 3040101.1188 | 1063469.8234 | 1266427 | 0 | 214518.6479 | 1563.1025 | 118354.6804 | 375768.913 | 28518.2662 | 104446.313 | 26448.9955 | 81.3604 | 26367.6381 | 0 | 595.1791 | 532.4601
WtrCldScrewChlr-0.748kwpton | DEER2023 |  | 2022-03-15 00:09:29+00 | Any | Hsp | Rec | CZ10 | cWVVG | Cap-Tons | 1 | 235501 | None | 3203062.2592 | 1063469.8234 | 1266427 | 0 | 378429.7312 | 1591.4281 | 117375.8397 | 375768.913 | 28518.2662 | 104446.313 | 26448.9955 | 81.3604 | 26367.6381 | 0 | 694.8807 | 618.2967
WtrCldScrewChlr-0.439kwpton-VarSpd | DEER2023 |  | 2022-03-15 00:41:21+00 | Any | Hsp | Rec | CZ10 | cWVVG | Cap-Tons | 972.8002 | 235501 | None | 3002689.8035 | 1063469.8234 | 1266427 | 0 | 176974.3465 | 1455.2815 | 118594.919 | 375768.913 | 28518.2662 | 104446.313 | 26448.9955 | 81.3604 | 26367.6381 | 0 | 570.3057 | 509.8743
WtrCldScrewChlr-0.748kwpton-VarSpd | DEER2023 |  | 2022-03-15 00:41:21+00 | Any | Hsp | Rec | CZ10 | cWVVG | Cap-Tons | 1 | 235501 | None | 3124582.0907 | 1063469.8234 | 1266427 | 0 | 299504.5665 | 1412.3689 | 118000.1362 | 375768.913 | 28518.2662 | 104446.313 | 26448.9955 | 81.3604 | 26367.6381 | 0 | 642.65 | 571.3521
AirCldRecipChlr-0.95kwpton | DEER2023 |  | 2022-03-14 18:21:41+00 | Any | Hsp | Rec | CZ11 | cAVVG | Cap-Tons | 947.9897 | 235501 | None | 3141426 | 1063624.7031 | 1266427 | 0 | 420216.9766 | 0 | 18575.438 | 372583.0781 | 25743.2998 | 137923.8008 | 34186.201 | 81.3604 | 34104.8416 | 0 | 726.004 | 674.4807
AirCldRecipChlr-1.407kwpton | DEER2023 |  | 2022-03-14 18:21:41+00 | Any | Hsp | Rec | CZ11 | cAVVG | Cap-Tons | 1 | 235501 | None | 3343572 | 1063624.7031 | 1266427 | 0 | 622363.2969 | 0 | 18575.438 | 372583.0781 | 25743.2998 | 137923.8008 | 34186.201 | 81.3604 | 34104.8416 | 0 | 861.1907 | 804.085
AirCldScrewChlr-0.95kwpton | DEER2023 |  | 2022-03-14 19:29:42+00 | Any | Hsp | Rec | CZ11 | cAVVG | Cap-Tons | 947.9897 | 235501 | None | 3237298.5 | 1063624.7031 | 1266427 | 0 | 516091.0312 | 0 | 18574.3423 | 372583.0781 | 25743.2998 | 137923.8008 | 34186.201 | 81.3604 | 34104.8416 | 0 | 755.605 | 700.6277
AirCldScrewChlr-1.407kwpton | DEER2023 |  | 2022-03-14 19:29:42+00 | Any | Hsp | Rec | CZ11 | cAVVG | Cap-Tons | 1 | 235501 | None | 3485566 | 1063624.7031 | 1266427 | 0 | 764357.9062 | 0 | 18574.3423 | 372583.0781 | 25743.2998 | 137923.8008 | 34186.201 | 81.3604 | 34104.8416 | 0 | 905.0298 | 842.8072
AirCldScrewChlr-0.99kwpton-VarSpd | DEER2023 |  | 2022-03-14 20:36:10+00 | Any | Hsp | Rec | CZ11 | cAVVG | Cap-Tons | 947.9897 | 235501 | None | 3259028.5 | 1063624.7031 | 1266427 | 0 | 537821.1172 | 0 | 18574.3423 | 372583.0781 | 25743.2998 | 137923.8008 | 34186.201 | 81.3604 | 34104.8416 | 0 | 768.6835 | 713.073
AirCldScrewChlr-1.407kwpton-VarSpd | DEER2023 |  | 2022-03-14 20:36:10+00 | Any | Hsp | Rec | CZ11 | cAVVG | Cap-Tons | 1 | 235501 | None | 3485566 | 1063624.7031 | 1266427 | 0 | 764357.9062 | 0 | 18574.3423 | 372583.0781 | 25743.2998 | 137923.8008 | 34186.201 | 81.3604 | 34104.8416 | 0 | 905.0298 | 842.8072
WtrCldCentChlr-Conv-0.42kwpton | DEER2023 |  | 2022-03-14 21:09:18+00 | Any | Hsp | Rec | CZ11 | cWVVG | Cap-Tons | 948.2537 | 235501 | None | 3091013.5 | 1063624.7031 | 1266427 | 0 | 289082.6016 | 692.6721 | 98604.5469 | 372583.2422 | 25743.2998 | 137923.8008 | 34186.2106 | 81.3604 | 34104.8518 | 0 | 591.526 | 544.6973
WtrCldCentChlr-Conv-0.748kwpton | DEER2023 |  | 2022-03-14 21:09:18+00 | Any | Hsp | Rec | CZ11 | cWVVG | Cap-Tons | 1 | 235501 | None | 3316460.5 | 1063624.7031 | 1266427 | 0 | 514211.7188 | 694.0677 | 98921.3184 | 372583.2422 | 25743.2998 | 137923.8008 | 34186.2106 | 81.3604 | 34104.8518 | 0 | 690.0852 | 639.5952
WtrCldCentChlr-Conv-1Cmp-0.439kwpton-VarSpd-CndRlf | DEER2023 |  | 2022-03-14 22:16:50+00 | Any | Hsp | Rec | CZ11 | cWVVG | Cap-Tons | 948.2537 | 235501 | None | 2950586.75 | 1063624.7031 | 1266427 | 0 | 146386.8516 | 4181.6234 | 97383.9902 | 372583.4062 | 25743.2998 | 137923.8008 | 34186.2163 | 81.3604 | 34104.8518 | 0 | 553.3713 | 507.0745
WtrCldCentChlr-Conv-1Cmp-0.748kwpton-VarSpd-CndRlf | DEER2023 |  | 2022-03-14 22:16:50+00 | Any | Hsp | Rec | CZ11 | cWVVG | Cap-Tons | 1 | 235501 | None | 3052072 | 1063624.7031 | 1266427 | 0 | 248185.75 | 4120.5286 | 97132.0605 | 372583.4062 | 25743.2998 | 137923.8008 | 34186.2163 | 81.3604 | 34104.8518 | 0 | 616.8732 | 567.4177
WtrCldCentChlr-NoFric-1Cmp-0.439kwpton-VarSpd-CndRlf | DEER2023 |  | 2022-03-14 22:54:12+00 | Any | Hsp | Rec | CZ11 | cWVVG | Cap-Tons | 948.2537 | 235501 | None | 2949483.25 | 1063624.7031 | 1266427 | 0 | 144570.5 | 4215.7981 | 98063.3301 | 372583.4062 | 25743.2998 | 137923.8008 | 34186.2163 | 81.3604 | 34104.8518 | 0 | 558.0338 | 512.0495
WtrCldCentChlr-NoFric-1Cmp-0.748kwpton-VarSpd-CndRlf | DEER2023 |  | 2022-03-14 22:54:12+00 | Any | Hsp | Rec | CZ11 | cWVVG | Cap-Tons | 1 | 235501 | None | 3049742.75 | 1063624.7031 | 1266427 | 0 | 245325.8945 | 4178.6081 | 97604.9824 | 372583.4062 | 25743.2998 | 137923.8008 | 34186.2163 | 81.3604 | 34104.8518 | 0 | 624.8247 | 575.899
WtrCldCentChlr-NoFric-2Cmp-0.439kwpton-VarSpd-CndRlf | DEER2023 |  | 2022-03-14 23:25:13+00 | Any | Hsp | Rec | CZ11 | cWVVG | Cap-Tons | 948.2537 | 235501 | None | 2948423.75 | 1063624.7031 | 1266427 | 0 | 144506.7305 | 4226.0988 | 97057.1777 | 372583.4062 | 25743.2998 | 137923.8008 | 34186.2163 | 81.3604 | 34104.8518 | 0 | 559.4615 | 513.5455
WtrCldCentChlr-NoFric-2Cmp-0.748kwpton-VarSpd-CndRlf | DEER2023 |  | 2022-03-14 23:25:13+00 | Any | Hsp | Rec | CZ11 | cWVVG | Cap-Tons | 1 | 235501 | None | 3048965.5 | 1063624.7031 | 1266427 | 0 | 245547.1719 | 4196.316 | 96587.9395 | 372583.4062 | 25743.2998 | 137923.8008 | 34186.2163 | 81.3604 | 34104.8518 | 0 | 627.2577 | 578.4475
WtrCldRecipChlr-0.42kwpton | DEER2023 |  | 2022-03-14 23:49:47+00 | Any | Hsp | Rec | CZ11 | cWVVG | Cap-Tons | 948.2537 | 235501 | None | 3018064.75 | 1063624.7031 | 1266427 | 0 | 215178.4805 | 716.2449 | 99535.9805 | 372583.0781 | 25743.2998 | 137923.8008 | 34186.201 | 81.3604 | 34104.8416 | 0 | 591.527 | 543.5795
WtrCldRecipChlr-0.748kwpton | DEER2023 |  | 2022-03-14 23:49:47+00 | Any | Hsp | Rec | CZ11 | cWVVG | Cap-Tons | 1 | 235501 | None | 3184626 | 1063624.7031 | 1266427 | 0 | 381964.6016 | 706.2107 | 99321.5293 | 372583.0781 | 25743.2998 | 137923.8008 | 34186.201 | 81.3604 | 34104.8416 | 0 | 683.2142 | 632.1558
WtrCldScrewChlr-0.42kwpton | DEER2023 |  | 2022-03-15 00:09:29+00 | Any | Hsp | Rec | CZ11 | cWVVG | Cap-Tons | 948.2537 | 235501 | None | 3008192.75 | 1063624.7031 | 1266427 | 0 | 206913.8242 | 737.9099 | 97907.2891 | 372583.0781 | 25743.2998 | 137923.8008 | 34186.201 | 81.3604 | 34104.8416 | 0 | 606.3312 | 555.9662
WtrCldScrewChlr-0.748kwpton | DEER2023 |  | 2022-03-15 00:09:29+00 | Any | Hsp | Rec | CZ11 | cWVVG | Cap-Tons | 1 | 235501 | None | 3166118.5 | 1063624.7031 | 1266427 | 0 | 365619.6484 | 742.0607 | 97123.4746 | 372583.0781 | 25743.2998 | 137923.8008 | 34186.201 | 81.3604 | 34104.8416 | 0 | 709.5812 | 654.2097
WtrCldScrewChlr-0.439kwpton-VarSpd | DEER2023 |  | 2022-03-15 00:41:21+00 | Any | Hsp | Rec | CZ11 | cWVVG | Cap-Tons | 948.2537 | 235501 | None | 2964883.75 | 1063624.7031 | 1266427 | 0 | 163531.4961 | 670.0119 | 98048.9062 | 372583.0781 | 25743.2998 | 137923.8008 | 34186.201 | 81.3604 | 34104.8416 | 0 | 567.4277 | 523.3535
WtrCldScrewChlr-0.748kwpton-VarSpd | DEER2023 |  | 2022-03-15 00:41:21+00 | Any | Hsp | Rec | CZ11 | cWVVG | Cap-Tons | 1 | 235501 | None | 3077381 | 1063624.7031 | 1266427 | 0 | 276471.6719 | 634.0569 | 97641.7949 | 372583.0781 | 25743.2998 | 137923.8008 | 34186.201 | 81.3604 | 34104.8416 | 0 | 633.1115 | 588.9417
AirCldRecipChlr-0.95kwpton | DEER2023 |  | 2022-03-14 18:21:41+00 | Any | Hsp | Rec | CZ12 | cAVVG | Cap-Tons | 894.7867 | 235501 | None | 3022088.1113 | 1063745.6294 | 1266427 | 0 | 305092.888 | 0 | 16777.2206 | 370046.9136 | 20862.4091 | 151219.2781 | 34159.8284 | 81.3604 | 34078.4563 | 0 | 707.1898 | 643.7279
AirCldRecipChlr-1.407kwpton | DEER2023 |  | 2022-03-14 18:21:41+00 | Any | Hsp | Rec | CZ12 | cAVVG | Cap-Tons | 1 | 235501 | None | 3168854.683 | 1063745.6294 | 1266427 | 0 | 451858.4354 | 0 | 16777.2206 | 370046.9136 | 20862.4091 | 151219.2781 | 34159.8284 | 81.3604 | 34078.4563 | 0 | 832.926 | 758.4202
AirCldScrewChlr-0.95kwpton | DEER2023 |  | 2022-03-14 19:29:42+00 | Any | Hsp | Rec | CZ12 | cAVVG | Cap-Tons | 894.7867 | 235501 | None | 3106505.5042 | 1063745.6294 | 1266427 | 0 | 389507.0345 | 0 | 16780.1419 | 370046.9136 | 20862.4091 | 151219.2781 | 34159.8284 | 81.3604 | 34078.4588 | 0 | 733.4963 | 666.4007
AirCldScrewChlr-1.407kwpton | DEER2023 |  | 2022-03-14 19:29:42+00 | Any | Hsp | Rec | CZ12 | cAVVG | Cap-Tons | 1 | 235501 | None | 3293879.4013 | 1063745.6294 | 1266427 | 0 | 576880.4084 | 0 | 16780.1419 | 370046.9136 | 20862.4091 | 151219.2781 | 34159.8284 | 81.3604 | 34078.4588 | 0 | 871.8908 | 792.0023
AirCldScrewChlr-0.99kwpton-VarSpd | DEER2023 |  | 2022-03-14 20:36:10+00 | Any | Hsp | Rec | CZ12 | cAVVG | Cap-Tons | 894.7867 | 235501 | None | 3122906.2799 | 1063745.6294 | 1266427 | 0 | 405907.2709 | 0 | 16780.1419 | 370046.9136 | 20862.4091 | 151219.2781 | 34159.8284 | 81.3604 | 34078.4588 | 0 | 745.6093 | 677.3944
AirCldScrewChlr-1.407kwpton-VarSpd | DEER2023 |  | 2022-03-14 20:36:10+00 | Any | Hsp | Rec | CZ12 | cAVVG | Cap-Tons | 1 | 235501 | None | 3293879.4013 | 1063745.6294 | 1266427 | 0 | 576880.4084 | 0 | 16780.1419 | 370046.9136 | 20862.4091 | 151219.2781 | 34159.8284 | 81.3604 | 34078.4588 | 0 | 871.8908 | 792.0023
WtrCldCentChlr-Conv-0.42kwpton | DEER2023 |  | 2022-03-14 21:09:18+00 | Any | Hsp | Rec | CZ12 | cWVVG | Cap-Tons | 895.0815 | 235501 | None | 3023640.1653 | 1063745.6294 | 1266427 | 0 | 234707.9244 | 1040.0695 | 87673.6423 | 370047.0777 | 20862.4091 | 151219.2781 | 34159.831 | 81.3604 | 34078.4665 | 0 | 593.5735 | 539.185
WtrCldCentChlr-Conv-0.748kwpton | DEER2023 |  | 2022-03-14 21:09:18+00 | Any | Hsp | Rec | CZ12 | cWVVG | Cap-Tons | 1 | 235501 | None | 3206548.6678 | 1063745.6294 | 1266427 | 0 | 417571.4489 | 1058.7462 | 87699.7585 | 370047.0777 | 20862.4091 | 151219.2781 | 34159.831 | 81.3604 | 34078.4665 | 0 | 691.9617 | 628.51
WtrCldCentChlr-Conv-1Cmp-0.439kwpton-VarSpd-CndRlf | DEER2023 |  | 2022-03-14 22:16:50+00 | Any | Hsp | Rec | CZ12 | cWVVG | Cap-Tons | 895.0815 | 235501 | None | 2905673.8921 | 1063745.6294 | 1266427 | 0 | 112376.2482 | 6190.6183 | 86887.9638 | 370047.1011 | 20862.4091 | 151219.2781 | 34159.8387 | 81.3604 | 34078.4742 | 0 | 560.1825 | 508.7697
WtrCldCentChlr-Conv-1Cmp-0.748kwpton-VarSpd-CndRlf | DEER2023 |  | 2022-03-14 22:16:50+00 | Any | Hsp | Rec | CZ12 | cWVVG | Cap-Tons | 1 | 235501 | None | 2983086.7319 | 1063745.6294 | 1266427 | 0 | 190535.3375 | 6187.7563 | 86144.4672 | 370047.1011 | 20862.4091 | 151219.2781 | 34159.8387 | 81.3604 | 34078.4742 | 0 | 621.8501 | 564.9197
WtrCldCentChlr-NoFric-1Cmp-0.439kwpton-VarSpd-CndRlf | DEER2023 |  | 2022-03-14 22:54:12+00 | Any | Hsp | Rec | CZ12 | cWVVG | Cap-Tons | 895.0815 | 235501 | None | 2901548.6914 | 1063745.6294 | 1266427 | 0 | 107758.1205 | 6226.192 | 87345.8397 | 370047.1011 | 20862.4091 | 151219.2781 | 34159.8387 | 81.3604 | 34078.4742 | 0 | 565.8028 | 514.0567
WtrCldCentChlr-NoFric-1Cmp-0.748kwpton-VarSpd-CndRlf | DEER2023 |  | 2022-03-14 22:54:12+00 | Any | Hsp | Rec | CZ12 | cWVVG | Cap-Tons | 1 | 235501 | None | 2975944.2007 | 1063745.6294 | 1266427 | 0 | 182957.9607 | 6250.103 | 86516.6713 | 370047.1011 | 20862.4091 | 151219.2781 | 34159.8387 | 81.3604 | 34078.4742 | 0 | 631.4345 | 573.9245
WtrCldCentChlr-NoFric-2Cmp-0.439kwpton-VarSpd-CndRlf | DEER2023 |  | 2022-03-14 23:25:13+00 | Any | Hsp | Rec | CZ12 | cWVVG | Cap-Tons | 895.0815 | 235501 | None | 2900366.0118 | 1063745.6294 | 1266427 | 0 | 107295.5312 | 6240.1854 | 86611.9371 | 370047.1011 | 20862.4091 | 151219.2781 | 34159.8387 | 81.3604 | 34078.4742 | 0 | 566.9635 | 515.2943
WtrCldCentChlr-NoFric-2Cmp-0.748kwpton-VarSpd-CndRlf | DEER2023 |  | 2022-03-14 23:25:13+00 | Any | Hsp | Rec | CZ12 | cWVVG | Cap-Tons | 1 | 235501 | None | 2974528.3845 | 1063745.6294 | 1266427 | 0 | 182355.9057 | 6274.0989 | 85679.0235 | 370047.1011 | 20862.4091 | 151219.2781 | 34159.8387 | 81.3604 | 34078.4742 | 0 | 633.4123 | 576.0329
WtrCldRecipChlr-0.42kwpton | DEER2023 |  | 2022-03-14 23:49:47+00 | Any | Hsp | Rec | CZ12 | cWVVG | Cap-Tons | 895.0815 | 235501 | None | 2957580.3052 | 1063745.6294 | 1266427 | 0 | 168141.1107 | 1039.8164 | 88180.5831 | 370046.937 | 20862.4091 | 151219.2781 | 34159.831 | 81.3604 | 34078.4563 | 0 | 589.6362 | 536.4235
WtrCldRecipChlr-0.748kwpton | DEER2023 |  | 2022-03-14 23:49:47+00 | Any | Hsp | Rec | CZ12 | cWVVG | Cap-Tons | 1 | 235501 | None | 3087557.8718 | 1063745.6294 | 1266427 | 0 | 298608.4317 | 1039.9853 | 87690.6399 | 370046.937 | 20862.4091 | 151219.2781 | 34159.831 | 81.3604 | 34078.4563 | 0 | 678.9287 | 618.6304
WtrCldScrewChlr-0.42kwpton | DEER2023 |  | 2022-03-15 00:09:29+00 | Any | Hsp | Rec | CZ12 | cWVVG | Cap-Tons | 895.0815 | 235501 | None | 2941522.5143 | 1063745.6294 | 1266427 | 0 | 153289.0298 | 1060.5889 | 86954.5466 | 370046.937 | 20862.4091 | 151219.2781 | 34159.831 | 81.3604 | 34078.4563 | 0 | 602.3383 | 547.4221
WtrCldScrewChlr-0.748kwpton | DEER2023 |  | 2022-03-15 00:09:29+00 | Any | Hsp | Rec | CZ12 | cWVVG | Cap-Tons | 1 | 235501 | None | 3057638.7319 | 1063745.6294 | 1266427 | 0 | 270489.1832 | 1076.9098 | 85854.0087 | 370046.937 | 20862.4091 | 151219.2781 | 34159.831 | 81.3604 | 34078.4563 | 0 | 701.5424 | 638.2097
WtrCldScrewChlr-0.439kwpton-VarSpd | DEER2023 |  | 2022-03-15 00:41:21+00 | Any | Hsp | Rec | CZ12 | cWVVG | Cap-Tons | 895.0815 | 235501 | None | 2917473.887 | 1063745.6294 | 1266427 | 0 | 129192.0052 | 988.6375 | 87074.8199 | 370046.937 | 20862.4091 | 151219.2781 | 34159.831 | 81.3604 | 34078.4563 | 0 | 567.0363 | 515.851
WtrCldScrewChlr-0.748kwpton-VarSpd | DEER2023 |  | 2022-03-15 00:41:21+00 | Any | Hsp | Rec | CZ12 | cWVVG | Cap-Tons | 1 | 235501 | None | 3006188.4469 | 1063745.6294 | 1266427 | 0 | 218712.1892 | 957.7699 | 86300.1335 | 370046.937 | 20862.4091 | 151219.2781 | 34159.831 | 81.3604 | 34078.4563 | 0 | 631.6057 | 575.4509
AirCldRecipChlr-0.95kwpton | DEER2023 |  | 2022-03-14 18:21:41+00 | Any | Hsp | Rec | CZ13 | cAVVG | Cap-Tons | 951.6698 | 235501 | None | 3197985.3169 | 1063471.15 | 1266427 | 0 | 471415.4358 | 0 | 20175.5703 | 376496.9203 | 30017.9584 | 121757.4538 | 30876.7865 | 81.3604 | 30795.4169 | 0 | 726.2363 | 670.9349
AirCldRecipChlr-1.407kwpton | DEER2023 |  | 2022-03-14 18:21:41+00 | Any | Hsp | Rec | CZ13 | cAVVG | Cap-Tons | 1 | 235501 | None | 3424760.6638 | 1063471.15 | 1266427 | 0 | 698190.9782 | 0 | 20175.5703 | 376496.9203 | 30017.9584 | 121757.4538 | 30876.7865 | 81.3604 | 30795.4169 | 0 | 860.4181 | 798.521
AirCldScrewChlr-0.95kwpton | DEER2023 |  | 2022-03-14 19:29:42+00 | Any | Hsp | Rec | CZ13 | cAVVG | Cap-Tons | 951.6698 | 235501 | None | 3302200.2334 | 1063471.15 | 1266427 | 0 | 575631.6099 | 0 | 20174.6198 | 376496.9203 | 30017.9638 | 121757.4538 | 30876.7865 | 81.3604 | 30795.4169 | 0 | 755.6853 | 696.8592
AirCldScrewChlr-1.407kwpton | DEER2023 |  | 2022-03-14 19:29:42+00 | Any | Hsp | Rec | CZ13 | cAVVG | Cap-Tons | 1 | 235501 | None | 3579109.651 | 1063471.15 | 1266427 | 0 | 852540.7616 | 0 | 20174.6198 | 376496.9203 | 30017.9638 | 121757.4538 | 30876.7865 | 81.3604 | 30795.4169 | 0 | 904.0331 | 836.9148
AirCldScrewChlr-0.99kwpton-VarSpd | DEER2023 |  | 2022-03-14 20:36:10+00 | Any | Hsp | Rec | CZ13 | cAVVG | Cap-Tons | 951.6698 | 235501 | None | 3326437.4732 | 1063471.15 | 1266427 | 0 | 599868.6931 | 0 | 20174.6198 | 376496.9203 | 30017.9638 | 121757.4538 | 30876.7865 | 81.3604 | 30795.4169 | 0 | 768.6702 | 709.1175
AirCldScrewChlr-1.407kwpton-VarSpd | DEER2023 |  | 2022-03-14 20:36:10+00 | Any | Hsp | Rec | CZ13 | cAVVG | Cap-Tons | 1 | 235501 | None | 3579109.651 | 1063471.15 | 1266427 | 0 | 852540.7616 | 0 | 20174.6198 | 376496.9203 | 30017.9638 | 121757.4538 | 30876.7865 | 81.3604 | 30795.4169 | 0 | 904.0331 | 836.9148
WtrCldCentChlr-Conv-0.42kwpton | DEER2023 |  | 2022-03-14 21:09:18+00 | Any | Hsp | Rec | CZ13 | cWVVG | Cap-Tons | 951.944 | 235501 | None | 3146036.3833 | 1063471.15 | 1266427 | 0 | 328210.0485 | 1753.1009 | 109678.5885 | 376497.1077 | 30017.9584 | 121757.4538 | 30876.7942 | 81.3604 | 30795.4349 | 0 | 598.7075 | 551.1598
WtrCldCentChlr-Conv-0.748kwpton | DEER2023 |  | 2022-03-14 21:09:18+00 | Any | Hsp | Rec | CZ13 | cWVVG | Cap-Tons | 1 | 235501 | None | 3401861.4475 | 1063471.15 | 1266427 | 0 | 583983.4973 | 1787.5047 | 109695.0212 | 376497.1077 | 30017.9584 | 121757.4538 | 30876.7942 | 81.3604 | 30795.4349 | 0 | 700.1483 | 647.7942
WtrCldCentChlr-Conv-1Cmp-0.439kwpton-VarSpd-CndRlf | DEER2023 |  | 2022-03-14 22:16:50+00 | Any | Hsp | Rec | CZ13 | cWVVG | Cap-Tons | 951.944 | 235501 | None | 2987559.9979 | 1063471.15 | 1266427 | 0 | 162589.5241 | 9899.1615 | 108676.7676 | 376497.1545 | 30017.9584 | 121757.4538 | 30876.8019 | 81.3604 | 30795.4349 | 0 | 569.565 | 525.4577
WtrCldCentChlr-Conv-1Cmp-0.748kwpton-VarSpd-CndRlf | DEER2023 |  | 2022-03-14 22:16:50+00 | Any | Hsp | Rec | CZ13 | cWVVG | Cap-Tons | 1 | 235501 | None | 3100788.334 | 1063471.15 | 1266427 | 0 | 276159.973 | 9924.7059 | 108308.8283 | 376497.1545 | 30017.9584 | 121757.4538 | 30876.8019 | 81.3604 | 30795.4349 | 0 | 638.2559 | 588.8276
WtrCldCentChlr-NoFric-1Cmp-0.439kwpton-VarSpd-CndRlf | DEER2023 |  | 2022-03-14 22:54:12+00 | Any | Hsp | Rec | CZ13 | cWVVG | Cap-Tons | 951.944 | 235501 | None | 2988994.242 | 1063471.15 | 1266427 | 0 | 163557.9158 | 9963.7877 | 109077.6078 | 376497.1545 | 30017.9584 | 121757.4538 | 30876.8019 | 81.3604 | 30795.4349 | 0 | 573.2068 | 530.5118
WtrCldCentChlr-NoFric-1Cmp-0.748kwpton-VarSpd-CndRlf | DEER2023 |  | 2022-03-14 22:54:12+00 | Any | Hsp | Rec | CZ13 | cWVVG | Cap-Tons | 1 | 235501 | None | 3102836.9143 | 1063471.15 | 1266427 | 0 | 277993.6217 | 10030.4623 | 108417.9206 | 376497.1545 | 30017.9584 | 121757.4538 | 30876.8019 | 81.3604 | 30795.4349 | 0 | 642.1317 | 596.077
WtrCldCentChlr-NoFric-2Cmp-0.439kwpton-VarSpd-CndRlf | DEER2023 |  | 2022-03-14 23:25:13+00 | Any | Hsp | Rec | CZ13 | cWVVG | Cap-Tons | 951.944 | 235501 | None | 2990178.3747 | 1063471.15 | 1266427 | 0 | 165387.2715 | 9985.8657 | 108410.9624 | 376497.1545 | 30017.9584 | 121757.4538 | 30876.8019 | 81.3604 | 30795.4349 | 0 | 574.2491 | 531.8202
WtrCldCentChlr-NoFric-2Cmp-0.748kwpton-VarSpd-CndRlf | DEER2023 |  | 2022-03-14 23:25:13+00 | Any | Hsp | Rec | CZ13 | cWVVG | Cap-Tons | 1 | 235501 | None | 3105445.758 | 1063471.15 | 1266427 | 0 | 281301.8953 | 10067.0466 | 107681.5777 | 376497.1545 | 30017.9584 | 121757.4538 | 30876.8019 | 81.3604 | 30795.4349 | 0 | 643.9085 | 598.3065
WtrCldRecipChlr-0.42kwpton | DEER2023 |  | 2022-03-14 23:49:47+00 | Any | Hsp | Rec | CZ13 | cWVVG | Cap-Tons | 951.944 | 235501 | None | 3066900.0257 | 1063471.15 | 1266427 | 0 | 248512.4251 | 1750.7033 | 110242.4204 | 376496.9203 | 30017.9584 | 121757.4538 | 30876.784 | 81.3604 | 30795.4169 | 0 | 598.4912 | 547.9365
WtrCldRecipChlr-0.748kwpton | DEER2023 |  | 2022-03-14 23:49:47+00 | Any | Hsp | Rec | CZ13 | cWVVG | Cap-Tons | 1 | 235501 | None | 3259547.394 | 1063471.15 | 1266427 | 0 | 441509.2673 | 1757.3837 | 109886.0043 | 376496.9203 | 30017.9584 | 121757.4538 | 30876.784 | 81.3604 | 30795.4169 | 0 | 692.2901 | 636.6679
WtrCldScrewChlr-0.42kwpton | DEER2023 |  | 2022-03-15 00:09:29+00 | Any | Hsp | Rec | CZ13 | cWVVG | Cap-Tons | 951.944 | 235501 | None | 3059093.9786 | 1063471.15 | 1266427 | 0 | 241998.1991 | 1786.1058 | 108915.2813 | 376496.9203 | 30017.9584 | 121757.4538 | 30876.784 | 81.3604 | 30795.4169 | 0 | 611.7215 | 559.7754
WtrCldScrewChlr-0.748kwpton | DEER2023 |  | 2022-03-15 00:09:29+00 | Any | Hsp | Rec | CZ13 | cWVVG | Cap-Tons | 1 | 235501 | None | 3244134.4454 | 1063471.15 | 1266427 | 0 | 428083.7056 | 1818.0819 | 107838.0047 | 376496.9203 | 30017.9584 | 121757.4538 | 30876.784 | 81.3604 | 30795.4169 | 0 | 715.8491 | 657.7783
WtrCldScrewChlr-0.439kwpton-VarSpd | DEER2023 |  | 2022-03-15 00:41:21+00 | Any | Hsp | Rec | CZ13 | cWVVG | Cap-Tons | 951.944 | 235501 | None | 3008984.5482 | 1063471.15 | 1266427 | 0 | 191885.7231 | 1667.3313 | 109036.8529 | 376496.9906 | 30017.9584 | 121757.4538 | 30876.784 | 81.3604 | 30795.4169 | 0 | 574.5789 | 525.6127
WtrCldScrewChlr-0.748kwpton-VarSpd | DEER2023 |  | 2022-03-15 00:41:21+00 | Any | Hsp | Rec | CZ13 | cWVVG | Cap-Tons | 1 | 235501 | None | 3141705.4797 | 1063471.15 | 1266427 | 0 | 325191.1049 | 1620.709 | 108498.7935 | 376496.9906 | 30017.9584 | 121757.4538 | 30876.784 | 81.3604 | 30795.4169 | 0 | 642.3041 | 589.8844
AirCldRecipChlr-0.95kwpton | DEER2023 |  | 2022-03-14 18:21:41+00 | Any | Hsp | Rec | CZ14 | cAVVG | Cap-Tons | 1013.8044 | 235501 | None | 3141705.9333 | 1062668.5792 | 1266427 | 0 | 421274.1408 | 0 | 19183.5925 | 372154.3771 | 25444.9912 | 136246.9652 | 36813.5068 | 81.3604 | 36732.1366 | 0 | 720.8759 | 642.0445
AirCldRecipChlr-1.407kwpton | DEER2023 |  | 2022-03-14 18:21:41+00 | Any | Hsp | Rec | CZ14 | cAVVG | Cap-Tons | 1 | 235501 | None | 3344362.24 | 1062668.5792 | 1266427 | 0 | 623929.2192 | 0 | 19183.5925 | 372154.3771 | 25444.9912 | 136246.9652 | 36813.5068 | 81.3604 | 36732.1366 | 0 | 855.0108 | 757.5701
AirCldScrewChlr-0.95kwpton | DEER2023 |  | 2022-03-14 19:29:42+00 | Any | Hsp | Rec | CZ14 | cAVVG | Cap-Tons | 1013.8044 | 235501 | None | 3243328.5333 | 1062668.5792 | 1266427 | 0 | 522896.2608 | 0 | 19183.59 | 372154.3771 | 25444.9912 | 136246.9652 | 36813.5068 | 81.3604 | 36732.1366 | 0 | 748.76 | 661.2999
AirCldScrewChlr-1.407kwpton | DEER2023 |  | 2022-03-14 19:29:42+00 | Any | Hsp | Rec | CZ14 | cAVVG | Cap-Tons | 1 | 235501 | None | 3494870.1733 | 1062668.5792 | 1266427 | 0 | 774436.7125 | 0 | 19183.59 | 372154.3771 | 25444.9912 | 136246.9652 | 36813.5068 | 81.3604 | 36732.1366 | 0 | 896.3079 | 786.0892
AirCldScrewChlr-0.99kwpton-VarSpd | DEER2023 |  | 2022-03-14 20:36:10+00 | Any | Hsp | Rec | CZ14 | cAVVG | Cap-Tons | 1013.8044 | 235501 | None | 3265345.4667 | 1062668.5792 | 1266427 | 0 | 544913.0817 | 0 | 19183.59 | 372154.3771 | 25444.9912 | 136246.9652 | 36813.5068 | 81.3604 | 36732.1366 | 0 | 761.6741 | 672.2225
AirCldScrewChlr-1.407kwpton-VarSpd | DEER2023 |  | 2022-03-14 20:36:10+00 | Any | Hsp | Rec | CZ14 | cAVVG | Cap-Tons | 1 | 235501 | None | 3494870.1733 | 1062668.5792 | 1266427 | 0 | 774436.7125 | 0 | 19183.59 | 372154.3771 | 25444.9912 | 136246.9652 | 36813.5068 | 81.3604 | 36732.1366 | 0 | 896.3079 | 786.0892
WtrCldCentChlr-Conv-0.42kwpton | DEER2023 |  | 2022-03-14 21:09:18+00 | Any | Hsp | Rec | CZ14 | cWVVG | Cap-Tons | 1013.9786 | 235501 | None | 3088426.92 | 1062668.5792 | 1266427 | 0 | 284639.5304 | 56.5826 | 102482.3635 | 372154.3771 | 25444.9912 | 136246.9652 | 36813.5068 | 81.3604 | 36732.1392 | 0 | 579.8534 | 529.5385
WtrCldCentChlr-Conv-0.748kwpton | DEER2023 |  | 2022-03-14 21:09:18+00 | Any | Hsp | Rec | CZ14 | cWVVG | Cap-Tons | 1 | 235501 | None | 3309687.8667 | 1062668.5792 | 1266427 | 0 | 505521.1337 | 51.5021 | 102866.2774 | 372154.3771 | 25444.9912 | 136246.9652 | 36813.5068 | 81.3604 | 36732.1392 | 0 | 672.8306 | 614.6017
WtrCldCentChlr-Conv-1Cmp-0.439kwpton-VarSpd-CndRlf | DEER2023 |  | 2022-03-14 22:16:50+00 | Any | Hsp | Rec | CZ14 | cWVVG | Cap-Tons | 1013.9786 | 235501 | None | 2945614.08 | 1062668.5792 | 1266427 | 0 | 142377.6613 | 1060.6817 | 100927.135 | 372154.3771 | 25444.9912 | 136246.9652 | 36813.5068 | 81.3604 | 36732.1392 | 0 | 541.8845 | 490.8211
WtrCldCentChlr-Conv-1Cmp-0.748kwpton-VarSpd-CndRlf | DEER2023 |  | 2022-03-14 22:16:50+00 | Any | Hsp | Rec | CZ14 | cWVVG | Cap-Tons | 1 | 235501 | None | 3042584.8133 | 1062668.5792 | 1266427 | 0 | 239764.9115 | 994.0964 | 100577.7135 | 372154.3771 | 25444.9912 | 136246.9652 | 36813.5068 | 81.3604 | 36732.1392 | 0 | 598.211 | 539.7005
WtrCldCentChlr-NoFric-1Cmp-0.439kwpton-VarSpd-CndRlf | DEER2023 |  | 2022-03-14 22:54:12+00 | Any | Hsp | Rec | CZ14 | cWVVG | Cap-Tons | 1013.9786 | 235501 | None | 2940960.7733 | 1062668.5792 | 1266427 | 0 | 136519.5985 | 1078.3419 | 102114.1175 | 372154.3771 | 25444.9912 | 136246.9652 | 36813.5068 | 81.3604 | 36732.1392 | 0 | 549.0979 | 498.0482
WtrCldCentChlr-NoFric-1Cmp-0.748kwpton-VarSpd-CndRlf | DEER2023 |  | 2022-03-14 22:54:12+00 | Any | Hsp | Rec | CZ14 | cWVVG | Cap-Tons | 1 | 235501 | None | 3033885.76 | 1062668.5792 | 1266427 | 0 | 230087.8285 | 1022.6168 | 101526.4092 | 372154.3771 | 25444.9912 | 136246.9652 | 36813.5068 | 81.3604 | 36732.1392 | 0 | 610.5014 | 552.0142
WtrCldCentChlr-NoFric-2Cmp-0.439kwpton-VarSpd-CndRlf | DEER2023 |  | 2022-03-14 23:25:13+00 | Any | Hsp | Rec | CZ14 | cWVVG | Cap-Tons | 1013.9786 | 235501 | None | 2937518.56 | 1062668.5792 | 1266427 | 0 | 134563.8315 | 1081.3713 | 100625.071 | 372154.3771 | 25444.9912 | 136246.9652 | 36813.5068 | 81.3604 | 36732.1392 | 0 | 551.2105 | 499.8856
WtrCldCentChlr-NoFric-2Cmp-0.748kwpton-VarSpd-CndRlf | DEER2023 |  | 2022-03-14 23:25:13+00 | Any | Hsp | Rec | CZ14 | cWVVG | Cap-Tons | 1 | 235501 | None | 3029602.2267 | 1062668.5792 | 1266427 | 0 | 227476.8385 | 1027.9146 | 99848.8842 | 372154.3771 | 25444.9912 | 136246.9652 | 36813.5068 | 81.3604 | 36732.1392 | 0 | 614.1017 | 555.1446
WtrCldRecipChlr-0.42kwpton | DEER2023 |  | 2022-03-14 23:49:47+00 | Any | Hsp | Rec | CZ14 | cWVVG | Cap-Tons | 1013.9787 | 235501 | None | 3004453.6933 | 1062668.5792 | 1266427 | 0 | 200236.7015 | 54.9881 | 102913.0885 | 372154.3771 | 25444.9912 | 136246.9652 | 36813.5068 | 81.3604 | 36732.1392 | 0 | 574.7226 | 522.132
WtrCldRecipChlr-0.748kwpton | DEER2023 |  | 2022-03-14 23:49:47+00 | Any | Hsp | Rec | CZ14 | cWVVG | Cap-Tons | 1 | 235501 | None | 3158449.7333 | 1062668.5792 | 1266427 | 0 | 354433.3833 | 48.3734 | 102719.1499 | 372154.3771 | 25444.9912 | 136246.9652 | 36813.5068 | 81.3604 | 36732.1392 | 0 | 663.5864 | 601.2502
WtrCldScrewChlr-0.42kwpton | DEER2023 |  | 2022-03-15 00:09:29+00 | Any | Hsp | Rec | CZ14 | cWVVG | Cap-Tons | 1013.9786 | 235501 | None | 2983012.56 | 1062668.5792 | 1266427 | 0 | 181249.8617 | 59.0091 | 100454.4991 | 372154.3771 | 25444.9912 | 136246.9652 | 36813.5068 | 81.3604 | 36732.1392 | 0 | 582.6386 | 531.2281
WtrCldScrewChlr-0.748kwpton | DEER2023 |  | 2022-03-15 00:09:29+00 | Any | Hsp | Rec | CZ14 | cWVVG | Cap-Tons | 1 | 235501 | None | 3119346 | 1062668.5792 | 1266427 | 0 | 318556.1667 | 54.5103 | 99486.5296 | 372154.3771 | 25444.9912 | 136246.9652 | 36813.5068 | 81.3604 | 36732.1392 | 0 | 677.6789 | 617.44
WtrCldScrewChlr-0.439kwpton-VarSpd | DEER2023 |  | 2022-03-15 00:41:21+00 | Any | Hsp | Rec | CZ14 | cWVVG | Cap-Tons | 1013.9786 | 235501 | None | 2945173.8133 | 1062668.5792 | 1266427 | 0 | 143262.4898 | 47.0574 | 100615.5026 | 372154.3771 | 25444.9912 | 136246.9652 | 36813.5068 | 81.3604 | 36732.1392 | 0 | 556.3766 | 503.3451
WtrCldScrewChlr-0.748kwpton-VarSpd | DEER2023 |  | 2022-03-15 00:41:21+00 | Any | Hsp | Rec | CZ14 | cWVVG | Cap-Tons | 1 | 235501 | None | 3042058.2933 | 1062668.5792 | 1266427 | 0 | 240679.6648 | 38.121 | 100091.801 | 372154.3771 | 25444.9912 | 136246.9652 | 36813.5068 | 81.3604 | 36732.1392 | 0 | 623.1821 | 560.9507
AirCldRecipChlr-0.95kwpton | DEER2023 |  | 2022-03-14 18:21:41+00 | Any | Hsp | Rec | CZ15 | cAVVG | Cap-Tons | 1200.558 | 235501 | None | 3588222.25 | 1063624.7031 | 1266427 | 0 | 839579.0312 | 0 | 30104.6074 | 388487.8906 | 42589.6699 | 52960.9854 | 18542.3299 | 81.3604 | 18460.967 | 0 | 827.6358 | 748.9455
AirCldRecipChlr-1.407kwpton | DEER2023 |  | 2022-03-14 18:21:41+00 | Any | Hsp | Rec | CZ15 | cAVVG | Cap-Tons | 1 | 235501 | None | 3992103.75 | 1063624.7031 | 1266427 | 0 | 1243460.25 | 0 | 30104.6074 | 388487.8906 | 42589.6699 | 52960.9854 | 18542.3299 | 81.3604 | 18460.967 | 0 | 1011.0335 | 914.2935
AirCldScrewChlr-0.95kwpton | DEER2023 |  | 2022-03-14 19:29:42+00 | Any | Hsp | Rec | CZ15 | cAVVG | Cap-Tons | 1200.558 | 235501 | None | 3754513.25 | 1063624.7031 | 1266427 | 0 | 1005908 | 0 | 30066.6772 | 388488.3125 | 42589.6699 | 52960.9854 | 18542.3325 | 81.3604 | 18460.9722 | 0 | 863.841 | 779.8595
AirCldScrewChlr-1.407kwpton | DEER2023 |  | 2022-03-14 19:29:42+00 | Any | Hsp | Rec | CZ15 | cAVVG | Cap-Tons | 1 | 235501 | None | 4238408.25 | 1063624.7031 | 1266427 | 0 | 1489801.75 | 0 | 30066.6772 | 388488.3125 | 42589.6699 | 52960.9854 | 18542.3325 | 81.3604 | 18460.9722 | 0 | 1064.6557 | 960.0785
AirCldScrewChlr-0.99kwpton-VarSpd | DEER2023 |  | 2022-03-14 20:36:10+00 | Any | Hsp | Rec | CZ15 | cAVVG | Cap-Tons | 1200.558 | 235501 | None | 3796867.75 | 1063624.7031 | 1266427 | 0 | 1048261.5 | 0 | 30066.6772 | 388488.3125 | 42589.6699 | 52960.9854 | 18542.3325 | 81.3604 | 18460.9722 | 0 | 881.4175 | 795.6337
AirCldScrewChlr-1.407kwpton-VarSpd | DEER2023 |  | 2022-03-14 20:36:10+00 | Any | Hsp | Rec | CZ15 | cAVVG | Cap-Tons | 1 | 235501 | None | 4238408.25 | 1063624.7031 | 1266427 | 0 | 1489801.75 | 0 | 30066.6772 | 388488.3125 | 42589.6699 | 52960.9854 | 18542.3325 | 81.3604 | 18460.9722 | 0 | 1064.6557 | 960.0785
WtrCldCentChlr-Conv-0.42kwpton | DEER2023 |  | 2022-03-14 21:09:18+00 | Any | Hsp | Rec | CZ15 | cWVVG | Cap-Tons | 1248.5937 | 235501 | None | 3431974 | 1063624.7031 | 1266427 | 0 | 533463.2188 | 752.4409 | 179219.6758 | 388488.0078 | 42589.6699 | 52960.9854 | 18542.3248 | 81.3604 | 18460.9654 | 0 | 612.8017 | 563.9303
WtrCldCentChlr-Conv-0.748kwpton | DEER2023 |  | 2022-03-14 21:09:18+00 | Any | Hsp | Rec | CZ15 | cWVVG | Cap-Tons | 1 | 235501 | None | 3847091.5 | 1063624.7031 | 1266427 | 0 | 948037.0625 | 741.9118 | 179773.2695 | 388488.0078 | 42589.6699 | 52960.9854 | 18542.3248 | 81.3604 | 18460.9654 | 0 | 726.6798 | 670.939
WtrCldCentChlr-Conv-1Cmp-0.439kwpton-VarSpd-CndRlf | DEER2023 |  | 2022-03-14 22:16:50+00 | Any | Hsp | Rec | CZ15 | cWVVG | Cap-Tons | 1248.5937 | 235501 | None | 3171760.5 | 1063624.7031 | 1266427 | 0 | 269800.6055 | 5889.0165 | 177532.3438 | 388488.0078 | 42589.6699 | 52960.9854 | 18542.3248 | 81.3604 | 18460.9654 | 0 | 567.4805 | 516.7162
WtrCldCentChlr-Conv-1Cmp-0.748kwpton-VarSpd-CndRlf | DEER2023 |  | 2022-03-14 22:16:50+00 | Any | Hsp | Rec | CZ15 | cWVVG | Cap-Tons | 1 | 235501 | None | 3357051.25 | 1063624.7031 | 1266427 | 0 | 455715.9453 | 5776.3589 | 177020.6289 | 388488.0078 | 42589.6699 | 52960.9854 | 18542.3248 | 81.3604 | 18460.9654 | 0 | 636.0087 | 577.9122
WtrCldCentChlr-NoFric-1Cmp-0.439kwpton-VarSpd-CndRlf | DEER2023 |  | 2022-03-14 22:54:12+00 | Any | Hsp | Rec | CZ15 | cWVVG | Cap-Tons | 1248.5937 | 235501 | None | 3165652.5 | 1063624.7031 | 1266427 | 0 | 262257.4922 | 5935.4281 | 178920.4492 | 388488.0078 | 42589.6699 | 52960.9854 | 18542.3248 | 81.3604 | 18460.9654 | 0 | 576.4628 | 525.7708
WtrCldCentChlr-NoFric-1Cmp-0.748kwpton-VarSpd-CndRlf | DEER2023 |  | 2022-03-14 22:54:12+00 | Any | Hsp | Rec | CZ15 | cWVVG | Cap-Tons | 1 | 235501 | None | 3345927 | 1063624.7031 | 1266427 | 0 | 443430.1094 | 5856.7178 | 178101.3438 | 388488.0078 | 42589.6699 | 52960.9854 | 18542.3248 | 81.3604 | 18460.9654 | 0 | 651.3162 | 593.3402
WtrCldCentChlr-NoFric-2Cmp-0.439kwpton-VarSpd-CndRlf | DEER2023 |  | 2022-03-14 23:25:13+00 | Any | Hsp | Rec | CZ15 | cWVVG | Cap-Tons | 1248.5937 | 235501 | None | 3161458.5 | 1063624.7031 | 1266427 | 0 | 259758.6328 | 5944.8259 | 177216.9062 | 388488.0078 | 42589.6699 | 52960.9854 | 18542.3248 | 81.3604 | 18460.9654 | 0 | 579.0215 | 528.165
WtrCldCentChlr-NoFric-2Cmp-0.748kwpton-VarSpd-CndRlf | DEER2023 |  | 2022-03-14 23:25:13+00 | Any | Hsp | Rec | CZ15 | cWVVG | Cap-Tons | 1 | 235501 | None | 3340663.25 | 1063624.7031 | 1266427 | 0 | 440078.8906 | 5872.8745 | 176172.3438 | 388488.0078 | 42589.6699 | 52960.9854 | 18542.3248 | 81.3604 | 18460.9654 | 0 | 655.6755 | 597.4207
WtrCldRecipChlr-0.42kwpton | DEER2023 |  | 2022-03-14 23:49:47+00 | Any | Hsp | Rec | CZ15 | cWVVG | Cap-Tons | 1248.5937 | 235501 | None | 3285482 | 1063624.7031 | 1266427 | 0 | 385804.3594 | 748.7251 | 180390.0977 | 388487.9375 | 42589.6699 | 52960.9854 | 18542.3248 | 81.3604 | 18460.9654 | 0 | 606.642 | 555.5232
WtrCldRecipChlr-0.748kwpton | DEER2023 |  | 2022-03-14 23:49:47+00 | Any | Hsp | Rec | CZ15 | cWVVG | Cap-Tons | 1 | 235501 | None | 3582986.25 | 1063624.7031 | 1266427 | 0 | 683772.3594 | 724.9275 | 179949.8008 | 388487.9375 | 42589.6699 | 52960.9854 | 18542.3248 | 81.3604 | 18460.9654 | 0 | 715.7033 | 655.9488
WtrCldScrewChlr-0.42kwpton | DEER2023 |  | 2022-03-15 00:09:29+00 | Any | Hsp | Rec | CZ15 | cWVVG | Cap-Tons | 1248.5937 | 235501 | None | 3267961.25 | 1063624.7031 | 1266427 | 0 | 371486.4531 | 773.9391 | 177161.625 | 388487.9375 | 42589.6699 | 52960.9854 | 18542.3248 | 81.3604 | 18460.9654 | 0 | 616.8352 | 567.216
WtrCldScrewChlr-0.748kwpton | DEER2023 |  | 2022-03-15 00:09:29+00 | Any | Hsp | Rec | CZ15 | cWVVG | Cap-Tons | 1 | 235501 | None | 3549610.75 | 1063624.7031 | 1266427 | 0 | 654508.9375 | 767.0944 | 175795.9531 | 388487.9375 | 42589.6699 | 52960.9854 | 18542.3248 | 81.3604 | 18460.9654 | 0 | 733.8592 | 676.7568
WtrCldScrewChlr-0.439kwpton-VarSpd | DEER2023 |  | 2022-03-15 00:41:21+00 | Any | Hsp | Rec | CZ15 | cWVVG | Cap-Tons | 1248.5937 | 235501 | None | 3180398.5 | 1063624.7031 | 1266427 | 0 | 283912.8828 | 697.5316 | 177249.1719 | 388487.9375 | 42589.6699 | 52960.9854 | 18542.3248 | 81.3604 | 18460.9654 | 0 | 585.865 | 533.9818
WtrCldScrewChlr-0.748kwpton-VarSpd | DEER2023 |  | 2022-03-15 00:41:21+00 | Any | Hsp | Rec | CZ15 | cWVVG | Cap-Tons | 1 | 235501 | None | 3374412.75 | 1063624.7031 | 1266427 | 0 | 478565.4531 | 647.3183 | 176661.0469 | 388487.9375 | 42589.6699 | 52960.9854 | 18542.3248 | 81.3604 | 18460.9654 | 0 | 669.5393 | 609.2665
AirCldRecipChlr-0.95kwpton | DEER2023 |  | 2022-03-14 18:21:41+00 | Any | Hsp | Rec | CZ16 | cAVVG | Cap-Tons | 650.2271 | 235501 | None | 2852352.8246 | 1064882.761 | 1266427 | 0 | 146658.8468 | 0 | 11707.9676 | 362678.5241 | 15555.0633 | 211758.5965 | 61376.2432 | 81.3604 | 61294.871 | 0 | 578.4382 | 517.6439
AirCldRecipChlr-1.407kwpton | DEER2023 |  | 2022-03-14 18:21:41+00 | Any | Hsp | Rec | CZ16 | cAVVG | Cap-Tons | 1 | 235501 | None | 2922904.4211 | 1064882.761 | 1266427 | 0 | 217209.426 | 0 | 11707.9676 | 362678.5241 | 15555.0633 | 211758.5965 | 61376.2432 | 81.3604 | 61294.871 | 0 | 644.5815 | 574.4929
AirCldScrewChlr-0.95kwpton | DEER2023 |  | 2022-03-14 19:29:42+00 | Any | Hsp | Rec | CZ16 | cAVVG | Cap-Tons | 650.2271 | 235501 | None | 2898729.1754 | 1064882.761 | 1266427 | 0 | 193034.6173 | 0 | 11708.0435 | 362678.5241 | 15555.0633 | 211758.5965 | 61376.2432 | 81.3604 | 61294.871 | 0 | 589.1757 | 529.9715
AirCldScrewChlr-1.407kwpton | DEER2023 |  | 2022-03-14 19:29:42+00 | Any | Hsp | Rec | CZ16 | cAVVG | Cap-Tons | 1 | 235501 | None | 2991588.7018 | 1064882.761 | 1266427 | 0 | 285894.3355 | 0 | 11708.0435 | 362678.5241 | 15555.0633 | 211758.5965 | 61376.2432 | 81.3604 | 61294.871 | 0 | 660.4836 | 592.7496
AirCldScrewChlr-0.99kwpton-VarSpd | DEER2023 |  | 2022-03-14 20:36:10+00 | Any | Hsp | Rec | CZ16 | cAVVG | Cap-Tons | 650.2271 | 235501 | None | 2906856.7544 | 1064882.761 | 1266427 | 0 | 201162.3786 | 0 | 11708.0435 | 362678.5241 | 15555.0633 | 211758.5965 | 61376.2432 | 81.3604 | 61294.871 | 0 | 595.4169 | 535.4658
AirCldScrewChlr-1.407kwpton-VarSpd | DEER2023 |  | 2022-03-14 20:36:10+00 | Any | Hsp | Rec | CZ16 | cAVVG | Cap-Tons | 1 | 235501 | None | 2991588.7018 | 1064882.761 | 1266427 | 0 | 285894.3355 | 0 | 11708.0435 | 362678.5241 | 15555.0633 | 211758.5965 | 61376.2432 | 81.3604 | 61294.871 | 0 | 660.4836 | 592.7496
WtrCldCentChlr-Conv-0.42kwpton | DEER2023 |  | 2022-03-14 21:09:18+00 | Any | Hsp | Rec | CZ16 | cWVVG | Cap-Tons | 650.3042 | 235501 | None | 2859287.4737 | 1064882.761 | 1266427 | 0 | 120205.5873 | 208.6569 | 44886.8437 | 362678.5241 | 15555.0633 | 211758.5965 | 61376.2354 | 81.3604 | 61294.871 | 0 | 529.862 | 481.97
WtrCldCentChlr-Conv-0.748kwpton | DEER2023 |  | 2022-03-14 21:09:18+00 | Any | Hsp | Rec | CZ16 | cWVVG | Cap-Tons | 1 | 235501 | None | 2953182.5965 | 1064882.761 | 1266427 | 0 | 213870.5932 | 207.718 | 45117.6094 | 362678.5241 | 15555.0633 | 211758.5965 | 61376.2354 | 81.3604 | 61294.871 | 0 | 589.6661 | 536.8762
WtrCldCentChlr-Conv-1Cmp-0.439kwpton-VarSpd-CndRlf | DEER2023 |  | 2022-03-14 22:16:50+00 | Any | Hsp | Rec | CZ16 | cWVVG | Cap-Tons | 650.3042 | 235501 | None | 2795735.1053 | 1064882.761 | 1266427 | 0 | 56095.1112 | 1418.9024 | 44234.8436 | 362678.5241 | 15555.0633 | 211758.5965 | 61376.2354 | 81.3604 | 61294.871 | 0 | 507.9154 | 458.3083
WtrCldCentChlr-Conv-1Cmp-0.748kwpton-VarSpd-CndRlf | DEER2023 |  | 2022-03-14 22:16:50+00 | Any | Hsp | Rec | CZ16 | cWVVG | Cap-Tons | 1 | 235501 | None | 2834648.6491 | 1064882.761 | 1266427 | 0 | 95272.1391 | 1380.7382 | 44008.9621 | 362678.5241 | 15555.0633 | 211758.5965 | 61376.2354 | 81.3604 | 61294.871 | 0 | 545.3019 | 490.1976
WtrCldCentChlr-NoFric-1Cmp-0.439kwpton-VarSpd-CndRlf | DEER2023 |  | 2022-03-14 22:54:12+00 | Any | Hsp | Rec | CZ16 | cWVVG | Cap-Tons | 650.3042 | 235501 | None | 2796598.0877 | 1064882.761 | 1266427 | 0 | 56550.3428 | 1436.7036 | 44624.2982 | 362678.5241 | 15555.0633 | 211758.5965 | 61376.2354 | 81.3604 | 61294.871 | 0 | 512.6515 | 463.2794
WtrCldCentChlr-NoFric-1Cmp-0.748kwpton-VarSpd-CndRlf | DEER2023 |  | 2022-03-14 22:54:12+00 | Any | Hsp | Rec | CZ16 | cWVVG | Cap-Tons | 1 | 235501 | None | 2835799.7018 | 1064882.761 | 1266427 | 0 | 96089.511 | 1409.3351 | 44313.7775 | 362678.5241 | 15555.0633 | 211758.5965 | 61376.2354 | 81.3604 | 61294.871 | 0 | 553.3722 | 498.6655
WtrCldCentChlr-NoFric-2Cmp-0.439kwpton-VarSpd-CndRlf | DEER2023 |  | 2022-03-14 23:25:13+00 | Any | Hsp | Rec | CZ16 | cWVVG | Cap-Tons | 650.3042 | 235501 | None | 2797102.2807 | 1064882.761 | 1266427 | 0 | 57631.8556 | 1443.2682 | 44040.7429 | 362678.5241 | 15555.0633 | 211758.5965 | 61376.2354 | 81.3604 | 61294.871 | 0 | 513.2675 | 464.1991
WtrCldCentChlr-NoFric-2Cmp-0.748kwpton-VarSpd-CndRlf | DEER2023 |  | 2022-03-14 23:25:13+00 | Any | Hsp | Rec | CZ16 | cWVVG | Cap-Tons | 1 | 235501 | None | 2837241.4386 | 1064882.761 | 1266427 | 0 | 98035.7292 | 1421.025 | 43798.2095 | 362678.5241 | 15555.0633 | 211758.5965 | 61376.2354 | 81.3604 | 61294.871 | 0 | 554.4212 | 500.2326
WtrCldRecipChlr-0.42kwpton | DEER2023 |  | 2022-03-14 23:49:47+00 | Any | Hsp | Rec | CZ16 | cWVVG | Cap-Tons | 650.3042 | 235501 | None | 2827622.3509 | 1064882.761 | 1266427 | 0 | 88170.8766 | 206.0689 | 45258.4846 | 362678.5241 | 15555.0633 | 211758.5965 | 61376.2354 | 81.3604 | 61294.871 | 0 | 528.4815 | 477.8312
WtrCldRecipChlr-0.748kwpton | DEER2023 |  | 2022-03-14 23:49:47+00 | Any | Hsp | Rec | CZ16 | cWVVG | Cap-Tons | 1 | 235501 | None | 2895835.9298 | 1064882.761 | 1266427 | 0 | 156494.278 | 201.3748 | 45153.148 | 362678.5241 | 15555.0633 | 211758.5965 | 61376.2354 | 81.3604 | 61294.871 | 0 | 585.5862 | 529
WtrCldScrewChlr-0.42kwpton | DEER2023 |  | 2022-03-15 00:09:29+00 | Any | Hsp | Rec | CZ16 | cWVVG | Cap-Tons | 650.3042 | 235501 | None | 2817222.7368 | 1064882.761 | 1266427 | 0 | 78889.4683 | 213.5493 | 44132.5206 | 362678.5241 | 15555.0633 | 211758.5965 | 61376.2354 | 81.3604 | 61294.871 | 0 | 533.6501 | 482.7239
WtrCldScrewChlr-0.748kwpton | DEER2023 |  | 2022-03-15 00:09:29+00 | Any | Hsp | Rec | CZ16 | cWVVG | Cap-Tons | 1 | 235501 | None | 2877267.5965 | 1064882.761 | 1266427 | 0 | 139354.2977 | 212.5265 | 43714.5047 | 362678.5241 | 15555.0633 | 211758.5965 | 61376.2354 | 81.3604 | 61294.871 | 0 | 594.7885 | 537.7084
WtrCldScrewChlr-0.439kwpton-VarSpd | DEER2023 |  | 2022-03-15 00:41:21+00 | Any | Hsp | Rec | CZ16 | cWVVG | Cap-Tons | 650.3042 | 235501 | None | 2804698.386 | 1064882.761 | 1266427 | 0 | 66291.2175 | 188.86 | 44231.6253 | 362678.5241 | 15555.0633 | 211758.5965 | 61376.2354 | 81.3604 | 61294.871 | 0 | 516.653 | 466.8194
WtrCldScrewChlr-0.748kwpton-VarSpd | DEER2023 |  | 2022-03-15 00:41:21+00 | Any | Hsp | Rec | CZ16 | cWVVG | Cap-Tons | 1 | 235501 | None | 2850255.6491 | 1064882.761 | 1266427 | 0 | 112106.0365 | 173.9916 | 43988.7024 | 362678.5241 | 15555.0633 | 211758.5965 | 61376.2354 | 81.3604 | 61294.871 | 0 | 559.8078 | 505.1631
AirCldRecipChlr-0.95kwpton | DEER2023 |  | 2022-03-14 18:21:41+00 | Any | Htl | Ex | CZ01 | cAVVG | Cap-Tons | 115.709 | 139998.9062 | None | 604537.2804 | 189375.9201 | 293493.5 | 0 | 30687.685 | 0 | 33029.5749 | 57950.3769 | 7862.4268 | 42457.2716 | 26981.5767 | 0 | 26981.5767 | 0 | 121.0544 | 115.9626
AirCldRecipChlr-1.407kwpton | DEER2023 |  | 2022-03-14 18:21:41+00 | Any | Htl | Ex | CZ01 | cAVVG | Cap-Tons | 1 | 139998.9062 | None | 619299.6409 | 189375.9201 | 293493.5 | 0 | 45450.0749 | 0 | 33029.5749 | 57950.3769 | 7862.4268 | 42457.2716 | 26981.5767 | 0 | 26981.5767 | 0 | 140.8405 | 131.1414
AirCldScrewChlr-0.95kwpton | DEER2023 |  | 2022-03-14 19:29:42+00 | Any | Htl | Ex | CZ01 | cAVVG | Cap-Tons | 115.709 | 139998.9062 | None | 620867.7174 | 189375.9201 | 293493.5 | 0 | 47016.6701 | 0 | 33031.0538 | 57950.4017 | 7862.4541 | 42457.2696 | 26981.5691 | 0 | 26981.5691 | 0 | 127.4588 | 121.9608
AirCldScrewChlr-1.407kwpton | DEER2023 |  | 2022-03-14 19:29:42+00 | Any | Htl | Ex | CZ01 | cAVVG | Cap-Tons | 1 | 139998.9062 | None | 643485.1602 | 189375.9201 | 293493.5 | 0 | 69634.1604 | 0 | 33031.0538 | 57950.4017 | 7862.4541 | 42457.2696 | 26981.5691 | 0 | 26981.5691 | 0 | 150.3257 | 140.023
AirCldScrewChlr-0.99kwpton-VarSpd | DEER2023 |  | 2022-03-14 20:36:10+00 | Any | Htl | Ex | CZ01 | cAVVG | Cap-Tons | 115.709 | 139998.9062 | None | 622847.3647 | 189375.9201 | 293493.5 | 0 | 48996.3181 | 0 | 33031.0538 | 57950.4017 | 7862.4541 | 42457.2696 | 26981.5691 | 0 | 26981.5691 | 0 | 129.4604 | 123.5417
AirCldScrewChlr-1.407kwpton-VarSpd | DEER2023 |  | 2022-03-14 20:36:10+00 | Any | Htl | Ex | CZ01 | cAVVG | Cap-Tons | 1 | 139998.9062 | None | 643485.1602 | 189375.9201 | 293493.5 | 0 | 69634.1604 | 0 | 33031.0538 | 57950.4017 | 7862.4541 | 42457.2696 | 26981.5691 | 0 | 26981.5691 | 0 | 150.3257 | 140.023
WtrCldCentChlr-Conv-0.42kwpton | DEER2023 |  | 2022-03-14 21:09:18+00 | Any | Htl | Ex | CZ01 | cWVVG | Cap-Tons | 115.709 | 139998.9062 | None | 621074.5268 | 189375.9201 | 293493.5 | 0 | 34250.3275 | 144.5287 | 45859.6635 | 57950.4304 | 7862.4799 | 42457.2696 | 26981.5691 | 0 | 26981.5691 | 0 | 112.692 | 111.6869
WtrCldCentChlr-Conv-0.748kwpton | DEER2023 |  | 2022-03-14 21:09:18+00 | Any | Htl | Ex | CZ01 | cWVVG | Cap-Tons | 1 | 139998.9062 | None | 647709.6719 | 189375.9201 | 293493.5 | 0 | 60952.9987 | 150.1712 | 45786.515 | 57950.4304 | 7862.4799 | 42457.2696 | 26981.5691 | 0 | 26981.5691 | 0 | 133.8107 | 129.0415
WtrCldCentChlr-Conv-1Cmp-0.439kwpton-VarSpd-CndRlf | DEER2023 |  | 2022-03-14 22:16:50+00 | Any | Htl | Ex | CZ01 | cWVVG | Cap-Tons | 115.709 | 139998.9062 | None | 601572.6973 | 189375.9201 | 293493.5 | 0 | 14578.0083 | 526.9833 | 45647.7006 | 57950.4191 | 7862.4696 | 42457.2696 | 26981.5691 | 0 | 26981.5691 | 0 | 103.1307 | 102.9188
WtrCldCentChlr-Conv-1Cmp-0.748kwpton-VarSpd-CndRlf | DEER2023 |  | 2022-03-14 22:16:50+00 | Any | Htl | Ex | CZ01 | cWVVG | Cap-Tons | 1 | 139998.9062 | None | 611419.0179 | 189375.9201 | 293493.5 | 0 | 24667.5067 | 513.4307 | 45418.0532 | 57950.4191 | 7862.4696 | 42457.2696 | 26981.5691 | 0 | 26981.5691 | 0 | 114.6924 | 111.8357
WtrCldCentChlr-NoFric-1Cmp-0.439kwpton-VarSpd-CndRlf | DEER2023 |  | 2022-03-14 22:54:12+00 | Any | Htl | Ex | CZ01 | cWVVG | Cap-Tons | 115.709 | 139998.9062 | None | 599406.6097 | 189375.9201 | 293493.5 | 0 | 12308.6954 | 526.5736 | 45751.2789 | 57950.4304 | 7862.4804 | 42457.2696 | 26981.5691 | 0 | 26981.5691 | 0 | 105.167 | 104.3974
WtrCldCentChlr-NoFric-1Cmp-0.748kwpton-VarSpd-CndRlf | DEER2023 |  | 2022-03-14 22:54:12+00 | Any | Htl | Ex | CZ01 | cWVVG | Cap-Tons | 1 | 139998.9062 | None | 607705.2684 | 189375.9201 | 293493.5 | 0 | 20880.4361 | 512.8569 | 45491.9456 | 57950.4304 | 7862.4804 | 42457.2696 | 26981.5691 | 0 | 26981.5691 | 0 | 118.1612 | 114.3549
WtrCldCentChlr-NoFric-2Cmp-0.439kwpton-VarSpd-CndRlf | DEER2023 |  | 2022-03-14 23:25:13+00 | Any | Htl | Ex | CZ01 | cWVVG | Cap-Tons | 115.709 | 139998.9062 | None | 598845.1875 | 189375.9201 | 293493.5 | 0 | 11923.3917 | 527.4311 | 45574.3448 | 57950.4304 | 7862.4804 | 42457.2696 | 26981.5691 | 0 | 26981.5691 | 0 | 105.6138 | 104.8059
WtrCldCentChlr-NoFric-2Cmp-0.748kwpton-VarSpd-CndRlf | DEER2023 |  | 2022-03-14 23:25:13+00 | Any | Htl | Ex | CZ01 | cWVVG | Cap-Tons | 1 | 139998.9062 | None | 606830.4249 | 189375.9201 | 293493.5 | 0 | 20235.2121 | 514.7319 | 45260.4525 | 57950.4304 | 7862.4804 | 42457.2696 | 26981.5691 | 0 | 26981.5691 | 0 | 118.923 | 115.0502
WtrCldRecipChlr-0.42kwpton | DEER2023 |  | 2022-03-14 23:49:47+00 | Any | Htl | Ex | CZ01 | cWVVG | Cap-Tons | 115.709 | 139998.9062 | None | 608505.2458 | 189375.9201 | 293493.5 | 0 | 21593.1049 | 139.3013 | 45952.8305 | 57950.4649 | 7862.8886 | 42457.2696 | 26981.5565 | 0 | 26981.5565 | 0 | 110.3871 | 109.2363
WtrCldRecipChlr-0.748kwpton | DEER2023 |  | 2022-03-14 23:49:47+00 | Any | Htl | Ex | CZ01 | cWVVG | Cap-Tons | 1 | 139998.9062 | None | 625036.4601 | 189375.9201 | 293493.5 | 0 | 38308.2704 | 140.2621 | 45767.9172 | 57950.4649 | 7862.8886 | 42457.2696 | 26981.5565 | 0 | 26981.5565 | 0 | 129.7069 | 124.5697
WtrCldScrewChlr-0.42kwpton | DEER2023 |  | 2022-03-15 00:09:29+00 | Any | Htl | Ex | CZ01 | cWVVG | Cap-Tons | 115.709 | 139998.9062 | None | 604374.2475 | 189375.9201 | 293493.5 | 0 | 17822.6567 | 141.9323 | 45589.517 | 57950.4649 | 7862.8886 | 42457.2696 | 26981.5565 | 0 | 26981.5565 | 0 | 112.3783 | 110.8676
WtrCldScrewChlr-0.748kwpton | DEER2023 |  | 2022-03-15 00:09:29+00 | Any | Htl | Ex | CZ01 | cWVVG | Cap-Tons | 1 | 139998.9062 | None | 617321.5488 | 189375.9201 | 293493.5 | 0 | 31117.4818 | 144.7547 | 45239.2107 | 57950.4649 | 7862.8886 | 42457.2696 | 26981.5565 | 0 | 26981.5565 | 0 | 133.2528 | 127.4608
WtrCldScrewChlr-0.439kwpton-VarSpd | DEER2023 |  | 2022-03-15 00:41:21+00 | Any | Htl | Ex | CZ01 | cWVVG | Cap-Tons | 115.709 | 139998.9062 | None | 603443.8795 | 189375.9201 | 293493.5 | 0 | 16848.5577 | 132.4215 | 45642.8215 | 57950.4649 | 7862.8892 | 42457.2696 | 26981.5548 | 0 | 26981.5548 | 0 | 105.9995 | 105.4534
WtrCldScrewChlr-0.748kwpton-VarSpd | DEER2023 |  | 2022-03-15 00:41:21+00 | Any | Htl | Ex | CZ01 | cWVVG | Cap-Tons | 1 | 139998.9062 | None | 614792.2684 | 189375.9201 | 293493.5 | 0 | 28434.2192 | 128.6714 | 45409.2707 | 57950.4649 | 7862.8892 | 42457.2696 | 26981.5548 | 0 | 26981.5548 | 0 | 120.0667 | 116.5873
AirCldRecipChlr-0.95kwpton | DEER2023 |  | 2022-03-14 18:21:41+00 | Any | Htl | Ex | CZ02 | cAVVG | Cap-Tons | 183.2129 | 139998.9062 | None | 692583.1277 | 189321.8787 | 293493.5 | 0 | 113785.2504 | 0 | 34024.077 | 61958.2316 | 21361.7805 | 25668.4701 | 20049.747 | 0 | 20049.747 | 0 | 189.7081 | 171.7941
AirCldRecipChlr-1.407kwpton | DEER2023 |  | 2022-03-14 18:21:41+00 | Any | Htl | Ex | CZ02 | cAVVG | Cap-Tons | 1 | 139998.9062 | None | 747319.8092 | 189321.8787 | 293493.5 | 0 | 168521.9001 | 0 | 34024.077 | 61958.2316 | 21361.7805 | 25668.4701 | 20049.747 | 0 | 20049.747 | 0 | 239.6266 | 211.3788
AirCldScrewChlr-0.95kwpton | DEER2023 |  | 2022-03-14 19:29:42+00 | Any | Htl | Ex | CZ02 | cAVVG | Cap-Tons | 183.2129 | 139998.9062 | None | 724090.3659 | 189321.8787 | 293493.5 | 0 | 145262.0444 | 0 | 34054.0997 | 61958.7057 | 21362.1958 | 25668.4701 | 20049.7155 | 0 | 20049.7155 | 0 | 199.018 | 180.2212
AirCldScrewChlr-1.407kwpton | DEER2023 |  | 2022-03-14 19:29:42+00 | Any | Htl | Ex | CZ02 | cAVVG | Cap-Tons | 1 | 139998.9062 | None | 793969.0244 | 189321.8787 | 293493.5 | 0 | 215140.7125 | 0 | 34054.0997 | 61958.7057 | 21362.1958 | 25668.4701 | 20049.7155 | 0 | 20049.7155 | 0 | 253.4149 | 223.8596
AirCldScrewChlr-0.99kwpton-VarSpd | DEER2023 |  | 2022-03-14 20:36:10+00 | Any | Htl | Ex | CZ02 | cAVVG | Cap-Tons | 183.2129 | 139998.9062 | None | 730206.7268 | 189321.8787 | 293493.5 | 0 | 151378.3388 | 0 | 34054.0997 | 61958.7057 | 21362.1958 | 25668.4701 | 20049.7155 | 0 | 20049.7155 | 0 | 203.7791 | 184.041
AirCldScrewChlr-1.407kwpton-VarSpd | DEER2023 |  | 2022-03-14 20:36:10+00 | Any | Htl | Ex | CZ02 | cAVVG | Cap-Tons | 1 | 139998.9062 | None | 793969.0244 | 189321.8787 | 293493.5 | 0 | 215140.7125 | 0 | 34054.0997 | 61958.7057 | 21362.1958 | 25668.4701 | 20049.7155 | 0 | 20049.7155 | 0 | 253.4149 | 223.8596
WtrCldCentChlr-Conv-0.42kwpton | DEER2023 |  | 2022-03-14 21:09:18+00 | Any | Htl | Ex | CZ02 | cWVVG | Cap-Tons | 183.2129 | 139998.9062 | None | 698254.1582 | 189321.8787 | 293493.5 | 0 | 91432.5686 | 906.3126 | 61141.7698 | 61957.9113 | 21361.5009 | 25668.465 | 20049.769 | 0 | 20049.769 | 0 | 150.5358 | 144.7655
WtrCldCentChlr-Conv-0.748kwpton | DEER2023 |  | 2022-03-14 21:09:18+00 | Any | Htl | Ex | CZ02 | cWVVG | Cap-Tons | 1 | 139998.9062 | None | 769553.8404 | 189321.8787 | 293493.5 | 0 | 162733.2135 | 942.3618 | 61104.7079 | 61957.9113 | 21361.5009 | 25668.465 | 20049.769 | 0 | 20049.769 | 0 | 191.9731 | 180.27
WtrCldCentChlr-Conv-1Cmp-0.439kwpton-VarSpd-CndRlf | DEER2023 |  | 2022-03-14 22:16:50+00 | Any | Htl | Ex | CZ02 | cWVVG | Cap-Tons | 183.2129 | 139998.9062 | None | 655665.3952 | 189321.8787 | 293493.5 | 0 | 48337.5453 | 2304.9637 | 60250.8307 | 61956.4827 | 21360.1247 | 25668.4671 | 20049.8445 | 0 | 20049.8445 | 0 | 129.0422 | 126.2432
WtrCldCentChlr-Conv-1Cmp-0.748kwpton-VarSpd-CndRlf | DEER2023 |  | 2022-03-14 22:16:50+00 | Any | Htl | Ex | CZ02 | cWVVG | Cap-Tons | 1 | 139998.9062 | None | 689038.4691 | 189321.8787 | 293493.5 | 0 | 81929.7075 | 2329.1836 | 60007.5071 | 61956.4827 | 21360.1247 | 25668.4671 | 20049.8445 | 0 | 20049.8445 | 0 | 150.2009 | 144.662
WtrCldCentChlr-NoFric-1Cmp-0.439kwpton-VarSpd-CndRlf | DEER2023 |  | 2022-03-14 22:54:12+00 | Any | Htl | Ex | CZ02 | cWVVG | Cap-Tons | 183.2129 | 139998.9062 | None | 654218.125 | 189321.8787 | 293493.5 | 0 | 46631.8077 | 2320.292 | 60493.7751 | 61956.654 | 21360.2782 | 25668.4628 | 20049.8303 | 0 | 20049.8303 | 0 | 133.1876 | 129.5521
WtrCldCentChlr-NoFric-1Cmp-0.748kwpton-VarSpd-CndRlf | DEER2023 |  | 2022-03-14 22:54:12+00 | Any | Htl | Ex | CZ02 | cWVVG | Cap-Tons | 1 | 139998.9062 | None | 686470.3271 | 189321.8787 | 293493.5 | 0 | 79195.978 | 2351.7879 | 60150.2258 | 61956.654 | 21360.2782 | 25668.4628 | 20049.8303 | 0 | 20049.8303 | 0 | 157.2644 | 150.2986
WtrCldCentChlr-NoFric-2Cmp-0.439kwpton-VarSpd-CndRlf | DEER2023 |  | 2022-03-14 23:25:13+00 | Any | Htl | Ex | CZ02 | cWVVG | Cap-Tons | 183.2129 | 139998.9062 | None | 653545.1415 | 189321.8787 | 293493.5 | 0 | 46264.6903 | 2324.0098 | 60184.19 | 61956.654 | 21360.2782 | 25668.4628 | 20049.8303 | 0 | 20049.8303 | 0 | 134.3497 | 130.4953
WtrCldCentChlr-NoFric-2Cmp-0.748kwpton-VarSpd-CndRlf | DEER2023 |  | 2022-03-14 23:25:13+00 | Any | Htl | Ex | CZ02 | cWVVG | Cap-Tons | 1 | 139998.9062 | None | 685502.0909 | 189321.8787 | 293493.5 | 0 | 78598.4579 | 2358.2355 | 59773.1511 | 61956.654 | 21360.2782 | 25668.4628 | 20049.8303 | 0 | 20049.8303 | 0 | 159.2444 | 151.906
WtrCldRecipChlr-0.42kwpton | DEER2023 |  | 2022-03-14 23:49:47+00 | Any | Htl | Ex | CZ02 | cWVVG | Cap-Tons | 183.2129 | 139998.9062 | None | 676051.133 | 189321.8787 | 293493.5 | 0 | 68227.6249 | 936.2948 | 62111.6892 | 61959.9889 | 21363.2854 | 25668.4727 | 20049.6362 | 0 | 20049.6362 | 0 | 145.4577 | 140.5615
WtrCldRecipChlr-0.748kwpton | DEER2023 |  | 2022-03-14 23:49:47+00 | Any | Htl | Ex | CZ02 | cWVVG | Cap-Tons | 1 | 139998.9062 | None | 728886.3729 | 189321.8787 | 293493.5 | 0 | 121262.3545 | 962.2247 | 61886.1581 | 61959.9889 | 21363.2854 | 25668.4727 | 20049.6362 | 0 | 20049.6362 | 0 | 182.9255 | 172.4563
WtrCldScrewChlr-0.42kwpton | DEER2023 |  | 2022-03-15 00:09:29+00 | Any | Htl | Ex | CZ02 | cWVVG | Cap-Tons | 183.2129 | 139998.9062 | None | 674763.0804 | 189321.8787 | 293493.5 | 0 | 67544.8829 | 949.8795 | 61492.7592 | 61959.9889 | 21363.2854 | 25668.4727 | 20049.6362 | 0 | 20049.6362 | 0 | 150.6375 | 145.2184
WtrCldScrewChlr-0.748kwpton | DEER2023 |  | 2022-03-15 00:09:29+00 | Any | Htl | Ex | CZ02 | cWVVG | Cap-Tons | 1 | 139998.9062 | None | 725955.9712 | 189321.8787 | 293493.5 | 0 | 119301.0442 | 985.7291 | 60893.6124 | 61959.9889 | 21363.2854 | 25668.4727 | 20049.6362 | 0 | 20049.6362 | 0 | 192.1493 | 180.7493
WtrCldScrewChlr-0.439kwpton-VarSpd | DEER2023 |  | 2022-03-15 00:41:21+00 | Any | Htl | Ex | CZ02 | cWVVG | Cap-Tons | 183.2129 | 139998.9062 | None | 661507.591 | 189321.8787 | 293493.5 | 0 | 54200.1181 | 909.815 | 61622.031 | 61959.9769 | 21363.2791 | 25668.4727 | 20049.6362 | 0 | 20049.6362 | 0 | 135.8857 | 132.2028
WtrCldScrewChlr-0.748kwpton-VarSpd | DEER2023 |  | 2022-03-15 00:41:21+00 | Any | Htl | Ex | CZ02 | cWVVG | Cap-Tons | 1 | 139998.9062 | None | 698868.8488 | 189321.8787 | 293493.5 | 0 | 91893.6457 | 915.6994 | 61283.9593 | 61959.9793 | 21363.2791 | 25668.4727 | 20049.6362 | 0 | 20049.6362 | 0 | 162.9174 | 155.0668
AirCldRecipChlr-0.95kwpton | DEER2023 |  | 2022-03-14 18:21:41+00 | Any | Htl | Ex | CZ03 | cAVVG | Cap-Tons | 153.1726 | 139998.9062 | None | 664740.2163 | 189417.4598 | 293493.5 | 0 | 81844.0362 | 0 | 39195.7905 | 60789.1388 | 18946.7902 | 25256.625 | 17767.1786 | 0 | 17767.1786 | 0 | 150.1127 | 141.1352
AirCldRecipChlr-1.407kwpton | DEER2023 |  | 2022-03-14 18:21:41+00 | Any | Htl | Ex | CZ03 | cAVVG | Cap-Tons | 1 | 139998.9062 | None | 704111.4159 | 189417.4598 | 293493.5 | 0 | 121215.3201 | 0 | 39195.7905 | 60789.1388 | 18946.7902 | 25256.625 | 17767.1786 | 0 | 17767.1786 | 0 | 182.3732 | 167.1331
AirCldScrewChlr-0.95kwpton | DEER2023 |  | 2022-03-14 19:29:42+00 | Any | Htl | Ex | CZ03 | cAVVG | Cap-Tons | 153.1726 | 139998.9062 | None | 694958.7409 | 189417.4598 | 293493.5 | 0 | 112039.7016 | 0 | 39217.7743 | 60789.9382 | 18947.7613 | 25256.6235 | 17767.1305 | 0 | 17767.1305 | 0 | 156.1623 | 147.656
AirCldScrewChlr-1.407kwpton | DEER2023 |  | 2022-03-14 19:29:42+00 | Any | Htl | Ex | CZ03 | cAVVG | Cap-Tons | 1 | 139998.9062 | None | 748855.7996 | 189417.4598 | 293493.5 | 0 | 165936.7424 | 0 | 39217.7743 | 60789.9382 | 18947.7613 | 25256.6235 | 17767.1305 | 0 | 17767.1305 | 0 | 191.2635 | 176.7406
AirCldScrewChlr-0.99kwpton-VarSpd | DEER2023 |  | 2022-03-14 20:36:10+00 | Any | Htl | Ex | CZ03 | cAVVG | Cap-Tons | 153.1726 | 139998.9062 | None | 699676.075 | 189417.4598 | 293493.5 | 0 | 116757.2005 | 0 | 39217.7743 | 60789.9382 | 18947.7613 | 25256.6235 | 17767.1305 | 0 | 17767.1305 | 0 | 159.2344 | 150.2015
AirCldScrewChlr-1.407kwpton-VarSpd | DEER2023 |  | 2022-03-14 20:36:10+00 | Any | Htl | Ex | CZ03 | cAVVG | Cap-Tons | 1 | 139998.9062 | None | 748855.7996 | 189417.4598 | 293493.5 | 0 | 165936.7424 | 0 | 39217.7743 | 60789.9382 | 18947.7613 | 25256.6235 | 17767.1305 | 0 | 17767.1305 | 0 | 191.2635 | 176.7406
WtrCldCentChlr-Conv-0.42kwpton | DEER2023 |  | 2022-03-14 21:09:18+00 | Any | Htl | Ex | CZ03 | cWVVG | Cap-Tons | 153.1726 | 139998.9062 | None | 685170.1286 | 189417.4598 | 293493.5 | 0 | 76693.5012 | 840.3153 | 63935.1166 | 60789.8747 | 18947.7162 | 25256.625 | 17767.1349 | 0 | 17767.1349 | 0 | 132.4293 | 129.2786
WtrCldCentChlr-Conv-0.748kwpton | DEER2023 |  | 2022-03-14 21:09:18+00 | Any | Htl | Ex | CZ03 | cWVVG | Cap-Tons | 1 | 139998.9062 | None | 744920.3513 | 189417.4598 | 293493.5 | 0 | 136502.2334 | 876.4284 | 63840.6002 | 60789.8747 | 18947.7162 | 25256.625 | 17767.1349 | 0 | 17767.1349 | 0 | 163.8314 | 156.1273
WtrCldCentChlr-Conv-1Cmp-0.439kwpton-VarSpd-CndRlf | DEER2023 |  | 2022-03-14 22:16:50+00 | Any | Htl | Ex | CZ03 | cWVVG | Cap-Tons | 153.1726 | 139998.9062 | None | 646692.9191 | 189417.4598 | 293493.5 | 0 | 36730.1771 | 2530.3391 | 63731.6171 | 60789.6039 | 18947.1607 | 25256.6264 | 17767.1525 | 0 | 17767.1525 | 0 | 117.6779 | 116.5052
WtrCldCentChlr-Conv-1Cmp-0.748kwpton-VarSpd-CndRlf | DEER2023 |  | 2022-03-14 22:16:50+00 | Any | Htl | Ex | CZ03 | cWVVG | Cap-Tons | 1 | 139998.9062 | None | 672168.5971 | 189417.4598 | 293493.5 | 0 | 62391.7644 | 2535.7608 | 63540.1896 | 60789.6039 | 18947.1607 | 25256.6264 | 17767.1525 | 0 | 17767.1525 | 0 | 134.2994 | 130.6438
WtrCldCentChlr-NoFric-1Cmp-0.439kwpton-VarSpd-CndRlf | DEER2023 |  | 2022-03-14 22:54:12+00 | Any | Htl | Ex | CZ03 | cWVVG | Cap-Tons | 153.1726 | 139998.9062 | None | 645117.6188 | 189417.4598 | 293493.5 | 0 | 35036.3885 | 2541.8886 | 63838.2664 | 60789.8126 | 18947.661 | 25256.625 | 17767.136 | 0 | 17767.136 | 0 | 120.5385 | 118.9562
WtrCldCentChlr-NoFric-1Cmp-0.748kwpton-VarSpd-CndRlf | DEER2023 |  | 2022-03-14 22:54:12+00 | Any | Htl | Ex | CZ03 | cWVVG | Cap-Tons | 1 | 139998.9062 | None | 669472.8139 | 189417.4598 | 293493.5 | 0 | 59593.2847 | 2551.8065 | 63626.6297 | 60789.8126 | 18947.6667 | 25256.625 | 17767.136 | 0 | 17767.136 | 0 | 139.1035 | 134.7379
WtrCldCentChlr-NoFric-2Cmp-0.439kwpton-VarSpd-CndRlf | DEER2023 |  | 2022-03-14 23:25:13+00 | Any | Htl | Ex | CZ03 | cWVVG | Cap-Tons | 153.1726 | 139998.9062 | None | 644912.9291 | 189417.4598 | 293493.5 | 0 | 34976.328 | 2545.8925 | 63689.6262 | 60789.8126 | 18947.661 | 25256.625 | 17767.136 | 0 | 17767.136 | 0 | 121.3419 | 119.6431
WtrCldCentChlr-NoFric-2Cmp-0.748kwpton-VarSpd-CndRlf | DEER2023 |  | 2022-03-14 23:25:13+00 | Any | Htl | Ex | CZ03 | cWVVG | Cap-Tons | 1 | 139998.9062 | None | 669182.3995 | 189417.4598 | 293493.5 | 0 | 59498.1881 | 2558.9589 | 63424.2348 | 60789.8126 | 18947.6667 | 25256.625 | 17767.136 | 0 | 17767.136 | 0 | 140.4721 | 135.9078
WtrCldRecipChlr-0.42kwpton | DEER2023 |  | 2022-03-14 23:49:47+00 | Any | Htl | Ex | CZ03 | cWVVG | Cap-Tons | 153.1726 | 139998.9062 | None | 664112.1199 | 189417.4598 | 293493.5 | 0 | 55181.3781 | 846.1 | 64382.1686 | 60791.1896 | 18949.3213 | 25256.6282 | 17767.0386 | 0 | 17767.0386 | 0 | 129.0983 | 126.4074
WtrCldRecipChlr-0.748kwpton | DEER2023 |  | 2022-03-14 23:49:47+00 | Any | Htl | Ex | CZ03 | cWVVG | Cap-Tons | 1 | 139998.9062 | None | 706867.709 | 189417.4598 | 293493.5 | 0 | 98074.5779 | 868.1391 | 64222.4881 | 60791.1896 | 18949.3213 | 25256.6282 | 17767.0386 | 0 | 17767.0386 | 0 | 157.1571 | 150.4456
WtrCldScrewChlr-0.42kwpton | DEER2023 |  | 2022-03-15 00:09:29+00 | Any | Htl | Ex | CZ03 | cWVVG | Cap-Tons | 153.1726 | 139998.9062 | None | 661698.7213 | 189417.4598 | 293493.5 | 0 | 53051.5164 | 856.3859 | 64088.3478 | 60791.1896 | 18949.3213 | 25256.6282 | 17767.0386 | 0 | 17767.0386 | 0 | 132.7605 | 129.4311
WtrCldScrewChlr-0.748kwpton | DEER2023 |  | 2022-03-15 00:09:29+00 | Any | Htl | Ex | CZ03 | cWVVG | Cap-Tons | 1 | 139998.9062 | None | 701857.5668 | 189417.4598 | 293493.5 | 0 | 93546.6109 | 886.0802 | 63722.4759 | 60791.1896 | 18949.3213 | 25256.6282 | 17767.0386 | 0 | 17767.0386 | 0 | 163.6803 | 155.8312
WtrCldScrewChlr-0.439kwpton-VarSpd | DEER2023 |  | 2022-03-15 00:41:21+00 | Any | Htl | Ex | CZ03 | cWVVG | Cap-Tons | 153.1726 | 139998.9062 | None | 652682.5011 | 189417.4598 | 293493.5 | 0 | 44003.8673 | 819.7831 | 64156.3869 | 60791.18 | 18949.3144 | 25256.6282 | 17767.0447 | 0 | 17767.0447 | 0 | 121.4319 | 120.0461
WtrCldScrewChlr-0.748kwpton-VarSpd | DEER2023 |  | 2022-03-15 00:41:21+00 | Any | Htl | Ex | CZ03 | cWVVG | Cap-Tons | 1 | 139998.9062 | None | 683047.3118 | 189417.4598 | 293493.5 | 0 | 74590.7908 | 822.1667 | 63932.0195 | 60791.18 | 18949.3144 | 25256.6282 | 17767.0447 | 0 | 17767.0447 | 0 | 141.3249 | 137.2341
AirCldRecipChlr-0.95kwpton | DEER2023 |  | 2022-03-14 18:21:41+00 | Any | Htl | Ex | CZ04 | cAVVG | Cap-Tons | 194.8059 | 139998.9062 | None | 725265.7453 | 189300.8868 | 293493.5 | 0 | 145155.2499 | 0 | 33315.3691 | 64000.3849 | 26654.2272 | 18696.4599 | 15555.2112 | 0 | 15555.2112 | 0 | 192.9908 | 181.2741
AirCldRecipChlr-1.407kwpton | DEER2023 |  | 2022-03-14 18:21:41+00 | Any | Htl | Ex | CZ04 | cAVVG | Cap-Tons | 1 | 139998.9062 | None | 795092.9135 | 189300.8868 | 293493.5 | 0 | 214982.5258 | 0 | 33315.3691 | 64000.3849 | 26654.2272 | 18696.4599 | 15555.2112 | 0 | 15555.2112 | 0 | 244.5802 | 225.521
AirCldScrewChlr-0.95kwpton | DEER2023 |  | 2022-03-14 19:29:42+00 | Any | Htl | Ex | CZ04 | cAVVG | Cap-Tons | 194.8059 | 139998.9062 | None | 764352.919 | 189300.8868 | 293493.5 | 0 | 184208.6792 | 0 | 33348.125 | 64001.3242 | 26655.0046 | 18696.4617 | 15555.1818 | 0 | 15555.1818 | 0 | 202.9445 | 190.1708
AirCldScrewChlr-1.407kwpton | DEER2023 |  | 2022-03-14 19:29:42+00 | Any | Htl | Ex | CZ04 | cAVVG | Cap-Tons | 1 | 139998.9062 | None | 852966.868 | 189300.8868 | 293493.5 | 0 | 272822.695 | 0 | 33348.125 | 64001.3242 | 26655.0046 | 18696.4617 | 15555.1818 | 0 | 15555.1818 | 0 | 259.3224 | 238.698
AirCldScrewChlr-0.99kwpton-VarSpd | DEER2023 |  | 2022-03-14 20:36:10+00 | Any | Htl | Ex | CZ04 | cAVVG | Cap-Tons | 194.8059 | 139998.9062 | None | 772108.9854 | 189300.8868 | 293493.5 | 0 | 191964.8542 | 0 | 33348.125 | 64001.3242 | 26655.0046 | 18696.4617 | 15555.1818 | 0 | 15555.1818 | 0 | 207.8791 | 194.4184
AirCldScrewChlr-1.407kwpton-VarSpd | DEER2023 |  | 2022-03-14 20:36:10+00 | Any | Htl | Ex | CZ04 | cAVVG | Cap-Tons | 1 | 139998.9062 | None | 852966.868 | 189300.8868 | 293493.5 | 0 | 272822.695 | 0 | 33348.125 | 64001.3242 | 26655.0046 | 18696.4617 | 15555.1818 | 0 | 15555.1818 | 0 | 259.3224 | 238.698
WtrCldCentChlr-Conv-0.42kwpton | DEER2023 |  | 2022-03-14 21:09:18+00 | Any | Htl | Ex | CZ04 | cWVVG | Cap-Tons | 194.8059 | 139998.9062 | None | 734535.9341 | 189300.8868 | 293493.5 | 0 | 117121.7299 | 1824.6676 | 68794.6865 | 64000.1178 | 26653.6581 | 18696.4924 | 15555.6024 | 0 | 15555.6024 | 0 | 154.2106 | 150.2798
WtrCldCentChlr-Conv-0.748kwpton | DEER2023 |  | 2022-03-14 21:09:18+00 | Any | Htl | Ex | CZ04 | cWVVG | Cap-Tons | 1 | 139998.9062 | None | 825855.3189 | 189300.8868 | 293493.5 | 0 | 208448.1789 | 1901.7579 | 68710.548 | 64000.1184 | 26653.6581 | 18696.4924 | 15555.5988 | 0 | 15555.5988 | 0 | 197.6463 | 188.9373
WtrCldCentChlr-Conv-1Cmp-0.439kwpton-VarSpd-CndRlf | DEER2023 |  | 2022-03-14 22:16:50+00 | Any | Htl | Ex | CZ04 | cWVVG | Cap-Tons | 194.8059 | 139998.9062 | None | 680490.0731 | 189300.8868 | 293493.5 | 0 | 59688.5895 | 5680.5641 | 68326.4559 | 63999.759 | 26653.3526 | 18696.4884 | 15555.6123 | 0 | 15555.6123 | 0 | 134.4041 | 132.1455
WtrCldCentChlr-Conv-1Cmp-0.748kwpton-VarSpd-CndRlf | DEER2023 |  | 2022-03-14 22:16:50+00 | Any | Htl | Ex | CZ04 | cWVVG | Cap-Tons | 1 | 139998.9062 | None | 722036.6651 | 189300.8868 | 293493.5 | 0 | 101445.1716 | 5775.5851 | 68021.4626 | 63999.7447 | 26653.3487 | 18696.4884 | 15555.6123 | 0 | 15555.6123 | 0 | 157.1187 | 152.162
WtrCldCentChlr-NoFric-1Cmp-0.439kwpton-VarSpd-CndRlf | DEER2023 |  | 2022-03-14 22:54:12+00 | Any | Htl | Ex | CZ04 | cWVVG | Cap-Tons | 194.8059 | 139998.9062 | None | 679810.4573 | 189300.8868 | 293493.5 | 0 | 58725.562 | 5707.2619 | 68583.0289 | 64000.0164 | 26653.5704 | 18696.4924 | 15555.6024 | 0 | 15555.6024 | 0 | 139.1572 | 135.9319
WtrCldCentChlr-NoFric-1Cmp-0.748kwpton-VarSpd-CndRlf | DEER2023 |  | 2022-03-14 22:54:12+00 | Any | Htl | Ex | CZ04 | cWVVG | Cap-Tons | 1 | 139998.9062 | None | 720730.003 | 189300.8868 | 293493.5 | 0 | 99910.3176 | 5813.5637 | 68211.4974 | 64000.0069 | 26653.5664 | 18696.4884 | 15555.6024 | 0 | 15555.6024 | 0 | 165.358 | 158.5322
WtrCldCentChlr-NoFric-2Cmp-0.439kwpton-VarSpd-CndRlf | DEER2023 |  | 2022-03-14 23:25:13+00 | Any | Htl | Ex | CZ04 | cWVVG | Cap-Tons | 194.8059 | 139998.9062 | None | 679651.1405 | 189300.8868 | 293493.5 | 0 | 58912.7305 | 5713.2814 | 68230.4857 | 64000.0069 | 26653.5664 | 18696.4884 | 15555.6024 | 0 | 15555.6024 | 0 | 140.3087 | 137.0053
WtrCldCentChlr-NoFric-2Cmp-0.748kwpton-VarSpd-CndRlf | DEER2023 |  | 2022-03-14 23:25:13+00 | Any | Htl | Ex | CZ04 | cWVVG | Cap-Tons | 1 | 139998.9062 | None | 720626.9669 | 189300.8868 | 293493.5 | 0 | 100241.2692 | 5825.2719 | 67765.7676 | 64000.0069 | 26653.5664 | 18696.4884 | 15555.6024 | 0 | 15555.6024 | 0 | 167.3195 | 160.3596
WtrCldRecipChlr-0.42kwpton | DEER2023 |  | 2022-03-14 23:49:47+00 | Any | Htl | Ex | CZ04 | cWVVG | Cap-Tons | 194.8059 | 139998.9062 | None | 706760.4064 | 189300.8868 | 293493.5 | 0 | 88153.3838 | 1868.1492 | 69940.7625 | 64003.5119 | 26657.0907 | 18696.4705 | 15555.1086 | 0 | 15555.1086 | 0 | 148.8488 | 145.2149
WtrCldRecipChlr-0.748kwpton | DEER2023 |  | 2022-03-14 23:49:47+00 | Any | Htl | Ex | CZ04 | cWVVG | Cap-Tons | 1 | 139998.9062 | None | 775161.0388 | 189300.8868 | 293493.5 | 0 | 156749.4928 | 1924.7891 | 69688.5622 | 64003.5119 | 26657.0946 | 18696.4705 | 15555.1086 | 0 | 15555.1086 | 0 | 188.0128 | 179.917
WtrCldScrewChlr-0.42kwpton | DEER2023 |  | 2022-03-15 00:09:29+00 | Any | Htl | Ex | CZ04 | cWVVG | Cap-Tons | 194.8059 | 139998.9062 | None | 704529.5352 | 189300.8868 | 293493.5 | 0 | 86667.9009 | 1887.0394 | 69176.3951 | 64003.5136 | 26657.0928 | 18696.4705 | 15555.1086 | 0 | 15555.1086 | 0 | 153.5282 | 149.3671
WtrCldScrewChlr-0.748kwpton | DEER2023 |  | 2022-03-15 00:09:29+00 | Any | Htl | Ex | CZ04 | cWVVG | Cap-Tons | 1 | 139998.9062 | None | 770771.4513 | 189300.8868 | 293493.5 | 0 | 153282.6905 | 1957.2997 | 68733.1951 | 64003.5119 | 26657.0968 | 18696.4705 | 15555.1086 | 0 | 15555.1086 | 0 | 196.3448 | 187.3112
WtrCldScrewChlr-0.439kwpton-VarSpd | DEER2023 |  | 2022-03-15 00:41:21+00 | Any | Htl | Ex | CZ04 | cWVVG | Cap-Tons | 194.8059 | 139998.9062 | None | 689030.3257 | 189300.8868 | 293493.5 | 0 | 70976.9248 | 1823.2903 | 69432.0164 | 64003.5081 | 26657.091 | 18696.4705 | 15555.1128 | 0 | 15555.1128 | 0 | 138.9906 | 136.5834
WtrCldScrewChlr-0.748kwpton-VarSpd | DEER2023 |  | 2022-03-15 00:41:21+00 | Any | Htl | Ex | CZ04 | cWVVG | Cap-Tons | 1 | 139998.9062 | None | 738225.1742 | 189300.8868 | 293493.5 | 0 | 120472.6414 | 1843.9192 | 69110.3923 | 64003.5064 | 26657.091 | 18696.4705 | 15555.1128 | 0 | 15555.1128 | 0 | 167.35 | 161.7856
AirCldRecipChlr-0.95kwpton | DEER2023 |  | 2022-03-14 18:21:41+00 | Any | Htl | Ex | CZ05 | cAVVG | Cap-Tons | 130.6033 | 139998.9062 | None | 662315.4641 | 189300.3021 | 293493.5 | 0 | 88020.5324 | 0 | 29383.3142 | 62117.4143 | 20295.3414 | 24288.9037 | 16046.936 | 0 | 16046.936 | 0 | 144.234 | 119.4803
AirCldRecipChlr-1.407kwpton | DEER2023 |  | 2022-03-14 18:21:41+00 | Any | Htl | Ex | CZ05 | cAVVG | Cap-Tons | 1 | 139998.9062 | None | 704657.9313 | 189300.3021 | 293493.5 | 0 | 130363.051 | 0 | 29383.3142 | 62117.4143 | 20295.3414 | 24288.9037 | 16046.936 | 0 | 16046.936 | 0 | 173.7907 | 136.6301
AirCldScrewChlr-0.95kwpton | DEER2023 |  | 2022-03-14 19:29:42+00 | Any | Htl | Ex | CZ05 | cAVVG | Cap-Tons | 130.9925 | 139998.9062 | None | 689415.1237 | 189300.3021 | 293493.5 | 0 | 115068.0353 | 0 | 29434.728 | 62118.1755 | 20295.0076 | 24288.8241 | 16046.8212 | 0 | 16046.8212 | 0 | 152.0935 | 126.608
AirCldScrewChlr-1.407kwpton | DEER2023 |  | 2022-03-14 19:29:42+00 | Any | Htl | Ex | CZ05 | cAVVG | Cap-Tons | 1 | 139998.9062 | None | 744768.7823 | 189300.3021 | 293493.5 | 0 | 170421.8249 | 0 | 29434.728 | 62118.1755 | 20295.0076 | 24288.8241 | 16046.8212 | 0 | 16046.8212 | 0 | 185.4313 | 147.1859
AirCldScrewChlr-0.99kwpton-VarSpd | DEER2023 |  | 2022-03-14 20:36:10+00 | Any | Htl | Ex | CZ05 | cAVVG | Cap-Tons | 130.9925 | 139998.9062 | None | 694260.0254 | 189300.3021 | 293493.5 | 0 | 119913.0007 | 0 | 29434.728 | 62118.1755 | 20295.0076 | 24288.8241 | 16046.8212 | 0 | 16046.8212 | 0 | 155.0118 | 128.4092
AirCldScrewChlr-1.407kwpton-VarSpd | DEER2023 |  | 2022-03-14 20:36:10+00 | Any | Htl | Ex | CZ05 | cAVVG | Cap-Tons | 1 | 139998.9062 | None | 744768.7823 | 189300.3021 | 293493.5 | 0 | 170421.8249 | 0 | 29434.728 | 62118.1755 | 20295.0076 | 24288.8241 | 16046.8212 | 0 | 16046.8212 | 0 | 185.4313 | 147.1859
WtrCldCentChlr-Conv-0.42kwpton | DEER2023 |  | 2022-03-14 21:09:18+00 | Any | Htl | Ex | CZ05 | cWVVG | Cap-Tons | 130.9925 | 139998.9062 | None | 673283.5492 | 189300.3021 | 293493.5 | 0 | 75791.5464 | 970.6472 | 51609.6346 | 62117.6694 | 20294.5676 | 24288.8301 | 16046.8323 | 0 | 16046.8323 | 0 | 129.3728 | 115.8229
WtrCldCentChlr-Conv-0.748kwpton | DEER2023 |  | 2022-03-14 21:09:18+00 | Any | Htl | Ex | CZ05 | cWVVG | Cap-Tons | 1 | 139998.9062 | None | 732348.9845 | 189300.3021 | 293493.5 | 0 | 134921.1337 | 1012.9804 | 51503.1079 | 62117.6694 | 20294.5676 | 24288.8301 | 16046.8323 | 0 | 16046.8323 | 0 | 159.1703 | 135.9472
WtrCldCentChlr-Conv-1Cmp-0.439kwpton-VarSpd-CndRlf | DEER2023 |  | 2022-03-14 22:16:50+00 | Any | Htl | Ex | CZ05 | cWVVG | Cap-Tons | 130.9925 | 139998.9062 | None | 637444.6729 | 189300.3021 | 293493.5 | 0 | 38532.0547 | 2584.9601 | 51416.0336 | 62117.5345 | 20294.4427 | 24288.8976 | 16046.8539 | 0 | 16046.8539 | 0 | 114.098 | 103.8918
WtrCldCentChlr-Conv-1Cmp-0.748kwpton-VarSpd-CndRlf | DEER2023 |  | 2022-03-14 22:16:50+00 | Any | Htl | Ex | CZ05 | cWVVG | Cap-Tons | 1 | 139998.9062 | None | 664216.721 | 189300.3021 | 293493.5 | 0 | 65486.1366 | 2605.6697 | 51213.3262 | 62117.5429 | 20294.4516 | 24288.8976 | 16046.8539 | 0 | 16046.8539 | 0 | 129.3779 | 113.1733
WtrCldCentChlr-NoFric-1Cmp-0.439kwpton-VarSpd-CndRlf | DEER2023 |  | 2022-03-14 22:54:12+00 | Any | Htl | Ex | CZ05 | cWVVG | Cap-Tons | 130.9925 | 139998.9062 | None | 637522.8949 | 189300.3021 | 293493.5 | 0 | 38480.3795 | 2599.6072 | 51531.2033 | 62117.6856 | 20294.5762 | 24288.8302 | 16046.8345 | 0 | 16046.8345 | 0 | 117.3904 | 105.8352
WtrCldCentChlr-NoFric-1Cmp-0.748kwpton-VarSpd-CndRlf | DEER2023 |  | 2022-03-14 22:54:12+00 | Any | Htl | Ex | CZ05 | cWVVG | Cap-Tons | 1 | 139998.9062 | None | 664320.074 | 189300.3021 | 293493.5 | 0 | 65476.1504 | 2627.41 | 51304.8466 | 62117.6837 | 20294.5743 | 24288.8302 | 16046.8345 | 0 | 16046.8345 | 0 | 134.988 | 116.4853
WtrCldCentChlr-NoFric-2Cmp-0.439kwpton-VarSpd-CndRlf | DEER2023 |  | 2022-03-14 23:25:13+00 | Any | Htl | Ex | CZ05 | cWVVG | Cap-Tons | 130.9925 | 139998.9062 | None | 637684.4989 | 189300.3021 | 293493.5 | 0 | 38744.5855 | 2604.0312 | 51424.1366 | 62117.6856 | 20294.5762 | 24288.8302 | 16046.8345 | 0 | 16046.8345 | 0 | 118.1911 | 106.4586
WtrCldCentChlr-NoFric-2Cmp-0.748kwpton-VarSpd-CndRlf | DEER2023 |  | 2022-03-14 23:25:13+00 | Any | Htl | Ex | CZ05 | cWVVG | Cap-Tons | 1 | 139998.9062 | None | 664639.5137 | 189300.3021 | 293493.5 | 0 | 65933.6208 | 2634.946 | 51159.2344 | 62117.6837 | 20294.5743 | 24288.8302 | 16046.8345 | 0 | 16046.8345 | 0 | 136.352 | 117.5469
WtrCldRecipChlr-0.42kwpton | DEER2023 |  | 2022-03-14 23:49:47+00 | Any | Htl | Ex | CZ05 | cWVVG | Cap-Tons | 130.9925 | 139998.9062 | None | 656152.892 | 189300.3021 | 293493.5 | 0 | 57863.0458 | 992.6609 | 52383.2363 | 62119.9138 | 20298.1799 | 24288.6828 | 16046.6395 | 0 | 16046.6395 | 0 | 125.8526 | 112.4226
WtrCldRecipChlr-0.748kwpton | DEER2023 |  | 2022-03-14 23:49:47+00 | Any | Htl | Ex | CZ05 | cWVVG | Cap-Tons | 1 | 139998.9062 | None | 701052.2834 | 189300.3021 | 293493.5 | 0 | 102895.3507 | 1023.0353 | 52219.9229 | 62119.9248 | 20298.1878 | 24288.6828 | 16046.6395 | 0 | 16046.6395 | 0 | 152.9015 | 129.8964
WtrCldScrewChlr-0.42kwpton | DEER2023 |  | 2022-03-15 00:09:29+00 | Any | Htl | Ex | CZ05 | cWVVG | Cap-Tons | 130.9925 | 139998.9062 | None | 655499.4008 | 189300.3021 | 293493.5 | 0 | 57431.3023 | 1003.6631 | 52150.4614 | 62119.9182 | 20298.1857 | 24288.6828 | 16046.6395 | 0 | 16046.6395 | 0 | 129.1265 | 114.627
WtrCldScrewChlr-0.748kwpton | DEER2023 |  | 2022-03-15 00:09:29+00 | Any | Htl | Ex | CZ05 | cWVVG | Cap-Tons | 1 | 139998.9062 | None | 699373.6292 | 189300.3021 | 293493.5 | 0 | 101585.8759 | 1042.256 | 51831.6133 | 62119.9182 | 20298.1857 | 24288.6828 | 16046.6395 | 0 | 16046.6395 | 0 | 158.7327 | 133.8182
WtrCldScrewChlr-0.439kwpton-VarSpd | DEER2023 |  | 2022-03-15 00:41:21+00 | Any | Htl | Ex | CZ05 | cWVVG | Cap-Tons | 130.9925 | 139998.9062 | None | 644387.4742 | 189300.3021 | 293493.5 | 0 | 46294.6911 | 967.5231 | 52210.7784 | 62120.4875 | 20298.6622 | 24288.6828 | 16046.634 | 0 | 16046.634 | 0 | 119.0487 | 107.7549
WtrCldScrewChlr-0.748kwpton-VarSpd | DEER2023 |  | 2022-03-15 00:41:21+00 | Any | Htl | Ex | CZ05 | cWVVG | Cap-Tons | 1 | 139998.9062 | None | 676450.8199 | 189300.3021 | 293493.5 | 0 | 78580.4447 | 976.5339 | 51979.2415 | 62120.4875 | 20298.6622 | 24288.6828 | 16046.6382 | 0 | 16046.6382 | 0 | 138.6404 | 120.2166
AirCldRecipChlr-0.95kwpton | DEER2023 |  | 2022-03-14 18:21:41+00 | Any | Htl | Ex | CZ06 | cAVVG | Cap-Tons | 190.8876 | 139998.9062 | None | 752949.2808 | 189337.5708 | 293493.5 | 0 | 167558.8147 | 0 | 35815.9239 | 66743.2313 | 30308.9526 | 12150.3895 | 11763.558 | 0 | 11763.558 | 0 | 160.3639 | 150.3385
AirCldRecipChlr-1.407kwpton | DEER2023 |  | 2022-03-14 18:21:41+00 | Any | Htl | Ex | CZ06 | cAVVG | Cap-Tons | 1 | 139998.9062 | None | 833553.9225 | 189337.5708 | 293493.5 | 0 | 248163.4463 | 0 | 35815.9239 | 66743.2313 | 30308.9526 | 12150.3895 | 11763.558 | 0 | 11763.558 | 0 | 197.5141 | 181.2452
AirCldScrewChlr-0.95kwpton | DEER2023 |  | 2022-03-14 19:29:42+00 | Any | Htl | Ex | CZ06 | cAVVG | Cap-Tons | 190.8876 | 139998.9062 | None | 798072.6477 | 189337.5708 | 293493.5 | 0 | 212565.517 | 0 | 35929.5585 | 66746.1696 | 30312.1844 | 12149.6931 | 11763.5824 | 0 | 11763.5824 | 0 | 172.0928 | 158.8435
AirCldScrewChlr-1.407kwpton | DEER2023 |  | 2022-03-14 19:29:42+00 | Any | Htl | Ex | CZ06 | cAVVG | Cap-Tons | 1 | 139998.9062 | None | 900327.7045 | 189337.5708 | 293493.5 | 0 | 314820.634 | 0 | 35929.5585 | 66746.1696 | 30312.1844 | 12149.6931 | 11763.5824 | 0 | 11763.5824 | 0 | 214.8848 | 193.8405
AirCldScrewChlr-0.99kwpton-VarSpd | DEER2023 |  | 2022-03-14 20:36:10+00 | Any | Htl | Ex | CZ06 | cAVVG | Cap-Tons | 190.8876 | 139998.9062 | None | 807022.5871 | 189337.5708 | 293493.5 | 0 | 221515.632 | 0 | 35929.5585 | 66746.1696 | 30312.1844 | 12149.6931 | 11763.5824 | 0 | 11763.5824 | 0 | 175.8382 | 161.9071
AirCldScrewChlr-1.407kwpton-VarSpd | DEER2023 |  | 2022-03-14 20:36:10+00 | Any | Htl | Ex | CZ06 | cAVVG | Cap-Tons | 1 | 139998.9062 | None | 900327.7045 | 189337.5708 | 293493.5 | 0 | 314820.634 | 0 | 35929.5585 | 66746.1696 | 30312.1844 | 12149.6931 | 11763.5824 | 0 | 11763.5824 | 0 | 214.8848 | 193.8405
WtrCldCentChlr-Conv-0.42kwpton | DEER2023 |  | 2022-03-14 21:09:18+00 | Any | Htl | Ex | CZ06 | cWVVG | Cap-Tons | 190.8876 | 139998.9062 | None | 769148.5363 | 189337.5708 | 293493.5 | 0 | 140046.8754 | 2709.3306 | 76815.6741 | 66745.311 | 30311.478 | 12149.6931 | 11763.6092 | 0 | 11763.6092 | 0 | 146.5366 | 136.3539
WtrCldCentChlr-Conv-0.748kwpton | DEER2023 |  | 2022-03-14 21:09:18+00 | Any | Htl | Ex | CZ06 | cWVVG | Cap-Tons | 1 | 139998.9062 | None | 878307.5718 | 189337.5708 | 293493.5 | 0 | 249252.1717 | 2829.337 | 76649.3705 | 66745.3098 | 30311.478 | 12149.6931 | 11763.6094 | 0 | 11763.6094 | 0 | 186.0966 | 168.1134
WtrCldCentChlr-Conv-1Cmp-0.439kwpton-VarSpd-CndRlf | DEER2023 |  | 2022-03-14 22:16:50+00 | Any | Htl | Ex | CZ06 | cWVVG | Cap-Tons | 190.8876 | 139998.9062 | None | 708366.7849 | 189337.5708 | 293493.5 | 0 | 73380.9163 | 8920.5867 | 76489.4857 | 66744.4301 | 30310.7278 | 12149.6931 | 11763.6334 | 0 | 11763.6334 | 0 | 126.7529 | 121.326
WtrCldCentChlr-Conv-1Cmp-0.748kwpton-VarSpd-CndRlf | DEER2023 |  | 2022-03-14 22:16:50+00 | Any | Htl | Ex | CZ06 | cWVVG | Cap-Tons | 1 | 139998.9062 | None | 759760.126 | 189337.5708 | 293493.5 | 0 | 124825.9691 | 9117.2918 | 76241.0569 | 66744.45 | 30310.7432 | 12149.695 | 11763.6334 | 0 | 11763.6334 | 0 | 145.6842 | 137.3273
WtrCldCentChlr-NoFric-1Cmp-0.439kwpton-VarSpd-CndRlf | DEER2023 |  | 2022-03-14 22:54:12+00 | Any | Htl | Ex | CZ06 | cWVVG | Cap-Tons | 190.8876 | 139998.9062 | None | 707679.2944 | 189337.5708 | 293493.5 | 0 | 72413.8151 | 8957.5578 | 76731.2368 | 66745.2876 | 30311.4609 | 12149.6931 | 11763.6101 | 0 | 11763.6101 | 0 | 131.1996 | 124.6074
WtrCldCentChlr-NoFric-1Cmp-0.748kwpton-VarSpd-CndRlf | DEER2023 |  | 2022-03-14 22:54:12+00 | Any | Htl | Ex | CZ06 | cWVVG | Cap-Tons | 1 | 139998.9062 | None | 758446.3509 | 189337.5708 | 293493.5 | 0 | 123241.3528 | 9164.005 | 76464.3654 | 66745.3205 | 30311.4892 | 12149.6931 | 11763.6085 | 0 | 11763.6085 | 0 | 153.2718 | 142.921
WtrCldCentChlr-NoFric-2Cmp-0.439kwpton-VarSpd-CndRlf | DEER2023 |  | 2022-03-14 23:25:13+00 | Any | Htl | Ex | CZ06 | cWVVG | Cap-Tons | 190.8876 | 139998.9062 | None | 708091.1782 | 189337.5708 | 293493.5 | 0 | 72917.3017 | 8964.8311 | 76632.3593 | 66745.2844 | 30311.4571 | 12149.6931 | 11763.6101 | 0 | 11763.6101 | 0 | 132.4825 | 125.5039
WtrCldCentChlr-NoFric-2Cmp-0.748kwpton-VarSpd-CndRlf | DEER2023 |  | 2022-03-14 23:25:13+00 | Any | Htl | Ex | CZ06 | cWVVG | Cap-Tons | 1 | 139998.9062 | None | 759197.2041 | 189337.5708 | 293493.5 | 0 | 124112.2598 | 9176.5303 | 76331.6522 | 66745.3205 | 30311.4892 | 12149.6931 | 11763.6085 | 0 | 11763.6085 | 0 | 155.4638 | 144.4485
WtrCldRecipChlr-0.42kwpton | DEER2023 |  | 2022-03-14 23:49:47+00 | Any | Htl | Ex | CZ06 | cWVVG | Cap-Tons | 190.8876 | 139998.9062 | None | 738139.8827 | 189337.5708 | 293493.5 | 0 | 106984.2138 | 2806.6149 | 78766.433 | 66751.251 | 30316.7852 | 12150.3826 | 11762.9157 | 0 | 11762.9157 | 0 | 140.4977 | 132.2062
WtrCldRecipChlr-0.748kwpton | DEER2023 |  | 2022-03-14 23:49:47+00 | Any | Htl | Ex | CZ06 | cWVVG | Cap-Tons | 1 | 139998.9062 | None | 821362.0213 | 189337.5708 | 293493.5 | 0 | 190317.0153 | 2891.8825 | 78570.444 | 66751.251 | 30316.7835 | 12150.3826 | 11762.9159 | 0 | 11762.9159 | 0 | 175.342 | 160.5685
WtrCldScrewChlr-0.42kwpton | DEER2023 |  | 2022-03-15 00:09:29+00 | Any | Htl | Ex | CZ06 | cWVVG | Cap-Tons | 190.8876 | 139998.9062 | None | 740294.9878 | 189337.5708 | 293493.5 | 0 | 109317.2417 | 2830.5925 | 78564.5886 | 66751.2456 | 30316.7807 | 12150.3826 | 11762.9161 | 0 | 11762.9161 | 0 | 145.2319 | 135.7289
WtrCldScrewChlr-0.748kwpton | DEER2023 |  | 2022-03-15 00:09:29+00 | Any | Htl | Ex | CZ06 | cWVVG | Cap-Tons | 1 | 139998.9062 | None | 824334.1684 | 189337.5708 | 293493.5 | 0 | 193649.3311 | 2933.8004 | 78168.3031 | 66751.251 | 30316.7798 | 12150.3826 | 11762.9161 | 0 | 11762.9161 | 0 | 183.7728 | 166.8403
WtrCldScrewChlr-0.439kwpton-VarSpd | DEER2023 |  | 2022-03-15 00:41:21+00 | Any | Htl | Ex | CZ06 | cWVVG | Cap-Tons | 190.8876 | 139998.9062 | None | 717960.9805 | 189337.5708 | 293493.5 | 0 | 87068.2919 | 2744.8292 | 78565.2616 | 66751.1812 | 30316.7249 | 12150.3826 | 11762.9167 | 0 | 11762.9167 | 0 | 130.7358 | 124.8966
WtrCldScrewChlr-0.748kwpton-VarSpd | DEER2023 |  | 2022-03-15 00:41:21+00 | Any | Htl | Ex | CZ06 | cWVVG | Cap-Tons | 1 | 139998.9062 | None | 778572.6879 | 189337.5708 | 293493.5 | 0 | 147921.6571 | 2780.1893 | 78288.4951 | 66751.1884 | 30316.7249 | 12150.3826 | 11762.9167 | 0 | 11762.9167 | 0 | 155.2709 | 145.3136
AirCldRecipChlr-0.95kwpton | DEER2023 |  | 2022-03-14 18:21:41+00 | Any | Htl | Ex | CZ07 | cAVVG | Cap-Tons | 174.8144 | 139998.9062 | None | 719933.8069 | 189295.5861 | 293493.5 | 0 | 141873.2435 | 0 | 29828.9363 | 65442.2927 | 28565.0891 | 10760.1574 | 9718.6181 | 0 | 9718.6181 | 0 | 151.9837 | 134.4968
AirCldRecipChlr-1.407kwpton | DEER2023 |  | 2022-03-14 18:21:41+00 | Any | Htl | Ex | CZ07 | cAVVG | Cap-Tons | 1 | 139998.9062 | None | 788182.4077 | 189295.5861 | 293493.5 | 0 | 210121.6658 | 0 | 29828.9363 | 65442.2927 | 28565.0891 | 10760.1574 | 9718.6181 | 0 | 9718.6181 | 0 | 185.6716 | 158.9609
AirCldScrewChlr-0.95kwpton | DEER2023 |  | 2022-03-14 19:29:42+00 | Any | Htl | Ex | CZ07 | cAVVG | Cap-Tons | 174.8144 | 139998.9062 | None | 763097.9096 | 189295.5861 | 293493.5 | 0 | 184917.945 | 0 | 29946.9742 | 65443.5913 | 28566.2229 | 10760.1574 | 9718.5819 | 0 | 9718.5819 | 0 | 163.0236 | 142.1147
AirCldScrewChlr-1.407kwpton | DEER2023 |  | 2022-03-14 19:29:42+00 | Any | Htl | Ex | CZ07 | cAVVG | Cap-Tons | 1 | 139998.9062 | None | 852053.2676 | 189295.5861 | 293493.5 | 0 | 273873.2179 | 0 | 29946.9742 | 65443.5913 | 28566.2229 | 10760.1574 | 9718.5819 | 0 | 9718.5819 | 0 | 202.0214 | 170.2117
AirCldScrewChlr-0.99kwpton-VarSpd | DEER2023 |  | 2022-03-14 20:36:10+00 | Any | Htl | Ex | CZ07 | cAVVG | Cap-Tons | 174.8144 | 139998.9062 | None | 770883.9084 | 189295.5861 | 293493.5 | 0 | 192703.9345 | 0 | 29946.9742 | 65443.5913 | 28566.2229 | 10760.1574 | 9718.5819 | 0 | 9718.5819 | 0 | 166.4369 | 144.5738
AirCldScrewChlr-1.407kwpton-VarSpd | DEER2023 |  | 2022-03-14 20:36:10+00 | Any | Htl | Ex | CZ07 | cAVVG | Cap-Tons | 1 | 139998.9062 | None | 852053.2676 | 189295.5861 | 293493.5 | 0 | 273873.2179 | 0 | 29946.9742 | 65443.5913 | 28566.2229 | 10760.1574 | 9718.5819 | 0 | 9718.5819 | 0 | 202.0214 | 170.2117
WtrCldCentChlr-Conv-0.42kwpton | DEER2023 |  | 2022-03-14 21:09:18+00 | Any | Htl | Ex | CZ07 | cWVVG | Cap-Tons | 174.8144 | 139998.9062 | None | 743664.7415 | 189295.5861 | 293493.5 | 0 | 124637.3734 | 1948.7632 | 68845.7735 | 65443.4104 | 28566.0453 | 10760.1574 | 9718.5861 | 0 | 9718.5861 | 0 | 140.1514 | 125.9863
WtrCldCentChlr-Conv-0.748kwpton | DEER2023 |  | 2022-03-14 21:09:18+00 | Any | Htl | Ex | CZ07 | cWVVG | Cap-Tons | 1 | 139998.9062 | None | 840850.4769 | 189295.5861 | 293493.5 | 0 | 221799.7149 | 2034.5126 | 68783.482 | 65443.4072 | 28566.0434 | 10760.1574 | 9718.5861 | 0 | 9718.5861 | 0 | 176.5163 | 152.7655
WtrCldCentChlr-Conv-1Cmp-0.439kwpton-VarSpd-CndRlf | DEER2023 |  | 2022-03-14 22:16:50+00 | Any | Htl | Ex | CZ07 | cWVVG | Cap-Tons | 174.8144 | 139998.9062 | None | 686497.7517 | 189295.5861 | 293493.5 | 0 | 63274.0915 | 6390.0781 | 68601.1085 | 65443.045 | 28565.7341 | 10760.1574 | 9718.6013 | 0 | 9718.6013 | 0 | 121.86 | 114.0481
WtrCldCentChlr-Conv-1Cmp-0.748kwpton-VarSpd-CndRlf | DEER2023 |  | 2022-03-14 22:16:50+00 | Any | Htl | Ex | CZ07 | cWVVG | Cap-Tons | 1 | 139998.9062 | None | 730846.6604 | 189295.5861 | 293493.5 | 0 | 107672.4544 | 6459.9909 | 68481.7238 | 65443.0388 | 28565.7341 | 10760.1574 | 9718.6013 | 0 | 9718.6013 | 0 | 139.2097 | 128.0808
WtrCldCentChlr-NoFric-1Cmp-0.439kwpton-VarSpd-CndRlf | DEER2023 |  | 2022-03-14 22:54:12+00 | Any | Htl | Ex | CZ07 | cWVVG | Cap-Tons | 174.8144 | 139998.9062 | None | 684998.5065 | 189295.5861 | 293493.5 | 0 | 61582.9601 | 6417.8159 | 68765.0291 | 65443.3158 | 28565.9656 | 10760.1574 | 9718.5912 | 0 | 9718.5912 | 0 | 125.942 | 116.5646
WtrCldCentChlr-NoFric-1Cmp-0.748kwpton-VarSpd-CndRlf | DEER2023 |  | 2022-03-14 22:54:12+00 | Any | Htl | Ex | CZ07 | cWVVG | Cap-Tons | 1 | 139998.9062 | None | 728175.3306 | 189295.5861 | 293493.5 | 0 | 104847.6627 | 6494.4278 | 68600.4778 | 65443.319 | 28565.971 | 10760.1574 | 9718.5915 | 0 | 9718.5915 | 0 | 146.1677 | 132.3746
WtrCldCentChlr-NoFric-2Cmp-0.439kwpton-VarSpd-CndRlf | DEER2023 |  | 2022-03-14 23:25:13+00 | Any | Htl | Ex | CZ07 | cWVVG | Cap-Tons | 174.8144 | 139998.9062 | None | 685172.7913 | 189295.5861 | 293493.5 | 0 | 61833.0414 | 6424.9532 | 68682.2399 | 65443.3215 | 28565.9672 | 10760.1574 | 9718.5912 | 0 | 9718.5912 | 0 | 127.1161 | 117.253
WtrCldCentChlr-NoFric-2Cmp-0.748kwpton-VarSpd-CndRlf | DEER2023 |  | 2022-03-14 23:25:13+00 | Any | Htl | Ex | CZ07 | cWVVG | Cap-Tons | 1 | 139998.9062 | None | 728513.1824 | 189295.5861 | 293493.5 | 0 | 105281.7917 | 6506.6726 | 68492.0224 | 65443.319 | 28565.971 | 10760.1574 | 9718.5915 | 0 | 9718.5915 | 0 | 148.1719 | 133.5479
WtrCldRecipChlr-0.42kwpton | DEER2023 |  | 2022-03-14 23:49:47+00 | Any | Htl | Ex | CZ07 | cWVVG | Cap-Tons | 174.8144 | 139998.9062 | None | 713789.026 | 189295.5861 | 293493.5 | 0 | 93207.2954 | 1999.6566 | 70345.962 | 65446.6521 | 28569.4436 | 10760.1552 | 9718.4443 | 0 | 9718.4443 | 0 | 134.6531 | 122.9978
WtrCldRecipChlr-0.748kwpton | DEER2023 |  | 2022-03-14 23:49:47+00 | Any | Htl | Ex | CZ07 | cWVVG | Cap-Tons | 1 | 139998.9062 | None | 786299.3494 | 189295.5861 | 293493.5 | 0 | 165770.0752 | 2054.1486 | 70239.1041 | 65446.6515 | 28569.4462 | 10760.1552 | 9718.4443 | 0 | 9718.4443 | 0 | 166.7233 | 146.7635
WtrCldScrewChlr-0.42kwpton | DEER2023 |  | 2022-03-15 00:09:29+00 | Any | Htl | Ex | CZ07 | cWVVG | Cap-Tons | 174.8144 | 139998.9062 | None | 714843.6065 | 189295.5861 | 293493.5 | 0 | 94416.1701 | 2018.8226 | 70172.6246 | 65446.6566 | 28569.4462 | 10760.1552 | 9718.4445 | 0 | 9718.4445 | 0 | 138.99 | 126.0986
WtrCldScrewChlr-0.748kwpton | DEER2023 |  | 2022-03-15 00:09:29+00 | Any | Htl | Ex | CZ07 | cWVVG | Cap-Tons | 1 | 139998.9062 | None | 787368.4552 | 189295.5861 | 293493.5 | 0 | 167084.3282 | 2087.835 | 69960.3378 | 65446.6566 | 28569.4483 | 10760.1552 | 9718.4443 | 0 | 9718.4443 | 0 | 174.4477 | 152.2857
WtrCldScrewChlr-0.439kwpton-VarSpd | DEER2023 |  | 2022-03-15 00:41:21+00 | Any | Htl | Ex | CZ07 | cWVVG | Cap-Tons | 174.8144 | 139998.9062 | None | 696318.3559 | 189295.5861 | 293493.5 | 0 | 75939.0187 | 1948.7305 | 70194.6146 | 65446.5981 | 28569.3967 | 10760.1552 | 9718.4491 | 0 | 9718.4491 | 0 | 125.7076 | 116.5105
WtrCldScrewChlr-0.748kwpton-VarSpd | DEER2023 |  | 2022-03-15 00:41:21+00 | Any | Htl | Ex | CZ07 | cWVVG | Cap-Tons | 1 | 139998.9062 | None | 749197.6387 | 189295.5861 | 293493.5 | 0 | 128936.3549 | 1963.7736 | 70061.5596 | 65446.5975 | 28569.3983 | 10760.1552 | 9718.4491 | 0 | 9718.4491 | 0 | 148.3191 | 133.365
AirCldRecipChlr-0.95kwpton | DEER2023 |  | 2022-03-14 18:21:41+00 | Any | Htl | Ex | CZ08 | cAVVG | Cap-Tons | 202.5425 | 139998.9062 | None | 795576.8678 | 189342.3377 | 293493.5 | 0 | 204418.7436 | 0 | 38715.1363 | 69606.8154 | 34641.7496 | 10951.0252 | 11709.4247 | 0 | 11709.4247 | 0 | 200.2101 | 164.5904
AirCldRecipChlr-1.407kwpton | DEER2023 |  | 2022-03-14 18:21:41+00 | Any | Htl | Ex | CZ08 | cAVVG | Cap-Tons | 1 | 139998.9062 | None | 893913.0293 | 189342.3377 | 293493.5 | 0 | 302754.9033 | 0 | 38715.1363 | 69606.8154 | 34641.7496 | 10951.0252 | 11709.4247 | 0 | 11709.4247 | 0 | 254.0417 | 200.9473
AirCldScrewChlr-0.95kwpton | DEER2023 |  | 2022-03-14 19:29:42+00 | Any | Htl | Ex | CZ08 | cAVVG | Cap-Tons | 202.5425 | 139998.9062 | None | 843141.6711 | 189342.3377 | 293493.5 | 0 | 251852.9792 | 0 | 38844.4071 | 69608.2071 | 34643.3402 | 10951.0284 | 11709.4681 | 0 | 11709.4681 | 0 | 210.3449 | 173.2428
AirCldScrewChlr-1.407kwpton | DEER2023 |  | 2022-03-14 19:29:42+00 | Any | Htl | Ex | CZ08 | cAVVG | Cap-Tons | 1 | 139998.9062 | None | 964296.2036 | 189342.3377 | 293493.5 | 0 | 373007.3804 | 0 | 38844.4071 | 69608.2071 | 34643.3402 | 10951.0284 | 11709.4681 | 0 | 11709.4681 | 0 | 269.0523 | 213.762
AirCldScrewChlr-0.99kwpton-VarSpd | DEER2023 |  | 2022-03-14 20:36:10+00 | Any | Htl | Ex | CZ08 | cAVVG | Cap-Tons | 202.5425 | 139998.9062 | None | 853746.1075 | 189342.3377 | 293493.5 | 0 | 262457.2309 | 0 | 38844.4071 | 69608.2071 | 34643.3402 | 10951.0284 | 11709.4681 | 0 | 11709.4681 | 0 | 215.4837 | 176.7895
AirCldScrewChlr-1.407kwpton-VarSpd | DEER2023 |  | 2022-03-14 20:36:10+00 | Any | Htl | Ex | CZ08 | cAVVG | Cap-Tons | 1 | 139998.9062 | None | 964296.2036 | 189342.3377 | 293493.5 | 0 | 373007.3804 | 0 | 38844.4071 | 69608.2071 | 34643.3402 | 10951.0284 | 11709.4681 | 0 | 11709.4681 | 0 | 269.0523 | 213.762
WtrCldCentChlr-Conv-0.42kwpton | DEER2023 |  | 2022-03-14 21:09:18+00 | Any | Htl | Ex | CZ08 | cWVVG | Cap-Tons | 202.5425 | 139998.9062 | None | 797302.6427 | 189342.3377 | 293493.5 | 0 | 158451.5825 | 2989.9748 | 83418.3377 | 69606.6019 | 34641.773 | 10951.0252 | 11709.4416 | 0 | 11709.4416 | 0 | 161.4924 | 144.2419
WtrCldCentChlr-Conv-0.748kwpton | DEER2023 |  | 2022-03-14 21:09:18+00 | Any | Htl | Ex | CZ08 | cWVVG | Cap-Tons | 1 | 139998.9062 | None | 920877.0742 | 189342.3377 | 293493.5 | 0 | 282018.1777 | 3123.6755 | 83292.4496 | 69606.6019 | 34641.773 | 10951.0252 | 11709.4416 | 0 | 11709.4416 | 0 | 208.027 | 179.2692
WtrCldCentChlr-Conv-1Cmp-0.439kwpton-VarSpd-CndRlf | DEER2023 |  | 2022-03-14 22:16:50+00 | Any | Htl | Ex | CZ08 | cWVVG | Cap-Tons | 202.5425 | 139998.9062 | None | 728719.8203 | 189342.3377 | 293493.5 | 0 | 84264.5203 | 8998.0269 | 83015.2417 | 69605.8446 | 34640.884 | 10951.0271 | 11709.4756 | 0 | 11709.4756 | 0 | 140.7361 | 126.3174
WtrCldCentChlr-Conv-1Cmp-0.748kwpton-VarSpd-CndRlf | DEER2023 |  | 2022-03-14 22:16:50+00 | Any | Htl | Ex | CZ08 | cWVVG | Cap-Tons | 1 | 139998.9062 | None | 787766.0227 | 189342.3377 | 293493.5 | 0 | 143344.0221 | 9178.6073 | 82801.2173 | 69605.8453 | 34640.884 | 10951.0271 | 11709.4756 | 0 | 11709.4756 | 0 | 165.4685 | 143.8191
WtrCldCentChlr-NoFric-1Cmp-0.439kwpton-VarSpd-CndRlf | DEER2023 |  | 2022-03-14 22:54:12+00 | Any | Htl | Ex | CZ08 | cWVVG | Cap-Tons | 202.5425 | 139998.9062 | None | 729262.7999 | 189342.3377 | 293493.5 | 0 | 84573.7572 | 9039.6797 | 83206.847 | 69606.3235 | 34641.3014 | 10951.0252 | 11709.4521 | 0 | 11709.4521 | 0 | 145.8396 | 129.8631
WtrCldCentChlr-NoFric-1Cmp-0.748kwpton-VarSpd-CndRlf | DEER2023 |  | 2022-03-14 22:54:12+00 | Any | Htl | Ex | CZ08 | cWVVG | Cap-Tons | 1 | 139998.9062 | None | 788637.4348 | 189342.3377 | 293493.5 | 0 | 143961.9729 | 9233.2665 | 82999.7909 | 69606.3205 | 34641.3014 | 10951.0252 | 11709.4524 | 0 | 11709.4524 | 0 | 174.1657 | 149.8063
WtrCldCentChlr-NoFric-2Cmp-0.439kwpton-VarSpd-CndRlf | DEER2023 |  | 2022-03-14 23:25:13+00 | Any | Htl | Ex | CZ08 | cWVVG | Cap-Tons | 202.5425 | 139998.9062 | None | 730008.0518 | 189342.3377 | 293493.5 | 0 | 85392.1636 | 9049.0619 | 83124.2751 | 69606.3235 | 34641.3014 | 10951.0252 | 11709.4524 | 0 | 11709.4524 | 0 | 147.1186 | 130.8796
WtrCldCentChlr-NoFric-2Cmp-0.748kwpton-VarSpd-CndRlf | DEER2023 |  | 2022-03-14 23:25:13+00 | Any | Htl | Ex | CZ08 | cWVVG | Cap-Tons | 1 | 139998.9062 | None | 789894.1723 | 189342.3377 | 293493.5 | 0 | 145363.3243 | 9249.3927 | 82838.8962 | 69606.319 | 34641.3014 | 10951.0252 | 11709.4524 | 0 | 11709.4524 | 0 | 176.3454 | 151.5378
WtrCldRecipChlr-0.42kwpton | DEER2023 |  | 2022-03-14 23:49:47+00 | Any | Htl | Ex | CZ08 | cWVVG | Cap-Tons | 202.5425 | 139998.9062 | None | 764744.0916 | 189342.3377 | 293493.5 | 0 | 123593.0538 | 3073.1356 | 85630.2171 | 69611.4808 | 34646.5121 | 10951.0224 | 11709.417 | 0 | 11709.417 | 0 | 156.1404 | 139.6371
WtrCldRecipChlr-0.748kwpton | DEER2023 |  | 2022-03-14 23:49:47+00 | Any | Htl | Ex | CZ08 | cWVVG | Cap-Tons | 1 | 139998.9062 | None | 860950.8258 | 189342.3377 | 293493.5 | 0 | 219877.7461 | 3171.549 | 85453.7881 | 69611.4845 | 34646.5121 | 10951.0224 | 11709.417 | 0 | 11709.417 | 0 | 198.4988 | 170.8866
WtrCldScrewChlr-0.42kwpton | DEER2023 |  | 2022-03-15 00:09:29+00 | Any | Htl | Ex | CZ08 | cWVVG | Cap-Tons | 202.5425 | 139998.9062 | None | 768717.2047 | 189342.3377 | 293493.5 | 0 | 127776.3116 | 3101.1513 | 85392.0794 | 69611.4815 | 34646.5099 | 10951.0224 | 11709.417 | 0 | 11709.417 | 0 | 161.2595 | 143.6921
WtrCldScrewChlr-0.748kwpton | DEER2023 |  | 2022-03-15 00:09:29+00 | Any | Htl | Ex | CZ08 | cWVVG | Cap-Tons | 1 | 139998.9062 | None | 867263.064 | 189342.3377 | 293493.5 | 0 | 226484.0152 | 3220.9806 | 85110.363 | 69611.4852 | 34646.5099 | 10951.0224 | 11709.417 | 0 | 11709.417 | 0 | 207.6144 | 178.1064
WtrCldScrewChlr-0.439kwpton-VarSpd | DEER2023 |  | 2022-03-15 00:41:21+00 | Any | Htl | Ex | CZ08 | cWVVG | Cap-Tons | 202.5425 | 139998.9062 | None | 741386.2881 | 189342.3377 | 293493.5 | 0 | 100465.3506 | 3005.6285 | 85467.7001 | 69611.4492 | 34646.4889 | 10951.0224 | 11709.4177 | 0 | 11709.4177 | 0 | 145.6127 | 131.4699
WtrCldScrewChlr-0.748kwpton-VarSpd | DEER2023 |  | 2022-03-15 00:41:21+00 | Any | Htl | Ex | CZ08 | cWVVG | Cap-Tons | 1 | 139998.9062 | None | 811443.4566 | 189342.3377 | 293493.5 | 0 | 170708.9734 | 3049.2167 | 85237.6223 | 69611.4492 | 34646.4889 | 10951.0224 | 11709.4177 | 0 | 11709.4177 | 0 | 176.3808 | 153.8864
AirCldRecipChlr-0.95kwpton | DEER2023 |  | 2022-03-14 18:21:41+00 | Any | Htl | Ex | CZ09 | cAVVG | Cap-Tons | 256.7109 | 139998.9062 | None | 780727.4522 | 189273.3247 | 293493.5 | 0 | 197714.6275 | 0 | 33311.7129 | 66933.9591 | 32911.391 | 13077.1349 | 11797.8837 | 0 | 11797.8837 | 0 | 199.2221 | 183.2003
AirCldRecipChlr-1.407kwpton | DEER2023 |  | 2022-03-14 18:21:41+00 | Any | Htl | Ex | CZ09 | cAVVG | Cap-Tons | 1 | 139998.9062 | None | 875838.5357 | 189273.3247 | 293493.5 | 0 | 292825.7708 | 0 | 33311.7129 | 66933.9591 | 32911.391 | 13077.1349 | 11797.8837 | 0 | 11797.8837 | 0 | 253.1777 | 228.4489
AirCldScrewChlr-0.95kwpton | DEER2023 |  | 2022-03-14 19:29:42+00 | Any | Htl | Ex | CZ09 | cAVVG | Cap-Tons | 256.7109 | 139998.9062 | None | 833186.3894 | 189273.3247 | 293493.5 | 0 | 250151.8556 | 0 | 33333.2656 | 66934.1001 | 32911.5192 | 13077.1349 | 11797.8791 | 0 | 11797.8791 | 0 | 212.5247 | 192.6688
AirCldScrewChlr-1.407kwpton | DEER2023 |  | 2022-03-14 19:29:42+00 | Any | Htl | Ex | CZ09 | cAVVG | Cap-Tons | 1 | 139998.9062 | None | 953522.5969 | 189273.3247 | 293493.5 | 0 | 370487.9379 | 0 | 33333.2656 | 66934.1001 | 32911.5192 | 13077.1349 | 11797.8791 | 0 | 11797.8791 | 0 | 272.8794 | 242.4268
AirCldScrewChlr-0.99kwpton-VarSpd | DEER2023 |  | 2022-03-14 20:36:10+00 | Any | Htl | Ex | CZ09 | cAVVG | Cap-Tons | 256.7109 | 139998.9062 | None | 843719.05 | 189273.3247 | 293493.5 | 0 | 260684.5139 | 0 | 33333.2656 | 66934.1001 | 32911.5192 | 13077.1349 | 11797.8791 | 0 | 11797.8791 | 0 | 217.8074 | 197.0238
AirCldScrewChlr-1.407kwpton-VarSpd | DEER2023 |  | 2022-03-14 20:36:10+00 | Any | Htl | Ex | CZ09 | cAVVG | Cap-Tons | 1 | 139998.9062 | None | 953522.5969 | 189273.3247 | 293493.5 | 0 | 370487.9379 | 0 | 33333.2656 | 66934.1001 | 32911.5192 | 13077.1349 | 11797.8791 | 0 | 11797.8791 | 0 | 272.8794 | 242.4268
WtrCldCentChlr-Conv-0.42kwpton | DEER2023 |  | 2022-03-14 21:09:18+00 | Any | Htl | Ex | CZ09 | cWVVG | Cap-Tons | 256.7109 | 139998.9062 | None | 792078.551 | 189273.3247 | 293493.5 | 0 | 158794.2385 | 1065.6402 | 82518.8186 | 66932.5944 | 32910.1165 | 13077.1349 | 11797.9263 | 0 | 11797.9263 | 0 | 162.013 | 151.9569
WtrCldCentChlr-Conv-0.748kwpton | DEER2023 |  | 2022-03-14 21:09:18+00 | Any | Htl | Ex | CZ09 | cWVVG | Cap-Tons | 1 | 139998.9062 | None | 915648.09 | 189273.3247 | 293493.5 | 0 | 282577.3904 | 1106.9173 | 82263.9772 | 66932.5845 | 32910.1167 | 13077.1349 | 11797.9263 | 0 | 11797.9263 | 0 | 210.6496 | 192.4979
WtrCldCentChlr-Conv-1Cmp-0.439kwpton-VarSpd-CndRlf | DEER2023 |  | 2022-03-14 22:16:50+00 | Any | Htl | Ex | CZ09 | cWVVG | Cap-Tons | 256.7109 | 139998.9062 | None | 721473.7395 | 189273.3247 | 293493.5 | 0 | 87434.1498 | 2846.5581 | 81494.645 | 66931.2226 | 32908.852 | 13077.1372 | 11797.959 | 0 | 11797.959 | 0 | 140.5446 | 132.8827
WtrCldCentChlr-Conv-1Cmp-0.748kwpton-VarSpd-CndRlf | DEER2023 |  | 2022-03-14 22:16:50+00 | Any | Htl | Ex | CZ09 | cWVVG | Cap-Tons | 1 | 139998.9062 | None | 781504.0864 | 189273.3247 | 293493.5 | 0 | 147997.5651 | 2854.7189 | 80953.4076 | 66931.2283 | 32908.852 | 13077.1372 | 11797.9593 | 0 | 11797.9593 | 0 | 171.5313 | 157.6858
WtrCldCentChlr-NoFric-1Cmp-0.439kwpton-VarSpd-CndRlf | DEER2023 |  | 2022-03-14 22:54:12+00 | Any | Htl | Ex | CZ09 | cWVVG | Cap-Tons | 256.7109 | 139998.9062 | None | 715305.0603 | 189273.3247 | 293493.5 | 0 | 80994.5481 | 2853.5954 | 81758.3912 | 66931.297 | 32908.9248 | 13077.1372 | 11797.9573 | 0 | 11797.9573 | 0 | 141.8446 | 134.6766
WtrCldCentChlr-NoFric-1Cmp-0.748kwpton-VarSpd-CndRlf | DEER2023 |  | 2022-03-14 22:54:12+00 | Any | Htl | Ex | CZ09 | cWVVG | Cap-Tons | 1 | 139998.9062 | None | 771264.132 | 189273.3247 | 293493.5 | 0 | 137466.3718 | 2866.3333 | 81233.0188 | 66931.297 | 32908.9248 | 13077.1372 | 11797.9576 | 0 | 11797.9576 | 0 | 173.7456 | 160.744
WtrCldCentChlr-NoFric-2Cmp-0.439kwpton-VarSpd-CndRlf | DEER2023 |  | 2022-03-14 23:25:13+00 | Any | Htl | Ex | CZ09 | cWVVG | Cap-Tons | 256.7109 | 139998.9062 | None | 713154.0756 | 189273.3247 | 293493.5 | 0 | 79222.9976 | 2855.2887 | 81377.2936 | 66931.2934 | 32908.9225 | 13077.1349 | 11797.9573 | 0 | 11797.9573 | 0 | 142.4432 | 135.2976
WtrCldCentChlr-NoFric-2Cmp-0.748kwpton-VarSpd-CndRlf | DEER2023 |  | 2022-03-14 23:25:13+00 | Any | Htl | Ex | CZ09 | cWVVG | Cap-Tons | 1 | 139998.9062 | None | 767745.4315 | 189273.3247 | 293493.5 | 0 | 134478.6434 | 2869.6405 | 80698.6383 | 66931.2984 | 32908.9183 | 13077.1372 | 11797.9573 | 0 | 11797.9573 | 0 | 174.7652 | 161.8016
WtrCldRecipChlr-0.42kwpton | DEER2023 |  | 2022-03-14 23:49:47+00 | Any | Htl | Ex | CZ09 | cWVVG | Cap-Tons | 256.7109 | 139998.9062 | None | 750796.2731 | 189273.3247 | 293493.5 | 0 | 116120.6832 | 1101.2192 | 83872.3797 | 66934.8467 | 32912.2077 | 13077.1349 | 11797.8541 | 0 | 11797.8541 | 0 | 155.8563 | 146.7757
WtrCldRecipChlr-0.748kwpton | DEER2023 |  | 2022-03-14 23:49:47+00 | Any | Htl | Ex | CZ09 | cWVVG | Cap-Tons | 1 | 139998.9062 | None | 840539.8933 | 189273.3247 | 293493.5 | 0 | 206297.6245 | 1125.9291 | 83414.2715 | 66934.843 | 32912.205 | 13077.1349 | 11797.8541 | 0 | 11797.8541 | 0 | 197.3302 | 182.2763
WtrCldScrewChlr-0.42kwpton | DEER2023 |  | 2022-03-15 00:09:29+00 | Any | Htl | Ex | CZ09 | cWVVG | Cap-Tons | 256.7109 | 139998.9062 | None | 752585.4829 | 189273.3247 | 293493.5 | 0 | 118612.853 | 1123.2168 | 83147.425 | 66934.8477 | 32912.2099 | 13077.1349 | 11797.8544 | 0 | 11797.8544 | 0 | 164.1147 | 152.9987
WtrCldScrewChlr-0.748kwpton | DEER2023 |  | 2022-03-15 00:09:29+00 | Any | Htl | Ex | CZ09 | cWVVG | Cap-Tons | 1 | 139998.9062 | None | 842630.7264 | 189273.3247 | 293493.5 | 0 | 209394.8019 | 1163.9817 | 82369.9255 | 66934.8505 | 32912.2116 | 13077.1349 | 11797.8544 | 0 | 11797.8544 | 0 | 212.0322 | 193.3596
WtrCldScrewChlr-0.439kwpton-VarSpd | DEER2023 |  | 2022-03-15 00:41:21+00 | Any | Htl | Ex | CZ09 | cWVVG | Cap-Tons | 256.7109 | 139998.9062 | None | 728541.2231 | 189273.3247 | 293493.5 | 0 | 94516.7512 | 1064.7768 | 83257.6618 | 66934.8648 | 32912.219 | 13077.1349 | 11797.8541 | 0 | 11797.8541 | 0 | 143.7453 | 137.482
WtrCldScrewChlr-0.748kwpton-VarSpd | DEER2023 |  | 2022-03-15 00:41:21+00 | Any | Htl | Ex | CZ09 | cWVVG | Cap-Tons | 1 | 139998.9062 | None | 793519.8206 | 189273.3247 | 293493.5 | 0 | 160071.7978 | 1063.2838 | 82682.6965 | 66934.863 | 32912.219 | 13077.1349 | 11797.8539 | 0 | 11797.8539 | 0 | 172.5941 | 162.9369
AirCldRecipChlr-0.95kwpton | DEER2023 |  | 2022-03-14 18:21:41+00 | Any | Htl | Ex | CZ10 | cAVVG | Cap-Tons | 223.5536 | 139998.9062 | None | 796384.9952 | 189297.9711 | 293493.5 | 0 | 210181.5151 | 0 | 34960.8073 | 68450.8313 | 33826.959 | 13876.6978 | 12877.0969 | 0 | 12877.0969 | 0 | 206.4568 | 186.283
AirCldRecipChlr-1.407kwpton | DEER2023 |  | 2022-03-14 18:21:41+00 | Any | Htl | Ex | CZ10 | cAVVG | Cap-Tons | 1 | 139998.9062 | None | 897493.3055 | 189297.9711 | 293493.5 | 0 | 311289.8685 | 0 | 34960.8073 | 68450.8313 | 33826.959 | 13876.6978 | 12877.0969 | 0 | 12877.0969 | 0 | 264.4744 | 233.0592
AirCldScrewChlr-0.95kwpton | DEER2023 |  | 2022-03-14 19:29:42+00 | Any | Htl | Ex | CZ10 | cAVVG | Cap-Tons | 223.5536 | 139998.9062 | None | 843862.0972 | 189297.9711 | 293493.5 | 0 | 257613.766 | 0 | 35005.1852 | 68451.3474 | 33827.3639 | 13876.6931 | 12877.0823 | 0 | 12877.0823 | 0 | 218.173 | 196.7258
AirCldScrewChlr-1.407kwpton | DEER2023 |  | 2022-03-14 19:29:42+00 | Any | Htl | Ex | CZ10 | cAVVG | Cap-Tons | 1 | 139998.9062 | None | 967787.8707 | 189297.9711 | 293493.5 | 0 | 381539.5054 | 0 | 35005.1852 | 68451.3474 | 33827.3639 | 13876.6931 | 12877.0823 | 0 | 12877.0823 | 0 | 281.8259 | 248.5262
AirCldScrewChlr-0.99kwpton-VarSpd | DEER2023 |  | 2022-03-14 20:36:10+00 | Any | Htl | Ex | CZ10 | cAVVG | Cap-Tons | 223.5536 | 139998.9062 | None | 854709.0305 | 189297.9711 | 293493.5 | 0 | 268460.6584 | 0 | 35005.1852 | 68451.3474 | 33827.3639 | 13876.6931 | 12877.0823 | 0 | 12877.0823 | 0 | 223.7441 | 201.2596
AirCldScrewChlr-1.407kwpton-VarSpd | DEER2023 |  | 2022-03-14 20:36:10+00 | Any | Htl | Ex | CZ10 | cAVVG | Cap-Tons | 1 | 139998.9062 | None | 967787.8707 | 189297.9711 | 293493.5 | 0 | 381539.5054 | 0 | 35005.1852 | 68451.3474 | 33827.3639 | 13876.6931 | 12877.0823 | 0 | 12877.0823 | 0 | 281.8259 | 248.5262
WtrCldCentChlr-Conv-0.42kwpton | DEER2023 |  | 2022-03-14 21:09:18+00 | Any | Htl | Ex | CZ10 | cWVVG | Cap-Tons | 223.5536 | 139998.9062 | None | 789213.6337 | 189297.9711 | 293493.5 | 0 | 156439.5837 | 2279.4527 | 79254.8676 | 68447.9589 | 33824.6106 | 13876.6939 | 12877.1795 | 0 | 12877.1795 | 0 | 162.108 | 155.6288
WtrCldCentChlr-Conv-0.748kwpton | DEER2023 |  | 2022-03-14 21:09:18+00 | Any | Htl | Ex | CZ10 | cWVVG | Cap-Tons | 1 | 139998.9062 | None | 911234.8758 | 189297.9711 | 293493.5 | 0 | 278462.2648 | 2378.0362 | 79154.8378 | 68447.9589 | 33824.6106 | 13876.6939 | 12877.1795 | 0 | 12877.1795 | 0 | 210.1244 | 197.6912
WtrCldCentChlr-Conv-1Cmp-0.439kwpton-VarSpd-CndRlf | DEER2023 |  | 2022-03-14 22:16:50+00 | Any | Htl | Ex | CZ10 | cWVVG | Cap-Tons | 223.5536 | 139998.9062 | None | 720622.0013 | 189297.9711 | 293493.5 | 0 | 84601.0914 | 6539.3775 | 78243.9843 | 68445.7728 | 33822.6459 | 13876.6939 | 12877.2368 | 0 | 12877.2368 | 0 | 138.6849 | 135.6781
WtrCldCentChlr-Conv-1Cmp-0.748kwpton-VarSpd-CndRlf | DEER2023 |  | 2022-03-14 22:16:50+00 | Any | Htl | Ex | CZ10 | cWVVG | Cap-Tons | 1 | 139998.9062 | None | 779631.6923 | 189297.9711 | 293493.5 | 0 | 143769.1507 | 6650.8719 | 77974.1463 | 68445.7748 | 33822.6481 | 13876.6939 | 12877.2366 | 0 | 12877.2366 | 0 | 162.1758 | 157.2977
WtrCldCentChlr-NoFric-1Cmp-0.439kwpton-VarSpd-CndRlf | DEER2023 |  | 2022-03-14 22:54:12+00 | Any | Htl | Ex | CZ10 | cWVVG | Cap-Tons | 223.5536 | 139998.9062 | None | 719522.2698 | 189297.9711 | 293493.5 | 0 | 83151.936 | 6577.2722 | 78554.9563 | 68446.3341 | 33823.1065 | 13876.6939 | 12877.2219 | 0 | 12877.2219 | 0 | 143.8574 | 139.5041
WtrCldCentChlr-NoFric-1Cmp-0.748kwpton-VarSpd-CndRlf | DEER2023 |  | 2022-03-14 22:54:12+00 | Any | Htl | Ex | CZ10 | cWVVG | Cap-Tons | 1 | 139998.9062 | None | 777656.7453 | 189297.9711 | 293493.5 | 0 | 141470.1018 | 6699.951 | 78248.609 | 68446.3341 | 33823.1081 | 13876.6939 | 12877.2219 | 0 | 12877.2219 | 0 | 170.9931 | 163.8174
WtrCldCentChlr-NoFric-2Cmp-0.439kwpton-VarSpd-CndRlf | DEER2023 |  | 2022-03-14 23:25:13+00 | Any | Htl | Ex | CZ10 | cWVVG | Cap-Tons | 223.5536 | 139998.9062 | None | 719478.1173 | 189297.9711 | 293493.5 | 0 | 83386.0823 | 6584.5862 | 78269.2609 | 68446.3307 | 33823.1034 | 13876.6939 | 12877.2219 | 0 | 12877.2219 | 0 | 145.3343 | 140.6403
WtrCldCentChlr-NoFric-2Cmp-0.748kwpton-VarSpd-CndRlf | DEER2023 |  | 2022-03-14 23:25:13+00 | Any | Htl | Ex | CZ10 | cWVVG | Cap-Tons | 1 | 139998.9062 | None | 777808.0863 | 189297.9711 | 293493.5 | 0 | 141896.6962 | 6712.935 | 77960.4161 | 68446.3375 | 33823.1081 | 13876.6939 | 12877.2219 | 0 | 12877.2219 | 0 | 173.5164 | 165.7565
WtrCldRecipChlr-0.42kwpton | DEER2023 |  | 2022-03-14 23:49:47+00 | Any | Htl | Ex | CZ10 | cWVVG | Cap-Tons | 223.5536 | 139998.9062 | None | 755410.4912 | 189297.9711 | 293493.5 | 0 | 120366.6966 | 2367.5142 | 81431.3179 | 68453.121 | 33829.1596 | 13876.6971 | 12877.0352 | 0 | 12877.0352 | 0 | 155.4058 | 149.956
WtrCldRecipChlr-0.748kwpton | DEER2023 |  | 2022-03-14 23:49:47+00 | Any | Htl | Ex | CZ10 | cWVVG | Cap-Tons | 1 | 139998.9062 | None | 848948.8488 | 189297.9711 | 293493.5 | 0 | 214070.2929 | 2440.3512 | 81193.2535 | 68453.1227 | 33829.1596 | 13876.6971 | 12877.0352 | 0 | 12877.0352 | 0 | 198.1893 | 187.1055
WtrCldScrewChlr-0.42kwpton | DEER2023 |  | 2022-03-15 00:09:29+00 | Any | Htl | Ex | CZ10 | cWVVG | Cap-Tons | 223.5536 | 139998.9062 | None | 757802.1665 | 189297.9711 | 293493.5 | 0 | 123237.8525 | 2394.4776 | 80924.9099 | 68453.1125 | 33829.1554 | 13876.6971 | 12877.0355 | 0 | 12877.0355 | 0 | 161.5303 | 155.3516
WtrCldScrewChlr-0.748kwpton | DEER2023 |  | 2022-03-15 00:09:29+00 | Any | Htl | Ex | CZ10 | cWVVG | Cap-Tons | 1 | 139998.9062 | None | 852333.7016 | 189297.9711 | 293493.5 | 0 | 218200.0829 | 2487.6395 | 80400.9388 | 68453.1177 | 33829.1575 | 13876.6971 | 12877.0355 | 0 | 12877.0355 | 0 | 209.096 | 196.715
WtrCldScrewChlr-0.439kwpton-VarSpd | DEER2023 |  | 2022-03-15 00:41:21+00 | Any | Htl | Ex | CZ10 | cWVVG | Cap-Tons | 223.5536 | 139998.9062 | None | 732020.5638 | 189297.9711 | 293493.5 | 0 | 97440.0161 | 2310.4353 | 81025.264 | 68453.0783 | 33829.1129 | 13876.6971 | 12877.0359 | 0 | 12877.0359 | 0 | 143.7749 | 139.8611
WtrCldScrewChlr-0.748kwpton-VarSpd | DEER2023 |  | 2022-03-15 00:41:21+00 | Any | Htl | Ex | CZ10 | cWVVG | Cap-Tons | 1 | 139998.9062 | None | 799721.6628 | 189297.9711 | 293493.5 | 0 | 165456.9278 | 2338.0991 | 80681.7857 | 68453.0764 | 33829.1145 | 13876.6971 | 12877.0359 | 0 | 12877.0359 | 0 | 174.1496 | 166.2391
AirCldRecipChlr-0.95kwpton | DEER2023 |  | 2022-03-14 18:21:41+00 | Any | Htl | Ex | CZ11 | cAVVG | Cap-Tons | 230.2081 | 139998.9062 | None | 802863.8191 | 189302.2779 | 293493.5 | 0 | 214296.1638 | 0 | 36014.4419 | 69757.0821 | 32714.6654 | 19297.8018 | 18879.0483 | 0 | 18879.0483 | 0 | 227.9024 | 235.5252
AirCldRecipChlr-1.407kwpton | DEER2023 |  | 2022-03-14 18:21:41+00 | Any | Htl | Ex | CZ11 | cAVVG | Cap-Tons | 1 | 139998.9062 | None | 905951.5118 | 189302.2779 | 293493.5 | 0 | 317383.8247 | 0 | 36014.4419 | 69757.0821 | 32714.6654 | 19297.8018 | 18879.0483 | 0 | 18879.0483 | 0 | 295.4978 | 303.5433
AirCldScrewChlr-0.95kwpton | DEER2023 |  | 2022-03-14 19:29:42+00 | Any | Htl | Ex | CZ11 | cAVVG | Cap-Tons | 230.2081 | 139998.9062 | None | 846633.9464 | 189302.2779 | 293493.5 | 0 | 258043.3563 | 0 | 36037.0292 | 69757.3877 | 32714.921 | 19297.7533 | 18879.0425 | 0 | 18879.0425 | 0 | 241.2144 | 248.503
AirCldScrewChlr-1.407kwpton | DEER2023 |  | 2022-03-14 19:29:42+00 | Any | Htl | Ex | CZ11 | cAVVG | Cap-Tons | 1 | 139998.9062 | None | 970766.2212 | 189302.2779 | 293493.5 | 0 | 382175.7992 | 0 | 36037.0292 | 69757.3877 | 32714.921 | 19297.7533 | 18879.0425 | 0 | 18879.0425 | 0 | 315.2129 | 322.7639
AirCldScrewChlr-0.99kwpton-VarSpd | DEER2023 |  | 2022-03-14 20:36:10+00 | Any | Htl | Ex | CZ11 | cAVVG | Cap-Tons | 230.2081 | 139998.9062 | None | 857498.9813 | 189302.2779 | 293493.5 | 0 | 268908.3785 | 0 | 36037.0292 | 69757.3877 | 32714.921 | 19297.7533 | 18879.0425 | 0 | 18879.0425 | 0 | 247.691 | 255.0029
AirCldScrewChlr-1.407kwpton-VarSpd | DEER2023 |  | 2022-03-14 20:36:10+00 | Any | Htl | Ex | CZ11 | cAVVG | Cap-Tons | 1 | 139998.9062 | None | 970766.2212 | 189302.2779 | 293493.5 | 0 | 382175.7992 | 0 | 36037.0292 | 69757.3877 | 32714.921 | 19297.7533 | 18879.0425 | 0 | 18879.0425 | 0 | 315.2129 | 322.7639
WtrCldCentChlr-Conv-0.42kwpton | DEER2023 |  | 2022-03-14 21:09:18+00 | Any | Htl | Ex | CZ11 | cWVVG | Cap-Tons | 230.2081 | 139998.9062 | None | 778344.4001 | 189302.2779 | 293493.5 | 0 | 148014.0332 | 1607.8992 | 76172.6669 | 69753.623 | 32711.6651 | 19297.7939 | 18879.808 | 0 | 18879.808 | 0 | 166.8087 | 173.9623
WtrCldCentChlr-Conv-0.748kwpton | DEER2023 |  | 2022-03-14 21:09:18+00 | Any | Htl | Ex | CZ11 | cWVVG | Cap-Tons | 1 | 139998.9062 | None | 893860.1737 | 189302.2779 | 293493.5 | 0 | 263470.0683 | 1673.8635 | 76166.5061 | 69753.6242 | 32711.6682 | 19297.7939 | 18879.808 | 0 | 18879.808 | 0 | 217.6052 | 225.3535
WtrCldCentChlr-Conv-1Cmp-0.439kwpton-VarSpd-CndRlf | DEER2023 |  | 2022-03-14 22:16:50+00 | Any | Htl | Ex | CZ11 | cWVVG | Cap-Tons | 230.2081 | 139998.9062 | None | 714239.0522 | 189302.2779 | 293493.5 | 0 | 83708.2504 | 3768.2963 | 74217.8684 | 69748.4075 | 32705.8417 | 19297.7844 | 18879.9037 | 0 | 18879.9037 | 0 | 140.5913 | 147.5773
WtrCldCentChlr-Conv-1Cmp-0.748kwpton-VarSpd-CndRlf | DEER2023 |  | 2022-03-14 22:16:50+00 | Any | Htl | Ex | CZ11 | cWVVG | Cap-Tons | 1 | 139998.9062 | None | 772341.5143 | 189302.2779 | 293493.5 | 0 | 142071.3648 | 3812.0891 | 73913.368 | 69748.4075 | 32705.8417 | 19297.7844 | 18879.9037 | 0 | 18879.9037 | 0 | 167.4368 | 174.3305
WtrCldCentChlr-NoFric-1Cmp-0.439kwpton-VarSpd-CndRlf | DEER2023 |  | 2022-03-14 22:54:12+00 | Any | Htl | Ex | CZ11 | cWVVG | Cap-Tons | 230.2081 | 139998.9062 | None | 712774.0293 | 189302.2779 | 293493.5 | 0 | 81799.9784 | 3794.0448 | 74634.8734 | 69748.8693 | 32706.2091 | 19297.7844 | 18879.8895 | 0 | 18879.8895 | 0 | 145.052 | 152.3312
WtrCldCentChlr-NoFric-1Cmp-0.748kwpton-VarSpd-CndRlf | DEER2023 |  | 2022-03-14 22:54:12+00 | Any | Htl | Ex | CZ11 | cWVVG | Cap-Tons | 1 | 139998.9062 | None | 769698.6661 | 189302.2779 | 293493.5 | 0 | 139029.3858 | 3848.1411 | 74276.0926 | 69748.8693 | 32706.2091 | 19297.7844 | 18879.8895 | 0 | 18879.8895 | 0 | 175.0488 | 182.4299
WtrCldCentChlr-NoFric-2Cmp-0.439kwpton-VarSpd-CndRlf | DEER2023 |  | 2022-03-14 23:25:13+00 | Any | Htl | Ex | CZ11 | cWVVG | Cap-Tons | 230.2081 | 139998.9062 | None | 711970.9301 | 189302.2779 | 293493.5 | 0 | 81381.7889 | 3799.0258 | 74244.9691 | 69748.8676 | 32706.207 | 19297.7884 | 18879.8978 | 0 | 18879.8978 | 0 | 146.3072 | 153.6602
WtrCldCentChlr-NoFric-2Cmp-0.748kwpton-VarSpd-CndRlf | DEER2023 |  | 2022-03-14 23:25:13+00 | Any | Htl | Ex | CZ11 | cWVVG | Cap-Tons | 1 | 139998.9062 | None | 768623.2473 | 189302.2779 | 293493.5 | 0 | 138372.4438 | 3856.7804 | 73848.9355 | 69748.8693 | 32706.2091 | 19297.7844 | 18879.8937 | 0 | 18879.8937 | 0 | 177.1877 | 184.6947
WtrCldRecipChlr-0.42kwpton | DEER2023 |  | 2022-03-14 23:49:47+00 | Any | Htl | Ex | CZ11 | cWVVG | Cap-Tons | 230.2081 | 139998.9062 | None | 746836.4887 | 189302.2779 | 293493.5 | 0 | 114238.2524 | 1679.7901 | 78363.6512 | 69758.6836 | 32715.9899 | 19297.7942 | 18879.0084 | 0 | 18879.0084 | 0 | 159.8636 | 167.6506
WtrCldRecipChlr-0.748kwpton | DEER2023 |  | 2022-03-14 23:49:47+00 | Any | Htl | Ex | CZ11 | cWVVG | Cap-Tons | 1 | 139998.9062 | None | 835536.5608 | 189302.2779 | 293493.5 | 0 | 203131.0637 | 1729.2077 | 78121.4036 | 69758.677 | 32715.9899 | 19297.7942 | 18879.0084 | 0 | 18879.0084 | 0 | 205.2316 | 213.8378
WtrCldScrewChlr-0.42kwpton | DEER2023 |  | 2022-03-15 00:09:29+00 | Any | Htl | Ex | CZ11 | cWVVG | Cap-Tons | 230.2081 | 139998.9062 | None | 749814.4545 | 189302.2779 | 293493.5 | 0 | 117935.5582 | 1704.3551 | 77619.6845 | 69758.6804 | 32715.9899 | 19297.7942 | 18879.0084 | 0 | 18879.0084 | 0 | 166.8867 | 174.5852
WtrCldScrewChlr-0.748kwpton | DEER2023 |  | 2022-03-15 00:09:29+00 | Any | Htl | Ex | CZ11 | cWVVG | Cap-Tons | 1 | 139998.9062 | None | 840326.7928 | 189302.2779 | 293493.5 | 0 | 208870.3517 | 1771.9505 | 77129.6421 | 69758.677 | 32715.9899 | 19297.7942 | 18879.0084 | 0 | 18879.0084 | 0 | 217.7396 | 226.1889
WtrCldScrewChlr-0.439kwpton-VarSpd | DEER2023 |  | 2022-03-15 00:41:21+00 | Any | Htl | Ex | CZ11 | cWVVG | Cap-Tons | 230.2081 | 139998.9062 | None | 723250.3118 | 189302.2779 | 293493.5 | 0 | 91371.5352 | 1636.3261 | 77687.6348 | 69758.6481 | 32715.9636 | 19297.7942 | 18879.0084 | 0 | 18879.0084 | 0 | 147.8734 | 155.6558
WtrCldScrewChlr-0.748kwpton-VarSpd | DEER2023 |  | 2022-03-15 00:41:21+00 | Any | Htl | Ex | CZ11 | cWVVG | Cap-Tons | 1 | 139998.9062 | None | 786659.1225 | 189302.2779 | 293493.5 | 0 | 155083.1805 | 1652.2165 | 77368.9362 | 69758.6513 | 32715.9636 | 19297.7942 | 18879.0084 | 0 | 18879.0084 | 0 | 180.3275 | 188.8436
AirCldRecipChlr-0.95kwpton | DEER2023 |  | 2022-03-14 18:21:41+00 | Any | Htl | Ex | CZ12 | cAVVG | Cap-Tons | 209.1001 | 139998.9062 | None | 752130.4143 | 189293.7921 | 293493.5 | 0 | 167985.4532 | 0 | 34167.1907 | 67190.2736 | 28355.9276 | 20750.2443 | 18057.5616 | 0 | 18057.5616 | 0 | 212.6976 | 215.4533
AirCldRecipChlr-1.407kwpton | DEER2023 |  | 2022-03-14 18:21:41+00 | Any | Htl | Ex | CZ12 | cAVVG | Cap-Tons | 1 | 139998.9062 | None | 832940.3378 | 189293.7921 | 293493.5 | 0 | 248795.3168 | 0 | 34167.1907 | 67190.2736 | 28355.9276 | 20750.2443 | 18057.5616 | 0 | 18057.5616 | 0 | 273.6475 | 274.6404
AirCldScrewChlr-0.95kwpton | DEER2023 |  | 2022-03-14 19:29:42+00 | Any | Htl | Ex | CZ12 | cAVVG | Cap-Tons | 209.1001 | 139998.9062 | None | 792012.8989 | 189293.7921 | 293493.5 | 0 | 207837.8712 | 0 | 34196.5823 | 67190.8604 | 28356.4212 | 20750.246 | 18057.541 | 0 | 18057.541 | 0 | 223.9466 | 226.5525
AirCldScrewChlr-1.407kwpton | DEER2023 |  | 2022-03-14 19:29:42+00 | Any | Htl | Ex | CZ12 | cAVVG | Cap-Tons | 1 | 139998.9062 | None | 891993.7046 | 189293.7921 | 293493.5 | 0 | 307818.7113 | 0 | 34196.5823 | 67190.8604 | 28356.4212 | 20750.246 | 18057.541 | 0 | 18057.541 | 0 | 290.3084 | 291.0786
AirCldScrewChlr-0.99kwpton-VarSpd | DEER2023 |  | 2022-03-14 20:36:10+00 | Any | Htl | Ex | CZ12 | cAVVG | Cap-Tons | 209.1001 | 139998.9062 | None | 800763.8676 | 189293.7921 | 293493.5 | 0 | 216588.8951 | 0 | 34196.5823 | 67190.8604 | 28356.4212 | 20750.246 | 18057.541 | 0 | 18057.541 | 0 | 229.7552 | 232.2003
AirCldScrewChlr-1.407kwpton-VarSpd | DEER2023 |  | 2022-03-14 20:36:10+00 | Any | Htl | Ex | CZ12 | cAVVG | Cap-Tons | 1 | 139998.9062 | None | 891993.7046 | 189293.7921 | 293493.5 | 0 | 307818.7113 | 0 | 34196.5823 | 67190.8604 | 28356.4212 | 20750.246 | 18057.541 | 0 | 18057.541 | 0 | 290.3084 | 291.0786
WtrCldCentChlr-Conv-0.42kwpton | DEER2023 |  | 2022-03-14 21:09:18+00 | Any | Htl | Ex | CZ12 | cWVVG | Cap-Tons | 209.1001 | 139998.9062 | None | 748214.8145 | 189293.7921 | 293493.5 | 0 | 125941.2434 | 1749.5531 | 70548.0848 | 67188.3149 | 28354.3211 | 20750.2347 | 18057.625 | 0 | 18057.625 | 0 | 159.9225 | 165.8142
WtrCldCentChlr-Conv-0.748kwpton | DEER2023 |  | 2022-03-14 21:09:18+00 | Any | Htl | Ex | CZ12 | cWVVG | Cap-Tons | 1 | 139998.9062 | None | 846420.2422 | 189293.7921 | 293493.5 | 0 | 224167.674 | 1821.9479 | 70454.8535 | 67188.3149 | 28354.3211 | 20750.2347 | 18057.625 | 0 | 18057.625 | 0 | 206.953 | 212.6289
WtrCldCentChlr-Conv-1Cmp-0.439kwpton-VarSpd-CndRlf | DEER2023 |  | 2022-03-14 22:16:50+00 | Any | Htl | Ex | CZ12 | cWVVG | Cap-Tons | 209.1001 | 139998.9062 | None | 691544.2025 | 189293.7921 | 293493.5 | 0 | 67193.7999 | 4893.3282 | 69483.0505 | 67186.452 | 28352.768 | 20750.2291 | 18057.6773 | 0 | 18057.6773 | 0 | 139.0225 | 144.9788
WtrCldCentChlr-Conv-1Cmp-0.748kwpton-VarSpd-CndRlf | DEER2023 |  | 2022-03-14 22:16:50+00 | Any | Htl | Ex | CZ12 | cWVVG | Cap-Tons | 1 | 139998.9062 | None | 738329.2163 | 189293.7921 | 293493.5 | 0 | 114092.3635 | 4971.0228 | 69291.7603 | 67186.4458 | 28352.768 | 20750.2291 | 18057.6773 | 0 | 18057.6773 | 0 | 164.3439 | 169.9845
WtrCldCentChlr-NoFric-1Cmp-0.439kwpton-VarSpd-CndRlf | DEER2023 |  | 2022-03-14 22:54:12+00 | Any | Htl | Ex | CZ12 | cWVVG | Cap-Tons | 209.1001 | 139998.9062 | None | 690722.5804 | 189293.7921 | 293493.5 | 0 | 65977.2623 | 4921.3825 | 69849.4988 | 67186.8279 | 28353.0853 | 20750.227 | 18057.6692 | 0 | 18057.6692 | 0 | 143.6128 | 149.514
WtrCldCentChlr-NoFric-1Cmp-0.748kwpton-VarSpd-CndRlf | DEER2023 |  | 2022-03-14 22:54:12+00 | Any | Htl | Ex | CZ12 | cWVVG | Cap-Tons | 1 | 139998.9062 | None | 736689.9106 | 189293.7921 | 293493.5 | 0 | 112182.4755 | 5011.2432 | 69521.8028 | 67186.83 | 28353.0853 | 20750.227 | 18057.6692 | 0 | 18057.6692 | 0 | 172.1637 | 177.712
WtrCldCentChlr-NoFric-2Cmp-0.439kwpton-VarSpd-CndRlf | DEER2023 |  | 2022-03-14 23:25:13+00 | Any | Htl | Ex | CZ12 | cWVVG | Cap-Tons | 209.1001 | 139998.9062 | None | 690404.9941 | 189293.7921 | 293493.5 | 0 | 66017.7618 | 4928.0949 | 69484.656 | 67186.8262 | 28353.0853 | 20750.227 | 18057.6692 | 0 | 18057.6692 | 0 | 144.8481 | 150.7456
WtrCldCentChlr-NoFric-2Cmp-0.748kwpton-VarSpd-CndRlf | DEER2023 |  | 2022-03-14 23:25:13+00 | Any | Htl | Ex | CZ12 | cWVVG | Cap-Tons | 1 | 139998.9062 | None | 736270.59 | 189293.7921 | 293493.5 | 0 | 112267.9961 | 5022.9543 | 69005.2379 | 67186.8279 | 28353.0853 | 20750.227 | 18057.6692 | 0 | 18057.6692 | 0 | 174.2711 | 179.8121
WtrCldRecipChlr-0.42kwpton | DEER2023 |  | 2022-03-14 23:49:47+00 | Any | Htl | Ex | CZ12 | cWVVG | Cap-Tons | 209.1001 | 139998.9062 | None | 720018.4359 | 189293.7921 | 293493.5 | 0 | 96086.8778 | 1813.9783 | 72137.0669 | 67192.8832 | 28358.3944 | 20750.2583 | 18057.5073 | 0 | 18057.5073 | 0 | 154.2443 | 160.3922
WtrCldRecipChlr-0.748kwpton | DEER2023 |  | 2022-03-14 23:49:47+00 | Any | Htl | Ex | CZ12 | cWVVG | Cap-Tons | 1 | 139998.9062 | None | 794634.855 | 189293.7921 | 293493.5 | 0 | 170859.5991 | 1868.723 | 71926.0761 | 67192.879 | 28358.3944 | 20750.2583 | 18057.5073 | 0 | 18057.5073 | 0 | 196.7398 | 202.7465
WtrCldScrewChlr-0.42kwpton | DEER2023 |  | 2022-03-15 00:09:29+00 | Any | Htl | Ex | CZ12 | cWVVG | Cap-Tons | 209.1001 | 139998.9062 | None | 719760.5954 | 189293.7921 | 293493.5 | 0 | 96566.343 | 1835.102 | 71378.6257 | 67192.8863 | 28358.3944 | 20750.2583 | 18057.5073 | 0 | 18057.5073 | 0 | 159.7265 | 165.848
WtrCldScrewChlr-0.748kwpton | DEER2023 |  | 2022-03-15 00:09:29+00 | Any | Htl | Ex | CZ12 | cWVVG | Cap-Tons | 1 | 139998.9062 | None | 793590.2074 | 189293.7921 | 293493.5 | 0 | 170866.6482 | 1905.9444 | 70837.0954 | 67192.8882 | 28358.3944 | 20750.2583 | 18057.5073 | 0 | 18057.5073 | 0 | 206.5005 | 212.4644
WtrCldScrewChlr-0.439kwpton-VarSpd | DEER2023 |  | 2022-03-15 00:41:21+00 | Any | Htl | Ex | CZ12 | cWVVG | Cap-Tons | 209.1001 | 139998.9062 | None | 700256.2855 | 189293.7921 | 293493.5 | 0 | 76933.8495 | 1769.5895 | 71572.3528 | 67192.8882 | 28358.3977 | 20750.2583 | 18057.509 | 0 | 18057.509 | 0 | 143.5243 | 149.7069
WtrCldScrewChlr-0.748kwpton-VarSpd | DEER2023 |  | 2022-03-15 00:41:21+00 | Any | Htl | Ex | CZ12 | cWVVG | Cap-Tons | 1 | 139998.9062 | None | 753538.2271 | 189293.7921 | 293493.5 | 0 | 130574.2073 | 1789.8036 | 71193.727 | 67192.8865 | 28358.4016 | 20750.2583 | 18057.509 | 0 | 18057.509 | 0 | 174.2835 | 180.363
AirCldRecipChlr-0.95kwpton | DEER2023 |  | 2022-03-14 18:21:41+00 | Any | Htl | Ex | CZ13 | cAVVG | Cap-Tons | 229.1836 | 139998.9062 | None | 828906.6838 | 189295.2915 | 293493.5 | 0 | 238122.1287 | 0 | 35649.1799 | 72346.2915 | 36712.9756 | 16902.3749 | 16323.79 | 0 | 16323.79 | 0 | 230.5508 | 231.814
AirCldRecipChlr-1.407kwpton | DEER2023 |  | 2022-03-14 18:21:41+00 | Any | Htl | Ex | CZ13 | cAVVG | Cap-Tons | 1 | 139998.9062 | None | 943455.7324 | 189295.2915 | 293493.5 | 0 | 352671.367 | 0 | 35649.1799 | 72346.2915 | 36712.9756 | 16902.3749 | 16323.79 | 0 | 16323.79 | 0 | 299.3949 | 298.7068
AirCldScrewChlr-0.95kwpton | DEER2023 |  | 2022-03-14 19:29:42+00 | Any | Htl | Ex | CZ13 | cAVVG | Cap-Tons | 229.1836 | 139998.9062 | None | 875625.3411 | 189295.2915 | 293493.5 | 0 | 284805.6998 | 0 | 35683.755 | 72346.9294 | 36713.1984 | 16902.3765 | 16323.7872 | 0 | 16323.7872 | 0 | 243.5572 | 243.8579
AirCldScrewChlr-1.407kwpton | DEER2023 |  | 2022-03-14 19:29:42+00 | Any | Htl | Ex | CZ13 | cAVVG | Cap-Tons | 1 | 139998.9062 | None | 1012631.7431 | 189295.2915 | 293493.5 | 0 | 421812.1257 | 0 | 35683.755 | 72346.9294 | 36713.1984 | 16902.3765 | 16323.7872 | 0 | 16323.7872 | 0 | 318.6578 | 316.5442
AirCldScrewChlr-0.99kwpton-VarSpd | DEER2023 |  | 2022-03-14 20:36:10+00 | Any | Htl | Ex | CZ13 | cAVVG | Cap-Tons | 229.1836 | 139998.9062 | None | 887617.1898 | 189295.2915 | 293493.5 | 0 | 296797.4754 | 0 | 35683.755 | 72346.9294 | 36713.1984 | 16902.3765 | 16323.7872 | 0 | 16323.7872 | 0 | 250.1309 | 250.2197
AirCldScrewChlr-1.407kwpton-VarSpd | DEER2023 |  | 2022-03-14 20:36:10+00 | Any | Htl | Ex | CZ13 | cAVVG | Cap-Tons | 1 | 139998.9062 | None | 1012631.7431 | 189295.2915 | 293493.5 | 0 | 421812.1257 | 0 | 35683.755 | 72346.9294 | 36713.1984 | 16902.3765 | 16323.7872 | 0 | 16323.7872 | 0 | 318.6578 | 316.5442
WtrCldCentChlr-Conv-0.42kwpton | DEER2023 |  | 2022-03-14 21:09:18+00 | Any | Htl | Ex | CZ13 | cWVVG | Cap-Tons | 229.1836 | 139998.9062 | None | 801711.4028 | 189295.2915 | 293493.5 | 0 | 164093.102 | 2548.9853 | 79937.7492 | 72342.4682 | 36709.0744 | 16902.3749 | 16323.8677 | 0 | 16323.8677 | 0 | 169.2775 | 172.7637
WtrCldCentChlr-Conv-0.748kwpton | DEER2023 |  | 2022-03-14 21:09:18+00 | Any | Htl | Ex | CZ13 | cWVVG | Cap-Tons | 1 | 139998.9062 | None | 929682.2236 | 189295.2915 | 293493.5 | 0 | 292101.7938 | 2657.4763 | 79791.4621 | 72342.4713 | 36709.0744 | 16902.3749 | 16323.8677 | 0 | 16323.8677 | 0 | 221.2132 | 223.6679
WtrCldCentChlr-Conv-1Cmp-0.439kwpton-VarSpd-CndRlf | DEER2023 |  | 2022-03-14 22:16:50+00 | Any | Htl | Ex | CZ13 | cWVVG | Cap-Tons | 229.1836 | 139998.9062 | None | 730798.2625 | 189295.2915 | 293493.5 | 0 | 90061.6053 | 7020.7097 | 78586.9919 | 72339.8931 | 36707.3198 | 16902.3726 | 16324.8333 | 0 | 16324.8333 | 0 | 146.2117 | 150.7753
WtrCldCentChlr-Conv-1Cmp-0.748kwpton-VarSpd-CndRlf | DEER2023 |  | 2022-03-14 22:16:50+00 | Any | Htl | Ex | CZ13 | cWVVG | Cap-Tons | 1 | 139998.9062 | None | 793554.2821 | 189295.2915 | 293493.5 | 0 | 153048.93 | 7147.7026 | 78228.735 | 72339.8962 | 36707.3198 | 16902.3726 | 16324.8333 | 0 | 16324.8333 | 0 | 173.5572 | 177.9663
WtrCldCentChlr-NoFric-1Cmp-0.439kwpton-VarSpd-CndRlf | DEER2023 |  | 2022-03-14 22:54:12+00 | Any | Htl | Ex | CZ13 | cWVVG | Cap-Tons | 229.1836 | 139998.9062 | None | 731094.7015 | 189295.2915 | 293493.5 | 0 | 89916.6876 | 7067.3177 | 78981.6551 | 72340.0161 | 36706.9813 | 16902.3726 | 16323.9014 | 0 | 16323.9014 | 0 | 151.6061 | 155.9598
WtrCldCentChlr-NoFric-1Cmp-0.748kwpton-VarSpd-CndRlf | DEER2023 |  | 2022-03-14 22:54:12+00 | Any | Htl | Ex | CZ13 | cWVVG | Cap-Tons | 1 | 139998.9062 | None | 793889.6091 | 189295.2915 | 293493.5 | 0 | 152969.8966 | 7210.6319 | 78580.0426 | 72340.0143 | 36706.9839 | 16902.3726 | 16323.9014 | 0 | 16323.9014 | 0 | 182.7473 | 186.8003
WtrCldCentChlr-NoFric-2Cmp-0.439kwpton-VarSpd-CndRlf | DEER2023 |  | 2022-03-14 23:25:13+00 | Any | Htl | Ex | CZ13 | cWVVG | Cap-Tons | 229.1836 | 139998.9062 | None | 731325.5702 | 189295.2915 | 293493.5 | 0 | 90437.3418 | 7076.5499 | 78682.5087 | 72340.013 | 36706.9813 | 16902.3726 | 16323.9014 | 0 | 16323.9014 | 0 | 153.0651 | 157.3533
WtrCldCentChlr-NoFric-2Cmp-0.748kwpton-VarSpd-CndRlf | DEER2023 |  | 2022-03-14 23:25:13+00 | Any | Htl | Ex | CZ13 | cWVVG | Cap-Tons | 1 | 139998.9062 | None | 794437.8648 | 189295.2915 | 293493.5 | 0 | 153884.2953 | 7226.7238 | 78197.7227 | 72340.0161 | 36706.9839 | 16902.3726 | 16323.9014 | 0 | 16323.9014 | 0 | 185.2424 | 189.1846
WtrCldRecipChlr-0.42kwpton | DEER2023 |  | 2022-03-14 23:49:47+00 | Any | Htl | Ex | CZ13 | cWVVG | Cap-Tons | 229.1836 | 139998.9062 | None | 768529.3445 | 189295.2915 | 293493.5 | 0 | 128614.23 | 2638.0903 | 82139.1005 | 72348.8635 | 36715.1305 | 16902.3765 | 16323.7571 | 0 | 16323.7571 | 0 | 163.0197 | 167.03
WtrCldRecipChlr-0.748kwpton | DEER2023 |  | 2022-03-14 23:49:47+00 | Any | Htl | Ex | CZ13 | cWVVG | Cap-Tons | 1 | 139998.9062 | None | 868486.2883 | 189295.2915 | 293493.5 | 0 | 228770.3429 | 2721.1085 | 81856.9774 | 72348.8635 | 36715.1305 | 16902.3765 | 16323.7571 | 0 | 16323.7571 | 0 | 210.0623 | 213.2829
WtrCldScrewChlr-0.42kwpton | DEER2023 |  | 2022-03-15 00:09:29+00 | Any | Htl | Ex | CZ13 | cWVVG | Cap-Tons | 229.1836 | 139998.9062 | None | 772084.0434 | 189295.2915 | 293493.5 | 0 | 132794.8832 | 2667.7906 | 81483.5283 | 72348.8635 | 36715.1274 | 16902.3765 | 16323.7571 | 0 | 16323.7571 | 0 | 169.1945 | 173.0237
WtrCldScrewChlr-0.748kwpton | DEER2023 |  | 2022-03-15 00:09:29+00 | Any | Htl | Ex | CZ13 | cWVVG | Cap-Tons | 1 | 139998.9062 | None | 874240.2635 | 189295.2915 | 293493.5 | 0 | 235364.9329 | 2773.2874 | 80964.1122 | 72348.8661 | 36715.1274 | 16902.3765 | 16323.7571 | 0 | 16323.7571 | 0 | 221.0557 | 223.9573
WtrCldScrewChlr-0.439kwpton-VarSpd | DEER2023 |  | 2022-03-15 00:41:21+00 | Any | Htl | Ex | CZ13 | cWVVG | Cap-Tons | 229.1836 | 139998.9062 | None | 742818.7133 | 189295.2915 | 293493.5 | 0 | 103496.2208 | 2577.4642 | 81607.1812 | 72348.8533 | 36715.1206 | 16902.3765 | 16323.7571 | 0 | 16323.7571 | 0 | 151.1121 | 155.4897
WtrCldScrewChlr-0.748kwpton-VarSpd | DEER2023 |  | 2022-03-15 00:41:21+00 | Any | Htl | Ex | CZ13 | cWVVG | Cap-Tons | 1 | 139998.9062 | None | 814743.5 | 189295.2915 | 293493.5 | 0 | 175802.6335 | 2611.7348 | 81191.3613 | 72348.8559 | 36715.1225 | 16902.3765 | 16323.7571 | 0 | 16323.7571 | 0 | 185.1319 | 189.0575
AirCldRecipChlr-0.95kwpton | DEER2023 |  | 2022-03-14 18:21:41+00 | Any | Htl | Ex | CZ14 | cAVVG | Cap-Tons | 241.3902 | 139998.9062 | None | 796802.8856 | 189258.8813 | 293493.5 | 0 | 210533.476 | 0 | 33258.4354 | 70258.3782 | 32530.7994 | 19049.4635 | 19838.9307 | 0 | 19838.9307 | 0 | 226.4977 | 213.5472
AirCldRecipChlr-1.407kwpton | DEER2023 |  | 2022-03-14 18:21:41+00 | Any | Htl | Ex | CZ14 | cAVVG | Cap-Tons | 1 | 139998.9062 | None | 898080.6813 | 189258.8813 | 293493.5 | 0 | 311811.0804 | 0 | 33258.4354 | 70258.3782 | 32530.7994 | 19049.4635 | 19838.9307 | 0 | 19838.9307 | 0 | 293.6923 | 272.3717
AirCldScrewChlr-0.95kwpton | DEER2023 |  | 2022-03-14 19:29:42+00 | Any | Htl | Ex | CZ14 | cAVVG | Cap-Tons | 241.3902 | 139998.9062 | None | 842838.077 | 189258.8813 | 293493.5 | 0 | 256546.0053 | 0 | 33280.7234 | 70258.632 | 32531.0124 | 19049.4635 | 19838.9264 | 0 | 19838.9264 | 0 | 240.4324 | 225.2077
AirCldScrewChlr-1.407kwpton | DEER2023 |  | 2022-03-14 19:29:42+00 | Any | Htl | Ex | CZ14 | cAVVG | Cap-Tons | 1 | 139998.9062 | None | 966250.189 | 189258.8813 | 293493.5 | 0 | 379958.0742 | 0 | 33280.7234 | 70258.632 | 32531.0124 | 19049.4635 | 19838.9264 | 0 | 19838.9264 | 0 | 314.3307 | 289.642
AirCldScrewChlr-0.99kwpton-VarSpd | DEER2023 |  | 2022-03-14 20:36:10+00 | Any | Htl | Ex | CZ14 | cAVVG | Cap-Tons | 241.3902 | 139998.9062 | None | 853639.9742 | 189258.8813 | 293493.5 | 0 | 267347.9143 | 0 | 33280.7234 | 70258.632 | 32531.0124 | 19049.4635 | 19838.9264 | 0 | 19838.9264 | 0 | 246.9007 | 230.8477
AirCldScrewChlr-1.407kwpton-VarSpd | DEER2023 |  | 2022-03-14 20:36:10+00 | Any | Htl | Ex | CZ14 | cAVVG | Cap-Tons | 1 | 139998.9062 | None | 966250.189 | 189258.8813 | 293493.5 | 0 | 379958.0742 | 0 | 33280.7234 | 70258.632 | 32531.0124 | 19049.4635 | 19838.9264 | 0 | 19838.9264 | 0 | 314.3307 | 289.642
WtrCldCentChlr-Conv-0.42kwpton | DEER2023 |  | 2022-03-14 21:09:18+00 | Any | Htl | Ex | CZ14 | cWVVG | Cap-Tons | 241.3902 | 139998.9062 | None | 775170.9952 | 189258.8813 | 293493.5 | 0 | 147750.3576 | 749.7352 | 73663.6929 | 70254.6198 | 32527.6032 | 19049.4663 | 19839.023 | 0 | 19839.023 | 0 | 168.3078 | 165.5394
WtrCldCentChlr-Conv-0.748kwpton | DEER2023 |  | 2022-03-14 21:09:18+00 | Any | Htl | Ex | CZ14 | cWVVG | Cap-Tons | 1 | 139998.9062 | None | 890208.7611 | 189258.8813 | 293493.5 | 0 | 262884.8846 | 775.7034 | 73540.9501 | 70254.6198 | 32527.6032 | 19049.4663 | 19839.0212 | 0 | 19839.0212 | 0 | 220.5825 | 213.3914
WtrCldCentChlr-Conv-1Cmp-0.439kwpton-VarSpd-CndRlf | DEER2023 |  | 2022-03-14 22:16:50+00 | Any | Htl | Ex | CZ14 | cWVVG | Cap-Tons | 241.3902 | 139998.9062 | None | 712011.0153 | 189258.8813 | 293493.5 | 0 | 86740.1834 | 1616.0783 | 70655.8834 | 70246.2096 | 32519.2671 | 19049.4635 | 19838.7038 | 0 | 19838.7038 | 0 | 141.0994 | 141.0463
WtrCldCentChlr-Conv-1Cmp-0.748kwpton-VarSpd-CndRlf | DEER2023 |  | 2022-03-14 22:16:50+00 | Any | Htl | Ex | CZ14 | cWVVG | Cap-Tons | 1 | 139998.9062 | None | 771594.5179 | 189258.8813 | 293493.5 | 0 | 146791.9165 | 1622.1448 | 70181.5144 | 70246.213 | 32519.2711 | 19049.4663 | 19838.7038 | 0 | 19838.7038 | 0 | 170.0745 | 167.663
WtrCldCentChlr-NoFric-1Cmp-0.439kwpton-VarSpd-CndRlf | DEER2023 |  | 2022-03-14 22:54:12+00 | Any | Htl | Ex | CZ14 | cWVVG | Cap-Tons | 241.3902 | 139998.9062 | None | 707849.5048 | 189258.8813 | 293493.5 | 0 | 82182.3711 | 1620.926 | 71047.4202 | 70246.0843 | 32519.1682 | 19049.4635 | 19838.7038 | 0 | 19838.7038 | 0 | 144.5833 | 144.1134
WtrCldCentChlr-NoFric-1Cmp-0.748kwpton-VarSpd-CndRlf | DEER2023 |  | 2022-03-14 22:54:12+00 | Any | Htl | Ex | CZ14 | cWVVG | Cap-Tons | 1 | 139998.9062 | None | 764426.5184 | 189258.8813 | 293493.5 | 0 | 139269.4642 | 1631.8966 | 70526.3999 | 70246.0815 | 32519.1655 | 19049.4663 | 19838.7038 | 0 | 19838.7038 | 0 | 176.1998 | 173.0028
WtrCldCentChlr-NoFric-2Cmp-0.439kwpton-VarSpd-CndRlf | DEER2023 |  | 2022-03-14 23:25:13+00 | Any | Htl | Ex | CZ14 | cWVVG | Cap-Tons | 241.3902 | 139998.9062 | None | 705278.4108 | 189258.8813 | 293493.5 | 0 | 80162.2029 | 1622.0762 | 70495.3335 | 70246.087 | 32519.1682 | 19049.4635 | 19838.7038 | 0 | 19838.7038 | 0 | 145.3285 | 144.7683
WtrCldCentChlr-NoFric-2Cmp-0.748kwpton-VarSpd-CndRlf | DEER2023 |  | 2022-03-14 23:25:13+00 | Any | Htl | Ex | CZ14 | cWVVG | Cap-Tons | 1 | 139998.9062 | None | 760553.4068 | 189258.8813 | 293493.5 | 0 | 136010.0461 | 1634.0492 | 69910.4815 | 70246.0824 | 32519.1609 | 19049.4635 | 19838.7073 | 0 | 19838.7073 | 0 | 177.4689 | 174.1188
WtrCldRecipChlr-0.42kwpton | DEER2023 |  | 2022-03-14 23:49:47+00 | Any | Htl | Ex | CZ14 | cWVVG | Cap-Tons | 241.3902 | 139998.9062 | None | 739861.6335 | 189258.8813 | 293493.5 | 0 | 110098.2171 | 810.5855 | 75941.001 | 70259.1311 | 32531.4417 | 19049.4635 | 19838.9162 | 0 | 19838.9162 | 0 | 159.557 | 158.1677
WtrCldRecipChlr-0.748kwpton | DEER2023 |  | 2022-03-14 23:49:47+00 | Any | Htl | Ex | CZ14 | cWVVG | Cap-Tons | 1 | 139998.9062 | None | 824955.9344 | 189258.8813 | 293493.5 | 0 | 195527.4349 | 827.748 | 75588.9826 | 70259.1296 | 32531.4417 | 19049.4635 | 19838.9162 | 0 | 19838.9162 | 0 | 204.9933 | 199.95
WtrCldScrewChlr-0.42kwpton | DEER2023 |  | 2022-03-15 00:09:29+00 | Any | Htl | Ex | CZ14 | cWVVG | Cap-Tons | 241.3902 | 139998.9062 | None | 739673.3519 | 189258.8813 | 293493.5 | 0 | 110865.6121 | 828.268 | 74967.64 | 70259.1503 | 32531.4532 | 19049.4635 | 19838.9162 | 0 | 19838.9162 | 0 | 168.2099 | 165.991
WtrCldScrewChlr-0.748kwpton | DEER2023 |  | 2022-03-15 00:09:29+00 | Any | Htl | Ex | CZ14 | cWVVG | Cap-Tons | 1 | 139998.9062 | None | 824081.8444 | 189258.8813 | 293493.5 | 0 | 195938.9306 | 858.0621 | 74273.0388 | 70259.1503 | 32531.4532 | 19049.4635 | 19838.9143 | 0 | 19838.9143 | 0 | 220.4057 | 213.8824
WtrCldScrewChlr-0.439kwpton-VarSpd | DEER2023 |  | 2022-03-15 00:41:21+00 | Any | Htl | Ex | CZ14 | cWVVG | Cap-Tons | 241.3902 | 139998.9062 | None | 716266.6394 | 189258.8813 | 293493.5 | 0 | 87414.7272 | 783.7612 | 75056.3363 | 70259.1503 | 32531.4532 | 19049.4635 | 19838.9162 | 0 | 19838.9162 | 0 | 147.2193 | 147.2666
WtrCldScrewChlr-0.748kwpton-VarSpd | DEER2023 |  | 2022-03-15 00:41:21+00 | Any | Htl | Ex | CZ14 | cWVVG | Cap-Tons | 1 | 139998.9062 | None | 776298.659 | 189258.8813 | 293493.5 | 0 | 147980.1581 | 781.8826 | 74524.7091 | 70259.1503 | 32531.4532 | 19049.4635 | 19838.9162 | 0 | 19838.9162 | 0 | 179.4884 | 177.2525
AirCldRecipChlr-0.95kwpton | DEER2023 |  | 2022-03-14 18:21:41+00 | Any | Htl | Ex | CZ15 | cAVVG | Cap-Tons | 307.5475 | 139998.9062 | None | 1001446.5155 | 189297.3466 | 293493.5 | 0 | 397133.0492 | 0 | 40320.2817 | 81202.1427 | 51471.6086 | 7164.747 | 10256.3967 | 0 | 10256.3967 | 0 | 290.1112 | 272.6773
AirCldRecipChlr-1.407kwpton | DEER2023 |  | 2022-03-14 18:21:41+00 | Any | Htl | Ex | CZ15 | cAVVG | Cap-Tons | 1 | 139998.9062 | None | 1192488.6939 | 189297.3466 | 293493.5 | 0 | 588174.8753 | 0 | 40320.2817 | 81202.1427 | 51471.6086 | 7164.747 | 10256.3967 | 0 | 10256.3967 | 0 | 385.2218 | 357.8616
AirCldScrewChlr-0.95kwpton | DEER2023 |  | 2022-03-14 19:29:42+00 | Any | Htl | Ex | CZ15 | cAVVG | Cap-Tons | 307.5475 | 139998.9062 | None | 1071805.7613 | 189297.3466 | 293493.5 | 0 | 467512.2145 | 0 | 40300.1405 | 81202.0366 | 51471.5018 | 7164.7466 | 10256.3976 | 0 | 10256.3976 | 0 | 312.3308 | 293.3329
AirCldScrewChlr-1.407kwpton | DEER2023 |  | 2022-03-14 19:29:42+00 | Any | Htl | Ex | CZ15 | cAVVG | Cap-Tons | 1 | 139998.9062 | None | 1296703.5216 | 189297.3466 | 293493.5 | 0 | 692410.2404 | 0 | 40300.1405 | 81202.0366 | 51471.5018 | 7164.7466 | 10256.3976 | 0 | 10256.3976 | 0 | 418.1301 | 388.4534
AirCldScrewChlr-0.99kwpton-VarSpd | DEER2023 |  | 2022-03-14 20:36:10+00 | Any | Htl | Ex | CZ15 | cAVVG | Cap-Tons | 307.5475 | 139998.9062 | None | 1091490.4029 | 189297.3466 | 293493.5 | 0 | 487196.9801 | 0 | 40300.1405 | 81202.0366 | 51471.5018 | 7164.7466 | 10256.3976 | 0 | 10256.3976 | 0 | 321.5912 | 301.6583
AirCldScrewChlr-1.407kwpton-VarSpd | DEER2023 |  | 2022-03-14 20:36:10+00 | Any | Htl | Ex | CZ15 | cAVVG | Cap-Tons | 1 | 139998.9062 | None | 1296703.5216 | 189297.3466 | 293493.5 | 0 | 692410.2404 | 0 | 40300.1405 | 81202.0366 | 51471.5018 | 7164.7466 | 10256.3976 | 0 | 10256.3976 | 0 | 418.1301 | 388.4534
WtrCldCentChlr-Conv-0.42kwpton | DEER2023 |  | 2022-03-14 21:09:18+00 | Any | Htl | Ex | CZ15 | cWVVG | Cap-Tons | 307.5475 | 139998.9062 | None | 922151.3867 | 189297.3466 | 293493.5 | 0 | 251995.6018 | 2018.8799 | 104154.5454 | 81191.0732 | 51461.336 | 7164.748 | 10256.4776 | 0 | 10256.4776 | 0 | 195.7285 | 190.6756
WtrCldCentChlr-Conv-0.748kwpton | DEER2023 |  | 2022-03-14 21:09:18+00 | Any | Htl | Ex | CZ15 | cWVVG | Cap-Tons | 1 | 139998.9062 | None | 1118485.5391 | 189297.3466 | 293493.5 | 0 | 448450.6756 | 2089.4101 | 103963.5231 | 81191.0715 | 51461.3347 | 7164.748 | 10256.4775 | 0 | 10256.4775 | 0 | 261.9072 | 251.9728
WtrCldCentChlr-Conv-1Cmp-0.439kwpton-VarSpd-CndRlf | DEER2023 |  | 2022-03-14 22:16:50+00 | Any | Htl | Ex | CZ15 | cWVVG | Cap-Tons | 307.5475 | 139998.9062 | None | 819481.0119 | 189297.3466 | 293493.5 | 0 | 150715.1818 | 5091.4784 | 99705.1004 | 81178.0886 | 51450.9641 | 7164.7474 | 10256.3881 | 0 | 10256.3881 | 0 | 160.5496 | 159.5091
WtrCldCentChlr-Conv-1Cmp-0.748kwpton-VarSpd-CndRlf | DEER2023 |  | 2022-03-14 22:16:50+00 | Any | Htl | Ex | CZ15 | cWVVG | Cap-Tons | 1 | 139998.9062 | None | 923991.7731 | 189297.3466 | 293493.5 | 0 | 255648.2899 | 5142.8532 | 99231.4229 | 81178.0943 | 51450.9641 | 7164.7482 | 10256.3896 | 0 | 10256.3896 | 0 | 195.1401 | 193.1098
WtrCldCentChlr-NoFric-1Cmp-0.439kwpton-VarSpd-CndRlf | DEER2023 |  | 2022-03-14 22:54:12+00 | Any | Htl | Ex | CZ15 | cWVVG | Cap-Tons | 307.5475 | 139998.9062 | None | 815297.4603 | 189297.3466 | 293493.5 | 0 | 146122.2387 | 5111.5367 | 100094.2062 | 81178.2549 | 51451.0897 | 7164.7482 | 10256.3965 | 0 | 10256.3965 | 0 | 165.3931 | 163.4709
WtrCldCentChlr-NoFric-1Cmp-0.748kwpton-VarSpd-CndRlf | DEER2023 |  | 2022-03-14 22:54:12+00 | Any | Htl | Ex | CZ15 | cWVVG | Cap-Tons | 1 | 139998.9062 | None | 916894.7191 | 189297.3466 | 293493.5 | 0 | 248198.6795 | 5172.9146 | 99553.7041 | 81178.374 | 51450.6146 | 7164.7475 | 10256.4691 | 0 | 10256.4691 | 0 | 203.3695 | 199.8596
WtrCldCentChlr-NoFric-2Cmp-0.439kwpton-VarSpd-CndRlf | DEER2023 |  | 2022-03-14 23:25:13+00 | Any | Htl | Ex | CZ15 | cWVVG | Cap-Tons | 307.5475 | 139998.9062 | None | 812969.5607 | 189297.3466 | 293493.5 | 0 | 144224.4505 | 5114.6663 | 99661.0604 | 81178.2549 | 51451.0897 | 7164.7477 | 10256.3943 | 0 | 10256.3943 | 0 | 166.5341 | 164.4431
WtrCldCentChlr-NoFric-2Cmp-0.748kwpton-VarSpd-CndRlf | DEER2023 |  | 2022-03-14 23:25:13+00 | Any | Htl | Ex | CZ15 | cWVVG | Cap-Tons | 1 | 139998.9062 | None | 913266.2386 | 189297.3466 | 293493.5 | 0 | 245087.8115 | 5178.7856 | 99030.2993 | 81178.2549 | 51451.085 | 7164.7475 | 10256.3943 | 0 | 10256.3943 | 0 | 205.3133 | 201.5159
WtrCldRecipChlr-0.42kwpton | DEER2023 |  | 2022-03-14 23:49:47+00 | Any | Htl | Ex | CZ15 | cWVVG | Cap-Tons | 307.5475 | 139998.9062 | None | 869920.1245 | 189297.3466 | 293493.5 | 0 | 195247.1338 | 2181.9723 | 108499.1068 | 81200.738 | 51470.2713 | 7164.7476 | 10256.4466 | 0 | 10256.4466 | 0 | 184.8939 | 181.7788
WtrCldRecipChlr-0.748kwpton | DEER2023 |  | 2022-03-14 23:49:47+00 | Any | Htl | Ex | CZ15 | cWVVG | Cap-Tons | 1 | 139998.9062 | None | 1021278.4516 | 189297.3466 | 293493.5 | 0 | 346976.5938 | 2230.5749 | 108079.2194 | 81200.7363 | 51470.2745 | 7164.7476 | 10256.4425 | 0 | 10256.4425 | 0 | 242.6085 | 235.146
WtrCldScrewChlr-0.42kwpton | DEER2023 |  | 2022-03-15 00:09:29+00 | Any | Htl | Ex | CZ15 | cWVVG | Cap-Tons | 307.5475 | 139998.9062 | None | 881268.7392 | 189297.3466 | 293493.5 | 0 | 207414.6885 | 2222.1267 | 107640.0599 | 81200.733 | 51470.2745 | 7164.7476 | 10256.4466 | 0 | 10256.4466 | 0 | 195.6438 | 192.0088
WtrCldScrewChlr-0.748kwpton | DEER2023 |  | 2022-03-15 00:09:29+00 | Any | Htl | Ex | CZ15 | cWVVG | Cap-Tons | 1 | 139998.9062 | None | 1040475.0617 | 189297.3466 | 293493.5 | 0 | 367270.1715 | 2300.3066 | 106912.7448 | 81200.738 | 51470.2745 | 7164.7476 | 10256.4466 | 0 | 10256.4466 | 0 | 261.7586 | 253.3654
WtrCldScrewChlr-0.439kwpton-VarSpd | DEER2023 |  | 2022-03-15 00:41:21+00 | Any | Htl | Ex | CZ15 | cWVVG | Cap-Tons | 307.5475 | 139998.9062 | None | 830480.6653 | 189297.3466 | 293493.5 | 0 | 156630.1846 | 2119.5186 | 107739.1244 | 81200.738 | 51470.2745 | 7164.7476 | 10256.4466 | 0 | 10256.4466 | 0 | 169.108 | 167.5579
WtrCldScrewChlr-0.748kwpton-VarSpd | DEER2023 |  | 2022-03-15 00:41:21+00 | Any | Htl | Ex | CZ15 | cWVVG | Cap-Tons | 1 | 139998.9062 | None | 938790.1611 | 189297.3466 | 293493.5 | 0 | 265474.8294 | 2122.8413 | 107200.6045 | 81200.738 | 51470.2764 | 7164.7478 | 10256.4466 | 0 | 10256.4466 | 0 | 210.0216 | 205.6497
AirCldRecipChlr-0.95kwpton | DEER2023 |  | 2022-03-14 18:21:41+00 | Any | Htl | Ex | CZ16 | cAVVG | Cap-Tons | 137.6643 | 139998.9062 | None | 672235.8676 | 189199.1567 | 293493.5 | 0 | 96299.6636 | 0 | 23662.7701 | 69580.4361 | 21658.5121 | 33178.6501 | 31278.2854 | 0 | 31278.2854 | 0 | 155.6112 | 148.4186
AirCldRecipChlr-1.407kwpton | DEER2023 |  | 2022-03-14 18:21:41+00 | Any | Htl | Ex | CZ16 | cAVVG | Cap-Tons | 1 | 139998.9062 | None | 718561.0403 | 189199.1567 | 293493.5 | 0 | 142624.86 | 0 | 23662.7701 | 69580.4361 | 21658.5121 | 33178.6501 | 31278.2854 | 0 | 31278.2854 | 0 | 190.3423 | 177.801
AirCldScrewChlr-0.95kwpton | DEER2023 |  | 2022-03-14 19:29:42+00 | Any | Htl | Ex | CZ16 | cAVVG | Cap-Tons | 137.6643 | 139998.9062 | None | 698577.6835 | 189199.1567 | 293493.5 | 0 | 122567.5662 | 0 | 23735.0843 | 69581.984 | 21659.6159 | 33178.6469 | 31278.2213 | 0 | 31278.2213 | 0 | 163.1462 | 155.5695
AirCldScrewChlr-1.407kwpton | DEER2023 |  | 2022-03-14 19:29:42+00 | Any | Htl | Ex | CZ16 | cAVVG | Cap-Tons | 1 | 139998.9062 | None | 757539.0395 | 189199.1567 | 293493.5 | 0 | 181528.9796 | 0 | 23735.0843 | 69581.984 | 21659.6159 | 33178.6469 | 31278.2213 | 0 | 31278.2213 | 0 | 201.5024 | 188.3924
AirCldScrewChlr-0.99kwpton-VarSpd | DEER2023 |  | 2022-03-14 20:36:10+00 | Any | Htl | Ex | CZ16 | cAVVG | Cap-Tons | 137.6643 | 139998.9062 | None | 703738.3241 | 189199.1567 | 293493.5 | 0 | 127728.2823 | 0 | 23735.0843 | 69581.984 | 21659.6159 | 33178.6469 | 31278.2213 | 0 | 31278.2213 | 0 | 166.5033 | 158.4426
AirCldScrewChlr-1.407kwpton-VarSpd | DEER2023 |  | 2022-03-14 20:36:10+00 | Any | Htl | Ex | CZ16 | cAVVG | Cap-Tons | 1 | 139998.9062 | None | 757539.0395 | 189199.1567 | 293493.5 | 0 | 181528.9796 | 0 | 23735.0843 | 69581.984 | 21659.6159 | 33178.6469 | 31278.2213 | 0 | 31278.2213 | 0 | 201.5024 | 188.3924
WtrCldCentChlr-Conv-0.42kwpton | DEER2023 |  | 2022-03-14 21:09:18+00 | Any | Htl | Ex | CZ16 | cWVVG | Cap-Tons | 137.7151 | 139998.9062 | None | 675204.3557 | 189199.1567 | 293493.5 | 0 | 78056.0402 | 840.5141 | 44032.9067 | 69581.8607 | 21659.5025 | 33178.6469 | 31278.2234 | 0 | 31278.2234 | 0 | 134.4531 | 132.5025
WtrCldCentChlr-Conv-0.748kwpton | DEER2023 |  | 2022-03-14 21:09:18+00 | Any | Htl | Ex | CZ16 | cWVVG | Cap-Tons | 1 | 139998.9062 | None | 736185.4605 | 189199.1567 | 293493.5 | 0 | 138970.1673 | 878.7532 | 44061.7758 | 69581.8588 | 21659.4996 | 33178.6469 | 31278.2234 | 0 | 31278.2234 | 0 | 167.4587 | 161.6609
WtrCldCentChlr-Conv-1Cmp-0.439kwpton-VarSpd-CndRlf | DEER2023 |  | 2022-03-14 22:16:50+00 | Any | Htl | Ex | CZ16 | cWVVG | Cap-Tons | 137.7151 | 139998.9062 | None | 637894.7912 | 189199.1567 | 293493.5 | 0 | 40126.8334 | 1814.5843 | 43678.8085 | 69581.5587 | 21659.4914 | 33178.6469 | 31278.2368 | 0 | 31278.2368 | 0 | 118.5475 | 118.2023
WtrCldCentChlr-Conv-1Cmp-0.748kwpton-VarSpd-CndRlf | DEER2023 |  | 2022-03-14 22:16:50+00 | Any | Htl | Ex | CZ16 | cWVVG | Cap-Tons | 1 | 139998.9062 | None | 665866.7303 | 189199.1567 | 293493.5 | 0 | 68251.0594 | 1832.0966 | 43509.0162 | 69581.5587 | 21659.4894 | 33178.6469 | 31278.2368 | 0 | 31278.2368 | 0 | 136.4372 | 133.8565
WtrCldCentChlr-NoFric-1Cmp-0.439kwpton-VarSpd-CndRlf | DEER2023 |  | 2022-03-14 22:54:12+00 | Any | Htl | Ex | CZ16 | cWVVG | Cap-Tons | 137.7151 | 139998.9062 | None | 638563.3778 | 189199.1567 | 293493.5 | 0 | 40600.8272 | 1830.2834 | 43857.4671 | 69581.8368 | 21659.4886 | 33178.6469 | 31278.2262 | 0 | 31278.2262 | 0 | 122.0112 | 121.19
WtrCldCentChlr-NoFric-1Cmp-0.748kwpton-VarSpd-CndRlf | DEER2023 |  | 2022-03-14 22:54:12+00 | Any | Htl | Ex | CZ16 | cWVVG | Cap-Tons | 1 | 139998.9062 | None | 666880.3494 | 189199.1567 | 293493.5 | 0 | 69094.122 | 1856.0821 | 43655.3615 | 69581.8387 | 21659.4886 | 33178.6469 | 31278.2262 | 0 | 31278.2262 | 0 | 142.3387 | 138.947
WtrCldCentChlr-NoFric-2Cmp-0.439kwpton-VarSpd-CndRlf | DEER2023 |  | 2022-03-14 23:25:13+00 | Any | Htl | Ex | CZ16 | cWVVG | Cap-Tons | 137.7151 | 139998.9062 | None | 638822.6373 | 189199.1567 | 293493.5 | 0 | 41045.5361 | 1834.5913 | 43667.6782 | 69581.8368 | 21659.4886 | 33178.6469 | 31278.2262 | 0 | 31278.2262 | 0 | 122.7661 | 121.8777
WtrCldCentChlr-NoFric-2Cmp-0.748kwpton-VarSpd-CndRlf | DEER2023 |  | 2022-03-14 23:25:13+00 | Any | Htl | Ex | CZ16 | cWVVG | Cap-Tons | 1 | 139998.9062 | None | 667451.2584 | 189199.1567 | 293493.5 | 0 | 69874.3411 | 1863.4207 | 43438.6702 | 69581.8387 | 21659.4886 | 33178.6469 | 31278.2262 | 0 | 31278.2262 | 0 | 143.6251 | 140.1188
WtrCldRecipChlr-0.42kwpton | DEER2023 |  | 2022-03-14 23:49:47+00 | Any | Htl | Ex | CZ16 | cWVVG | Cap-Tons | 137.7151 | 139998.9062 | None | 658340.8122 | 189199.1567 | 293493.5 | 0 | 60217.636 | 861.4703 | 44983.9122 | 69584.8388 | 21664.3619 | 33178.6465 | 31278.0647 | 0 | 31278.0647 | 0 | 131.0638 | 129.5415
WtrCldRecipChlr-0.748kwpton | DEER2023 |  | 2022-03-14 23:49:47+00 | Any | Htl | Ex | CZ16 | cWVVG | Cap-Tons | 1 | 139998.9062 | None | 705161.9455 | 189199.1567 | 293493.5 | 0 | 107116.878 | 890.6994 | 44876.5465 | 69584.8388 | 21664.3619 | 33178.6465 | 31278.0647 | 0 | 31278.0647 | 0 | 161.4227 | 156.2014
WtrCldScrewChlr-0.42kwpton | DEER2023 |  | 2022-03-15 00:09:29+00 | Any | Htl | Ex | CZ16 | cWVVG | Cap-Tons | 137.7151 | 139998.9062 | None | 655632.2047 | 189199.1567 | 293493.5 | 0 | 58015.6461 | 871.6158 | 44467.0534 | 69584.8388 | 21664.3619 | 33178.6465 | 31278.0647 | 0 | 31278.0647 | 0 | 134.3911 | 132.565
WtrCldScrewChlr-0.748kwpton | DEER2023 |  | 2022-03-15 00:09:29+00 | Any | Htl | Ex | CZ16 | cWVVG | Cap-Tons | 1 | 139998.9062 | None | 700266.7186 | 189199.1567 | 293493.5 | 0 | 102881.0237 | 908.3935 | 44199.4669 | 69584.8388 | 21664.3619 | 33178.6465 | 31278.0647 | 0 | 31278.0647 | 0 | 167.3485 | 161.5862
WtrCldScrewChlr-0.439kwpton-VarSpd | DEER2023 |  | 2022-03-15 00:41:21+00 | Any | Htl | Ex | CZ16 | cWVVG | Cap-Tons | 137.7151 | 139998.9062 | None | 645332.5932 | 189199.1567 | 293493.5 | 0 | 47678.7838 | 837.8692 | 44538.1592 | 69584.8009 | 21664.3299 | 33178.6465 | 31278.0675 | 0 | 31278.0675 | 0 | 124.0093 | 123.1881
WtrCldScrewChlr-0.748kwpton-VarSpd | DEER2023 |  | 2022-03-15 00:41:21+00 | Any | Htl | Ex | CZ16 | cWVVG | Cap-Tons | 1 | 139998.9062 | None | 678458.3525 | 189199.1567 | 293493.5 | 0 | 80992.9516 | 849.103 | 44338.4695 | 69584.8009 | 21664.327 | 33178.6465 | 31278.0675 | 0 | 31278.0675 | 0 | 146.4053 | 142.7449
AirCldRecipChlr-0.95kwpton | DEER2023 |  | 2022-03-14 18:21:41+00 | Any | Htl | Old | CZ01 | cAVVG | Cap-Tons | 189.4358 | 139998.9062 | None | 746161.1358 | 189674.2969 | 323643.5209 | 0 | 71123.6115 | 0 | 79456.4318 | 82264.0649 | 16620.9254 | 55390.8277 | 38762.8401 | 0 | 38762.8401 | 0 | 172.8321 | 157.6943
AirCldRecipChlr-1.407kwpton | DEER2023 |  | 2022-03-14 18:21:41+00 | Any | Htl | Old | CZ01 | cAVVG | Cap-Tons | 1 | 139998.9062 | None | 780375.3747 | 189674.2969 | 323643.5209 | 0 | 105337.7806 | 0 | 79456.4318 | 82264.0649 | 16620.9254 | 55390.8277 | 38762.8401 | 0 | 38762.8401 | 0 | 208.4075 | 184.4894
AirCldScrewChlr-0.95kwpton | DEER2023 |  | 2022-03-14 19:29:42+00 | Any | Htl | Old | CZ01 | cAVVG | Cap-Tons | 189.4358 | 139998.9062 | None | 778340.7509 | 189674.2969 | 323643.5209 | 0 | 103293.5315 | 0 | 79465.7465 | 82264.3445 | 16621.1914 | 55390.8192 | 38762.7957 | 0 | 38762.7957 | 0 | 184.0979 | 167.9429
AirCldScrewChlr-1.407kwpton | DEER2023 |  | 2022-03-14 19:29:42+00 | Any | Htl | Old | CZ01 | cAVVG | Cap-Tons | 1 | 139998.9062 | None | 828030.3014 | 189674.2969 | 323643.5209 | 0 | 152983.164 | 0 | 79465.7465 | 82264.3445 | 16621.1914 | 55390.8192 | 38762.7957 | 0 | 38762.7957 | 0 | 225.0914 | 199.6678
AirCldScrewChlr-0.99kwpton-VarSpd | DEER2023 |  | 2022-03-14 20:36:10+00 | Any | Htl | Old | CZ01 | cAVVG | Cap-Tons | 189.4358 | 139998.9062 | None | 782690.0589 | 189674.2969 | 323643.5209 | 0 | 107642.7324 | 0 | 79465.7465 | 82264.3445 | 16621.1914 | 55390.8192 | 38762.7957 | 0 | 38762.7957 | 0 | 187.6858 | 170.7193
AirCldScrewChlr-1.407kwpton-VarSpd | DEER2023 |  | 2022-03-14 20:36:10+00 | Any | Htl | Old | CZ01 | cAVVG | Cap-Tons | 1 | 139998.9062 | None | 828030.3014 | 189674.2969 | 323643.5209 | 0 | 152983.164 | 0 | 79465.7465 | 82264.3445 | 16621.1914 | 55390.8192 | 38762.7957 | 0 | 38762.7957 | 0 | 225.0914 | 199.6678
WtrCldCentChlr-Conv-0.42kwpton | DEER2023 |  | 2022-03-14 21:09:18+00 | Any | Htl | Old | CZ01 | cWVVG | Cap-Tons | 189.4358 | 139998.9062 | None | 770976.0113 | 189674.2969 | 323643.5209 | 0 | 72208.5973 | 419.135 | 102766.7189 | 82264.4155 | 16621.2544 | 55390.8227 | 38762.7834 | 0 | 38762.7834 | 0 | 157.7574 | 149.1498
WtrCldCentChlr-Conv-0.748kwpton | DEER2023 |  | 2022-03-14 21:09:18+00 | Any | Htl | Old | CZ01 | cWVVG | Cap-Tons | 1 | 139998.9062 | None | 827267.4256 | 189674.2969 | 323643.5209 | 0 | 128527.7235 | 436.097 | 102722.1901 | 82264.4155 | 16621.2544 | 55390.8227 | 38762.7834 | 0 | 38762.7834 | 0 | 195.7927 | 179.4582
WtrCldCentChlr-Conv-1Cmp-0.439kwpton-VarSpd-CndRlf | DEER2023 |  | 2022-03-14 22:16:50+00 | Any | Htl | Old | CZ01 | cWVVG | Cap-Tons | 189.4358 | 139998.9062 | None | 731935.2867 | 189674.2969 | 323643.5209 | 0 | 32554.9607 | 1284.1804 | 102514.6856 | 82264.4127 | 16621.2536 | 55390.8227 | 38762.7881 | 0 | 38762.7881 | 0 | 141.072 | 134.8851
WtrCldCentChlr-Conv-1Cmp-0.748kwpton-VarSpd-CndRlf | DEER2023 |  | 2022-03-14 22:16:50+00 | Any | Htl | Old | CZ01 | cWVVG | Cap-Tons | 1 | 139998.9062 | None | 754205.6698 | 189674.2969 | 323643.5209 | 0 | 55211.9398 | 1265.4088 | 102146.8844 | 82264.4127 | 16621.2536 | 55390.8227 | 38762.7881 | 0 | 38762.7881 | 0 | 162.2903 | 151.2214
WtrCldCentChlr-NoFric-1Cmp-0.439kwpton-VarSpd-CndRlf | DEER2023 |  | 2022-03-14 22:54:12+00 | Any | Htl | Old | CZ01 | cWVVG | Cap-Tons | 189.4358 | 139998.9062 | None | 730424.5352 | 189674.2969 | 323643.5209 | 0 | 30937.0976 | 1289.803 | 102616.1113 | 82264.4188 | 16621.2595 | 55390.8227 | 38762.7834 | 0 | 38762.7834 | 0 | 144.6071 | 137.5026
WtrCldCentChlr-NoFric-1Cmp-0.748kwpton-VarSpd-CndRlf | DEER2023 |  | 2022-03-14 22:54:12+00 | Any | Htl | Old | CZ01 | cWVVG | Cap-Tons | 1 | 139998.9062 | None | 751743.1094 | 189674.2969 | 323643.5209 | 0 | 52573.7659 | 1275.0336 | 102312.8594 | 82264.4188 | 16621.2595 | 55390.8227 | 38762.7834 | 0 | 38762.7834 | 0 | 168.3154 | 155.6819
WtrCldCentChlr-NoFric-2Cmp-0.439kwpton-VarSpd-CndRlf | DEER2023 |  | 2022-03-14 23:25:13+00 | Any | Htl | Old | CZ01 | cWVVG | Cap-Tons | 189.4358 | 139998.9062 | None | 730186.0488 | 189674.2969 | 323643.5209 | 0 | 30903.7823 | 1292.8032 | 102408.1093 | 82264.4188 | 16621.2595 | 55390.8227 | 38762.7834 | 0 | 38762.7834 | 0 | 145.3878 | 138.1553
WtrCldCentChlr-NoFric-2Cmp-0.748kwpton-VarSpd-CndRlf | DEER2023 |  | 2022-03-14 23:25:13+00 | Any | Htl | Old | CZ01 | cWVVG | Cap-Tons | 1 | 139998.9062 | None | 751351.897 | 189674.2969 | 323643.5209 | 0 | 52535.1661 | 1280.9267 | 101954.3931 | 82264.4188 | 16621.2595 | 55390.8227 | 38762.7834 | 0 | 38762.7834 | 0 | 169.6447 | 156.7935
WtrCldRecipChlr-0.42kwpton | DEER2023 |  | 2022-03-14 23:49:47+00 | Any | Htl | Old | CZ01 | cWVVG | Cap-Tons | 189.4358 | 139998.9062 | None | 749792.3073 | 189674.2969 | 323643.5209 | 0 | 50681.772 | 414.7127 | 103114.0463 | 82264.744 | 16620.2692 | 55390.8138 | 38762.7183 | 0 | 38762.7183 | 0 | 154.9992 | 146.233
WtrCldRecipChlr-0.748kwpton | DEER2023 |  | 2022-03-14 23:49:47+00 | Any | Htl | Old | CZ01 | cWVVG | Cap-Tons | 1 | 139998.9062 | None | 788914.4587 | 189674.2969 | 323643.5209 | 0 | 90032.3932 | 420.4707 | 102879.8712 | 82264.744 | 16620.2692 | 55390.8138 | 38762.7183 | 0 | 38762.7183 | 0 | 189.8075 | 173.4312
WtrCldScrewChlr-0.42kwpton | DEER2023 |  | 2022-03-15 00:09:29+00 | Any | Htl | Old | CZ01 | cWVVG | Cap-Tons | 189.4358 | 139998.9062 | None | 745646.8696 | 189674.2969 | 323643.5209 | 0 | 47039.9066 | 422.7698 | 102602.3833 | 82264.744 | 16620.2692 | 55390.8138 | 38762.7183 | 0 | 38762.7183 | 0 | 159.0727 | 149.3849
WtrCldScrewChlr-0.748kwpton | DEER2023 |  | 2022-03-15 00:09:29+00 | Any | Htl | Old | CZ01 | cWVVG | Cap-Tons | 1 | 139998.9062 | None | 780892.3201 | 189674.2969 | 323643.5209 | 0 | 82834.1923 | 434.2303 | 102042.2087 | 82264.744 | 16620.2692 | 55390.8138 | 38762.7183 | 0 | 38762.7183 | 0 | 197.0626 | 179.0301
WtrCldScrewChlr-0.439kwpton-VarSpd | DEER2023 |  | 2022-03-15 00:41:21+00 | Any | Htl | Old | CZ01 | cWVVG | Cap-Tons | 189.4358 | 139998.9062 | None | 738121.9303 | 189674.2969 | 323643.5209 | 0 | 39430.4631 | 393.665 | 102716.0271 | 82264.7267 | 16620.2499 | 55390.8138 | 38762.7229 | 0 | 38762.7229 | 0 | 146.25 | 139.2522
WtrCldScrewChlr-0.748kwpton-VarSpd | DEER2023 |  | 2022-03-15 00:41:21+00 | Any | Htl | Old | CZ01 | cWVVG | Cap-Tons | 1 | 139998.9062 | None | 765064.7785 | 189674.2969 | 323643.5209 | 0 | 66751.6632 | 385.5148 | 102345.8186 | 82264.7267 | 16620.2499 | 55390.8138 | 38762.7229 | 0 | 38762.7229 | 0 | 171.4649 | 158.8438
AirCldRecipChlr-0.95kwpton | DEER2023 |  | 2022-03-14 18:21:41+00 | Any | Htl | Old | CZ02 | cAVVG | Cap-Tons | 285.9359 | 139998.9062 | None | 920872.952 | 189674.2969 | 322791.7459 | 0 | 215181.5577 | 0 | 93696.1992 | 99529.747 | 37788.9255 | 38131.9899 | 35608.3661 | 0 | 35608.3661 | 0 | 283.3752 | 247.5396
AirCldRecipChlr-1.407kwpton | DEER2023 |  | 2022-03-14 18:21:41+00 | Any | Htl | Old | CZ02 | cAVVG | Cap-Tons | 1 | 139998.9062 | None | 1024386.7771 | 189674.2969 | 322791.7459 | 0 | 318695.1003 | 0 | 93696.1992 | 99529.747 | 37788.9255 | 38131.9899 | 35608.3661 | 0 | 35608.3661 | 0 | 366.9183 | 312.909
AirCldScrewChlr-0.95kwpton | DEER2023 |  | 2022-03-14 19:29:42+00 | Any | Htl | Old | CZ02 | cAVVG | Cap-Tons | 285.9359 | 139998.9062 | None | 975949.119 | 189674.2969 | 322791.7459 | 0 | 270187.6861 | 0 | 93764.5359 | 99531.4085 | 37790.7409 | 38131.9899 | 35608.4938 | 0 | 35608.4938 | 0 | 297.5602 | 260.8851
AirCldScrewChlr-1.407kwpton | DEER2023 |  | 2022-03-14 19:29:42+00 | Any | Htl | Old | CZ02 | cAVVG | Cap-Tons | 1 | 139998.9062 | None | 1105923.5632 | 189674.2969 | 322791.7459 | 0 | 400162.1965 | 0 | 93764.5359 | 99531.4085 | 37790.7409 | 38131.9899 | 35608.4938 | 0 | 35608.4938 | 0 | 387.9273 | 332.6737
AirCldScrewChlr-0.99kwpton-VarSpd | DEER2023 |  | 2022-03-14 20:36:10+00 | Any | Htl | Old | CZ02 | cAVVG | Cap-Tons | 285.9359 | 139998.9062 | None | 987325.5383 | 189674.2969 | 322791.7459 | 0 | 281564.0215 | 0 | 93764.5359 | 99531.4085 | 37790.7409 | 38131.9899 | 35608.4938 | 0 | 35608.4938 | 0 | 305.47 | 267.1684
AirCldScrewChlr-1.407kwpton-VarSpd | DEER2023 |  | 2022-03-14 20:36:10+00 | Any | Htl | Old | CZ02 | cAVVG | Cap-Tons | 1 | 139998.9062 | None | 1105923.5632 | 189674.2969 | 322791.7459 | 0 | 400162.1965 | 0 | 93764.5359 | 99531.4085 | 37790.7409 | 38131.9899 | 35608.4938 | 0 | 35608.4938 | 0 | 387.9273 | 332.6737
WtrCldCentChlr-Conv-0.42kwpton | DEER2023 |  | 2022-03-14 21:09:18+00 | Any | Htl | Old | CZ02 | cWVVG | Cap-Tons | 285.9359 | 139998.9062 | None | 920842.0627 | 189674.2969 | 322791.7459 | 0 | 167684.9977 | 1841.4254 | 139320.5664 | 99529.5244 | 37788.6822 | 38131.992 | 35608.3645 | 0 | 35608.3645 | 0 | 214.6295 | 202.0112
WtrCldCentChlr-Conv-0.748kwpton | DEER2023 |  | 2022-03-14 21:09:18+00 | Any | Htl | Old | CZ02 | cWVVG | Cap-Tons | 1 | 139998.9062 | None | 1051633.3929 | 189674.2969 | 322791.7459 | 0 | 298461.0028 | 1917.3083 | 139260.0484 | 99529.5244 | 37788.6822 | 38131.992 | 35608.3645 | 0 | 35608.3645 | 0 | 282.5092 | 260.1918
WtrCldCentChlr-Conv-1Cmp-0.439kwpton-VarSpd-CndRlf | DEER2023 |  | 2022-03-14 22:16:50+00 | Any | Htl | Old | CZ02 | cWVVG | Cap-Tons | 285.9359 | 139998.9062 | None | 845782.2271 | 189674.2969 | 322791.7459 | 0 | 91560.2981 | 4392.3514 | 137838.9795 | 99525.1588 | 37782.1245 | 38132.0093 | 35608.167 | 0 | 35608.167 | 0 | 181.6748 | 172.2425
WtrCldCentChlr-Conv-1Cmp-0.748kwpton-VarSpd-CndRlf | DEER2023 |  | 2022-03-14 22:16:50+00 | Any | Htl | Old | CZ02 | cWVVG | Cap-Tons | 1 | 139998.9062 | None | 909116.797 | 189674.2969 | 322791.7459 | 0 | 155309.25 | 4446.305 | 137370.5 | 99525.1588 | 37782.1245 | 38132.0093 | 35608.167 | 0 | 35608.167 | 0 | 217.9391 | 203.0286
WtrCldCentChlr-NoFric-1Cmp-0.439kwpton-VarSpd-CndRlf | DEER2023 |  | 2022-03-14 22:54:12+00 | Any | Htl | Old | CZ02 | cWVVG | Cap-Tons | 285.9359 | 139998.9062 | None | 845936.4338 | 189674.2969 | 322791.7459 | 0 | 91223.6534 | 4427.3031 | 138294.1296 | 99525.952 | 37782.7966 | 38132.0093 | 35608.0713 | 0 | 35608.0713 | 0 | 188.3465 | 177.6251
WtrCldCentChlr-NoFric-1Cmp-0.748kwpton-VarSpd-CndRlf | DEER2023 |  | 2022-03-14 22:54:12+00 | Any | Htl | Old | CZ02 | cWVVG | Cap-Tons | 1 | 139998.9062 | None | 909308.5369 | 189674.2969 | 322791.7459 | 0 | 155025.3851 | 4496.5328 | 137795.1819 | 99525.946 | 37782.7966 | 38132.0093 | 35608.0713 | 0 | 35608.0713 | 0 | 229.3058 | 212.2002
WtrCldCentChlr-NoFric-2Cmp-0.439kwpton-VarSpd-CndRlf | DEER2023 |  | 2022-03-14 23:25:13+00 | Any | Htl | Old | CZ02 | cWVVG | Cap-Tons | 285.9359 | 139998.9062 | None | 845734.1446 | 189674.2969 | 322791.7459 | 0 | 91444.7275 | 4434.8583 | 137863.2096 | 99525.952 | 37782.7966 | 38132.0093 | 35608.0713 | 0 | 35608.0713 | 0 | 190.1558 | 179.1315
WtrCldCentChlr-NoFric-2Cmp-0.748kwpton-VarSpd-CndRlf | DEER2023 |  | 2022-03-14 23:25:13+00 | Any | Htl | Old | CZ02 | cWVVG | Cap-Tons | 1 | 139998.9062 | None | 909061.7222 | 189674.2969 | 322791.7459 | 0 | 155450.5189 | 4509.503 | 137110.3329 | 99525.946 | 37782.7966 | 38132.0093 | 35608.0713 | 0 | 35608.0713 | 0 | 232.3887 | 214.7666
WtrCldRecipChlr-0.42kwpton | DEER2023 |  | 2022-03-14 23:49:47+00 | Any | Htl | Old | CZ02 | cWVVG | Cap-Tons | 285.9359 | 139998.9062 | None | 885945.4808 | 189674.2969 | 322791.7459 | 0 | 130575.3315 | 1911.8672 | 141458.0488 | 99534.8765 | 37798.0002 | 38131.9563 | 35607.4103 | 0 | 35607.4103 | 0 | 207.6066 | 194.86
WtrCldRecipChlr-0.748kwpton | DEER2023 |  | 2022-03-14 23:49:47+00 | Any | Htl | Old | CZ02 | cWVVG | Cap-Tons | 1 | 139998.9062 | None | 987254.6924 | 189674.2969 | 322791.7459 | 0 | 232147.55 | 1969.2823 | 141137.5724 | 99534.8765 | 37798.0002 | 38131.9563 | 35607.4103 | 0 | 35607.4103 | 0 | 270.003 | 247.4546
WtrCldScrewChlr-0.42kwpton | DEER2023 |  | 2022-03-15 00:09:29+00 | Any | Htl | Old | CZ02 | cWVVG | Cap-Tons | 285.9359 | 139998.9062 | None | 887475.7063 | 189674.2969 | 322791.7459 | 0 | 133008.9029 | 1938.2719 | 140528.1771 | 99534.8705 | 37798.0002 | 38131.9593 | 35607.4103 | 0 | 35607.4103 | 0 | 215.4539 | 202.017
WtrCldScrewChlr-0.748kwpton | DEER2023 |  | 2022-03-15 00:09:29+00 | Any | Htl | Old | CZ02 | cWVVG | Cap-Tons | 1 | 139998.9062 | None | 989012.3775 | 189674.2969 | 322791.7459 | 0 | 235379.0705 | 2015.3956 | 139617.3488 | 99534.8705 | 37798.0002 | 38131.9593 | 35607.4103 | 0 | 35607.4103 | 0 | 283.9774 | 260.1991
WtrCldScrewChlr-0.439kwpton-VarSpd | DEER2023 |  | 2022-03-15 00:41:21+00 | Any | Htl | Old | CZ02 | cWVVG | Cap-Tons | 285.9359 | 139998.9062 | None | 858210.9062 | 189674.2969 | 322791.7459 | 0 | 103476.9676 | 1860.4002 | 140873.17 | 99534.8843 | 37797.9921 | 38131.9593 | 35607.4064 | 0 | 35607.4064 | 0 | 192.55 | 181.7052
WtrCldScrewChlr-0.748kwpton-VarSpd | DEER2023 |  | 2022-03-15 00:41:21+00 | Any | Htl | Old | CZ02 | cWVVG | Cap-Tons | 1 | 139998.9062 | None | 929718.8516 | 189674.2969 | 322791.7459 | 0 | 175571.1994 | 1877.4834 | 140269.7458 | 99534.8843 | 37797.9921 | 38131.9593 | 35607.4064 | 0 | 35607.4064 | 0 | 238.1893 | 219.8502
AirCldRecipChlr-0.95kwpton | DEER2023 |  | 2022-03-14 18:21:41+00 | Any | Htl | Old | CZ03 | cAVVG | Cap-Tons | 240.753 | 139998.9062 | None | 846885.1389 | 189674.2969 | 324000.0072 | 0 | 156183.4948 | 0 | 82627.5588 | 94400.2955 | 34730.461 | 35662.8385 | 29999.0696 | 0 | 29999.0696 | 0 | 213.1825 | 195.5753
AirCldRecipChlr-1.407kwpton | DEER2023 |  | 2022-03-14 18:21:41+00 | Any | Htl | Old | CZ03 | cAVVG | Cap-Tons | 1 | 139998.9062 | None | 922017.7056 | 189674.2969 | 324000.0072 | 0 | 231315.9584 | 0 | 82627.5588 | 94400.2955 | 34730.461 | 35662.8385 | 29999.0696 | 0 | 29999.0696 | 0 | 265.7624 | 238.6219
AirCldScrewChlr-0.95kwpton | DEER2023 |  | 2022-03-14 19:29:42+00 | Any | Htl | Old | CZ03 | cAVVG | Cap-Tons | 240.753 | 139998.9062 | None | 899214.7189 | 189674.2969 | 324000.0072 | 0 | 208458.4382 | 0 | 82680.363 | 94402.219 | 34731.7216 | 35662.8346 | 29998.5954 | 0 | 29998.5954 | 0 | 227.5733 | 208.2115
AirCldScrewChlr-1.407kwpton | DEER2023 |  | 2022-03-14 19:29:42+00 | Any | Htl | Old | CZ03 | cAVVG | Cap-Tons | 1 | 139998.9062 | None | 999494.2031 | 189674.2969 | 324000.0072 | 0 | 308737.9301 | 0 | 82680.363 | 94402.219 | 34731.7216 | 35662.8346 | 29998.5954 | 0 | 29998.5954 | 0 | 287.0761 | 257.3142
AirCldScrewChlr-0.99kwpton-VarSpd | DEER2023 |  | 2022-03-14 20:36:10+00 | Any | Htl | Old | CZ03 | cAVVG | Cap-Tons | 240.753 | 139998.9062 | None | 907991.7611 | 189674.2969 | 324000.0072 | 0 | 217235.6057 | 0 | 82680.363 | 94402.219 | 34731.7216 | 35662.8346 | 29998.5954 | 0 | 29998.5954 | 0 | 232.7813 | 212.5091
AirCldScrewChlr-1.407kwpton-VarSpd | DEER2023 |  | 2022-03-14 20:36:10+00 | Any | Htl | Old | CZ03 | cAVVG | Cap-Tons | 1 | 139998.9062 | None | 999494.2031 | 189674.2969 | 324000.0072 | 0 | 308737.9301 | 0 | 82680.363 | 94402.219 | 34731.7216 | 35662.8346 | 29998.5954 | 0 | 29998.5954 | 0 | 287.0761 | 257.3142
WtrCldCentChlr-Conv-0.42kwpton | DEER2023 |  | 2022-03-14 21:09:18+00 | Any | Htl | Old | CZ03 | cWVVG | Cap-Tons | 240.753 | 139998.9062 | None | 872455.8332 | 189674.2969 | 324000.0072 | 0 | 139078.9348 | 1720.9676 | 123580.1367 | 94402.1289 | 34732.3239 | 35662.8346 | 29998.5961 | 0 | 29998.5961 | 0 | 187.8482 | 177.4553
WtrCldCentChlr-Conv-0.748kwpton | DEER2023 |  | 2022-03-14 21:09:18+00 | Any | Htl | Old | CZ03 | cWVVG | Cap-Tons | 1 | 139998.9062 | None | 980940.2314 | 189674.2969 | 324000.0072 | 0 | 247576.4453 | 1796.1936 | 123491.6703 | 94402.1289 | 34732.3239 | 35662.8346 | 29998.5961 | 0 | 29998.5961 | 0 | 241.2245 | 222.9027
WtrCldCentChlr-Conv-1Cmp-0.439kwpton-VarSpd-CndRlf | DEER2023 |  | 2022-03-14 22:16:50+00 | Any | Htl | Old | CZ03 | cWVVG | Cap-Tons | 240.753 | 139998.9062 | None | 805667.9119 | 189674.2969 | 324000.0072 | 0 | 69538.7058 | 4770.8575 | 123282.7314 | 94401.9078 | 34731.7222 | 35662.8346 | 29998.6215 | 0 | 29998.6215 | 0 | 160.8892 | 155.3121
WtrCldCentChlr-Conv-1Cmp-0.748kwpton-VarSpd-CndRlf | DEER2023 |  | 2022-03-14 22:16:50+00 | Any | Htl | Old | CZ03 | cWVVG | Cap-Tons | 1 | 139998.9062 | None | 854121.4193 | 189674.2969 | 324000.0072 | 0 | 118219.5953 | 4796.6744 | 123029.6574 | 94401.9037 | 34731.721 | 35662.8346 | 29998.6215 | 0 | 29998.6215 | 0 | 187.7137 | 178.9607
WtrCldCentChlr-NoFric-1Cmp-0.439kwpton-VarSpd-CndRlf | DEER2023 |  | 2022-03-14 22:54:12+00 | Any | Htl | Old | CZ03 | cWVVG | Cap-Tons | 240.753 | 139998.9062 | None | 806077.9117 | 189674.2969 | 324000.0072 | 0 | 69784.0143 | 4796.2023 | 123421.8983 | 94402.1696 | 34732.3659 | 35662.8346 | 29998.6029 | 0 | 29998.6029 | 0 | 166.6772 | 159.635
WtrCldCentChlr-NoFric-1Cmp-0.748kwpton-VarSpd-CndRlf | DEER2023 |  | 2022-03-14 22:54:12+00 | Any | Htl | Old | CZ03 | cWVVG | Cap-Tons | 1 | 139998.9062 | None | 854826.9716 | 189674.2969 | 324000.0072 | 0 | 118768.4311 | 4835.4348 | 123147.2678 | 94402.1696 | 34732.3659 | 35662.8346 | 29998.6063 | 0 | 29998.6063 | 0 | 197.5756 | 186.1383
WtrCldCentChlr-NoFric-2Cmp-0.439kwpton-VarSpd-CndRlf | DEER2023 |  | 2022-03-14 23:25:13+00 | Any | Htl | Old | CZ03 | cWVVG | Cap-Tons | 240.753 | 139998.9062 | None | 806516.411 | 189674.2969 | 324000.0072 | 0 | 70356.8822 | 4804.5276 | 123279.1443 | 94402.1696 | 34732.3659 | 35662.8346 | 29998.6063 | 0 | 29998.6063 | 0 | 168.16 | 160.842
WtrCldCentChlr-NoFric-2Cmp-0.748kwpton-VarSpd-CndRlf | DEER2023 |  | 2022-03-14 23:25:13+00 | Any | Htl | Old | CZ03 | cWVVG | Cap-Tons | 1 | 139998.9062 | None | 855619.5835 | 189674.2969 | 324000.0072 | 0 | 119754.3552 | 4849.8332 | 122939.4217 | 94402.1696 | 34732.3659 | 35662.8346 | 29998.6063 | 0 | 29998.6063 | 0 | 200.1017 | 188.1937
WtrCldRecipChlr-0.42kwpton | DEER2023 |  | 2022-03-14 23:49:47+00 | Any | Htl | Old | CZ03 | cWVVG | Cap-Tons | 240.753 | 139998.9062 | None | 840552.4023 | 189674.2969 | 324000.0072 | 0 | 105893.6201 | 1755.7291 | 124824.258 | 94405.1524 | 34734.0833 | 35662.8103 | 29997.9628 | 0 | 29997.9628 | 0 | 180.8615 | 171.6302
WtrCldRecipChlr-0.748kwpton | DEER2023 |  | 2022-03-14 23:49:47+00 | Any | Htl | Old | CZ03 | cWVVG | Cap-Tons | 1 | 139998.9062 | None | 922825.7739 | 189674.2969 | 324000.0072 | 0 | 188310.1566 | 1806.8866 | 124629.79 | 94405.1524 | 34734.0833 | 35662.8103 | 29997.9628 | 0 | 29997.9628 | 0 | 228.7917 | 212.3006
WtrCldScrewChlr-0.42kwpton | DEER2023 |  | 2022-03-15 00:09:29+00 | Any | Htl | Old | CZ03 | cWVVG | Cap-Tons | 240.753 | 139998.9062 | None | 840139.8948 | 189674.2969 | 324000.0072 | 0 | 105849.982 | 1776.6304 | 124434.5374 | 94405.1484 | 34734.0833 | 35662.8103 | 29997.9628 | 0 | 29997.9628 | 0 | 186.7509 | 176.5903
WtrCldScrewChlr-0.748kwpton | DEER2023 |  | 2022-03-15 00:09:29+00 | Any | Htl | Old | CZ03 | cWVVG | Cap-Tons | 1 | 139998.9062 | None | 921264.8927 | 189674.2969 | 324000.0072 | 0 | 187274.32 | 1842.9089 | 124068.9534 | 94405.1484 | 34734.0833 | 35662.8103 | 29997.9628 | 0 | 29997.9628 | 0 | 239.2805 | 221.1356
WtrCldScrewChlr-0.439kwpton-VarSpd | DEER2023 |  | 2022-03-15 00:41:21+00 | Any | Htl | Old | CZ03 | cWVVG | Cap-Tons | 240.753 | 139998.9062 | None | 818439.2477 | 189674.2969 | 324000.0072 | 0 | 84154.3544 | 1703.5597 | 124502.5154 | 94405.0924 | 34734.0317 | 35662.8103 | 29997.9678 | 0 | 29997.9678 | 0 | 168.558 | 161.2033
WtrCldScrewChlr-0.748kwpton-VarSpd | DEER2023 |  | 2022-03-15 00:41:21+00 | Any | Htl | Old | CZ03 | cWVVG | Cap-Tons | 1 | 139998.9062 | None | 876869.038 | 189674.2969 | 324000.0072 | 0 | 142833.9624 | 1715.5522 | 124240.7438 | 94405.0924 | 34734.0317 | 35662.8103 | 29997.9678 | 0 | 29997.9678 | 0 | 203.0983 | 190.5216
AirCldRecipChlr-0.95kwpton | DEER2023 |  | 2022-03-14 18:21:41+00 | Any | Htl | Old | CZ04 | cAVVG | Cap-Tons | 295.4763 | 139998.9062 | None | 965972.1862 | 189674.2969 | 322485.189 | 0 | 257627.7808 | 0 | 93234.969 | 102950.5656 | 44790.3879 | 27072.9044 | 29652.3885 | 0 | 29652.3885 | 0 | 280.6809 | 258.6946
AirCldRecipChlr-1.407kwpton | DEER2023 |  | 2022-03-14 18:21:41+00 | Any | Htl | Old | CZ04 | cAVVG | Cap-Tons | 1 | 139998.9062 | None | 1089905.1124 | 189674.2969 | 322485.189 | 0 | 381560.2461 | 0 | 93234.969 | 102950.5656 | 44790.3879 | 27072.9044 | 29652.3885 | 0 | 29652.3885 | 0 | 363.7736 | 329.4951
AirCldScrewChlr-0.95kwpton | DEER2023 |  | 2022-03-14 19:29:42+00 | Any | Htl | Old | CZ04 | cAVVG | Cap-Tons | 295.4763 | 139998.9062 | None | 1030719.3513 | 189674.2969 | 322485.189 | 0 | 322305.8847 | 0 | 93301.3676 | 102953.0493 | 44793.1102 | 27072.9002 | 29652.7209 | 0 | 29652.7209 | 0 | 295.5551 | 271.8371
AirCldScrewChlr-1.407kwpton | DEER2023 |  | 2022-03-14 19:29:42+00 | Any | Htl | Old | CZ04 | cAVVG | Cap-Tons | 1 | 139998.9062 | None | 1185765.2592 | 189674.2969 | 322485.189 | 0 | 477352.0151 | 0 | 93301.3676 | 102953.0493 | 44793.1102 | 27072.9002 | 29652.7209 | 0 | 29652.7209 | 0 | 385.8033 | 348.9593
AirCldScrewChlr-0.99kwpton-VarSpd | DEER2023 |  | 2022-03-14 20:36:10+00 | Any | Htl | Old | CZ04 | cAVVG | Cap-Tons | 295.4763 | 139998.9062 | None | 1044289.6785 | 189674.2969 | 322485.189 | 0 | 335876.7384 | 0 | 93301.3676 | 102953.0493 | 44793.1102 | 27072.9002 | 29652.7209 | 0 | 29652.7209 | 0 | 303.4543 | 278.5874
AirCldScrewChlr-1.407kwpton-VarSpd | DEER2023 |  | 2022-03-14 20:36:10+00 | Any | Htl | Old | CZ04 | cAVVG | Cap-Tons | 1 | 139998.9062 | None | 1185765.2592 | 189674.2969 | 322485.189 | 0 | 477352.0151 | 0 | 93301.3676 | 102953.0493 | 44793.1102 | 27072.9002 | 29652.7209 | 0 | 29652.7209 | 0 | 385.8033 | 348.9593
WtrCldCentChlr-Conv-0.42kwpton | DEER2023 |  | 2022-03-14 21:09:18+00 | Any | Htl | Old | CZ04 | cWVVG | Cap-Tons | 295.4763 | 139998.9062 | None | 970404.926 | 189674.2969 | 322485.189 | 0 | 202289.537 | 3337.1385 | 149668.3606 | 102950.8887 | 44787.5189 | 27072.8983 | 29652.8028 | 0 | 29652.8028 | 0 | 215.7402 | 206.7624
WtrCldCentChlr-Conv-0.748kwpton | DEER2023 |  | 2022-03-14 21:09:18+00 | Any | Htl | Old | CZ04 | cWVVG | Cap-Tons | 1 | 139998.9062 | None | 1128260.5684 | 189674.2969 | 322485.189 | 0 | 360065.9673 | 3480.9032 | 149603.7881 | 102950.8887 | 44787.5189 | 27072.8983 | 29652.8028 | 0 | 29652.8028 | 0 | 284.6998 | 267.6743
WtrCldCentChlr-Conv-1Cmp-0.439kwpton-VarSpd-CndRlf | DEER2023 |  | 2022-03-14 22:16:50+00 | Any | Htl | Old | CZ04 | cWVVG | Cap-Tons | 295.4763 | 139998.9062 | None | 880326.2292 | 189674.2969 | 322485.189 | 0 | 106315.5486 | 9804.5134 | 149097.4633 | 102949.8107 | 44786.6513 | 27072.8983 | 29652.8716 | 0 | 29652.8716 | 0 | 185.8945 | 179.6553
WtrCldCentChlr-Conv-1Cmp-0.748kwpton-VarSpd-CndRlf | DEER2023 |  | 2022-03-14 22:16:50+00 | Any | Htl | Old | CZ04 | cWVVG | Cap-Tons | 1 | 139998.9062 | None | 954569.0682 | 189674.2969 | 322485.189 | 0 | 180756.2421 | 9981.0832 | 148722.9011 | 102949.8107 | 44786.6542 | 27072.8983 | 29652.8716 | 0 | 29652.8716 | 0 | 223.162 | 212.1628
WtrCldCentChlr-NoFric-1Cmp-0.439kwpton-VarSpd-CndRlf | DEER2023 |  | 2022-03-14 22:54:12+00 | Any | Htl | Old | CZ04 | cWVVG | Cap-Tons | 295.4763 | 139998.9062 | None | 881797.4859 | 189674.2969 | 322485.189 | 0 | 107389.3421 | 9861.7515 | 149436.714 | 102950.7658 | 44787.434 | 27072.8983 | 29652.8111 | 0 | 29652.8111 | 0 | 193.1979 | 185.7849
WtrCldCentChlr-NoFric-1Cmp-0.748kwpton-VarSpd-CndRlf | DEER2023 |  | 2022-03-14 22:54:12+00 | Any | Htl | Old | CZ04 | cWVVG | Cap-Tons | 1 | 139998.9062 | None | 956928.1195 | 189674.2969 | 322485.189 | 0 | 182754.4448 | 10061.2402 | 149002.7513 | 102950.7658 | 44787.4355 | 27072.8983 | 29652.8111 | 0 | 29652.8111 | 0 | 235.6062 | 222.6066
WtrCldCentChlr-NoFric-2Cmp-0.439kwpton-VarSpd-CndRlf | DEER2023 |  | 2022-03-14 23:25:13+00 | Any | Htl | Old | CZ04 | cWVVG | Cap-Tons | 295.4763 | 139998.9062 | None | 882642.9341 | 189674.2969 | 322485.189 | 0 | 108499.6284 | 9874.953 | 149158.5795 | 102950.7658 | 44787.4295 | 27072.8983 | 29652.8111 | 0 | 29652.8111 | 0 | 194.9485 | 187.3323
WtrCldCentChlr-NoFric-2Cmp-0.748kwpton-VarSpd-CndRlf | DEER2023 |  | 2022-03-14 23:25:13+00 | Any | Htl | Old | CZ04 | cWVVG | Cap-Tons | 1 | 139998.9062 | None | 958426.0889 | 189674.2969 | 322485.189 | 0 | 184651.1198 | 10083.9688 | 148581.1452 | 102950.7658 | 44787.434 | 27072.8983 | 29652.8111 | 0 | 29652.8111 | 0 | 238.5865 | 225.2372
WtrCldRecipChlr-0.42kwpton | DEER2023 |  | 2022-03-14 23:49:47+00 | Any | Htl | Old | CZ04 | cWVVG | Cap-Tons | 295.4763 | 139998.9062 | None | 928348.9759 | 189674.2969 | 322485.189 | 0 | 157543.3722 | 3446.5908 | 152239.7506 | 102960.1765 | 44805.6537 | 27072.8774 | 29652.1798 | 0 | 29652.1798 | 0 | 208.023 | 200.0032
WtrCldRecipChlr-0.748kwpton | DEER2023 |  | 2022-03-14 23:49:47+00 | Any | Htl | Old | CZ04 | cWVVG | Cap-Tons | 1 | 139998.9062 | None | 1050806.0439 | 189674.2969 | 322485.189 | 0 | 280199.7634 | 3555.7349 | 151931.3373 | 102960.1765 | 44805.6537 | 27072.8774 | 29652.1837 | 0 | 29652.1837 | 0 | 270.9528 | 255.1303
WtrCldScrewChlr-0.42kwpton | DEER2023 |  | 2022-03-15 00:09:29+00 | Any | Htl | Old | CZ04 | cWVVG | Cap-Tons | 295.4763 | 139998.9062 | None | 929213.1869 | 189674.2969 | 322485.189 | 0 | 159058.7497 | 3480.6887 | 151554.5253 | 102960.1765 | 44805.6537 | 27072.8774 | 29652.1798 | 0 | 29652.1798 | 0 | 215.1316 | 206.4736
WtrCldScrewChlr-0.748kwpton | DEER2023 |  | 2022-03-15 00:09:29+00 | Any | Htl | Old | CZ04 | cWVVG | Cap-Tons | 1 | 139998.9062 | None | 1051229.0935 | 189674.2969 | 322485.189 | 0 | 281683.3095 | 3615.0325 | 150811.461 | 102960.1765 | 44805.6537 | 27072.8774 | 29652.1798 | 0 | 29652.1798 | 0 | 283.612 | 266.655
WtrCldScrewChlr-0.439kwpton-VarSpd | DEER2023 |  | 2022-03-15 00:41:21+00 | Any | Htl | Old | CZ04 | cWVVG | Cap-Tons | 295.4763 | 139998.9062 | None | 896346.4736 | 189674.2969 | 322485.189 | 0 | 126162.2118 | 3364.3537 | 151700.994 | 102959.944 | 44806.413 | 27072.8774 | 29652.1514 | 0 | 29652.1514 | 0 | 192.9729 | 186.3819
WtrCldScrewChlr-0.748kwpton-VarSpd | DEER2023 |  | 2022-03-15 00:41:21+00 | Any | Htl | Old | CZ04 | cWVVG | Cap-Tons | 1 | 139998.9062 | None | 984057.5476 | 189674.2969 | 322485.189 | 0 | 214247.2299 | 3407.9895 | 151283.3065 | 102959.944 | 44806.413 | 27072.8774 | 29652.1514 | 0 | 29652.1514 | 0 | 239.1006 | 226.4839
AirCldRecipChlr-0.95kwpton | DEER2023 |  | 2022-03-14 18:21:41+00 | Any | Htl | Old | CZ05 | cAVVG | Cap-Tons | 217.2897 | 139998.9062 | None | 866534.5802 | 189674.2969 | 322472.1813 | 0 | 174430.1592 | 0 | 82974.5908 | 96983.9486 | 38094.8198 | 34220.9771 | 29479.8322 | 0 | 29479.8322 | 0 | 216.3135 | 167.5835
AirCldRecipChlr-1.407kwpton | DEER2023 |  | 2022-03-14 18:21:41+00 | Any | Htl | Old | CZ05 | cAVVG | Cap-Tons | 1 | 139998.9062 | None | 950444.5218 | 189674.2969 | 322472.1813 | 0 | 258340.1465 | 0 | 82974.5908 | 96983.9486 | 38094.8198 | 34220.9771 | 29479.8322 | 0 | 29479.8322 | 0 | 269.6017 | 198.8403
AirCldScrewChlr-0.95kwpton | DEER2023 |  | 2022-03-14 19:29:42+00 | Any | Htl | Old | CZ05 | cAVVG | Cap-Tons | 217.2897 | 139998.9062 | None | 916893.0256 | 189674.2969 | 322472.1813 | 0 | 224667.6288 | 0 | 83093.3599 | 96986.1101 | 38100.0937 | 34220.9283 | 29477.6626 | 0 | 29477.6626 | 0 | 229.1734 | 179.4656
AirCldScrewChlr-1.407kwpton | DEER2023 |  | 2022-03-14 19:29:42+00 | Any | Htl | Old | CZ05 | cAVVG | Cap-Tons | 1 | 139998.9062 | None | 1024970.0387 | 189674.2969 | 322472.1813 | 0 | 332744.5327 | 0 | 83093.3599 | 96986.1101 | 38100.0937 | 34220.9283 | 29477.6626 | 0 | 29477.6626 | 0 | 288.6477 | 216.4388
AirCldScrewChlr-0.99kwpton-VarSpd | DEER2023 |  | 2022-03-14 20:36:10+00 | Any | Htl | Old | CZ05 | cAVVG | Cap-Tons | 217.2897 | 139998.9062 | None | 926352.6877 | 189674.2969 | 322472.1813 | 0 | 234127.306 | 0 | 83093.3599 | 96986.1101 | 38100.0937 | 34220.9283 | 29477.6626 | 0 | 29477.6626 | 0 | 234.3792 | 182.7017
AirCldScrewChlr-1.407kwpton-VarSpd | DEER2023 |  | 2022-03-14 20:36:10+00 | Any | Htl | Old | CZ05 | cAVVG | Cap-Tons | 1 | 139998.9062 | None | 1024970.0387 | 189674.2969 | 322472.1813 | 0 | 332744.5327 | 0 | 83093.3599 | 96986.1101 | 38100.0937 | 34220.9283 | 29477.6626 | 0 | 29477.6626 | 0 | 288.6477 | 216.4388
WtrCldCentChlr-Conv-0.42kwpton | DEER2023 |  | 2022-03-14 21:09:18+00 | Any | Htl | Old | CZ05 | cWVVG | Cap-Tons | 217.2897 | 139998.9062 | None | 879295.8864 | 189674.2969 | 322472.1813 | 0 | 145661.2875 | 2073.6917 | 122428.3148 | 96986.5956 | 38100.7227 | 34220.9232 | 29477.6263 | 0 | 29477.6263 | 0 | 186.7575 | 158.4689
WtrCldCentChlr-Conv-0.748kwpton | DEER2023 |  | 2022-03-14 21:09:18+00 | Any | Htl | Old | CZ05 | cWVVG | Cap-Tons | 1 | 139998.9062 | None | 992956.2161 | 189674.2969 | 322472.1813 | 0 | 259324.2944 | 2166.0312 | 122333.2568 | 96986.5956 | 38100.7227 | 34220.9232 | 29477.6263 | 0 | 29477.6263 | 0 | 239.2562 | 194.0252
WtrCldCentChlr-Conv-1Cmp-0.439kwpton-VarSpd-CndRlf | DEER2023 |  | 2022-03-14 22:16:50+00 | Any | Htl | Old | CZ05 | cWVVG | Cap-Tons | 217.2897 | 139998.9062 | None | 812206.0383 | 189674.2969 | 322472.1813 | 0 | 75846.6716 | 5149.5639 | 122077.8294 | 96986.0097 | 38100.2049 | 34220.9232 | 29477.7037 | 0 | 29477.7037 | 0 | 162.2485 | 138.9316
WtrCldCentChlr-Conv-1Cmp-0.748kwpton-VarSpd-CndRlf | DEER2023 |  | 2022-03-14 22:16:50+00 | Any | Htl | Old | CZ05 | cWVVG | Cap-Tons | 1 | 139998.9062 | None | 865112.4082 | 189674.2969 | 322472.1813 | 0 | 128965.4289 | 5202.6716 | 121812.3485 | 96986.0097 | 38100.2094 | 34220.9232 | 29477.6998 | 0 | 29477.6998 | 0 | 190.8794 | 156.4247
WtrCldCentChlr-NoFric-1Cmp-0.439kwpton-VarSpd-CndRlf | DEER2023 |  | 2022-03-14 22:54:12+00 | Any | Htl | Old | CZ05 | cWVVG | Cap-Tons | 217.2897 | 139998.9062 | None | 814778.5979 | 189674.2969 | 322472.1813 | 0 | 78171.4054 | 5188.3056 | 122286.3663 | 96986.5073 | 38100.6425 | 34220.9188 | 29477.6335 | 0 | 29477.6335 | 0 | 167.7844 | 142.4744
WtrCldCentChlr-NoFric-1Cmp-0.748kwpton-VarSpd-CndRlf | DEER2023 |  | 2022-03-14 22:54:12+00 | Any | Htl | Old | CZ05 | cWVVG | Cap-Tons | 1 | 139998.9062 | None | 869455.7421 | 189674.2969 | 322472.1813 | 0 | 133055.0497 | 5259.1805 | 122009.1098 | 96986.5073 | 38100.641 | 34220.9188 | 29477.6335 | 0 | 29477.6335 | 0 | 200.3113 | 162.4621
WtrCldCentChlr-NoFric-2Cmp-0.439kwpton-VarSpd-CndRlf | DEER2023 |  | 2022-03-14 23:25:13+00 | Any | Htl | Old | CZ05 | cWVVG | Cap-Tons | 217.2897 | 139998.9062 | None | 815634.7848 | 189674.2969 | 322472.1813 | 0 | 79179.9296 | 5197.573 | 122124.7049 | 96986.5073 | 38100.6425 | 34220.9188 | 29477.6335 | 0 | 29477.6335 | 0 | 168.97 | 143.4736
WtrCldCentChlr-NoFric-2Cmp-0.748kwpton-VarSpd-CndRlf | DEER2023 |  | 2022-03-14 23:25:13+00 | Any | Htl | Old | CZ05 | cWVVG | Cap-Tons | 1 | 139998.9062 | None | 871004.4267 | 189674.2969 | 322472.1813 | 0 | 134790.9824 | 5275.0849 | 121805.88 | 96986.5073 | 38100.641 | 34220.9188 | 29477.6335 | 0 | 29477.6335 | 0 | 202.3313 | 164.1637
WtrCldRecipChlr-0.42kwpton | DEER2023 |  | 2022-03-14 23:49:47+00 | Any | Htl | Old | CZ05 | cWVVG | Cap-Tons | 217.2897 | 139998.9062 | None | 850598.8689 | 189674.2969 | 322472.1813 | 0 | 115272.9842 | 2125.4784 | 124064.4426 | 96989.9869 | 38104.6555 | 34220.6467 | 29476.654 | 0 | 29476.654 | 0 | 181.5178 | 153.6766
WtrCldRecipChlr-0.748kwpton | DEER2023 |  | 2022-03-14 23:49:47+00 | Any | Htl | Old | CZ05 | cWVVG | Cap-Tons | 1 | 139998.9062 | None | 940244.7266 | 189674.2969 | 322472.1813 | 0 | 205057.5125 | 2195.2055 | 123856.0558 | 96989.9869 | 38104.6555 | 34220.6467 | 29476.654 | 0 | 29476.654 | 0 | 229.9253 | 185.1153
WtrCldScrewChlr-0.42kwpton | DEER2023 |  | 2022-03-15 00:09:29+00 | Any | Htl | Old | CZ05 | cWVVG | Cap-Tons | 217.2896 | 139998.9062 | None | 852165.6658 | 189674.2969 | 322472.1813 | 0 | 117195.5786 | 2148.5542 | 123685.5526 | 96989.9903 | 38104.6555 | 34220.6489 | 29476.6579 | 0 | 29476.6579 | 0 | 186.7951 | 157.6808
WtrCldScrewChlr-0.748kwpton | DEER2023 |  | 2022-03-15 00:09:29+00 | Any | Htl | Old | CZ05 | cWVVG | Cap-Tons | 1 | 139998.9062 | None | 942174.3951 | 189674.2969 | 322472.1813 | 0 | 207630.1214 | 2235.6027 | 123172.6823 | 96989.9903 | 38104.6555 | 34220.6489 | 29476.6579 | 0 | 29476.6579 | 0 | 239.3223 | 192.2473
WtrCldScrewChlr-0.439kwpton-VarSpd | DEER2023 |  | 2022-03-15 00:41:21+00 | Any | Htl | Old | CZ05 | cWVVG | Cap-Tons | 217.2897 | 139998.9062 | None | 826594.7066 | 189674.2969 | 322472.1813 | 0 | 91662.2527 | 2069.0153 | 123727.3489 | 96990.1384 | 38104.7708 | 34220.6467 | 29476.6676 | 0 | 29476.6676 | 0 | 170.3406 | 145.1786
WtrCldScrewChlr-0.748kwpton-VarSpd | DEER2023 |  | 2022-03-15 00:41:21+00 | Any | Htl | Old | CZ05 | cWVVG | Cap-Tons | 1 | 139998.9062 | None | 890415.8154 | 189674.2969 | 322472.1813 | 0 | 155726.4893 | 2094.1561 | 123459.0113 | 96990.1444 | 38104.7708 | 34220.6467 | 29476.6676 | 0 | 29476.6676 | 0 | 206.1059 | 167.536
AirCldRecipChlr-0.95kwpton | DEER2023 |  | 2022-03-14 18:21:41+00 | Any | Htl | Old | CZ06 | cAVVG | Cap-Tons | 280.7065 | 139998.9062 | None | 978880.1984 | 189674.2969 | 322492.0146 | 0 | 277225.0559 | 0 | 86183.4128 | 103305.9387 | 49429.9167 | 16576.0283 | 23609.1835 | 0 | 23609.1835 | 0 | 224.0885 | 204.5118
AirCldRecipChlr-1.407kwpton | DEER2023 |  | 2022-03-14 18:21:41+00 | Any | Htl | Old | CZ06 | cAVVG | Cap-Tons | 1 | 139998.9062 | None | 1112239.8396 | 189674.2969 | 322492.0146 | 0 | 410584.8576 | 0 | 86183.4128 | 103305.9387 | 49429.9167 | 16576.0283 | 23609.1835 | 0 | 23609.1835 | 0 | 282.1315 | 252.7641
AirCldScrewChlr-0.95kwpton | DEER2023 |  | 2022-03-14 19:29:42+00 | Any | Htl | Old | CZ06 | cAVVG | Cap-Tons | 280.7065 | 139998.9062 | None | 1050895.6 | 189674.2969 | 322492.0146 | 0 | 349011.3729 | 0 | 86406.5565 | 103311.9412 | 49445.2692 | 16576.0106 | 23607.6681 | 0 | 23607.6681 | 0 | 241.2874 | 216.4126
AirCldScrewChlr-1.407kwpton | DEER2023 |  | 2022-03-14 19:29:42+00 | Any | Htl | Old | CZ06 | cAVVG | Cap-Tons | 1 | 139998.9062 | None | 1218788.2093 | 189674.2969 | 322492.0146 | 0 | 516904.0264 | 0 | 86406.5565 | 103311.9412 | 49445.2692 | 16576.0106 | 23607.6681 | 0 | 23607.6681 | 0 | 307.6039 | 270.358
AirCldScrewChlr-0.99kwpton-VarSpd | DEER2023 |  | 2022-03-14 20:36:10+00 | Any | Htl | Old | CZ06 | cAVVG | Cap-Tons | 280.7065 | 139998.9062 | None | 1065590.9445 | 189674.2969 | 322492.0146 | 0 | 363706.4373 | 0 | 86406.5565 | 103311.9412 | 49445.2692 | 16576.0106 | 23607.6681 | 0 | 23607.6681 | 0 | 247.0917 | 221.134
AirCldScrewChlr-1.407kwpton-VarSpd | DEER2023 |  | 2022-03-14 20:36:10+00 | Any | Htl | Old | CZ06 | cAVVG | Cap-Tons | 1 | 139998.9062 | None | 1218788.2093 | 189674.2969 | 322492.0146 | 0 | 516904.0264 | 0 | 86406.5565 | 103311.9412 | 49445.2692 | 16576.0106 | 23607.6681 | 0 | 23607.6681 | 0 | 307.6039 | 270.358
WtrCldCentChlr-Conv-0.42kwpton | DEER2023 |  | 2022-03-14 21:09:18+00 | Any | Htl | Old | CZ06 | cWVVG | Cap-Tons | 280.7065 | 139998.9062 | None | 997224.1712 | 189674.2969 | 322492.0146 | 0 | 227339.0149 | 4595.6537 | 149812.9201 | 103310.5114 | 49440.5486 | 16576.0198 | 23607.4871 | 0 | 23607.4871 | 0 | 200.0053 | 180.6098
WtrCldCentChlr-Conv-0.748kwpton | DEER2023 |  | 2022-03-14 21:09:18+00 | Any | Htl | Old | CZ06 | cWVVG | Cap-Tons | 1 | 139998.9062 | None | 1174594.5113 | 189674.2969 | 322492.0146 | 0 | 404675.4404 | 4801.2115 | 149641.4066 | 103310.5114 | 49440.5486 | 16576.0198 | 23607.4871 | 0 | 23607.4871 | 0 | 260.6444 | 229.1641
WtrCldCentChlr-Conv-1Cmp-0.439kwpton-VarSpd-CndRlf | DEER2023 |  | 2022-03-14 22:16:50+00 | Any | Htl | Old | CZ06 | cWVVG | Cap-Tons | 280.7065 | 139998.9062 | None | 899484.624 | 189674.2969 | 322492.0146 | 0 | 120311.6195 | 14334.996 | 149362.531 | 103309.4981 | 49438.5554 | 16576.0198 | 23608.803 | 0 | 23608.803 | 0 | 171.1859 | 159.2712
WtrCldCentChlr-Conv-1Cmp-0.748kwpton-VarSpd-CndRlf | DEER2023 |  | 2022-03-14 22:16:50+00 | Any | Htl | Old | CZ06 | cWVVG | Cap-Tons | 1 | 139998.9062 | None | 983770.1877 | 189674.2969 | 322492.0146 | 0 | 204621.2979 | 14667.5221 | 149005.8074 | 103309.5879 | 49438.617 | 16576.0198 | 23608.7991 | 0 | 23608.7991 | 0 | 201.5186 | 184.9768
WtrCldCentChlr-NoFric-1Cmp-0.439kwpton-VarSpd-CndRlf | DEER2023 |  | 2022-03-14 22:54:12+00 | Any | Htl | Old | CZ06 | cWVVG | Cap-Tons | 280.7065 | 139998.9062 | None | 901024.116 | 189674.2969 | 322492.0146 | 0 | 121430.2348 | 14403.4342 | 149713.9936 | 103310.5053 | 49440.5313 | 16576.0198 | 23607.4821 | 0 | 23607.4821 | 0 | 178.087 | 164.1052
WtrCldCentChlr-NoFric-1Cmp-0.748kwpton-VarSpd-CndRlf | DEER2023 |  | 2022-03-14 22:54:12+00 | Any | Htl | Old | CZ06 | cWVVG | Cap-Tons | 1 | 139998.9062 | None | 986302.2273 | 189674.2969 | 322492.0146 | 0 | 206706.7016 | 14756.1064 | 149362.9764 | 103310.5435 | 49440.5395 | 16576.0198 | 23607.4821 | 0 | 23607.4821 | 0 | 213.2881 | 193.2309
WtrCldCentChlr-NoFric-2Cmp-0.439kwpton-VarSpd-CndRlf | DEER2023 |  | 2022-03-14 23:25:13+00 | Any | Htl | Old | CZ06 | cWVVG | Cap-Tons | 280.7065 | 139998.9062 | None | 902248.114 | 189674.2969 | 322492.0146 | 0 | 122736.2718 | 14416.2328 | 149619.2309 | 103310.4553 | 49440.5159 | 16576.0198 | 23607.4821 | 0 | 23607.4821 | 0 | 179.9409 | 165.3722
WtrCldCentChlr-NoFric-2Cmp-0.748kwpton-VarSpd-CndRlf | DEER2023 |  | 2022-03-14 23:25:13+00 | Any | Htl | Old | CZ06 | cWVVG | Cap-Tons | 1 | 139998.9062 | None | 988362.6728 | 189674.2969 | 322492.0146 | 0 | 208939.4957 | 14778.0495 | 149168.3995 | 103310.5435 | 49440.5395 | 16576.0198 | 23607.4821 | 0 | 23607.4821 | 0 | 216.4595 | 195.3918
WtrCldRecipChlr-0.42kwpton | DEER2023 |  | 2022-03-14 23:49:47+00 | Any | Htl | Old | CZ06 | cWVVG | Cap-Tons | 280.7065 | 139998.9062 | None | 951043.8153 | 189674.2969 | 322492.0146 | 0 | 177604.7929 | 4752.0002 | 153200.9595 | 103320.005 | 49462.6479 | 16575.9776 | 23604.8367 | 0 | 23604.8367 | 0 | 191.7462 | 175.1851
WtrCldRecipChlr-0.748kwpton | DEER2023 |  | 2022-03-14 23:49:47+00 | Any | Htl | Old | CZ06 | cWVVG | Cap-Tons | 1 | 139998.9062 | None | 1089352.2103 | 189674.2969 | 322492.0146 | 0 | 316003.252 | 4903.1066 | 152959.8425 | 103320.005 | 49462.6479 | 16575.9776 | 23604.8367 | 0 | 23604.8367 | 0 | 245.9351 | 218.9969
WtrCldScrewChlr-0.42kwpton | DEER2023 |  | 2022-03-15 00:09:29+00 | Any | Htl | Old | CZ06 | cWVVG | Cap-Tons | 280.7065 | 139998.9062 | None | 956833.4568 | 189674.2969 | 322492.0146 | 0 | 183633.1148 | 4793.1655 | 152921.1084 | 103320.005 | 49462.6449 | 16575.9776 | 23604.8367 | 0 | 23604.8367 | 0 | 198.8131 | 180.5429
WtrCldScrewChlr-0.748kwpton | DEER2023 |  | 2022-03-15 00:09:29+00 | Any | Htl | Old | CZ06 | cWVVG | Cap-Tons | 1 | 139998.9062 | None | 1098466.5545 | 189674.2969 | 322492.0146 | 0 | 325601.4064 | 4974.7814 | 152404.1632 | 103320.005 | 49462.6479 | 16575.9776 | 23604.8367 | 0 | 23604.8367 | 0 | 258.5216 | 228.5383
WtrCldScrewChlr-0.439kwpton-VarSpd | DEER2023 |  | 2022-03-15 00:41:21+00 | Any | Htl | Old | CZ06 | cWVVG | Cap-Tons | 280.7065 | 139998.9062 | None | 916416.6336 | 189674.2969 | 322492.0146 | 0 | 143344.7433 | 4648.3256 | 152937.7102 | 103319.9308 | 49463.1672 | 16575.9813 | 23604.9829 | 0 | 23604.9829 | 0 | 177.1888 | 164.3511
WtrCldScrewChlr-0.748kwpton-VarSpd | DEER2023 |  | 2022-03-15 00:41:21+00 | Any | Htl | Old | CZ06 | cWVVG | Cap-Tons | 1 | 139998.9062 | None | 1016434.3114 | 189674.2969 | 322492.0146 | 0 | 243638.9664 | 4714.4855 | 152594.9608 | 103319.8925 | 49463.1628 | 16575.9813 | 23604.9829 | 0 | 23604.9829 | 0 | 215.7842 | 196.2148
AirCldRecipChlr-0.95kwpton | DEER2023 |  | 2022-03-14 18:21:41+00 | Any | Htl | Old | CZ07 | cAVVG | Cap-Tons | 262.1512 | 139998.9062 | None | 929272.4819 | 189674.2969 | 321643.7805 | 0 | 239845.7769 | 0 | 78410.4631 | 99698.5842 | 47873.7965 | 14426.029 | 21001.4838 | 0 | 21001.4838 | 0 | 210.7285 | 179.0303
AirCldRecipChlr-1.407kwpton | DEER2023 |  | 2022-03-14 18:21:41+00 | Any | Htl | Old | CZ07 | cAVVG | Cap-Tons | 1 | 139998.9062 | None | 1044650.8281 | 189674.2969 | 321643.7805 | 0 | 355224.173 | 0 | 78410.4631 | 99698.5842 | 47873.7965 | 14426.029 | 21001.4838 | 0 | 21001.4838 | 0 | 263.4777 | 216.8631
AirCldScrewChlr-0.95kwpton | DEER2023 |  | 2022-03-14 19:29:42+00 | Any | Htl | Old | CZ07 | cAVVG | Cap-Tons | 262.1512 | 139998.9062 | None | 999104.8652 | 189674.2969 | 321643.7805 | 0 | 309448.204 | 0 | 78636.4854 | 99702.5206 | 47880.3641 | 14426.0192 | 21000.6868 | 0 | 21000.6868 | 0 | 227.2726 | 190.6636
AirCldScrewChlr-1.407kwpton | DEER2023 |  | 2022-03-14 19:29:42+00 | Any | Htl | Old | CZ07 | cAVVG | Cap-Tons | 1 | 139998.9062 | None | 1147965.7261 | 189674.2969 | 321643.7805 | 0 | 458308.9238 | 0 | 78636.4854 | 99702.5206 | 47880.3641 | 14426.0192 | 21000.6868 | 0 | 21000.6868 | 0 | 287.98 | 234.051
AirCldScrewChlr-0.99kwpton-VarSpd | DEER2023 |  | 2022-03-14 20:36:10+00 | Any | Htl | Old | CZ07 | cAVVG | Cap-Tons | 262.1512 | 139998.9062 | None | 1012133.8667 | 189674.2969 | 321643.7805 | 0 | 322477.4871 | 0 | 78636.4854 | 99702.5206 | 47880.3641 | 14426.0192 | 21000.6868 | 0 | 21000.6868 | 0 | 232.5861 | 194.4614
AirCldScrewChlr-1.407kwpton-VarSpd | DEER2023 |  | 2022-03-14 20:36:10+00 | Any | Htl | Old | CZ07 | cAVVG | Cap-Tons | 1 | 139998.9062 | None | 1147965.7261 | 189674.2969 | 321643.7805 | 0 | 458308.9238 | 0 | 78636.4854 | 99702.5206 | 47880.3641 | 14426.0192 | 21000.6868 | 0 | 21000.6868 | 0 | 287.98 | 234.051
WtrCldCentChlr-Conv-0.42kwpton | DEER2023 |  | 2022-03-14 21:09:18+00 | Any | Htl | Old | CZ07 | cWVVG | Cap-Tons | 262.1512 | 139998.9062 | None | 959127.079 | 189674.2969 | 321643.7805 | 0 | 205660.9611 | 3419.7697 | 139026.1633 | 99702.438 | 47878.8933 | 14426.0204 | 21001.2589 | 0 | 21001.2589 | 0 | 190.5612 | 165.9708
WtrCldCentChlr-Conv-0.748kwpton | DEER2023 |  | 2022-03-14 21:09:18+00 | Any | Htl | Old | CZ07 | cWVVG | Cap-Tons | 1 | 139998.9062 | None | 1119573.5051 | 189674.2969 | 321643.7805 | 0 | 366036.0311 | 3572.5678 | 138945.0935 | 99702.438 | 47878.8933 | 14426.0204 | 21001.2589 | 0 | 21001.2589 | 0 | 246.7332 | 207.3355
WtrCldCentChlr-Conv-1Cmp-0.439kwpton-VarSpd-CndRlf | DEER2023 |  | 2022-03-14 22:16:50+00 | Any | Htl | Old | CZ07 | cWVVG | Cap-Tons | 262.1512 | 139998.9062 | None | 866058.7412 | 189674.2969 | 321643.7805 | 0 | 105791.6149 | 10550.4095 | 138698.1601 | 99701.0494 | 47882.929 | 14426.0234 | 21000.4318 | 0 | 21000.4318 | 0 | 163.3239 | 146.7718
WtrCldCentChlr-Conv-1Cmp-0.748kwpton-VarSpd-CndRlf | DEER2023 |  | 2022-03-14 22:16:50+00 | Any | Htl | Old | CZ07 | cWVVG | Cap-Tons | 1 | 139998.9062 | None | 940314.6505 | 189674.2969 | 321643.7805 | 0 | 180065.0852 | 10678.9222 | 138551.9946 | 99701.0494 | 47882.929 | 14426.0234 | 21000.4318 | 0 | 21000.4318 | 0 | 190.9666 | 167.6859
WtrCldCentChlr-NoFric-1Cmp-0.439kwpton-VarSpd-CndRlf | DEER2023 |  | 2022-03-14 22:54:12+00 | Any | Htl | Old | CZ07 | cWVVG | Cap-Tons | 262.1512 | 139998.9062 | None | 866296.3598 | 189674.2969 | 321643.7805 | 0 | 105733.4359 | 10605.9069 | 138937.0093 | 99702.2728 | 47878.1556 | 14426.0234 | 21001.3126 | 0 | 21001.3126 | 0 | 169.6896 | 150.8454
WtrCldCentChlr-NoFric-1Cmp-0.748kwpton-VarSpd-CndRlf | DEER2023 |  | 2022-03-14 22:54:12+00 | Any | Htl | Old | CZ07 | cWVVG | Cap-Tons | 1 | 139998.9062 | None | 940593.2546 | 189674.2969 | 321643.7805 | 0 | 180049.7247 | 10750.694 | 138772.9185 | 99702.2728 | 47878.157 | 14426.0234 | 21001.3126 | 0 | 21001.3126 | 0 | 201.8285 | 174.631
WtrCldCentChlr-NoFric-2Cmp-0.439kwpton-VarSpd-CndRlf | DEER2023 |  | 2022-03-14 23:25:13+00 | Any | Htl | Old | CZ07 | cWVVG | Cap-Tons | 262.1512 | 139998.9062 | None | 867213.4359 | 189674.2969 | 321643.7805 | 0 | 106693.8373 | 10619.106 | 138880.4039 | 99702.2728 | 47878.1556 | 14426.0234 | 21001.3126 | 0 | 21001.3126 | 0 | 171.4319 | 151.9976
WtrCldCentChlr-NoFric-2Cmp-0.748kwpton-VarSpd-CndRlf | DEER2023 |  | 2022-03-14 23:25:13+00 | Any | Htl | Old | CZ07 | cWVVG | Cap-Tons | 1 | 139998.9062 | None | 942157.9352 | 189674.2969 | 321643.7805 | 0 | 181690.7771 | 10772.7002 | 138674.4118 | 99702.2728 | 47878.157 | 14426.0234 | 21001.3126 | 0 | 21001.3126 | 0 | 204.7983 | 176.5943
WtrCldRecipChlr-0.42kwpton | DEER2023 |  | 2022-03-14 23:49:47+00 | Any | Htl | Old | CZ07 | cWVVG | Cap-Tons | 262.1512 | 139998.9062 | None | 914253.7723 | 189674.2969 | 321643.7805 | 0 | 157835.722 | 3527.4129 | 141864.1249 | 99708.6814 | 47894.7336 | 14425.9999 | 21000.6633 | 0 | 21000.6633 | 0 | 182.7372 | 161.1509
WtrCldRecipChlr-0.748kwpton | DEER2023 |  | 2022-03-14 23:49:47+00 | Any | Htl | Old | CZ07 | cWVVG | Cap-Tons | 1 | 139998.9062 | None | 1037165.5264 | 189674.2969 | 321643.7805 | 0 | 280776.5871 | 3630.5624 | 141731.7732 | 99708.6814 | 47894.7336 | 14425.9999 | 21000.6633 | 0 | 21000.6633 | 0 | 232.7995 | 197.7654
WtrCldScrewChlr-0.42kwpton | DEER2023 |  | 2022-03-15 00:09:29+00 | Any | Htl | Old | CZ07 | cWVVG | Cap-Tons | 262.1512 | 139998.9062 | None | 918724.9099 | 189674.2969 | 321643.7805 | 0 | 162399.2152 | 3560.389 | 141738.8556 | 99708.6814 | 47894.7322 | 14425.9999 | 21000.6633 | 0 | 21000.6633 | 0 | 189.3236 | 166.0588
WtrCldScrewChlr-0.748kwpton | DEER2023 |  | 2022-03-15 00:09:29+00 | Any | Htl | Old | CZ07 | cWVVG | Cap-Tons | 1 | 139998.9062 | None | 1043975.2642 | 189674.2969 | 321643.7805 | 0 | 287740.7578 | 3689.3519 | 141518.9828 | 99708.6814 | 47894.7322 | 14425.9999 | 21000.6633 | 0 | 21000.6633 | 0 | 244.5282 | 206.5021
WtrCldScrewChlr-0.439kwpton-VarSpd | DEER2023 |  | 2022-03-15 00:41:21+00 | Any | Htl | Old | CZ07 | cWVVG | Cap-Tons | 262.1512 | 139998.9062 | None | 883216.3444 | 189674.2969 | 321643.7805 | 0 | 127001.057 | 3438.1364 | 141751.0044 | 99708.617 | 47894.127 | 14425.9999 | 21000.7848 | 0 | 21000.7848 | 0 | 169.1738 | 150.8761
WtrCldScrewChlr-0.748kwpton-VarSpd | DEER2023 |  | 2022-03-15 00:41:21+00 | Any | Htl | Old | CZ07 | cWVVG | Cap-Tons | 1 | 139998.9062 | None | 971836.5345 | 189674.2969 | 321643.7805 | 0 | 215752.6039 | 3472.0417 | 141585.422 | 99708.6179 | 47894.1338 | 14425.9999 | 21000.7848 | 0 | 21000.7848 | 0 | 204.7506 | 176.6441
AirCldRecipChlr-0.95kwpton | DEER2023 |  | 2022-03-14 18:21:41+00 | Any | Htl | Old | CZ08 | cAVVG | Cap-Tons | 296.2353 | 139998.9062 | None | 1044171.235 | 189674.2969 | 322497.4914 | 0 | 329616.0034 | 0 | 93729.1233 | 108654.7552 | 53174.3577 | 15436.2821 | 23935.8865 | 0 | 23935.8865 | 0 | 279.3278 | 222.9399
AirCldRecipChlr-1.407kwpton | DEER2023 |  | 2022-03-14 18:21:41+00 | Any | Htl | Old | CZ08 | cAVVG | Cap-Tons | 1 | 139998.9062 | None | 1202733.7864 | 189674.2969 | 322497.4914 | 0 | 488178.593 | 0 | 93729.1233 | 108654.7552 | 53174.3577 | 15436.2821 | 23935.8865 | 0 | 23935.8865 | 0 | 360.739 | 278.1327
AirCldScrewChlr-0.95kwpton | DEER2023 |  | 2022-03-14 19:29:42+00 | Any | Htl | Old | CZ08 | cAVVG | Cap-Tons | 296.2353 | 139998.9062 | None | 1119445.7615 | 189674.2969 | 322497.4914 | 0 | 404635.2583 | 0 | 93980.403 | 108658.7876 | 53182.7233 | 15436.267 | 23935.5987 | 0 | 23935.5987 | 0 | 293.988 | 235.3334
AirCldScrewChlr-1.407kwpton | DEER2023 |  | 2022-03-14 19:29:42+00 | Any | Htl | Old | CZ08 | cAVVG | Cap-Tons | 1 | 139998.9062 | None | 1314096.542 | 189674.2969 | 322497.4914 | 0 | 599286.0584 | 0 | 93980.403 | 108658.7876 | 53182.7233 | 15436.267 | 23935.5987 | 0 | 23935.5987 | 0 | 382.4513 | 296.4869
AirCldScrewChlr-0.99kwpton-VarSpd | DEER2023 |  | 2022-03-14 20:36:10+00 | Any | Htl | Old | CZ08 | cAVVG | Cap-Tons | 296.2353 | 139998.9062 | None | 1136483.2146 | 189674.2969 | 322497.4914 | 0 | 421672.5624 | 0 | 93980.403 | 108658.7876 | 53182.7233 | 15436.267 | 23935.5987 | 0 | 23935.5987 | 0 | 301.7309 | 240.686
AirCldScrewChlr-1.407kwpton-VarSpd | DEER2023 |  | 2022-03-14 20:36:10+00 | Any | Htl | Old | CZ08 | cAVVG | Cap-Tons | 1 | 139998.9062 | None | 1314096.542 | 189674.2969 | 322497.4914 | 0 | 599286.0584 | 0 | 93980.403 | 108658.7876 | 53182.7233 | 15436.267 | 23935.5987 | 0 | 23935.5987 | 0 | 382.4513 | 296.4869
WtrCldCentChlr-Conv-0.42kwpton | DEER2023 |  | 2022-03-14 21:09:18+00 | Any | Htl | Old | CZ08 | cWVVG | Cap-Tons | 296.2353 | 139998.9062 | None | 1040220.1546 | 189674.2969 | 322497.4914 | 0 | 253201.1332 | 4934.4842 | 161257.0856 | 108655.965 | 53177.0754 | 15436.2821 | 23935.8076 | 0 | 23935.8076 | 0 | 219.0228 | 190.4048
WtrCldCentChlr-Conv-0.748kwpton | DEER2023 |  | 2022-03-14 21:09:18+00 | Any | Htl | Old | CZ08 | cWVVG | Cap-Tons | 1 | 139998.9062 | None | 1237829.6845 | 189674.2969 | 322497.4914 | 0 | 450724.0781 | 5157.4428 | 161121.0131 | 108655.965 | 53177.0754 | 15436.2821 | 23935.8076 | 0 | 23935.8076 | 0 | 288.7654 | 242.9161
WtrCldCentChlr-Conv-1Cmp-0.439kwpton-VarSpd-CndRlf | DEER2023 |  | 2022-03-14 22:16:50+00 | Any | Htl | Old | CZ08 | cWVVG | Cap-Tons | 296.2353 | 139998.9062 | None | 930917.623 | 189674.2969 | 322497.4914 | 0 | 135315.9353 | 14251.8125 | 160524.8291 | 108653.7252 | 53173.9127 | 15436.292 | 23936.1604 | 0 | 23936.1604 | 0 | 189.0806 | 164.4008
WtrCldCentChlr-Conv-1Cmp-0.748kwpton-VarSpd-CndRlf | DEER2023 |  | 2022-03-14 22:16:50+00 | Any | Htl | Old | CZ08 | cWVVG | Cap-Tons | 1 | 139998.9062 | None | 1025879.1668 | 189674.2969 | 322497.4914 | 0 | 230238.8188 | 14542.3691 | 160273.2238 | 108653.7252 | 53173.9127 | 15436.292 | 23936.1604 | 0 | 23936.1604 | 0 | 227.0304 | 191.1786
WtrCldCentChlr-NoFric-1Cmp-0.439kwpton-VarSpd-CndRlf | DEER2023 |  | 2022-03-14 22:54:12+00 | Any | Htl | Old | CZ08 | cWVVG | Cap-Tons | 296.2353 | 139998.9062 | None | 933847.6905 | 189674.2969 | 322497.4914 | 0 | 137828.9168 | 14326.4784 | 160866.0355 | 108654.8599 | 53174.5532 | 15436.2869 | 23935.8877 | 0 | 23935.8877 | 0 | 196.64 | 169.8242
WtrCldCentChlr-NoFric-1Cmp-0.748kwpton-VarSpd-CndRlf | DEER2023 |  | 2022-03-14 22:54:12+00 | Any | Htl | Old | CZ08 | cWVVG | Cap-Tons | 1 | 139998.9062 | None | 1030738.991 | 189674.2969 | 322497.4914 | 0 | 234650.97 | 14641.8881 | 160620.1916 | 108654.8599 | 53174.5478 | 15436.2869 | 23935.8864 | 0 | 23935.8864 | 0 | 239.917 | 200.4187
WtrCldCentChlr-NoFric-2Cmp-0.439kwpton-VarSpd-CndRlf | DEER2023 |  | 2022-03-14 23:25:13+00 | Any | Htl | Old | CZ08 | cWVVG | Cap-Tons | 296.2353 | 139998.9062 | None | 935529.9231 | 189674.2969 | 322497.4914 | 0 | 139622.2409 | 14342.6919 | 160738.6972 | 108654.8599 | 53174.5532 | 15436.2869 | 23935.8877 | 0 | 23935.8877 | 0 | 198.4601 | 171.2866
WtrCldCentChlr-NoFric-2Cmp-0.748kwpton-VarSpd-CndRlf | DEER2023 |  | 2022-03-14 23:25:13+00 | Any | Htl | Old | CZ08 | cWVVG | Cap-Tons | 1 | 139998.9062 | None | 1033640.8757 | 189674.2969 | 322497.4914 | 0 | 237713.6893 | 14669.3836 | 160431.7211 | 108654.8599 | 53174.5478 | 15436.2869 | 23935.8864 | 0 | 23935.8864 | 0 | 243.0182 | 202.9101
WtrCldRecipChlr-0.42kwpton | DEER2023 |  | 2022-03-14 23:49:47+00 | Any | Htl | Old | CZ08 | cWVVG | Cap-Tons | 296.2353 | 139998.9062 | None | 991036.9005 | 189674.2969 | 322497.4914 | 0 | 200330.0778 | 5071.8125 | 164798.0264 | 108665.5383 | 53192.7924 | 15436.2384 | 23936.326 | 0 | 23936.326 | 0 | 211.562 | 184.0053
WtrCldRecipChlr-0.748kwpton | DEER2023 |  | 2022-03-14 23:49:47+00 | Any | Htl | Old | CZ08 | cWVVG | Cap-Tons | 1 | 139998.9062 | None | 1147129.5181 | 189674.2969 | 322497.4914 | 0 | 356446.4455 | 5239.3715 | 164607.0324 | 108665.5383 | 53192.7924 | 15436.2384 | 23936.326 | 0 | 23936.326 | 0 | 275.4765 | 231.5725
WtrCldScrewChlr-0.42kwpton | DEER2023 |  | 2022-03-15 00:09:29+00 | Any | Htl | Old | CZ08 | cWVVG | Cap-Tons | 296.2353 | 139998.9062 | None | 999614.2009 | 189674.2969 | 322497.4914 | 0 | 209076.0479 | 5118.3812 | 164582.7164 | 108665.5383 | 53192.7924 | 15436.2384 | 23936.326 | 0 | 23936.326 | 0 | 218.9982 | 189.7426
WtrCldScrewChlr-0.748kwpton | DEER2023 |  | 2022-03-15 00:09:29+00 | Any | Htl | Old | CZ08 | cWVVG | Cap-Tons | 1 | 139998.9062 | None | 1161116.3419 | 189674.2969 | 322497.4914 | 0 | 370807.0176 | 5320.8247 | 164151.5535 | 108665.5383 | 53192.7924 | 15436.2384 | 23936.326 | 0 | 23936.326 | 0 | 288.7207 | 241.7887
WtrCldScrewChlr-0.439kwpton-VarSpd | DEER2023 |  | 2022-03-15 00:41:21+00 | Any | Htl | Old | CZ08 | cWVVG | Cap-Tons | 296.2353 | 139998.9062 | None | 951717.9886 | 189674.2969 | 322497.4914 | 0 | 161323.8399 | 4959.9256 | 164597.4141 | 108665.5 | 53192.7303 | 15436.2384 | 23936.3312 | 0 | 23936.3312 | 0 | 196.1603 | 172.802
WtrCldScrewChlr-0.748kwpton-VarSpd | DEER2023 |  | 2022-03-15 00:41:21+00 | Any | Htl | Old | CZ08 | cWVVG | Cap-Tons | 1 | 139998.9062 | None | 1064414.366 | 189674.2969 | 322497.4914 | 0 | 274213.1157 | 5036.1612 | 164328.3644 | 108665.5 | 53192.7332 | 15436.2384 | 23936.3312 | 0 | 23936.3312 | 0 | 242.9271 | 207.7887
AirCldRecipChlr-0.95kwpton | DEER2023 |  | 2022-03-14 18:21:41+00 | Any | Htl | Old | CZ09 | cAVVG | Cap-Tons | 359.199 | 139998.9062 | None | 1051359.7441 | 189674.2969 | 322414.1018 | 0 | 332840.2483 | 0 | 96374.7671 | 110056.7556 | 52503.9688 | 19234.766 | 25592.9239 | 0 | 25592.9239 | 0 | 285.6849 | 253.1069
AirCldRecipChlr-1.407kwpton | DEER2023 |  | 2022-03-14 18:21:41+00 | Any | Htl | Old | CZ09 | cAVVG | Cap-Tons | 1 | 139998.9062 | None | 1211473.0529 | 189674.2969 | 322414.1018 | 0 | 492953.8339 | 0 | 96374.7671 | 110056.7556 | 52503.9688 | 19234.766 | 25592.9239 | 0 | 25592.9239 | 0 | 369.6011 | 321.5312
AirCldScrewChlr-0.95kwpton | DEER2023 |  | 2022-03-14 19:29:42+00 | Any | Htl | Old | CZ09 | cAVVG | Cap-Tons | 359.199 | 139998.9062 | None | 1130914.4695 | 189674.2969 | 322414.1018 | 0 | 412323.5525 | 0 | 96445.2035 | 110057.6377 | 52504.7528 | 19234.766 | 25592.8637 | 0 | 25592.8637 | 0 | 304.273 | 267.3216
AirCldScrewChlr-1.407kwpton | DEER2023 |  | 2022-03-14 19:29:42+00 | Any | Htl | Old | CZ09 | cAVVG | Cap-Tons | 1 | 139998.9062 | None | 1329263.5337 | 189674.2969 | 322414.1018 | 0 | 610672.7857 | 0 | 96445.2035 | 110057.6377 | 52504.7528 | 19234.766 | 25592.8637 | 0 | 25592.8637 | 0 | 397.1309 | 342.5814
AirCldScrewChlr-0.99kwpton-VarSpd | DEER2023 |  | 2022-03-14 20:36:10+00 | Any | Htl | Old | CZ09 | cAVVG | Cap-Tons | 359.199 | 139998.9062 | None | 1148275.1494 | 189674.2969 | 322414.1018 | 0 | 429684.5294 | 0 | 96445.2035 | 110057.6377 | 52504.7528 | 19234.766 | 25592.8637 | 0 | 25592.8637 | 0 | 312.4008 | 273.9086
AirCldScrewChlr-1.407kwpton-VarSpd | DEER2023 |  | 2022-03-14 20:36:10+00 | Any | Htl | Old | CZ09 | cAVVG | Cap-Tons | 1 | 139998.9062 | None | 1329263.5337 | 189674.2969 | 322414.1018 | 0 | 610672.7857 | 0 | 96445.2035 | 110057.6377 | 52504.7528 | 19234.766 | 25592.8637 | 0 | 25592.8637 | 0 | 397.1309 | 342.5814
WtrCldCentChlr-Conv-0.42kwpton | DEER2023 |  | 2022-03-14 21:09:18+00 | Any | Htl | Old | CZ09 | cWVVG | Cap-Tons | 359.2696 | 139998.9062 | None | 1047765.9083 | 189674.2969 | 322414.1018 | 0 | 256453.0678 | 2001.6659 | 167169.8464 | 110053.353 | 52500.9329 | 19234.7765 | 25593.1219 | 0 | 25593.1219 | 0 | 227.9387 | 206.3517
WtrCldCentChlr-Conv-0.748kwpton | DEER2023 |  | 2022-03-14 21:09:18+00 | Any | Htl | Old | CZ09 | cWVVG | Cap-Tons | 1 | 139998.9062 | None | 1247520.7142 | 189674.2969 | 322414.1018 | 0 | 456409.1684 | 2082.3043 | 166887.905 | 110053.353 | 52500.9329 | 19234.7765 | 25593.1219 | 0 | 25593.1219 | 0 | 302.1378 | 267.6564
WtrCldCentChlr-Conv-1Cmp-0.439kwpton-VarSpd-CndRlf | DEER2023 |  | 2022-03-14 22:16:50+00 | Any | Htl | Old | CZ09 | cWVVG | Cap-Tons | 359.2696 | 139998.9062 | None | 940346.6469 | 189674.2969 | 322414.1018 | 0 | 148632.7439 | 4828.3231 | 164751.495 | 110046.1879 | 52494.4042 | 19234.7765 | 25593.4987 | 0 | 25593.4987 | 0 | 184.8086 | 174.0254
WtrCldCentChlr-Conv-1Cmp-0.748kwpton-VarSpd-CndRlf | DEER2023 |  | 2022-03-14 22:16:50+00 | Any | Htl | Old | CZ09 | cWVVG | Cap-Tons | 1 | 139998.9062 | None | 1043057.2088 | 189674.2969 | 322414.1018 | 0 | 251933.3331 | 4866.0267 | 164123.5192 | 110046.2382 | 52494.4042 | 19234.7765 | 25593.4987 | 0 | 25593.4987 | 0 | 220.201 | 206.7859
WtrCldCentChlr-NoFric-1Cmp-0.439kwpton-VarSpd-CndRlf | DEER2023 |  | 2022-03-14 22:54:12+00 | Any | Htl | Old | CZ09 | cWVVG | Cap-Tons | 359.2696 | 139998.9062 | None | 934488.3257 | 189674.2969 | 322414.1018 | 0 | 142458.3964 | 4844.863 | 165050.8006 | 110046.4733 | 52494.2214 | 19234.7765 | 25593.4872 | 0 | 25593.4872 | 0 | 191.114 | 178.5628
WtrCldCentChlr-NoFric-1Cmp-0.748kwpton-VarSpd-CndRlf | DEER2023 |  | 2022-03-14 22:54:12+00 | Any | Htl | Old | CZ09 | cWVVG | Cap-Tons | 1 | 139998.9062 | None | 1033414.8057 | 189674.2969 | 322414.1018 | 0 | 241987.3877 | 4891.7058 | 164401.5187 | 110046.4733 | 52494.2282 | 19234.7765 | 25593.4872 | 0 | 25593.4872 | 0 | 230.7911 | 214.5345
WtrCldCentChlr-NoFric-2Cmp-0.439kwpton-VarSpd-CndRlf | DEER2023 |  | 2022-03-14 23:25:13+00 | Any | Htl | Old | CZ09 | cWVVG | Cap-Tons | 359.2696 | 139998.9062 | None | 932648.748 | 189674.2969 | 322414.1018 | 0 | 140970.4309 | 4849.0211 | 164694.8965 | 110046.4733 | 52494.2214 | 19234.7765 | 25593.4872 | 0 | 25593.4872 | 0 | 192.8642 | 179.8173
WtrCldCentChlr-NoFric-2Cmp-0.748kwpton-VarSpd-CndRlf | DEER2023 |  | 2022-03-14 23:25:13+00 | Any | Htl | Old | CZ09 | cWVVG | Cap-Tons | 1 | 139998.9062 | None | 1030399.7234 | 189674.2969 | 322414.1018 | 0 | 239520.9358 | 4899.0709 | 163845.1295 | 110046.4733 | 52494.2253 | 19234.7765 | 25593.4872 | 0 | 25593.4872 | 0 | 233.7726 | 216.6715
WtrCldRecipChlr-0.42kwpton | DEER2023 |  | 2022-03-14 23:49:47+00 | Any | Htl | Old | CZ09 | cWVVG | Cap-Tons | 359.2696 | 139998.9062 | None | 991525.694 | 189674.2969 | 322414.1018 | 0 | 196920.4601 | 2106.5603 | 170349.8392 | 110061.1633 | 52510.0855 | 19234.7518 | 25592.7838 | 0 | 25592.7838 | 0 | 215.1074 | 196.919
WtrCldRecipChlr-0.748kwpton | DEER2023 |  | 2022-03-14 23:49:47+00 | Any | Htl | Old | CZ09 | cWVVG | Cap-Tons | 1 | 139998.9062 | None | 1144206.0739 | 189674.2969 | 322414.1018 | 0 | 350013.2309 | 2162.1629 | 169881.5168 | 110061.1633 | 52510.0855 | 19234.7518 | 25592.7838 | 0 | 25592.7838 | 0 | 279.2938 | 250.7674
WtrCldScrewChlr-0.42kwpton | DEER2023 |  | 2022-03-15 00:09:29+00 | Any | Htl | Old | CZ09 | cWVVG | Cap-Tons | 359.2696 | 139998.9062 | None | 999344.4347 | 189674.2969 | 322414.1018 | 0 | 205342.0622 | 2143.6423 | 169709.6552 | 110061.1633 | 52510.0898 | 19234.7518 | 25592.7876 | 0 | 25592.7876 | 0 | 226.8699 | 205.9437
WtrCldScrewChlr-0.748kwpton | DEER2023 |  | 2022-03-15 00:09:29+00 | Any | Htl | Old | CZ09 | cWVVG | Cap-Tons | 1 | 139998.9062 | None | 1156311.4695 | 189674.2969 | 322414.1018 | 0 | 363250.6348 | 2226.8558 | 168684.5141 | 110061.1633 | 52510.0898 | 19234.7518 | 25592.7876 | 0 | 25592.7876 | 0 | 300.2415 | 266.8401
WtrCldScrewChlr-0.439kwpton-VarSpd | DEER2023 |  | 2022-03-15 00:41:21+00 | Any | Htl | Old | CZ09 | cWVVG | Cap-Tons | 359.2696 | 139998.9062 | None | 954591.8357 | 189674.2969 | 322414.1018 | 0 | 160627.8297 | 2043.0559 | 169771.8876 | 110061.1256 | 52510.1017 | 19234.7518 | 25592.7876 | 0 | 25592.7876 | 0 | 196.9551 | 183.1141
WtrCldScrewChlr-0.748kwpton-VarSpd | DEER2023 |  | 2022-03-15 00:41:21+00 | Any | Htl | Old | CZ09 | cWVVG | Cap-Tons | 1 | 139998.9062 | None | 1065525.6027 | 189674.2969 | 322414.1018 | 0 | 272336.5117 | 2052.3062 | 168987.8748 | 110061.1391 | 52510.1017 | 19234.7518 | 25592.7889 | 0 | 25592.7889 | 0 | 242.0307 | 221.9307
AirCldRecipChlr-0.95kwpton | DEER2023 |  | 2022-03-14 18:21:41+00 | Any | Htl | Old | CZ10 | cAVVG | Cap-Tons | 334.3184 | 139998.9062 | None | 1086474.8432 | 189674.2969 | 320726.3863 | 0 | 364219.9573 | 0 | 99154.1263 | 112700.8952 | 54287.7765 | 20781.1355 | 27543.2058 | 0 | 27543.2058 | 0 | 294.2033 | 262.191
AirCldRecipChlr-1.407kwpton | DEER2023 |  | 2022-03-14 18:21:41+00 | Any | Htl | Old | CZ10 | cAVVG | Cap-Tons | 1 | 139998.9062 | None | 1261684.7706 | 189674.2969 | 320726.3863 | 0 | 539428.7752 | 0 | 99154.1263 | 112700.8952 | 54287.7765 | 20781.1355 | 27543.2058 | 0 | 27543.2058 | 0 | 385.0316 | 335.3487
AirCldScrewChlr-0.95kwpton | DEER2023 |  | 2022-03-14 19:29:42+00 | Any | Htl | Old | CZ10 | cAVVG | Cap-Tons | 334.3184 | 139998.9062 | None | 1162825.103 | 189674.2969 | 320726.3863 | 0 | 440463.3849 | 0 | 99258.3998 | 112703.1231 | 54291.2165 | 20781.1158 | 27543.152 | 0 | 27543.152 | 0 | 311.5771 | 277.3372
AirCldScrewChlr-1.407kwpton | DEER2023 |  | 2022-03-14 19:29:42+00 | Any | Htl | Old | CZ10 | cAVVG | Cap-Tons | 1 | 139998.9062 | None | 1374711.5559 | 189674.2969 | 320726.3863 | 0 | 652349.329 | 0 | 99258.3998 | 112703.1231 | 54291.2165 | 20781.1158 | 27543.152 | 0 | 27543.152 | 0 | 410.7632 | 357.781
AirCldScrewChlr-0.99kwpton-VarSpd | DEER2023 |  | 2022-03-14 20:36:10+00 | Any | Htl | Old | CZ10 | cAVVG | Cap-Tons | 334.3184 | 139998.9062 | None | 1181371.4055 | 189674.2969 | 320726.3863 | 0 | 459009.0827 | 0 | 99258.3998 | 112703.1231 | 54291.2165 | 20781.1158 | 27543.152 | 0 | 27543.152 | 0 | 320.2591 | 284.3783
AirCldScrewChlr-1.407kwpton-VarSpd | DEER2023 |  | 2022-03-14 20:36:10+00 | Any | Htl | Old | CZ10 | cAVVG | Cap-Tons | 1 | 139998.9062 | None | 1374711.5559 | 189674.2969 | 320726.3863 | 0 | 652349.329 | 0 | 99258.3998 | 112703.1231 | 54291.2165 | 20781.1158 | 27543.152 | 0 | 27543.152 | 0 | 410.7632 | 357.781
WtrCldCentChlr-Conv-0.42kwpton | DEER2023 |  | 2022-03-14 21:09:18+00 | Any | Htl | Old | CZ10 | cWVVG | Cap-Tons | 334.7817 | 139998.9062 | None | 1060241.7701 | 189674.2969 | 320726.3863 | 0 | 264791.913 | 4132.6291 | 168220.0534 | 112696.2399 | 54285.0807 | 20781.1355 | 27543.8058 | 0 | 27543.8058 | 0 | 222.1221 | 212.1655
WtrCldCentChlr-Conv-0.748kwpton | DEER2023 |  | 2022-03-14 21:09:18+00 | Any | Htl | Old | CZ10 | cWVVG | Cap-Tons | 1 | 139998.9062 | None | 1266889.4506 | 189674.2969 | 320726.3863 | 0 | 471372.5567 | 4314.6752 | 168105.3058 | 112696.2399 | 54285.0807 | 20781.1355 | 27543.8058 | 0 | 27543.8058 | 0 | 296.2572 | 277.0264
WtrCldCentChlr-Conv-1Cmp-0.439kwpton-VarSpd-CndRlf | DEER2023 |  | 2022-03-14 22:16:50+00 | Any | Htl | Old | CZ10 | cWVVG | Cap-Tons | 334.7817 | 139998.9062 | None | 947508.6662 | 189674.2969 | 320726.3863 | 0 | 146441.9159 | 11190.6729 | 166784.1955 | 112691.2336 | 54278.6917 | 20781.1441 | 27543.2442 | 0 | 27543.2442 | 0 | 187.3733 | 181.6011
WtrCldCentChlr-Conv-1Cmp-0.748kwpton-VarSpd-CndRlf | DEER2023 |  | 2022-03-14 22:16:50+00 | Any | Htl | Old | CZ10 | cWVVG | Cap-Tons | 1 | 139998.9062 | None | 1049944.7576 | 189674.2969 | 320726.3863 | 0 | 249000.1909 | 11393.2013 | 166459.1093 | 112691.2336 | 54278.6917 | 20781.1441 | 27543.2431 | 0 | 27543.2431 | 0 | 224.7952 | 214.9157
WtrCldCentChlr-NoFric-1Cmp-0.439kwpton-VarSpd-CndRlf | DEER2023 |  | 2022-03-14 22:54:12+00 | Any | Htl | Old | CZ10 | cWVVG | Cap-Tons | 334.7817 | 139998.9062 | None | 948835.9025 | 189674.2969 | 320726.3863 | 0 | 147265.5925 | 11256.0114 | 167221.327 | 112692.3462 | 54279.644 | 20781.1441 | 27543.188 | 0 | 27543.188 | 0 | 195.3883 | 187.7847
WtrCldCentChlr-NoFric-1Cmp-0.748kwpton-VarSpd-CndRlf | DEER2023 |  | 2022-03-14 22:54:12+00 | Any | Htl | Old | CZ10 | cWVVG | Cap-Tons | 1 | 139998.9062 | None | 1051982.4505 | 189674.2969 | 320726.3863 | 0 | 250608.2543 | 11482.5102 | 166798.5382 | 112692.3462 | 54279.6517 | 20781.1441 | 27543.188 | 0 | 27543.188 | 0 | 238.4588 | 225.4513
WtrCldCentChlr-NoFric-2Cmp-0.439kwpton-VarSpd-CndRlf | DEER2023 |  | 2022-03-14 23:25:13+00 | Any | Htl | Old | CZ10 | cWVVG | Cap-Tons | 334.7817 | 139998.9062 | None | 949837.3847 | 189674.2969 | 320726.3863 | 0 | 148537.0405 | 11270.1961 | 166937.1503 | 112692.3462 | 54279.644 | 20781.1441 | 27543.188 | 0 | 27543.188 | 0 | 197.5916 | 189.5712
WtrCldCentChlr-NoFric-2Cmp-0.748kwpton-VarSpd-CndRlf | DEER2023 |  | 2022-03-14 23:25:13+00 | Any | Htl | Old | CZ10 | cWVVG | Cap-Tons | 1 | 139998.9062 | None | 1053904.3255 | 189674.2969 | 320726.3863 | 0 | 252809.4431 | 11506.7934 | 166495.2382 | 112692.3462 | 54279.6517 | 20781.1441 | 27543.1812 | 0 | 27543.1812 | 0 | 242.2229 | 228.4915
WtrCldRecipChlr-0.42kwpton | DEER2023 |  | 2022-03-14 23:49:47+00 | Any | Htl | Old | CZ10 | cWVVG | Cap-Tons | 334.7817 | 139998.9062 | None | 1009067.4493 | 189674.2969 | 320726.3863 | 0 | 209566.8685 | 4287.0464 | 172102.9657 | 112709.7659 | 54304.4897 | 20781.0974 | 27543.1679 | 0 | 27543.1679 | 0 | 212.6881 | 203.7576
WtrCldRecipChlr-0.748kwpton | DEER2023 |  | 2022-03-14 23:49:47+00 | Any | Htl | Old | CZ10 | cWVVG | Cap-Tons | 1 | 139998.9062 | None | 1172159.8092 | 189674.2969 | 320726.3863 | 0 | 372798.7786 | 4426.4624 | 171824.3355 | 112709.7659 | 54304.4923 | 20781.0974 | 27543.1679 | 0 | 27543.1679 | 0 | 279.4571 | 261.8787
WtrCldScrewChlr-0.42kwpton | DEER2023 |  | 2022-03-15 00:09:29+00 | Any | Htl | Old | CZ10 | cWVVG | Cap-Tons | 334.7817 | 139998.9062 | None | 1016969.9917 | 189674.2969 | 320726.3863 | 0 | 218000.3238 | 4334.3143 | 171525.088 | 112709.7659 | 54304.4857 | 20781.0974 | 27543.1701 | 0 | 27543.1701 | 0 | 221.8483 | 211.5798
WtrCldScrewChlr-0.748kwpton | DEER2023 |  | 2022-03-15 00:09:29+00 | Any | Htl | Old | CZ10 | cWVVG | Cap-Tons | 1 | 139998.9062 | None | 1185086.4915 | 189674.2969 | 320726.3863 | 0 | 386494.4197 | 4510.3632 | 170971.2522 | 112709.7659 | 54304.4857 | 20781.0974 | 27543.1701 | 0 | 27543.1701 | 0 | 295.7705 | 275.813
WtrCldScrewChlr-0.439kwpton-VarSpd | DEER2023 |  | 2022-03-15 00:41:21+00 | Any | Htl | Old | CZ10 | cWVVG | Cap-Tons | 334.7817 | 139998.9062 | None | 968030.1572 | 189674.2969 | 320726.3863 | 0 | 169180.7156 | 4187.3935 | 171551.5962 | 112709.5802 | 54302.5202 | 20781.0974 | 27542.9021 | 0 | 27542.9021 | 0 | 195.1 | 189.1075
WtrCldScrewChlr-0.748kwpton-VarSpd | DEER2023 |  | 2022-03-15 00:41:21+00 | Any | Htl | Old | CZ10 | cWVVG | Cap-Tons | 1 | 139998.9062 | None | 1085993.2717 | 189674.2969 | 320726.3863 | 0 | 287446.0089 | 4246.4233 | 171190.3324 | 112709.5802 | 54302.5189 | 20781.0974 | 27542.9021 | 0 | 27542.9021 | 0 | 242.899 | 231.1849
AirCldRecipChlr-0.95kwpton | DEER2023 |  | 2022-03-14 18:21:41+00 | Any | Htl | Old | CZ11 | cAVVG | Cap-Tons | 332.9311 | 139998.9062 | None | 1095993.2273 | 189674.2969 | 324803.1928 | 0 | 363372.0006 | 0 | 104343.1232 | 113801.2253 | 51316.2697 | 29877.5709 | 36410.1176 | 0 | 36410.1176 | 0 | 331.3798 | 340.4582
AirCldRecipChlr-1.407kwpton | DEER2023 |  | 2022-03-14 18:21:41+00 | Any | Htl | Old | CZ11 | cAVVG | Cap-Tons | 1 | 139998.9062 | None | 1270793.6029 | 189674.2969 | 324803.1928 | 0 | 538172.7945 | 0 | 104343.1232 | 113801.2253 | 51316.2697 | 29877.5709 | 36410.1176 | 0 | 36410.1176 | 0 | 436.6488 | 446.1874
AirCldScrewChlr-0.95kwpton | DEER2023 |  | 2022-03-14 19:29:42+00 | Any | Htl | Old | CZ11 | cAVVG | Cap-Tons | 332.9311 | 139998.9062 | None | 1165420.1331 | 189674.2969 | 324803.1928 | 0 | 432747.3271 | 0 | 104392.988 | 113802.7223 | 51318.8436 | 29877.572 | 36410.8376 | 0 | 36410.8376 | 0 | 350.4106 | 357.7757
AirCldScrewChlr-1.407kwpton | DEER2023 |  | 2022-03-14 19:29:42+00 | Any | Htl | Old | CZ11 | cAVVG | Cap-Tons | 1 | 139998.9062 | None | 1373593.868 | 189674.2969 | 324803.1928 | 0 | 640921.4507 | 0 | 104392.988 | 113802.7223 | 51318.8436 | 29877.572 | 36410.8376 | 0 | 36410.8376 | 0 | 464.8335 | 471.8737
AirCldScrewChlr-0.99kwpton-VarSpd | DEER2023 |  | 2022-03-14 20:36:10+00 | Any | Htl | Old | CZ11 | cAVVG | Cap-Tons | 332.9311 | 139998.9062 | None | 1183640.7141 | 189674.2969 | 324803.1928 | 0 | 450968.183 | 0 | 104392.988 | 113802.7223 | 51318.8436 | 29877.572 | 36410.8376 | 0 | 36410.8376 | 0 | 360.4259 | 367.7625
AirCldScrewChlr-1.407kwpton-VarSpd | DEER2023 |  | 2022-03-14 20:36:10+00 | Any | Htl | Old | CZ11 | cAVVG | Cap-Tons | 1 | 139998.9062 | None | 1373593.868 | 189674.2969 | 324803.1928 | 0 | 640921.4507 | 0 | 104392.988 | 113802.7223 | 51318.8436 | 29877.572 | 36410.8376 | 0 | 36410.8376 | 0 | 464.8335 | 471.8737
WtrCldCentChlr-Conv-0.42kwpton | DEER2023 |  | 2022-03-14 21:09:18+00 | Any | Htl | Old | CZ11 | cWVVG | Cap-Tons | 332.9311 | 139998.9062 | None | 1044216.524 | 189674.2969 | 324803.1928 | 0 | 246596.7144 | 2915.3324 | 166431.1125 | 113796.6244 | 51301.0824 | 29877.5676 | 36410.5638 | 0 | 36410.5638 | 0 | 231.8892 | 240.7617
WtrCldCentChlr-Conv-0.748kwpton | DEER2023 |  | 2022-03-14 21:09:18+00 | Any | Htl | Old | CZ11 | cWVVG | Cap-Tons | 1 | 139998.9062 | None | 1236641.948 | 189674.2969 | 324803.1928 | 0 | 438984.479 | 3038.2639 | 166345.6089 | 113796.6244 | 51301.0824 | 29877.5676 | 36410.5582 | 0 | 36410.5582 | 0 | 309.038 | 318.5788
WtrCldCentChlr-Conv-1Cmp-0.439kwpton-VarSpd-CndRlf | DEER2023 |  | 2022-03-14 22:16:50+00 | Any | Htl | Old | CZ11 | cWVVG | Cap-Tons | 332.9311 | 139998.9062 | None | 939760.511 | 189674.2969 | 324803.1928 | 0 | 141543.9221 | 6495.5796 | 163459.8682 | 113784.5169 | 51287.2267 | 29877.5664 | 36409.905 | 0 | 36409.905 | 0 | 192.5855 | 202.6015
WtrCldCentChlr-Conv-1Cmp-0.748kwpton-VarSpd-CndRlf | DEER2023 |  | 2022-03-14 22:16:50+00 | Any | Htl | Old | CZ11 | cWVVG | Cap-Tons | 1 | 139998.9062 | None | 1038324.5758 | 189674.2969 | 324803.1928 | 0 | 240385.3751 | 6582.4043 | 163095.5226 | 113784.5169 | 51287.2267 | 29877.5664 | 36409.8994 | 0 | 36409.8994 | 0 | 232.6688 | 244.5141
WtrCldCentChlr-NoFric-1Cmp-0.439kwpton-VarSpd-CndRlf | DEER2023 |  | 2022-03-14 22:54:12+00 | Any | Htl | Old | CZ11 | cWVVG | Cap-Tons | 332.9311 | 139998.9062 | None | 940418.0254 | 189674.2969 | 324803.1928 | 0 | 141702.0734 | 6539.3992 | 163914.9429 | 113784.8338 | 51295.269 | 29877.5664 | 36409.9744 | 0 | 36409.9744 | 0 | 200.0838 | 209.8555
WtrCldCentChlr-NoFric-1Cmp-0.748kwpton-VarSpd-CndRlf | DEER2023 |  | 2022-03-14 22:54:12+00 | Any | Htl | Old | CZ11 | cWVVG | Cap-Tons | 1 | 139998.9062 | None | 1039240.3248 | 189674.2969 | 324803.1928 | 0 | 240927.7594 | 6644.842 | 163406.5507 | 113784.8338 | 51295.269 | 29877.5664 | 36409.9744 | 0 | 36409.9744 | 0 | 245.4441 | 256.8887
WtrCldCentChlr-NoFric-2Cmp-0.439kwpton-VarSpd-CndRlf | DEER2023 |  | 2022-03-14 23:25:13+00 | Any | Htl | Old | CZ11 | cWVVG | Cap-Tons | 332.9311 | 139998.9062 | None | 940427.31 | 189674.2969 | 324803.1928 | 0 | 142133.8059 | 6548.5208 | 163483.429 | 113784.8338 | 51295.269 | 29877.5664 | 36409.9744 | 0 | 36409.9744 | 0 | 202.1478 | 211.8293
WtrCldCentChlr-NoFric-2Cmp-0.748kwpton-VarSpd-CndRlf | DEER2023 |  | 2022-03-14 23:25:13+00 | Any | Htl | Old | CZ11 | cWVVG | Cap-Tons | 1 | 139998.9062 | None | 1039636.5513 | 189674.2969 | 324803.1928 | 0 | 241750.9893 | 6660.4251 | 162963.516 | 113784.8338 | 51295.269 | 29877.5664 | 36409.9744 | 0 | 36409.9744 | 0 | 248.9601 | 260.2511
WtrCldRecipChlr-0.42kwpton | DEER2023 |  | 2022-03-14 23:49:47+00 | Any | Htl | Old | CZ11 | cWVVG | Cap-Tons | 332.9311 | 139998.9062 | None | 996859.5527 | 189674.2969 | 324803.1928 | 0 | 195996.4469 | 3013.4165 | 169566.1712 | 113807.0228 | 51322.3636 | 29877.5557 | 36410.6678 | 0 | 36410.6678 | 0 | 223.0699 | 232.047
WtrCldRecipChlr-0.748kwpton | DEER2023 |  | 2022-03-14 23:49:47+00 | Any | Htl | Old | CZ11 | cWVVG | Cap-Tons | 1 | 139998.9062 | None | 1149211.6507 | 189674.2969 | 324803.1928 | 0 | 348569.8441 | 3108.7482 | 169249.8022 | 113807.0228 | 51322.3699 | 29877.5557 | 36410.6678 | 0 | 36410.6678 | 0 | 293.3288 | 303.0559
WtrCldScrewChlr-0.42kwpton | DEER2023 |  | 2022-03-15 00:09:29+00 | Any | Htl | Old | CZ11 | cWVVG | Cap-Tons | 332.9311 | 139998.9062 | None | 1005989.537 | 189674.2969 | 324803.1928 | 0 | 205912.1292 | 3055.1582 | 168738.5811 | 113807.0228 | 51322.3675 | 29877.5557 | 36410.6678 | 0 | 36410.6678 | 0 | 232.9601 | 241.7394
WtrCldScrewChlr-0.748kwpton | DEER2023 |  | 2022-03-15 00:09:29+00 | Any | Htl | Old | CZ11 | cWVVG | Cap-Tons | 1 | 139998.9062 | None | 1164603.6372 | 189674.2969 | 324803.1928 | 0 | 365054.147 | 3181.0119 | 168084.599 | 113806.9911 | 51322.3675 | 29877.5557 | 36410.6678 | 0 | 36410.6678 | 0 | 310.9369 | 320.3118
WtrCldScrewChlr-0.439kwpton-VarSpd | DEER2023 |  | 2022-03-15 00:41:21+00 | Any | Htl | Old | CZ11 | cWVVG | Cap-Tons | 332.9311 | 139998.9062 | None | 956674.5235 | 189674.2969 | 324803.1928 | 0 | 156577.6517 | 2938.8031 | 168874.5298 | 113806.993 | 51322.3581 | 29877.5557 | 36410.6678 | 0 | 36410.6678 | 0 | 205.4241 | 214.5378
WtrCldScrewChlr-0.748kwpton-VarSpd | DEER2023 |  | 2022-03-15 00:41:21+00 | Any | Htl | Old | CZ11 | cWVVG | Cap-Tons | 1 | 139998.9062 | None | 1065537.2437 | 189674.2969 | 324803.1928 | 0 | 265871.282 | 2975.217 | 168407.1405 | 113806.993 | 51322.3581 | 29877.5557 | 36410.6713 | 0 | 36410.6713 | 0 | 256.3304 | 266.2114
AirCldRecipChlr-0.95kwpton | DEER2023 |  | 2022-03-14 18:21:41+00 | Any | Htl | Old | CZ12 | cAVVG | Cap-Tons | 305.9332 | 139998.9062 | None | 1007071.7295 | 189674.2969 | 322949.6978 | 0 | 289778.201 | 0 | 98202.798 | 106467.2882 | 45456.5334 | 30825.925 | 33580.5381 | 0 | 33580.5381 | 0 | 302.0897 | 306.107
AirCldRecipChlr-1.407kwpton | DEER2023 |  | 2022-03-14 18:21:41+00 | Any | Htl | Old | CZ12 | cAVVG | Cap-Tons | 1 | 139998.9062 | None | 1146470.5608 | 189674.2969 | 322949.6978 | 0 | 429176.7563 | 0 | 98202.798 | 106467.2882 | 45456.5334 | 30825.925 | 33580.5381 | 0 | 33580.5381 | 0 | 395.8224 | 397.3541
AirCldScrewChlr-0.95kwpton | DEER2023 |  | 2022-03-14 19:29:42+00 | Any | Htl | Old | CZ12 | cAVVG | Cap-Tons | 305.9332 | 139998.9062 | None | 1070863.1205 | 189674.2969 | 322949.6978 | 0 | 353491.0339 | 0 | 98279.6528 | 106468.7275 | 45456.5986 | 30825.925 | 33579.7501 | 0 | 33579.7501 | 0 | 318.4015 | 322.0912
AirCldScrewChlr-1.407kwpton | DEER2023 |  | 2022-03-14 19:29:42+00 | Any | Htl | Old | CZ12 | cAVVG | Cap-Tons | 1 | 139998.9062 | None | 1240910.4993 | 189674.2969 | 322949.6978 | 0 | 523538.7035 | 0 | 98279.6528 | 106468.7275 | 45456.5986 | 30825.925 | 33579.7501 | 0 | 33579.7501 | 0 | 419.981 | 421.0274
AirCldScrewChlr-0.99kwpton-VarSpd | DEER2023 |  | 2022-03-14 20:36:10+00 | Any | Htl | Old | CZ12 | cAVVG | Cap-Tons | 305.9332 | 139998.9062 | None | 1085746.5221 | 189674.2969 | 322949.6978 | 0 | 368374.803 | 0 | 98279.6528 | 106468.7275 | 45456.5986 | 30825.925 | 33579.7501 | 0 | 33579.7501 | 0 | 327.2925 | 330.751
AirCldScrewChlr-1.407kwpton-VarSpd | DEER2023 |  | 2022-03-14 20:36:10+00 | Any | Htl | Old | CZ12 | cAVVG | Cap-Tons | 1 | 139998.9062 | None | 1240910.4993 | 189674.2969 | 322949.6978 | 0 | 523538.7035 | 0 | 98279.6528 | 106468.7275 | 45456.5986 | 30825.925 | 33579.7501 | 0 | 33579.7501 | 0 | 419.981 | 421.0274
WtrCldCentChlr-Conv-0.42kwpton | DEER2023 |  | 2022-03-14 21:09:18+00 | Any | Htl | Old | CZ12 | cWVVG | Cap-Tons | 305.9332 | 139998.9062 | None | 988809.8105 | 189674.2969 | 322949.6978 | 0 | 211917.7853 | 3183.3685 | 154620.286 | 106465.2151 | 45454.3621 | 30825.9244 | 33580.457 | 0 | 33580.457 | 0 | 218.696 | 227.5851
WtrCldCentChlr-Conv-0.748kwpton | DEER2023 |  | 2022-03-14 21:09:18+00 | Any | Htl | Old | CZ12 | cWVVG | Cap-Tons | 1 | 139998.9062 | None | 1154154.9706 | 189674.2969 | 322949.6978 | 0 | 377221.1203 | 3318.9536 | 154526.1886 | 106465.2151 | 45454.3621 | 30825.9244 | 33580.457 | 0 | 33580.457 | 0 | 290.0874 | 298.8535
WtrCldCentChlr-Conv-1Cmp-0.439kwpton-VarSpd-CndRlf | DEER2023 |  | 2022-03-14 22:16:50+00 | Any | Htl | Old | CZ12 | cWVVG | Cap-Tons | 305.9332 | 139998.9062 | None | 896188.1589 | 189674.2969 | 322949.6978 | 0 | 115484.028 | 8381.328 | 153238.9728 | 106460.7366 | 45454.0912 | 30825.9155 | 33580.6324 | 0 | 33580.6324 | 0 | 187.5545 | 196.5068
WtrCldCentChlr-Conv-1Cmp-0.748kwpton-VarSpd-CndRlf | DEER2023 |  | 2022-03-14 22:16:50+00 | Any | Htl | Old | CZ12 | cWVVG | Cap-Tons | 1 | 139998.9062 | None | 976679.0486 | 189674.2969 | 322949.6978 | 0 | 196178.5265 | 8523.678 | 152893.205 | 106460.7351 | 45454.106 | 30825.9155 | 33580.6324 | 0 | 33580.6324 | 0 | 226.1097 | 235.0154
WtrCldCentChlr-NoFric-1Cmp-0.439kwpton-VarSpd-CndRlf | DEER2023 |  | 2022-03-14 22:54:12+00 | Any | Htl | Old | CZ12 | cWVVG | Cap-Tons | 305.9332 | 139998.9062 | None | 897837.8604 | 189674.2969 | 322949.6978 | 0 | 116728.6308 | 8434.8187 | 153589.5567 | 106461.6428 | 45451.9056 | 30825.9239 | 33580.8348 | 0 | 33580.8348 | 0 | 194.8061 | 203.2682
WtrCldCentChlr-NoFric-1Cmp-0.748kwpton-VarSpd-CndRlf | DEER2023 |  | 2022-03-14 22:54:12+00 | Any | Htl | Old | CZ12 | cWVVG | Cap-Tons | 1 | 139998.9062 | None | 979423.9529 | 189674.2969 | 322949.6978 | 0 | 198565.2637 | 8600.5959 | 153173.3558 | 106461.6428 | 45451.9017 | 30825.9239 | 33580.8348 | 0 | 33580.8348 | 0 | 238.4571 | 246.4364
WtrCldCentChlr-NoFric-2Cmp-0.439kwpton-VarSpd-CndRlf | DEER2023 |  | 2022-03-14 23:25:13+00 | Any | Htl | Old | CZ12 | cWVVG | Cap-Tons | 305.9332 | 139998.9062 | None | 898594.2029 | 189674.2969 | 322949.6978 | 0 | 117816.131 | 8447.412 | 153245.7904 | 106461.6428 | 45451.9056 | 30825.9239 | 33580.8348 | 0 | 33580.8348 | 0 | 196.7098 | 205.1327
WtrCldCentChlr-NoFric-2Cmp-0.748kwpton-VarSpd-CndRlf | DEER2023 |  | 2022-03-14 23:25:13+00 | Any | Htl | Old | CZ12 | cWVVG | Cap-Tons | 1 | 139998.9062 | None | 980887.4588 | 189674.2969 | 322949.6978 | 0 | 200450.6081 | 8622.047 | 152730.1789 | 106461.6428 | 45451.9017 | 30825.9239 | 33580.8348 | 0 | 33580.8348 | 0 | 241.7032 | 249.6125
WtrCldRecipChlr-0.42kwpton | DEER2023 |  | 2022-03-14 23:49:47+00 | Any | Htl | Old | CZ12 | cWVVG | Cap-Tons | 305.9332 | 139998.9062 | None | 946898.1185 | 189674.2969 | 322949.6978 | 0 | 167404.3381 | 3276.9235 | 157120.1046 | 106473.5481 | 45466.6106 | 30825.9116 | 33580.9032 | 0 | 33580.9032 | 0 | 210.811 | 219.5828
WtrCldRecipChlr-0.748kwpton | DEER2023 |  | 2022-03-14 23:49:47+00 | Any | Htl | Old | CZ12 | cWVVG | Cap-Tons | 1 | 139998.9062 | None | 1077057.1673 | 189674.2969 | 322949.6978 | 0 | 297742.8925 | 3382.1757 | 156835.3339 | 106473.5481 | 45466.6051 | 30825.9116 | 33580.9032 | 0 | 33580.9032 | 0 | 276.0387 | 284.5983
WtrCldScrewChlr-0.42kwpton | DEER2023 |  | 2022-03-15 00:09:29+00 | Any | Htl | Old | CZ12 | cWVVG | Cap-Tons | 305.9332 | 139998.9062 | None | 950976.3303 | 189674.2969 | 322949.6978 | 0 | 172184.1992 | 3313.2814 | 156382.0907 | 106473.5466 | 45466.6106 | 30825.9116 | 33580.9068 | 0 | 33580.9068 | 0 | 218.7496 | 227.4044
WtrCldScrewChlr-0.748kwpton | DEER2023 |  | 2022-03-15 00:09:29+00 | Any | Htl | Old | CZ12 | cWVVG | Cap-Tons | 1 | 139998.9062 | None | 1083480.2499 | 189674.2969 | 322949.6978 | 0 | 305121.9069 | 3446.6199 | 155815.1496 | 106473.5481 | 45466.6106 | 30825.9116 | 33580.9068 | 0 | 33580.9068 | 0 | 290.1797 | 298.5312
WtrCldScrewChlr-0.439kwpton-VarSpd | DEER2023 |  | 2022-03-15 00:41:21+00 | Any | Htl | Old | CZ12 | cWVVG | Cap-Tons | 305.9332 | 139998.9062 | None | 912740.1401 | 189674.2969 | 322949.6978 | 0 | 133885.6134 | 3199.8286 | 156558.1322 | 106473.5083 | 45466.5649 | 30825.9116 | 33580.9093 | 0 | 33580.9093 | 0 | 195.0016 | 203.9317
WtrCldScrewChlr-0.748kwpton-VarSpd | DEER2023 |  | 2022-03-15 00:41:21+00 | Any | Htl | Old | CZ12 | cWVVG | Cap-Tons | 1 | 139998.9062 | None | 1005860.1918 | 189674.2969 | 322949.6978 | 0 | 227372.7161 | 3243.498 | 156147.1532 | 106473.5083 | 45466.5649 | 30825.9116 | 33580.9093 | 0 | 33580.9093 | 0 | 242.6673 | 251.5177
AirCldRecipChlr-0.95kwpton | DEER2023 |  | 2022-03-14 18:21:41+00 | Any | Htl | Old | CZ13 | cAVVG | Cap-Tons | 334.7254 | 139998.9062 | None | 1130390.604 | 189674.2969 | 325017.8525 | 0 | 396205.3795 | 0 | 103154.0246 | 116339.9262 | 56276.2296 | 25793.7398 | 32371.9503 | 0 | 32371.9503 | 0 | 328.9283 | 330.7617
AirCldRecipChlr-1.407kwpton | DEER2023 |  | 2022-03-14 18:21:41+00 | Any | Htl | Old | CZ13 | cAVVG | Cap-Tons | 1 | 139998.9062 | None | 1320986.4754 | 189674.2969 | 325017.8525 | 0 | 586801.0056 | 0 | 103154.0246 | 116339.9262 | 56276.2296 | 25793.7398 | 32371.9503 | 0 | 32371.9503 | 0 | 434.0863 | 432.9197
AirCldScrewChlr-0.95kwpton | DEER2023 |  | 2022-03-14 19:29:42+00 | Any | Htl | Old | CZ13 | cAVVG | Cap-Tons | 334.7253 | 139998.9062 | None | 1204807.2612 | 189674.2969 | 325017.8525 | 0 | 470558.3369 | 0 | 103216.1295 | 116341.4386 | 56277.35 | 25793.7388 | 32371.8584 | 0 | 32371.8584 | 0 | 347.7099 | 348.9947
AirCldScrewChlr-1.407kwpton | DEER2023 |  | 2022-03-14 19:29:42+00 | Any | Htl | Old | CZ13 | cAVVG | Cap-Tons | 1 | 139998.9062 | None | 1431170.7994 | 189674.2969 | 325017.8525 | 0 | 696921.5328 | 0 | 103216.1295 | 116341.4386 | 56277.35 | 25793.7388 | 32371.8584 | 0 | 32371.8584 | 0 | 461.9025 | 459.9239
AirCldScrewChlr-0.99kwpton-VarSpd | DEER2023 |  | 2022-03-14 20:36:10+00 | Any | Htl | Old | CZ13 | cAVVG | Cap-Tons | 334.7253 | 139998.9062 | None | 1224620.2521 | 189674.2969 | 325017.8525 | 0 | 490371.261 | 0 | 103216.1295 | 116341.4386 | 56277.35 | 25793.7388 | 32371.8584 | 0 | 32371.8584 | 0 | 357.7048 | 358.7044
AirCldScrewChlr-1.407kwpton-VarSpd | DEER2023 |  | 2022-03-14 20:36:10+00 | Any | Htl | Old | CZ13 | cAVVG | Cap-Tons | 1 | 139998.9062 | None | 1431170.7994 | 189674.2969 | 325017.8525 | 0 | 696921.5328 | 0 | 103216.1295 | 116341.4386 | 56277.35 | 25793.7388 | 32371.8584 | 0 | 32371.8584 | 0 | 461.9025 | 459.9239
WtrCldCentChlr-Conv-0.42kwpton | DEER2023 |  | 2022-03-14 21:09:18+00 | Any | Htl | Old | CZ13 | cWVVG | Cap-Tons | 337.1418 | 139998.9062 | None | 1076541.3293 | 189674.2969 | 325017.8525 | 0 | 269751.2557 | 4395.2453 | 171368.7748 | 116334.539 | 56269.1766 | 25793.7334 | 32372.1379 | 0 | 32372.1379 | 0 | 232.8387 | 238.7119
WtrCldCentChlr-Conv-0.748kwpton | DEER2023 |  | 2022-03-14 21:09:18+00 | Any | Htl | Old | CZ13 | cWVVG | Cap-Tons | 1 | 139998.9062 | None | 1286968.2671 | 189674.2969 | 325017.8525 | 0 | 480242.5519 | 4585.0706 | 171114.9336 | 116334.539 | 56269.1766 | 25793.7334 | 32372.1379 | 0 | 32372.1379 | 0 | 311.1255 | 315.8981
WtrCldCentChlr-Conv-1Cmp-0.439kwpton-VarSpd-CndRlf | DEER2023 |  | 2022-03-14 22:16:50+00 | Any | Htl | Old | CZ13 | cWVVG | Cap-Tons | 337.1419 | 139998.9062 | None | 961843.8236 | 189674.2969 | 325017.8525 | 0 | 149810.4296 | 11562.0187 | 169450.9718 | 116329.0125 | 56251.0625 | 25793.7388 | 32372.0809 | 0 | 32372.0809 | 0 | 199.4421 | 207.1144
WtrCldCentChlr-Conv-1Cmp-0.748kwpton-VarSpd-CndRlf | DEER2023 |  | 2022-03-14 22:16:50+00 | Any | Htl | Old | CZ13 | cWVVG | Cap-Tons | 1 | 139998.9062 | None | 1066390.686 | 189674.2969 | 325017.8525 | 0 | 254658.5772 | 11779.6494 | 168932.1341 | 116329.0125 | 56251.0625 | 25793.7388 | 32372.0809 | 0 | 32372.0809 | 0 | 241.7605 | 249.7389
WtrCldCentChlr-NoFric-1Cmp-0.439kwpton-VarSpd-CndRlf | DEER2023 |  | 2022-03-14 22:54:12+00 | Any | Htl | Old | CZ13 | cWVVG | Cap-Tons | 337.1419 | 139998.9062 | None | 964907.4206 | 189674.2969 | 325017.8525 | 0 | 152199.0966 | 11656.1157 | 170030.453 | 116330.3857 | 56254.2318 | 25793.7388 | 32372.4509 | 0 | 32372.4509 | 0 | 207.4674 | 214.7297
WtrCldCentChlr-NoFric-1Cmp-0.748kwpton-VarSpd-CndRlf | DEER2023 |  | 2022-03-14 22:54:12+00 | Any | Htl | Old | CZ13 | cWVVG | Cap-Tons | 1 | 139998.9062 | None | 1071425.0332 | 189674.2969 | 325017.8525 | 0 | 258973.8003 | 11901.6918 | 169527.9938 | 116330.3857 | 56254.2279 | 25793.7388 | 32372.4509 | 0 | 32372.4509 | 0 | 255.4299 | 262.7114
WtrCldCentChlr-NoFric-2Cmp-0.439kwpton-VarSpd-CndRlf | DEER2023 |  | 2022-03-14 23:25:13+00 | Any | Htl | Old | CZ13 | cWVVG | Cap-Tons | 337.1419 | 139998.9062 | None | 966345.4842 | 189674.2969 | 325017.8525 | 0 | 153912.9443 | 11672.1826 | 169738.5209 | 116330.3857 | 56254.2279 | 25793.7388 | 32372.4509 | 0 | 32372.4509 | 0 | 209.5927 | 216.732
WtrCldCentChlr-NoFric-2Cmp-0.748kwpton-VarSpd-CndRlf | DEER2023 |  | 2022-03-14 23:25:13+00 | Any | Htl | Old | CZ13 | cWVVG | Cap-Tons | 1 | 139998.9062 | None | 1074026.7109 | 189674.2969 | 325017.8525 | 0 | 261939.6074 | 11929.1645 | 169136.4106 | 116330.3857 | 56254.2279 | 25793.7388 | 32372.4509 | 0 | 32372.4509 | 0 | 259.0568 | 266.1283
WtrCldRecipChlr-0.42kwpton | DEER2023 |  | 2022-03-14 23:49:47+00 | Any | Htl | Old | CZ13 | cWVVG | Cap-Tons | 337.1419 | 139998.9062 | None | 1026455.8915 | 189674.2969 | 325017.8525 | 0 | 216200.7777 | 4523.0016 | 174694.5936 | 116346.3805 | 56284.033 | 25793.7302 | 32372.0214 | 0 | 32372.0214 | 0 | 224.2076 | 230.928
WtrCldRecipChlr-0.748kwpton | DEER2023 |  | 2022-03-14 23:49:47+00 | Any | Htl | Old | CZ13 | cWVVG | Cap-Tons | 1 | 139998.9062 | None | 1194614.9704 | 189674.2969 | 325017.8525 | 0 | 384634.2555 | 4671.2968 | 174271.7163 | 116346.3805 | 56284.033 | 25793.7302 | 32372.0214 | 0 | 32372.0214 | 0 | 295.7399 | 301.4678
WtrCldScrewChlr-0.42kwpton | DEER2023 |  | 2022-03-15 00:09:29+00 | Any | Htl | Old | CZ13 | cWVVG | Cap-Tons | 337.1419 | 139998.9062 | None | 1035578.3106 | 189674.2969 | 325017.8525 | 0 | 225965.2426 | 4572.9333 | 174002.1966 | 116346.3805 | 56284.0304 | 25793.7302 | 32372.0214 | 0 | 32372.0214 | 0 | 233.1511 | 239.758
WtrCldScrewChlr-0.748kwpton | DEER2023 |  | 2022-03-15 00:09:29+00 | Any | Htl | Old | CZ13 | cWVVG | Cap-Tons | 1 | 139998.9062 | None | 1209941.2107 | 189674.2969 | 325017.8525 | 0 | 400802.0361 | 4758.69 | 173342.9409 | 116346.3805 | 56284.0304 | 25793.7302 | 32372.0214 | 0 | 32372.0214 | 0 | 311.6664 | 317.1903
WtrCldScrewChlr-0.439kwpton-VarSpd | DEER2023 |  | 2022-03-15 00:41:21+00 | Any | Htl | Old | CZ13 | cWVVG | Cap-Tons | 337.1419 | 139998.9062 | None | 982988.4683 | 189674.2969 | 325017.8525 | 0 | 173405.9701 | 4421.1305 | 174123.7173 | 116346.3186 | 56283.979 | 25793.7302 | 32372.027 | 0 | 32372.027 | 0 | 206.6809 | 213.622
WtrCldScrewChlr-0.748kwpton-VarSpd | DEER2023 |  | 2022-03-15 00:41:21+00 | Any | Htl | Old | CZ13 | cWVVG | Cap-Tons | 1 | 139998.9062 | None | 1103750.5069 | 189674.2969 | 325017.8525 | 0 | 294662.3061 | 4486.0652 | 173564.0513 | 116346.3289 | 56283.9855 | 25793.7302 | 32372.027 | 0 | 32372.027 | 0 | 258.8203 | 265.0169
AirCldRecipChlr-0.95kwpton | DEER2023 |  | 2022-03-14 18:21:41+00 | Any | Htl | Old | CZ14 | cAVVG | Cap-Tons | 333.409 | 139998.9062 | None | 1080159.8792 | 189674.2969 | 321313.6881 | 0 | 356257.2866 | 0 | 99140.9677 | 113774.3764 | 54045.4077 | 27977.4741 | 31915.9501 | 0 | 31915.9501 | 0 | 304.6178 | 290.308
AirCldRecipChlr-1.407kwpton | DEER2023 |  | 2022-03-14 18:21:41+00 | Any | Htl | Old | CZ14 | cAVVG | Cap-Tons | 1 | 139998.9062 | None | 1251538.2067 | 189674.2969 | 321313.6881 | 0 | 527635.8333 | 0 | 99140.9677 | 113774.3764 | 54045.4077 | 27977.4741 | 31915.9501 | 0 | 31915.9501 | 0 | 401.0608 | 375.9452
AirCldScrewChlr-0.95kwpton | DEER2023 |  | 2022-03-14 19:29:42+00 | Any | Htl | Old | CZ14 | cAVVG | Cap-Tons | 333.409 | 139998.9062 | None | 1155619.4793 | 189674.2969 | 321313.6881 | 0 | 431670.2033 | 0 | 99186.7559 | 113775.0374 | 54050.1797 | 27977.4741 | 31915.9362 | 0 | 31915.9362 | 0 | 323.8093 | 306.7448
AirCldScrewChlr-1.407kwpton | DEER2023 |  | 2022-03-14 19:29:42+00 | Any | Htl | Old | CZ14 | cAVVG | Cap-Tons | 1 | 139998.9062 | None | 1363275.6473 | 189674.2969 | 321313.6881 | 0 | 639326.1602 | 0 | 99186.7559 | 113775.0374 | 54050.1797 | 27977.4741 | 31915.9362 | 0 | 31915.9362 | 0 | 429.4841 | 400.2892
AirCldScrewChlr-0.99kwpton-VarSpd | DEER2023 |  | 2022-03-14 20:36:10+00 | Any | Htl | Old | CZ14 | cAVVG | Cap-Tons | 333.409 | 139998.9062 | None | 1173795.0018 | 189674.2969 | 321313.6881 | 0 | 449845.7031 | 0 | 99186.7559 | 113775.0374 | 54050.1797 | 27977.4741 | 31915.9362 | 0 | 31915.9362 | 0 | 333.0588 | 314.9324
AirCldScrewChlr-1.407kwpton-VarSpd | DEER2023 |  | 2022-03-14 20:36:10+00 | Any | Htl | Old | CZ14 | cAVVG | Cap-Tons | 1 | 139998.9062 | None | 1363275.6473 | 189674.2969 | 321313.6881 | 0 | 639326.1602 | 0 | 99186.7559 | 113775.0374 | 54050.1797 | 27977.4741 | 31915.9362 | 0 | 31915.9362 | 0 | 429.4841 | 400.2892
WtrCldCentChlr-Conv-0.42kwpton | DEER2023 |  | 2022-03-14 21:09:18+00 | Any | Htl | Old | CZ14 | cWVVG | Cap-Tons | 333.409 | 139998.9062 | None | 1036263.2953 | 189674.2969 | 321313.6881 | 0 | 248681.371 | 1432.5354 | 161393.743 | 113768.0541 | 54024.1892 | 27977.4698 | 31916.2165 | 0 | 31916.2165 | 0 | 218.4977 | 217.4761
WtrCldCentChlr-Conv-0.748kwpton | DEER2023 |  | 2022-03-14 21:09:18+00 | Any | Htl | Old | CZ14 | cWVVG | Cap-Tons | 1 | 139998.9062 | None | 1230085.2419 | 189674.2969 | 321313.6881 | 0 | 442509.2735 | 1486.3591 | 161333.7753 | 113768.0541 | 54024.1946 | 27977.4698 | 31916.2165 | 0 | 31916.2165 | 0 | 292.3911 | 285.8433
WtrCldCentChlr-Conv-1Cmp-0.439kwpton-VarSpd-CndRlf | DEER2023 |  | 2022-03-14 22:16:50+00 | Any | Htl | Old | CZ14 | cWVVG | Cap-Tons | 333.409 | 139998.9062 | None | 932255.1205 | 189674.2969 | 321313.6881 | 0 | 148723.1486 | 2876.8915 | 155918.1813 | 113749.331 | 53968.5891 | 27977.4641 | 31915.5354 | 0 | 31915.5354 | 0 | 178.909 | 182.184
WtrCldCentChlr-Conv-1Cmp-0.748kwpton-VarSpd-CndRlf | DEER2023 |  | 2022-03-14 22:16:50+00 | Any | Htl | Old | CZ14 | cWVVG | Cap-Tons | 1 | 139998.9062 | None | 1034958.9956 | 189674.2969 | 321313.6881 | 0 | 251959.3493 | 2892.905 | 155370.206 | 113749.331 | 53968.5891 | 27977.4641 | 31915.5354 | 0 | 31915.5354 | 0 | 217.7254 | 218.5431
WtrCldCentChlr-NoFric-1Cmp-0.439kwpton-VarSpd-CndRlf | DEER2023 |  | 2022-03-14 22:54:12+00 | Any | Htl | Old | CZ14 | cWVVG | Cap-Tons | 333.409 | 139998.9062 | None | 929123.8437 | 189674.2969 | 321313.6881 | 0 | 145186.3869 | 2886.8568 | 156313.9205 | 113749.1067 | 53968.3666 | 27977.4641 | 31915.5396 | 0 | 31915.5396 | 0 | 184.7357 | 187.5349
WtrCldCentChlr-NoFric-1Cmp-0.748kwpton-VarSpd-CndRlf | DEER2023 |  | 2022-03-14 22:54:12+00 | Any | Htl | Old | CZ14 | cWVVG | Cap-Tons | 1 | 139998.9062 | None | 1029554.6663 | 189674.2969 | 321313.6881 | 0 | 246222.2016 | 2911.8938 | 155683.9256 | 113749.1067 | 53968.3735 | 27977.4641 | 31915.5396 | 0 | 31915.5396 | 0 | 227.6528 | 227.731
WtrCldCentChlr-NoFric-2Cmp-0.439kwpton-VarSpd-CndRlf | DEER2023 |  | 2022-03-14 23:25:13+00 | Any | Htl | Old | CZ14 | cWVVG | Cap-Tons | 333.409 | 139998.9062 | None | 926795.6279 | 189674.2969 | 321313.6881 | 0 | 143471.7847 | 2889.3427 | 155698.0689 | 113749.1067 | 53968.3666 | 27977.4641 | 31915.5396 | 0 | 31915.5396 | 0 | 185.9555 | 188.6129
WtrCldCentChlr-NoFric-2Cmp-0.748kwpton-VarSpd-CndRlf | DEER2023 |  | 2022-03-14 23:25:13+00 | Any | Htl | Old | CZ14 | cWVVG | Cap-Tons | 1 | 139998.9062 | None | 1026362.5007 | 189674.2969 | 321313.6881 | 0 | 243665.0293 | 2916.4314 | 155044.2636 | 113749.1067 | 53968.3735 | 27977.4641 | 31915.5396 | 0 | 31915.5396 | 0 | 229.7321 | 229.568
WtrCldRecipChlr-0.42kwpton | DEER2023 |  | 2022-03-14 23:49:47+00 | Any | Htl | Old | CZ14 | cWVVG | Cap-Tons | 333.409 | 139998.9062 | None | 983469.2482 | 189674.2969 | 321313.6881 | 0 | 191837.5887 | 1539.7634 | 165326.2786 | 113778.2027 | 54052.7625 | 27977.4759 | 31915.3584 | 0 | 31915.3584 | 0 | 207.1639 | 208.5399
WtrCldRecipChlr-0.748kwpton | DEER2023 |  | 2022-03-14 23:49:47+00 | Any | Htl | Old | CZ14 | cWVVG | Cap-Tons | 1 | 139998.9062 | None | 1132022.3738 | 189674.2969 | 321313.6881 | 0 | 340761.6109 | 1576.8243 | 164918.1359 | 113778.2027 | 54052.761 | 27977.4759 | 31915.3584 | 0 | 31915.3584 | 0 | 272.2038 | 269.1289
WtrCldScrewChlr-0.42kwpton | DEER2023 |  | 2022-03-15 00:09:29+00 | Any | Htl | Old | CZ14 | cWVVG | Cap-Tons | 333.409 | 139998.9062 | None | 990413.2428 | 189674.2969 | 321313.6881 | 0 | 199831.5921 | 1572.3431 | 164243.5135 | 113778.2027 | 54052.761 | 27977.4771 | 31915.3584 | 0 | 31915.3584 | 0 | 218.9877 | 219.5144
WtrCldScrewChlr-0.748kwpton | DEER2023 |  | 2022-03-15 00:09:29+00 | Any | Htl | Old | CZ14 | cWVVG | Cap-Tons | 1 | 139998.9062 | None | 1143470.65 | 189674.2969 | 321313.6881 | 0 | 353672.2731 | 1632.9322 | 163399.6109 | 113778.2027 | 54052.761 | 27977.4771 | 31915.3584 | 0 | 31915.3584 | 0 | 293.259 | 288.6759
WtrCldScrewChlr-0.439kwpton-VarSpd | DEER2023 |  | 2022-03-15 00:41:21+00 | Any | Htl | Old | CZ14 | cWVVG | Cap-Tons | 333.409 | 139998.9062 | None | 941556.4393 | 189674.2969 | 321313.6881 | 0 | 150962.489 | 1490.5472 | 164337.8263 | 113778.2027 | 54052.7772 | 27977.4771 | 31915.3584 | 0 | 31915.3584 | 0 | 189.8026 | 192.8816
WtrCldScrewChlr-0.748kwpton-VarSpd | DEER2023 |  | 2022-03-15 00:41:21+00 | Any | Htl | Old | CZ14 | cWVVG | Cap-Tons | 1 | 139998.9062 | None | 1045471.6004 | 189674.2969 | 321313.6881 | 0 | 255584.1732 | 1491.5819 | 163630.0402 | 113778.2027 | 54052.7725 | 27977.4759 | 31915.3584 | 0 | 31915.3584 | 0 | 236.2038 | 236.4704
AirCldRecipChlr-0.95kwpton | DEER2023 |  | 2022-03-14 18:21:41+00 | Any | Htl | Old | CZ15 | cAVVG | Cap-Tons | 389.6291 | 139998.9062 | None | 1344040.5267 | 189674.2969 | 320727.5429 | 0 | 597202.4754 | 0 | 107477.5584 | 128958.9472 | 73111.4545 | 10572.9668 | 22852.2246 | 0 | 22852.2246 | 0 | 387.2719 | 357.6652
AirCldRecipChlr-1.407kwpton | DEER2023 |  | 2022-03-14 18:21:41+00 | Any | Htl | Old | CZ15 | cAVVG | Cap-Tons | 1 | 139998.9062 | None | 1631326.2189 | 189674.2969 | 320727.5429 | 0 | 884488.1241 | 0 | 107477.5584 | 128958.9472 | 73111.4545 | 10572.9668 | 22852.2246 | 0 | 22852.2246 | 0 | 517.9977 | 473.093
AirCldScrewChlr-0.95kwpton | DEER2023 |  | 2022-03-14 19:29:42+00 | Any | Htl | Old | CZ15 | cAVVG | Cap-Tons | 389.6291 | 139998.9062 | None | 1441535.2889 | 189674.2969 | 320727.5429 | 0 | 694675.7458 | 0 | 107499.2181 | 128958.5158 | 73120.5628 | 10572.9668 | 22852.0764 | 0 | 22852.0764 | 0 | 415.6757 | 384.0819
AirCldScrewChlr-1.407kwpton | DEER2023 |  | 2022-03-14 19:29:42+00 | Any | Htl | Old | CZ15 | cAVVG | Cap-Tons | 1 | 139998.9062 | None | 1775710.3617 | 189674.2969 | 320727.5429 | 0 | 1028851.389 | 0 | 107499.2181 | 128958.5158 | 73120.5628 | 10572.9668 | 22852.0764 | 0 | 22852.0764 | 0 | 560.0652 | 512.2166
AirCldScrewChlr-0.99kwpton-VarSpd | DEER2023 |  | 2022-03-14 20:36:10+00 | Any | Htl | Old | CZ15 | cAVVG | Cap-Tons | 389.6291 | 139998.9062 | None | 1470784.1787 | 189674.2969 | 320727.5429 | 0 | 723925.2058 | 0 | 107499.2181 | 128958.5158 | 73120.5628 | 10572.9668 | 22852.0764 | 0 | 22852.0764 | 0 | 428.3136 | 395.2971
AirCldScrewChlr-1.407kwpton-VarSpd | DEER2023 |  | 2022-03-14 20:36:10+00 | Any | Htl | Old | CZ15 | cAVVG | Cap-Tons | 1 | 139998.9062 | None | 1775710.3617 | 189674.2969 | 320727.5429 | 0 | 1028851.389 | 0 | 107499.2181 | 128958.5158 | 73120.5628 | 10572.9668 | 22852.0764 | 0 | 22852.0764 | 0 | 560.0652 | 512.2166
WtrCldCentChlr-Conv-0.42kwpton | DEER2023 |  | 2022-03-14 21:09:18+00 | Any | Htl | Old | CZ15 | cWVVG | Cap-Tons | 389.6291 | 139998.9062 | None | 1212211.0394 | 189674.2969 | 320727.5429 | 0 | 373339.7806 | 3395.4456 | 196130.5434 | 128943.9072 | 73091.9296 | 10572.9669 | 22852.5145 | 0 | 22852.5145 | 0 | 252.117 | 244.0979
WtrCldCentChlr-Conv-0.748kwpton | DEER2023 |  | 2022-03-14 21:09:18+00 | Any | Htl | Old | CZ15 | cWVVG | Cap-Tons | 1 | 139998.9062 | None | 1503258.4724 | 189674.2969 | 320727.5429 | 0 | 664493.2958 | 3522.4545 | 195897.564 | 128943.9072 | 73091.9296 | 10572.9669 | 22852.5145 | 0 | 22852.5145 | 0 | 340.2671 | 325.6449
WtrCldCentChlr-Conv-1Cmp-0.439kwpton-VarSpd-CndRlf | DEER2023 |  | 2022-03-14 22:16:50+00 | Any | Htl | Old | CZ15 | cWVVG | Cap-Tons | 389.6291 | 139998.9062 | None | 1063766.9606 | 189674.2969 | 320727.5429 | 0 | 227924.5783 | 7866.5034 | 188656.5409 | 128917.5539 | 73053.9687 | 10572.9669 | 22853.7937 | 0 | 22853.7937 | 0 | 205.3697 | 202.5503
WtrCldCentChlr-Conv-1Cmp-0.748kwpton-VarSpd-CndRlf | DEER2023 |  | 2022-03-14 22:16:50+00 | Any | Htl | Old | CZ15 | cWVVG | Cap-Tons | 1 | 139998.9062 | None | 1222182.988 | 189674.2969 | 320727.5429 | 0 | 386892.2991 | 7963.1265 | 188008.6751 | 128917.5539 | 73053.9687 | 10572.9669 | 22853.7937 | 0 | 22853.7937 | 0 | 249.9739 | 246.6025
WtrCldCentChlr-NoFric-1Cmp-0.439kwpton-VarSpd-CndRlf | DEER2023 |  | 2022-03-14 22:54:12+00 | Any | Htl | Old | CZ15 | cWVVG | Cap-Tons | 389.6291 | 139998.9062 | None | 1062828.8537 | 189674.2969 | 320727.5429 | 0 | 226582.7173 | 7893.1009 | 189034.1852 | 128917.6765 | 73054.0584 | 10572.9669 | 22853.7937 | 0 | 22853.7937 | 0 | 213.5118 | 208.6016
WtrCldCentChlr-NoFric-1Cmp-0.748kwpton-VarSpd-CndRlf | DEER2023 |  | 2022-03-14 22:54:12+00 | Any | Htl | Old | CZ15 | cWVVG | Cap-Tons | 1 | 139998.9062 | None | 1220720.6141 | 189674.2969 | 320727.5429 | 0 | 385038.0338 | 8007.2534 | 188356.1474 | 128917.6765 | 73054.0687 | 10572.9669 | 22853.7937 | 0 | 22853.7937 | 0 | 263.8453 | 256.9119
WtrCldCentChlr-NoFric-2Cmp-0.439kwpton-VarSpd-CndRlf | DEER2023 |  | 2022-03-14 23:25:13+00 | Any | Htl | Old | CZ15 | cWVVG | Cap-Tons | 389.6291 | 139998.9062 | None | 1061335.9867 | 189674.2969 | 320727.5429 | 0 | 225545.954 | 7898.9242 | 188572.1535 | 128917.6765 | 73054.0584 | 10572.9669 | 22853.7937 | 0 | 22853.7937 | 0 | 215.351 | 210.0755
WtrCldCentChlr-NoFric-2Cmp-0.748kwpton-VarSpd-CndRlf | DEER2023 |  | 2022-03-14 23:25:13+00 | Any | Htl | Old | CZ15 | cWVVG | Cap-Tons | 1 | 139998.9062 | None | 1218607.4519 | 189674.2969 | 320727.5429 | 0 | 383476.3039 | 8017.4065 | 187794.5927 | 128917.6765 | 73054.0696 | 10572.9669 | 22853.7937 | 0 | 22853.7937 | 0 | 266.9778 | 259.4227
WtrCldRecipChlr-0.42kwpton | DEER2023 |  | 2022-03-14 23:49:47+00 | Any | Htl | Old | CZ15 | cWVVG | Cap-Tons | 389.6291 | 139998.9062 | None | 1143477.7532 | 189674.2969 | 320727.5429 | 0 | 298788.6436 | 3578.4734 | 201749.9471 | 128959.1888 | 73111.2091 | 10572.9669 | 22852.3219 | 0 | 22852.3219 | 0 | 240.1352 | 232.8165
WtrCldRecipChlr-0.748kwpton | DEER2023 |  | 2022-03-14 23:49:47+00 | Any | Htl | Old | CZ15 | cWVVG | Cap-Tons | 1 | 139998.9062 | None | 1375519.9709 | 189674.2969 | 320727.5429 | 0 | 531227.9268 | 3668.7988 | 201262.5088 | 128959.1888 | 73111.21 | 10572.9669 | 22852.3219 | 0 | 22852.3219 | 0 | 318.9307 | 304.3288
WtrCldScrewChlr-0.42kwpton | DEER2023 |  | 2022-03-15 00:09:29+00 | Any | Htl | Old | CZ15 | cWVVG | Cap-Tons | 389.6291 | 139998.9062 | None | 1166614.8528 | 189674.2969 | 320727.5429 | 0 | 322777.7406 | 3641.6822 | 200835.2461 | 128959.1888 | 73111.21 | 10572.9669 | 22852.3219 | 0 | 22852.3219 | 0 | 253.4338 | 246.2377
WtrCldScrewChlr-0.748kwpton | DEER2023 |  | 2022-03-15 00:09:29+00 | Any | Htl | Old | CZ15 | cWVVG | Cap-Tons | 1 | 139998.9062 | None | 1415404.2101 | 189674.2969 | 320727.5429 | 0 | 572347.5625 | 3778.7841 | 199917.2923 | 128959.1888 | 73111.21 | 10572.9669 | 22852.3219 | 0 | 22852.3219 | 0 | 342.61 | 328.2256
WtrCldScrewChlr-0.439kwpton-VarSpd | DEER2023 |  | 2022-03-15 00:41:21+00 | Any | Htl | Old | CZ15 | cWVVG | Cap-Tons | 389.6291 | 139998.9062 | None | 1083952.9308 | 189674.2969 | 320727.5429 | 0 | 240216.872 | 3480.3719 | 200895.2831 | 128959.2561 | 73111.2523 | 10572.9669 | 22852.3219 | 0 | 22852.3219 | 0 | 219.4292 | 213.3688
WtrCldScrewChlr-0.748kwpton-VarSpd | DEER2023 |  | 2022-03-15 00:41:21+00 | Any | Htl | Old | CZ15 | cWVVG | Cap-Tons | 1 | 139998.9062 | None | 1250718.4652 | 189674.2969 | 320727.5429 | 0 | 407635.0982 | 3496.5951 | 200225.8408 | 128959.2561 | 73111.2514 | 10572.9669 | 22852.3219 | 0 | 22852.3219 | 0 | 275.8706 | 264.1339
AirCldRecipChlr-0.95kwpton | DEER2023 |  | 2022-03-14 18:21:41+00 | Any | Htl | Old | CZ16 | cAVVG | Cap-Tons | 213.8748 | 139998.9062 | None | 882818.9265 | 189674.2969 | 321720.4951 | 0 | 176795.5547 | 0 | 89999.4996 | 104629.4267 | 37377.8924 | 45756.2936 | 46587.4349 | 0 | 46587.4349 | 0 | 221.4393 | 206.0663
AirCldRecipChlr-1.407kwpton | DEER2023 |  | 2022-03-14 18:21:41+00 | Any | Htl | Old | CZ16 | cAVVG | Cap-Tons | 1 | 139998.9062 | None | 967866.985 | 189674.2969 | 321720.4951 | 0 | 261843.561 | 0 | 89999.4996 | 104629.4267 | 37377.8924 | 45756.2936 | 46587.4349 | 0 | 46587.4349 | 0 | 277.2434 | 253.2453
AirCldScrewChlr-0.95kwpton | DEER2023 |  | 2022-03-14 19:29:42+00 | Any | Htl | Old | CZ16 | cAVVG | Cap-Tons | 213.8748 | 139998.9062 | None | 930859.9884 | 189674.2969 | 321720.4951 | 0 | 224690.3783 | 0 | 90142.2738 | 104632.7612 | 37384.0648 | 45756.3033 | 46587.0291 | 0 | 46587.0291 | 0 | 233.0229 | 216.9225
AirCldScrewChlr-1.407kwpton | DEER2023 |  | 2022-03-14 19:29:42+00 | Any | Htl | Old | CZ16 | cAVVG | Cap-Tons | 1 | 139998.9062 | None | 1038948.002 | 189674.2969 | 321720.4951 | 0 | 332778.1705 | 0 | 90142.2738 | 104632.7612 | 37384.0648 | 45756.3033 | 46587.0291 | 0 | 46587.0291 | 0 | 294.3994 | 269.3236
AirCldScrewChlr-0.99kwpton-VarSpd | DEER2023 |  | 2022-03-14 20:36:10+00 | Any | Htl | Old | CZ16 | cAVVG | Cap-Tons | 213.8748 | 139998.9062 | None | 940320.3855 | 189674.2969 | 321720.4951 | 0 | 234151.0082 | 0 | 90142.2738 | 104632.7612 | 37384.0648 | 45756.3033 | 46587.0291 | 0 | 46587.0291 | 0 | 238.395 | 221.5087
AirCldScrewChlr-1.407kwpton-VarSpd | DEER2023 |  | 2022-03-14 20:36:10+00 | Any | Htl | Old | CZ16 | cAVVG | Cap-Tons | 1 | 139998.9062 | None | 1038948.002 | 189674.2969 | 321720.4951 | 0 | 332778.1705 | 0 | 90142.2738 | 104632.7612 | 37384.0648 | 45756.3033 | 46587.0291 | 0 | 46587.0291 | 0 | 294.3994 | 269.3236
WtrCldCentChlr-Conv-0.42kwpton | DEER2023 |  | 2022-03-14 21:09:18+00 | Any | Htl | Old | CZ16 | cWVVG | Cap-Tons | 213.8748 | 139998.9062 | None | 884923.8783 | 189674.2969 | 321720.4951 | 0 | 141830.4035 | 1569.7909 | 125496.8106 | 104632.4534 | 37382.7616 | 45756.3045 | 46586.2207 | 0 | 46586.2207 | 0 | 186.3441 | 179.4633
WtrCldCentChlr-Conv-0.748kwpton | DEER2023 |  | 2022-03-14 21:09:18+00 | Any | Htl | Old | CZ16 | cWVVG | Cap-Tons | 1 | 139998.9062 | None | 995759.7997 | 189674.2969 | 321720.4951 | 0 | 252540.6457 | 1641.4174 | 125550.9968 | 104632.4534 | 37382.7616 | 45756.3045 | 46586.2207 | 0 | 46586.2207 | 0 | 238.9106 | 225.8097
WtrCldCentChlr-Conv-1Cmp-0.439kwpton-VarSpd-CndRlf | DEER2023 |  | 2022-03-14 22:16:50+00 | Any | Htl | Old | CZ16 | cWVVG | Cap-Tons | 213.8748 | 139998.9062 | None | 817314.5388 | 189674.2969 | 321720.4951 | 0 | 73042.1485 | 3294.8293 | 124950.8914 | 104632.2398 | 37383.6741 | 45756.3033 | 46587.048 | 0 | 46587.048 | 0 | 162.0244 | 157.6546
WtrCldCentChlr-Conv-1Cmp-0.748kwpton-VarSpd-CndRlf | DEER2023 |  | 2022-03-14 22:16:50+00 | Any | Htl | Old | CZ16 | cWVVG | Cap-Tons | 1 | 139998.9062 | None | 868247.5734 | 189674.2969 | 321720.4951 | 0 | 124222.2199 | 3325.0209 | 124673.6949 | 104632.2423 | 37383.6781 | 45756.3033 | 46587.048 | 0 | 46587.048 | 0 | 191.2341 | 183.1919
WtrCldCentChlr-NoFric-1Cmp-0.439kwpton-VarSpd-CndRlf | DEER2023 |  | 2022-03-14 22:54:12+00 | Any | Htl | Old | CZ16 | cWVVG | Cap-Tons | 213.8748 | 139998.9062 | None | 820867.6743 | 189674.2969 | 321720.4951 | 0 | 76293.9618 | 3326.203 | 125220.6565 | 104632.4697 | 37382.7849 | 45756.3045 | 46586.2206 | 0 | 46586.2206 | 0 | 167.402 | 162.266
WtrCldCentChlr-NoFric-1Cmp-0.748kwpton-VarSpd-CndRlf | DEER2023 |  | 2022-03-14 22:54:12+00 | Any | Htl | Old | CZ16 | cWVVG | Cap-Tons | 1 | 139998.9062 | None | 874121.6096 | 189674.2969 | 321720.4951 | 0 | 129816.8436 | 3373.1521 | 124904.7629 | 104632.4697 | 37382.7849 | 45756.3045 | 46586.2206 | 0 | 46586.2206 | 0 | 200.3971 | 191.0495
WtrCldCentChlr-NoFric-2Cmp-0.439kwpton-VarSpd-CndRlf | DEER2023 |  | 2022-03-14 23:25:13+00 | Any | Htl | Old | CZ16 | cWVVG | Cap-Tons | 213.8748 | 139998.9062 | None | 822065.7585 | 189674.2969 | 321720.4951 | 0 | 77761.2218 | 3334.3965 | 124943.2803 | 104632.4697 | 37382.7849 | 45756.3045 | 46586.2206 | 0 | 46586.2206 | 0 | 168.5069 | 163.2822
WtrCldCentChlr-NoFric-2Cmp-0.748kwpton-VarSpd-CndRlf | DEER2023 |  | 2022-03-14 23:25:13+00 | Any | Htl | Old | CZ16 | cWVVG | Cap-Tons | 1 | 139998.9062 | None | 876412.2718 | 189674.2969 | 321720.4951 | 0 | 132366.6515 | 3386.6304 | 124632.0963 | 104632.4697 | 37382.7849 | 45756.3045 | 46586.2206 | 0 | 46586.2206 | 0 | 202.2792 | 192.7813
WtrCldRecipChlr-0.42kwpton | DEER2023 |  | 2022-03-14 23:49:47+00 | Any | Htl | Old | CZ16 | cWVVG | Cap-Tons | 213.8748 | 139998.9062 | None | 857275.8164 | 189674.2969 | 321720.4951 | 0 | 112500.985 | 1608.1513 | 127135.5048 | 104636.8417 | 37393.3055 | 45756.3068 | 46585.0796 | 0 | 46585.0796 | 0 | 181.3192 | 175.1141
WtrCldRecipChlr-0.748kwpton | DEER2023 |  | 2022-03-14 23:49:47+00 | Any | Htl | Old | CZ16 | cWVVG | Cap-Tons | 1 | 139998.9062 | None | 944817.1034 | 189674.2969 | 321720.4951 | 0 | 200113.908 | 1663.342 | 127008.5729 | 104636.8417 | 37393.3055 | 45756.3068 | 46585.0796 | 0 | 46585.0796 | 0 | 229.9612 | 217.6205
WtrCldScrewChlr-0.42kwpton | DEER2023 |  | 2022-03-15 00:09:29+00 | Any | Htl | Old | CZ16 | cWVVG | Cap-Tons | 213.8748 | 139998.9062 | None | 856052.6874 | 189674.2969 | 321720.4951 | 0 | 111965.4957 | 1627.3996 | 126428.544 | 104636.7907 | 37393.28 | 45756.3068 | 46585.0796 | 0 | 46585.0796 | 0 | 186.3953 | 179.8244
WtrCldScrewChlr-0.748kwpton | DEER2023 |  | 2022-03-15 00:09:29+00 | Any | Htl | Old | CZ16 | cWVVG | Cap-Tons | 1 | 139998.9062 | None | 942441.9968 | 189674.2969 | 321720.4951 | 0 | 198630.233 | 1696.6199 | 126083.9432 | 104636.7907 | 37393.28 | 45756.3068 | 46585.0796 | 0 | 46585.0796 | 0 | 238.9997 | 226.0086
WtrCldScrewChlr-0.439kwpton-VarSpd | DEER2023 |  | 2022-03-15 00:41:21+00 | Any | Htl | Old | CZ16 | cWVVG | Cap-Tons | 213.8748 | 139998.9062 | None | 832129.787 | 189674.2969 | 321720.4951 | 0 | 88042.2747 | 1562.5429 | 126494.0674 | 104636.6872 | 37393.1663 | 45756.3108 | 46585.0895 | 0 | 46585.0895 | 0 | 170.4407 | 165.3926
WtrCldScrewChlr-0.748kwpton-VarSpd | DEER2023 |  | 2022-03-15 00:41:21+00 | Any | Htl | Old | CZ16 | cWVVG | Cap-Tons | 1 | 139998.9062 | None | 893355.7427 | 189674.2969 | 321720.4951 | 0 | 149533.044 | 1582.3146 | 126209.2857 | 104636.6872 | 37393.1663 | 45756.3108 | 46585.0895 | 0 | 46585.0895 | 0 | 206.6269 | 196.8732
AirCldRecipChlr-0.95kwpton | DEER2023 |  | 2022-03-14 18:21:41+00 | Any | Htl | Rec | CZ01 | cAVVG | Cap-Tons | 94.4662 | 139998.9062 | None | 550101.2163 | 174863.5144 | 293493.5 | 0 | 21009.5429 | 0 | 4003.787 | 56730.3836 | 5697.1019 | 44102.1554 | 19959.3834 | 0 | 19959.3834 | 0 | 103.0205 | 101.0458
AirCldRecipChlr-1.407kwpton | DEER2023 |  | 2022-03-14 18:21:41+00 | Any | Htl | Rec | CZ01 | cAVVG | Cap-Tons | 1 | 139998.9062 | None | 560207.8173 | 174863.5144 | 293493.5 | 0 | 31116.2407 | 0 | 4003.787 | 56730.3836 | 5697.1019 | 44102.1554 | 19959.3834 | 0 | 19959.3834 | 0 | 117.8709 | 112.4044
AirCldScrewChlr-0.95kwpton | DEER2023 |  | 2022-03-14 19:29:42+00 | Any | Htl | Rec | CZ01 | cAVVG | Cap-Tons | 94.4662 | 139998.9062 | None | 562452.6955 | 174863.5144 | 293493.5 | 0 | 33361.2988 | 0 | 4003.5446 | 56730.3749 | 5697.0925 | 44102.1554 | 19959.3834 | 0 | 19959.3834 | 0 | 107.8575 | 105.7214
AirCldScrewChlr-1.407kwpton | DEER2023 |  | 2022-03-14 19:29:42+00 | Any | Htl | Rec | CZ01 | cAVVG | Cap-Tons | 1 | 139998.9062 | None | 578501.3157 | 174863.5144 | 293493.5 | 0 | 49409.8266 | 0 | 4003.5446 | 56730.3749 | 5697.0925 | 44102.1554 | 19959.3834 | 0 | 19959.3834 | 0 | 125.0458 | 119.3353
AirCldScrewChlr-0.99kwpton-VarSpd | DEER2023 |  | 2022-03-14 20:36:10+00 | Any | Htl | Rec | CZ01 | cAVVG | Cap-Tons | 94.4662 | 139998.9062 | None | 563857.359 | 174863.5144 | 293493.5 | 0 | 34765.9761 | 0 | 4003.5446 | 56730.3749 | 5697.0925 | 44102.1554 | 19959.3834 | 0 | 19959.3834 | 0 | 109.3619 | 106.9128
AirCldScrewChlr-1.407kwpton-VarSpd | DEER2023 |  | 2022-03-14 20:36:10+00 | Any | Htl | Rec | CZ01 | cAVVG | Cap-Tons | 1 | 139998.9062 | None | 578501.3157 | 174863.5144 | 293493.5 | 0 | 49409.8266 | 0 | 4003.5446 | 56730.3749 | 5697.0925 | 44102.1554 | 19959.3834 | 0 | 19959.3834 | 0 | 125.0458 | 119.3353
WtrCldCentChlr-Conv-0.42kwpton | DEER2023 |  | 2022-03-14 21:09:18+00 | Any | Htl | Rec | CZ01 | cWVVG | Cap-Tons | 94.4662 | 139998.9062 | None | 563908.0096 | 174863.5144 | 293493.5 | 0 | 24926.2491 | 76.4915 | 13817.38 | 56730.3769 | 5697.0995 | 44102.1554 | 19959.3808 | 0 | 19959.3808 | 0 | 96.0006 | 97.6788
WtrCldCentChlr-Conv-0.748kwpton | DEER2023 |  | 2022-03-14 21:09:18+00 | Any | Htl | Rec | CZ01 | cWVVG | Cap-Tons | 1 | 139998.9062 | None | 583280.5208 | 174863.5144 | 293493.5 | 0 | 44355.7832 | 79.3806 | 13757.4884 | 56730.3769 | 5697.0995 | 44102.1554 | 19959.3808 | 0 | 19959.3808 | 0 | 111.5618 | 110.6518
WtrCldCentChlr-Conv-1Cmp-0.439kwpton-VarSpd-CndRlf | DEER2023 |  | 2022-03-14 22:16:50+00 | Any | Htl | Rec | CZ01 | cWVVG | Cap-Tons | 94.4662 | 139998.9062 | None | 549388.1394 | 174863.5144 | 293493.5 | 0 | 10365.2451 | 315.9936 | 13619.081 | 56730.3749 | 5697.0925 | 44102.1554 | 19959.3834 | 0 | 19959.3834 | 0 | 89.8145 | 91.4138
WtrCldCentChlr-Conv-1Cmp-0.748kwpton-VarSpd-CndRlf | DEER2023 |  | 2022-03-14 22:16:50+00 | Any | Htl | Rec | CZ01 | cWVVG | Cap-Tons | 1 | 139998.9062 | None | 556286.0016 | 174863.5144 | 293493.5 | 0 | 17507.509 | 305.2498 | 13385.4228 | 56730.3749 | 5697.0925 | 44102.1554 | 19959.3834 | 0 | 19959.3834 | 0 | 98.9864 | 98.3231
WtrCldCentChlr-NoFric-1Cmp-0.439kwpton-VarSpd-CndRlf | DEER2023 |  | 2022-03-14 22:54:12+00 | Any | Htl | Rec | CZ01 | cWVVG | Cap-Tons | 94.4662 | 139998.9062 | None | 547153.9647 | 174863.5144 | 293493.5 | 0 | 8022.0797 | 314.0038 | 13730.0684 | 56730.3749 | 5697.0987 | 44102.1554 | 19959.3834 | 0 | 19959.3834 | 0 | 90.7716 | 92.23
WtrCldCentChlr-NoFric-1Cmp-0.748kwpton-VarSpd-CndRlf | DEER2023 |  | 2022-03-14 22:54:12+00 | Any | Htl | Rec | CZ01 | cWVVG | Cap-Tons | 1 | 139998.9062 | None | 552409.5978 | 174863.5144 | 293493.5 | 0 | 13572.6047 | 302.5431 | 13446.6059 | 56730.3749 | 5697.0987 | 44102.1554 | 19959.3834 | 0 | 19959.3834 | 0 | 100.6054 | 99.7047
WtrCldCentChlr-NoFric-2Cmp-0.439kwpton-VarSpd-CndRlf | DEER2023 |  | 2022-03-14 23:25:13+00 | Any | Htl | Rec | CZ01 | cWVVG | Cap-Tons | 94.4662 | 139998.9062 | None | 546444.2388 | 174863.5144 | 293493.5 | 0 | 7502.0023 | 314.2818 | 13540.1007 | 56730.3749 | 5697.0987 | 44102.1554 | 19959.3834 | 0 | 19959.3834 | 0 | 91.0617 | 92.508
WtrCldCentChlr-NoFric-2Cmp-0.748kwpton-VarSpd-CndRlf | DEER2023 |  | 2022-03-14 23:25:13+00 | Any | Htl | Rec | CZ01 | cWVVG | Cap-Tons | 1 | 139998.9062 | None | 551328.9744 | 174863.5144 | 293493.5 | 0 | 12707.9575 | 303.4735 | 13229.6983 | 56730.3749 | 5697.0987 | 44102.1554 | 19959.3834 | 0 | 19959.3834 | 0 | 101.1006 | 100.1775
WtrCldRecipChlr-0.42kwpton | DEER2023 |  | 2022-03-14 23:49:47+00 | Any | Htl | Rec | CZ01 | cWVVG | Cap-Tons | 94.4662 | 139998.9062 | None | 553672.5561 | 174863.5144 | 293493.5 | 0 | 14634.1668 | 73.0547 | 13877.5143 | 56730.3544 | 5697.0747 | 44102.1554 | 19959.3834 | 0 | 19959.3834 | 0 | 94.4695 | 95.743
WtrCldRecipChlr-0.748kwpton | DEER2023 |  | 2022-03-14 23:49:47+00 | Any | Htl | Rec | CZ01 | cWVVG | Cap-Tons | 1 | 139998.9062 | None | 564783.2372 | 174863.5144 | 293493.5 | 0 | 25938.7006 | 73.0851 | 13683.6782 | 56730.3544 | 5697.0747 | 44102.1554 | 19959.3834 | 0 | 19959.3834 | 0 | 108.8341 | 107.2025
WtrCldScrewChlr-0.42kwpton | DEER2023 |  | 2022-03-15 00:09:29+00 | Any | Htl | Rec | CZ01 | cWVVG | Cap-Tons | 94.4662 | 139998.9062 | None | 549491.1218 | 174863.5144 | 293493.5 | 0 | 10832.5202 | 74.4688 | 13496.4472 | 56730.3544 | 5697.0747 | 44102.1554 | 19959.3834 | 0 | 19959.3834 | 0 | 95.8507 | 96.8449
WtrCldScrewChlr-0.748kwpton | DEER2023 |  | 2022-03-15 00:09:29+00 | Any | Htl | Rec | CZ01 | cWVVG | Cap-Tons | 1 | 139998.9062 | None | 557145.4407 | 174863.5144 | 293493.5 | 0 | 18777.0671 | 75.5702 | 13204.9324 | 56730.3544 | 5697.0747 | 44102.1554 | 19959.3834 | 0 | 19959.3834 | 0 | 111.2937 | 109.1515
WtrCldScrewChlr-0.439kwpton-VarSpd | DEER2023 |  | 2022-03-15 00:41:21+00 | Any | Htl | Rec | CZ01 | cWVVG | Cap-Tons | 94.4662 | 139998.9062 | None | 550263.2404 | 174863.5144 | 293493.5 | 0 | 11502.2019 | 69.4668 | 13603.6016 | 56730.3544 | 5697.0747 | 44102.1554 | 19959.3834 | 0 | 19959.3834 | 0 | 91.4958 | 93.0734
WtrCldScrewChlr-0.748kwpton-VarSpd | DEER2023 |  | 2022-03-15 00:41:21+00 | Any | Htl | Rec | CZ01 | cWVVG | Cap-Tons | 1 | 139998.9062 | None | 557883.0401 | 174863.5144 | 293493.5 | 0 | 19374.6781 | 67.0294 | 13353.4873 | 56730.3544 | 5697.0747 | 44102.1554 | 19959.3834 | 0 | 19959.3834 | 0 | 101.9683 | 101.3868
AirCldRecipChlr-0.95kwpton | DEER2023 |  | 2022-03-14 18:21:41+00 | Any | Htl | Rec | CZ02 | cAVVG | Cap-Tons | 161.8071 | 139998.9062 | None | 628528.8125 | 174973.9766 | 293493.5 | 0 | 93588.1289 | 0 | 7765.8578 | 58706.9961 | 18008.1831 | 26006.1206 | 14840.3798 | 0 | 14840.3798 | 0 | 168.1418 | 154.257
AirCldRecipChlr-1.407kwpton | DEER2023 |  | 2022-03-14 18:21:41+00 | Any | Htl | Rec | CZ02 | cAVVG | Cap-Tons | 1 | 139998.9062 | None | 673549.5156 | 174973.9766 | 293493.5 | 0 | 138608.9258 | 0 | 7765.8578 | 58706.9961 | 18008.1831 | 26006.1206 | 14840.3798 | 0 | 14840.3798 | 0 | 211.3853 | 188.7177
AirCldScrewChlr-0.95kwpton | DEER2023 |  | 2022-03-14 19:29:42+00 | Any | Htl | Rec | CZ02 | cAVVG | Cap-Tons | 161.8071 | 139998.9062 | None | 655108.5625 | 174973.9766 | 293493.5 | 0 | 120153.2266 | 0 | 7780.2783 | 58707.2363 | 18008.4077 | 26006.1133 | 14840.3603 | 0 | 14840.3603 | 0 | 176.4023 | 161.5052
AirCldScrewChlr-1.407kwpton | DEER2023 |  | 2022-03-14 19:29:42+00 | Any | Htl | Rec | CZ02 | cAVVG | Cap-Tons | 1 | 139998.9062 | None | 712908.4531 | 174973.9766 | 293493.5 | 0 | 177953.2461 | 0 | 7780.2783 | 58707.2363 | 18008.4077 | 26006.1133 | 14840.3603 | 0 | 14840.3603 | 0 | 223.619 | 199.4535
AirCldScrewChlr-0.99kwpton-VarSpd | DEER2023 |  | 2022-03-14 20:36:10+00 | Any | Htl | Rec | CZ02 | cAVVG | Cap-Tons | 161.8071 | 139998.9062 | None | 660167.6875 | 174973.9766 | 293493.5 | 0 | 125212.2734 | 0 | 7780.2783 | 58707.2363 | 18008.4077 | 26006.1133 | 14840.3603 | 0 | 14840.3603 | 0 | 180.535 | 164.827
AirCldScrewChlr-1.407kwpton-VarSpd | DEER2023 |  | 2022-03-14 20:36:10+00 | Any | Htl | Rec | CZ02 | cAVVG | Cap-Tons | 1 | 139998.9062 | None | 712908.4531 | 174973.9766 | 293493.5 | 0 | 177953.2461 | 0 | 7780.2783 | 58707.2363 | 18008.4077 | 26006.1133 | 14840.3603 | 0 | 14840.3603 | 0 | 223.619 | 199.4535
WtrCldCentChlr-Conv-0.42kwpton | DEER2023 |  | 2022-03-14 21:09:18+00 | Any | Htl | Rec | CZ02 | cWVVG | Cap-Tons | 161.8071 | 139998.9062 | None | 633970.6875 | 174973.9766 | 293493.5 | 0 | 75954.1621 | 674.7497 | 30167.4229 | 58706.5439 | 18007.4902 | 26006.1133 | 14840.4026 | 0 | 14840.4026 | 0 | 134.3082 | 130.6598
WtrCldCentChlr-Conv-0.748kwpton | DEER2023 |  | 2022-03-14 21:09:18+00 | Any | Htl | Rec | CZ02 | cWVVG | Cap-Tons | 1 | 139998.9062 | None | 693165.0625 | 174973.9766 | 293493.5 | 0 | 135181.7031 | 701.4409 | 30107.6118 | 58706.5439 | 18007.4902 | 26006.1133 | 14840.4026 | 0 | 14840.4026 | 0 | 170.4255 | 161.6418
WtrCldCentChlr-Conv-1Cmp-0.439kwpton-VarSpd-CndRlf | DEER2023 |  | 2022-03-14 22:16:50+00 | Any | Htl | Rec | CZ02 | cWVVG | Cap-Tons | 161.8071 | 139998.9062 | None | 598109 | 174973.9766 | 293493.5 | 0 | 39760.0293 | 1757.0358 | 29418.8496 | 58705.3174 | 18006.0845 | 26006.1206 | 14840.4797 | 0 | 14840.4797 | 0 | 115.1532 | 114.3358
WtrCldCentChlr-Conv-1Cmp-0.748kwpton-VarSpd-CndRlf | DEER2023 |  | 2022-03-14 22:16:50+00 | Any | Htl | Rec | CZ02 | cWVVG | Cap-Tons | 1 | 139998.9062 | None | 625539.625 | 174973.9766 | 293493.5 | 0 | 67368.3945 | 1774.453 | 29223.6016 | 58705.3174 | 18006.0845 | 26006.1206 | 14840.4797 | 0 | 14840.4797 | 0 | 133.3647 | 130.4655
WtrCldCentChlr-NoFric-1Cmp-0.439kwpton-VarSpd-CndRlf | DEER2023 |  | 2022-03-14 22:54:12+00 | Any | Htl | Rec | CZ02 | cWVVG | Cap-Tons | 161.8071 | 139998.9062 | None | 596510.0781 | 174973.9766 | 293493.5 | 0 | 37885.0322 | 1767.6767 | 29684.0146 | 58705.4385 | 18006.2051 | 26006.1206 | 14840.4704 | 0 | 14840.4704 | 0 | 118.7588 | 117.1645
WtrCldCentChlr-NoFric-1Cmp-0.748kwpton-VarSpd-CndRlf | DEER2023 |  | 2022-03-14 22:54:12+00 | Any | Htl | Rec | CZ02 | cWVVG | Cap-Tons | 1 | 139998.9062 | None | 622663.1094 | 174973.9766 | 293493.5 | 0 | 64321.4404 | 1790.3085 | 29378.1548 | 58705.4473 | 18006.2051 | 26006.1206 | 14840.4704 | 0 | 14840.4704 | 0 | 139.5068 | 135.285
WtrCldCentChlr-NoFric-2Cmp-0.439kwpton-VarSpd-CndRlf | DEER2023 |  | 2022-03-14 23:25:13+00 | Any | Htl | Rec | CZ02 | cWVVG | Cap-Tons | 161.8071 | 139998.9062 | None | 595673.6094 | 174973.9766 | 293493.5 | 0 | 37402.7998 | 1770.394 | 29327.2319 | 58705.4385 | 18006.208 | 26006.1206 | 14840.4704 | 0 | 14840.4704 | 0 | 119.7793 | 117.9725
WtrCldCentChlr-NoFric-2Cmp-0.748kwpton-VarSpd-CndRlf | DEER2023 |  | 2022-03-14 23:25:13+00 | Any | Htl | Rec | CZ02 | cWVVG | Cap-Tons | 1 | 139998.9062 | None | 621529.0625 | 174973.9766 | 293493.5 | 0 | 63542.7539 | 1795.0725 | 29017.9424 | 58705.4473 | 18006.2051 | 26006.1206 | 14840.4704 | 0 | 14840.4704 | 0 | 141.2467 | 136.6623
WtrCldRecipChlr-0.42kwpton | DEER2023 |  | 2022-03-14 23:49:47+00 | Any | Htl | Rec | CZ02 | cWVVG | Cap-Tons | 161.8071 | 139998.9062 | None | 614647.5156 | 174973.9766 | 293493.5 | 0 | 55797.0225 | 698.8311 | 30975.2793 | 58708.5127 | 18009.5381 | 26005.2773 | 14840.2826 | 0 | 14840.2826 | 0 | 129.6662 | 126.836
WtrCldRecipChlr-0.748kwpton | DEER2023 |  | 2022-03-14 23:49:47+00 | Any | Htl | Rec | CZ02 | cWVVG | Cap-Tons | 1 | 139998.9062 | None | 657799.9375 | 174973.9766 | 293493.5 | 0 | 99154.1191 | 717.5973 | 30751.8696 | 58708.5127 | 18009.5381 | 26005.2773 | 14840.2826 | 0 | 14840.2826 | 0 | 162.151 | 154.5555
WtrCldScrewChlr-0.42kwpton | DEER2023 |  | 2022-03-15 00:09:29+00 | Any | Htl | Rec | CZ02 | cWVVG | Cap-Tons | 161.8071 | 139998.9062 | None | 612913.875 | 174973.9766 | 293493.5 | 0 | 54639.3799 | 709.0296 | 30389.1631 | 58708.5127 | 18009.5269 | 26005.2773 | 14840.2826 | 0 | 14840.2826 | 0 | 134.2568 | 130.9543
WtrCldScrewChlr-0.748kwpton | DEER2023 |  | 2022-03-15 00:09:29+00 | Any | Htl | Rec | CZ02 | cWVVG | Cap-Tons | 1 | 139998.9062 | None | 654318.5 | 174973.9766 | 293493.5 | 0 | 96472.9883 | 735.3532 | 29933.6968 | 58708.5127 | 18009.5269 | 26005.2773 | 14840.2826 | 0 | 14840.2826 | 0 | 170.3272 | 161.89
WtrCldScrewChlr-0.439kwpton-VarSpd | DEER2023 |  | 2022-03-15 00:41:21+00 | Any | Htl | Rec | CZ02 | cWVVG | Cap-Tons | 161.8071 | 139998.9062 | None | 602677.2812 | 174973.9766 | 293493.5 | 0 | 44321.665 | 678.7684 | 30500.5879 | 58708.5029 | 18009.5269 | 26005.2773 | 14840.2826 | 0 | 14840.2826 | 0 | 121.2535 | 119.5018
WtrCldScrewChlr-0.748kwpton-VarSpd | DEER2023 |  | 2022-03-15 00:41:21+00 | Any | Htl | Rec | CZ02 | cWVVG | Cap-Tons | 1 | 139998.9062 | None | 633186.1875 | 174973.9766 | 293493.5 | 0 | 75127.416 | 682.4518 | 30200.0278 | 58708.5059 | 18009.5269 | 26005.2773 | 14840.2826 | 0 | 14840.2826 | 0 | 144.6103 | 139.3247
AirCldRecipChlr-0.95kwpton | DEER2023 |  | 2022-03-14 18:21:41+00 | Any | Htl | Rec | CZ03 | cAVVG | Cap-Tons | 126.7593 | 139998.9062 | None | 593380.6465 | 174982.5754 | 293493.5 | 0 | 61016.9945 | 0 | 5866.9866 | 58020.1761 | 15112.9759 | 26122.3587 | 11294.7859 | 0 | 11294.7859 | 0 | 127.8465 | 122.9334
AirCldRecipChlr-1.407kwpton | DEER2023 |  | 2022-03-14 18:21:41+00 | Any | Htl | Rec | CZ03 | cAVVG | Cap-Tons | 1 | 139998.9062 | None | 622733.0087 | 174982.5754 | 293493.5 | 0 | 90369.3626 | 0 | 5866.9866 | 58020.1761 | 15112.9759 | 26122.3587 | 11294.7859 | 0 | 11294.7859 | 0 | 153.1682 | 143.7161
AirCldScrewChlr-0.95kwpton | DEER2023 |  | 2022-03-14 19:29:42+00 | Any | Htl | Rec | CZ03 | cAVVG | Cap-Tons | 126.7593 | 139998.9062 | None | 617415.8623 | 174982.5754 | 293493.5 | 0 | 85042.8913 | 0 | 5876.0212 | 58020.5326 | 15113.2989 | 26122.3563 | 11294.769 | 0 | 11294.769 | 0 | 133.345 | 128.4477
AirCldScrewChlr-1.407kwpton | DEER2023 |  | 2022-03-14 19:29:42+00 | Any | Htl | Rec | CZ03 | cAVVG | Cap-Tons | 1 | 139998.9062 | None | 658326.0961 | 174982.5754 | 293493.5 | 0 | 125952.9884 | 0 | 5876.0212 | 58020.5326 | 15113.2989 | 26122.3563 | 11294.769 | 0 | 11294.769 | 0 | 161.3112 | 151.8833
AirCldScrewChlr-0.99kwpton-VarSpd | DEER2023 |  | 2022-03-14 20:36:10+00 | Any | Htl | Rec | CZ03 | cAVVG | Cap-Tons | 126.7593 | 139998.9062 | None | 620996.7476 | 174982.5754 | 293493.5 | 0 | 88623.6614 | 0 | 5876.0212 | 58020.5326 | 15113.2989 | 26122.3563 | 11294.769 | 0 | 11294.769 | 0 | 135.7933 | 130.4994
AirCldScrewChlr-1.407kwpton-VarSpd | DEER2023 |  | 2022-03-14 20:36:10+00 | Any | Htl | Rec | CZ03 | cAVVG | Cap-Tons | 1 | 139998.9062 | None | 658326.0961 | 174982.5754 | 293493.5 | 0 | 125952.9884 | 0 | 5876.0212 | 58020.5326 | 15113.2989 | 26122.3563 | 11294.769 | 0 | 11294.769 | 0 | 161.3112 | 151.8833
WtrCldCentChlr-Conv-0.42kwpton | DEER2023 |  | 2022-03-14 21:09:18+00 | Any | Htl | Rec | CZ03 | cWVVG | Cap-Tons | 126.7593 | 139998.9062 | None | 611508.9832 | 174982.5754 | 293493.5 | 0 | 58996.053 | 554.2748 | 25461.6561 | 58020.3792 | 15113.1663 | 26122.3587 | 11294.7767 | 0 | 11294.7767 | 0 | 113.6948 | 113.0564
WtrCldCentChlr-Conv-0.748kwpton | DEER2023 |  | 2022-03-14 21:09:18+00 | Any | Htl | Rec | CZ03 | cWVVG | Cap-Tons | 1 | 139998.9062 | None | 657458.3603 | 174982.5754 | 293493.5 | 0 | 104994.9854 | 577.7902 | 25388.8449 | 58020.3792 | 15113.1663 | 26122.3587 | 11294.7767 | 0 | 11294.7767 | 0 | 138.5337 | 134.5318
WtrCldCentChlr-Conv-1Cmp-0.439kwpton-VarSpd-CndRlf | DEER2023 |  | 2022-03-14 22:16:50+00 | Any | Htl | Rec | CZ03 | cWVVG | Cap-Tons | 126.7593 | 139998.9062 | None | 581151.6997 | 174982.5754 | 293493.5 | 0 | 27614.0371 | 1755.4118 | 25285.4053 | 58020.3665 | 15113.1563 | 26122.3587 | 11294.7767 | 0 | 11294.7767 | 0 | 102.776 | 103.2576
WtrCldCentChlr-Conv-1Cmp-0.748kwpton-VarSpd-CndRlf | DEER2023 |  | 2022-03-14 22:16:50+00 | Any | Htl | Rec | CZ03 | cWVVG | Cap-Tons | 1 | 139998.9062 | None | 600269.5021 | 174982.5754 | 293493.5 | 0 | 46884.4886 | 1754.6245 | 25133.4732 | 58020.3578 | 15113.1563 | 26122.3587 | 11294.7767 | 0 | 11294.7767 | 0 | 116.4857 | 114.8683
WtrCldCentChlr-NoFric-1Cmp-0.439kwpton-VarSpd-CndRlf | DEER2023 |  | 2022-03-14 22:54:12+00 | Any | Htl | Rec | CZ03 | cWVVG | Cap-Tons | 126.7593 | 139998.9062 | None | 579195.6385 | 174982.5754 | 293493.5 | 0 | 25570.4195 | 1760.6567 | 25367.6957 | 58020.3665 | 15113.149 | 26122.3587 | 11294.7767 | 0 | 11294.7767 | 0 | 105.0383 | 105.2564
WtrCldCentChlr-NoFric-1Cmp-0.748kwpton-VarSpd-CndRlf | DEER2023 |  | 2022-03-14 22:54:12+00 | Any | Htl | Rec | CZ03 | cWVVG | Cap-Tons | 1 | 139998.9062 | None | 596919.4 | 174982.5754 | 293493.5 | 0 | 43482.6785 | 1761.9523 | 25177.8757 | 58020.3665 | 15113.149 | 26122.3587 | 11294.7767 | 0 | 11294.7767 | 0 | 120.3397 | 118.274
WtrCldCentChlr-NoFric-2Cmp-0.439kwpton-VarSpd-CndRlf | DEER2023 |  | 2022-03-14 23:25:13+00 | Any | Htl | Rec | CZ03 | cWVVG | Cap-Tons | 126.7593 | 139998.9062 | None | 578861.2174 | 174982.5754 | 293493.5 | 0 | 25335.3307 | 1763.1113 | 25265.8468 | 58020.3665 | 15113.149 | 26122.3587 | 11294.7767 | 0 | 11294.7767 | 0 | 105.6065 | 105.7634
WtrCldCentChlr-NoFric-2Cmp-0.748kwpton-VarSpd-CndRlf | DEER2023 |  | 2022-03-14 23:25:13+00 | Any | Htl | Rec | CZ03 | cWVVG | Cap-Tons | 1 | 139998.9062 | None | 596389.6814 | 174982.5754 | 293493.5 | 0 | 43089.2074 | 1766.4363 | 25037.1299 | 58020.3665 | 15113.149 | 26122.3587 | 11294.7767 | 0 | 11294.7767 | 0 | 121.3072 | 119.1365
WtrCldRecipChlr-0.42kwpton | DEER2023 |  | 2022-03-14 23:49:47+00 | Any | Htl | Rec | CZ03 | cWVVG | Cap-Tons | 126.7593 | 139998.9062 | None | 593998.9688 | 174982.5754 | 293493.5 | 0 | 41081.3298 | 562.9981 | 25856.1862 | 58022.0073 | 15114.611 | 26122.349 | 11294.6909 | 0 | 11294.6909 | 0 | 111.9175 | 111.3293
WtrCldRecipChlr-0.748kwpton | DEER2023 |  | 2022-03-14 23:49:47+00 | Any | Htl | Rec | CZ03 | cWVVG | Cap-Tons | 1 | 139998.9062 | None | 625775.0939 | 174982.5754 | 293493.5 | 0 | 72992.1182 | 576.1542 | 25708.3276 | 58022.0073 | 15114.611 | 26122.349 | 11294.6909 | 0 | 11294.6909 | 0 | 134.2979 | 130.8065
WtrCldScrewChlr-0.42kwpton | DEER2023 |  | 2022-03-15 00:09:29+00 | Any | Htl | Rec | CZ03 | cWVVG | Cap-Tons | 126.7593 | 139998.9062 | None | 591281.0741 | 174982.5754 | 293493.5 | 0 | 38595.6357 | 569.6749 | 25617.2173 | 58022.0073 | 15114.611 | 26122.349 | 11294.6909 | 0 | 11294.6909 | 0 | 114.8911 | 113.705
WtrCldScrewChlr-0.748kwpton | DEER2023 |  | 2022-03-15 00:09:29+00 | Any | Htl | Rec | CZ03 | cWVVG | Cap-Tons | 1 | 139998.9062 | None | 620253.887 | 174982.5754 | 293493.5 | 0 | 67914.965 | 588.321 | 25252.0745 | 58022.0073 | 15114.611 | 26122.349 | 11294.6909 | 0 | 11294.6909 | 0 | 139.5912 | 135.0397
WtrCldScrewChlr-0.439kwpton-VarSpd | DEER2023 |  | 2022-03-15 00:41:21+00 | Any | Htl | Rec | CZ03 | cWVVG | Cap-Tons | 126.7593 | 139998.9062 | None | 585349.6088 | 174982.5754 | 293493.5 | 0 | 32674.3683 | 544.5132 | 25632.4222 | 58021.9722 | 15114.5737 | 26122.349 | 11294.6909 | 0 | 11294.6909 | 0 | 105.6698 | 106.3614
WtrCldScrewChlr-0.748kwpton-VarSpd | DEER2023 |  | 2022-03-15 00:41:21+00 | Any | Htl | Rec | CZ03 | cWVVG | Cap-Tons | 1 | 139998.9062 | None | 607866.9163 | 174982.5754 | 293493.5 | 0 | 55348.5408 | 544.4536 | 25475.3759 | 58021.9722 | 15114.5737 | 26122.349 | 11294.6909 | 0 | 11294.6909 | 0 | 121.4378 | 120.4196
AirCldRecipChlr-0.95kwpton | DEER2023 |  | 2022-03-14 18:21:41+00 | Any | Htl | Rec | CZ04 | cAVVG | Cap-Tons | 168.8774 | 139998.9062 | None | 654584.6562 | 174973.9766 | 293493.5 | 0 | 117165.502 | 0 | 8683.9312 | 60267.2803 | 22690.6924 | 19037.7832 | 10530.32 | 0 | 10530.32 | 0 | 168.6445 | 161.214
AirCldRecipChlr-1.407kwpton | DEER2023 |  | 2022-03-14 18:21:41+00 | Any | Htl | Rec | CZ04 | cAVVG | Cap-Tons | 1 | 139998.9062 | None | 710947.2812 | 174973.9766 | 293493.5 | 0 | 173528.2812 | 0 | 8683.9312 | 60267.2803 | 22690.6924 | 19037.7832 | 10530.32 | 0 | 10530.32 | 0 | 212.175 | 199.027
AirCldScrewChlr-0.95kwpton | DEER2023 |  | 2022-03-14 19:29:42+00 | Any | Htl | Rec | CZ04 | cAVVG | Cap-Tons | 168.8774 | 139998.9062 | None | 687700.0781 | 174973.9766 | 293493.5 | 0 | 150275.9961 | 0 | 8688.4004 | 60267.6377 | 22690.9966 | 19037.7832 | 10530.3077 | 0 | 10530.3077 | 0 | 177.2877 | 168.9507
AirCldScrewChlr-1.407kwpton | DEER2023 |  | 2022-03-14 19:29:42+00 | Any | Htl | Rec | CZ04 | cAVVG | Cap-Tons | 1 | 139998.9062 | None | 759990.6406 | 174973.9766 | 293493.5 | 0 | 222566.6719 | 0 | 8688.4004 | 60267.6377 | 22690.9966 | 19037.7832 | 10530.3077 | 0 | 10530.3077 | 0 | 224.9735 | 210.4853
AirCldScrewChlr-0.99kwpton-VarSpd | DEER2023 |  | 2022-03-14 20:36:10+00 | Any | Htl | Rec | CZ04 | cAVVG | Cap-Tons | 168.8774 | 139998.9062 | None | 694027.2812 | 174973.9766 | 293493.5 | 0 | 156603.4531 | 0 | 8688.4004 | 60267.6377 | 22690.9966 | 19037.7832 | 10530.3077 | 0 | 10530.3077 | 0 | 181.461 | 172.5867
AirCldScrewChlr-1.407kwpton-VarSpd | DEER2023 |  | 2022-03-14 20:36:10+00 | Any | Htl | Rec | CZ04 | cAVVG | Cap-Tons | 1 | 139998.9062 | None | 759990.6406 | 174973.9766 | 293493.5 | 0 | 222566.6719 | 0 | 8688.4004 | 60267.6377 | 22690.9966 | 19037.7832 | 10530.3077 | 0 | 10530.3077 | 0 | 224.9735 | 210.4853
WtrCldCentChlr-Conv-0.42kwpton | DEER2023 |  | 2022-03-14 21:09:18+00 | Any | Htl | Rec | CZ04 | cWVVG | Cap-Tons | 168.8774 | 139998.9062 | None | 664326.0625 | 174973.9766 | 293493.5 | 0 | 96335.8555 | 1338.7085 | 37916.9385 | 60266.6758 | 22690.1782 | 19037.7832 | 10530.3402 | 0 | 10530.3402 | 0 | 135.2185 | 134.6595
WtrCldCentChlr-Conv-0.748kwpton | DEER2023 |  | 2022-03-14 21:09:18+00 | Any | Htl | Rec | CZ04 | cWVVG | Cap-Tons | 1 | 139998.9062 | None | 739387.1875 | 174973.9766 | 293493.5 | 0 | 171445.5234 | 1394.9438 | 37812.2188 | 60266.6777 | 22690.1782 | 19037.7832 | 10530.3402 | 0 | 10530.3402 | 0 | 171.8615 | 167.8265
WtrCldCentChlr-Conv-1Cmp-0.439kwpton-VarSpd-CndRlf | DEER2023 |  | 2022-03-14 22:16:50+00 | Any | Htl | Rec | CZ04 | cWVVG | Cap-Tons | 168.8774 | 139998.9062 | None | 618715.6875 | 174973.9766 | 293493.5 | 0 | 48226.0137 | 4289.8062 | 37465.7402 | 60266.2393 | 22689.8281 | 19037.7832 | 10530.3602 | 0 | 10530.3602 | 0 | 119.1753 | 118.4707
WtrCldCentChlr-Conv-1Cmp-0.748kwpton-VarSpd-CndRlf | DEER2023 |  | 2022-03-14 22:16:50+00 | Any | Htl | Rec | CZ04 | cWVVG | Cap-Tons | 1 | 139998.9062 | None | 652286.25 | 174973.9766 | 293493.5 | 0 | 81963.3281 | 4356.8578 | 37231.9932 | 60266.2393 | 22689.8281 | 19037.7832 | 10530.3602 | 0 | 10530.3602 | 0 | 138.9487 | 135.2552
WtrCldCentChlr-NoFric-1Cmp-0.439kwpton-VarSpd-CndRlf | DEER2023 |  | 2022-03-14 22:54:12+00 | Any | Htl | Rec | CZ04 | cWVVG | Cap-Tons | 168.8774 | 139998.9062 | None | 617467.4062 | 174973.9766 | 293493.5 | 0 | 46691.2178 | 4311.6205 | 37730.0664 | 60266.5869 | 22690.0981 | 19037.7832 | 10530.3499 | 0 | 10530.3499 | 0 | 122.8345 | 121.9135
WtrCldCentChlr-NoFric-1Cmp-0.748kwpton-VarSpd-CndRlf | DEER2023 |  | 2022-03-14 22:54:12+00 | Any | Htl | Rec | CZ04 | cWVVG | Cap-Tons | 1 | 139998.9062 | None | 649993.7969 | 174973.9766 | 293493.5 | 0 | 79435.5312 | 4385.8046 | 37438.0977 | 60266.5869 | 22690.0981 | 19037.7832 | 10530.3499 | 0 | 10530.3499 | 0 | 145.1902 | 141.123
WtrCldCentChlr-NoFric-2Cmp-0.439kwpton-VarSpd-CndRlf | DEER2023 |  | 2022-03-14 23:25:13+00 | Any | Htl | Rec | CZ04 | cWVVG | Cap-Tons | 168.8774 | 139998.9062 | None | 616829.4219 | 174973.9766 | 293493.5 | 0 | 46638.1191 | 4314.8734 | 37142.0078 | 60266.5869 | 22690.0981 | 19037.7832 | 10530.3499 | 0 | 10530.3499 | 0 | 123.768 | 122.8533
WtrCldCentChlr-NoFric-2Cmp-0.748kwpton-VarSpd-CndRlf | DEER2023 |  | 2022-03-14 23:25:13+00 | Any | Htl | Rec | CZ04 | cWVVG | Cap-Tons | 1 | 139998.9062 | None | 649593.9375 | 174973.9766 | 293493.5 | 0 | 79396.2793 | 4394.6061 | 37068.5537 | 60266.5869 | 22690.0981 | 19037.7832 | 10530.3499 | 0 | 10530.3499 | 0 | 146.7928 | 142.7265
WtrCldRecipChlr-0.42kwpton | DEER2023 |  | 2022-03-14 23:49:47+00 | Any | Htl | Rec | CZ04 | cWVVG | Cap-Tons | 168.8774 | 139998.9062 | None | 639981.1875 | 174973.9766 | 293493.5 | 0 | 71088.3359 | 1368.8842 | 38786.4834 | 60269.7031 | 22692.7456 | 19037.7832 | 10530.2074 | 0 | 10530.2074 | 0 | 131.2742 | 130.1848
WtrCldRecipChlr-0.748kwpton | DEER2023 |  | 2022-03-14 23:49:47+00 | Any | Htl | Rec | CZ04 | cWVVG | Cap-Tons | 1 | 139998.9062 | None | 695061 | 174973.9766 | 293493.5 | 0 | 126381.3496 | 1408.4447 | 38533.7451 | 60269.7031 | 22692.7456 | 19037.7832 | 10530.2074 | 0 | 10530.2074 | 0 | 164.3385 | 159.8595
WtrCldScrewChlr-0.42kwpton | DEER2023 |  | 2022-03-15 00:09:29+00 | Any | Htl | Rec | CZ04 | cWVVG | Cap-Tons | 168.8774 | 139998.9062 | None | 637188.2344 | 174973.9766 | 293493.5 | 0 | 68992.416 | 1382.6516 | 38075.7178 | 60269.707 | 22692.7456 | 19037.7832 | 10530.2074 | 0 | 10530.2074 | 0 | 135.311 | 133.7865
WtrCldScrewChlr-0.748kwpton | DEER2023 |  | 2022-03-15 00:09:29+00 | Any | Htl | Rec | CZ04 | cWVVG | Cap-Tons | 1 | 139998.9062 | None | 689570.3438 | 174973.9766 | 293493.5 | 0 | 121880.4473 | 1432.7868 | 37519.5723 | 60269.707 | 22692.7456 | 19037.7832 | 10530.2074 | 0 | 10530.2074 | 0 | 171.5223 | 166.272
WtrCldScrewChlr-0.439kwpton-VarSpd | DEER2023 |  | 2022-03-15 00:41:21+00 | Any | Htl | Rec | CZ04 | cWVVG | Cap-Tons | 168.8774 | 139998.9062 | None | 625457.6875 | 174973.9766 | 293493.5 | 0 | 57135.1689 | 1334.6983 | 38250.291 | 60269.6875 | 22692.7354 | 19037.7832 | 10530.2074 | 0 | 10530.2074 | 0 | 122.7782 | 122.7087
WtrCldScrewChlr-0.748kwpton-VarSpd | DEER2023 |  | 2022-03-15 00:41:21+00 | Any | Htl | Rec | CZ04 | cWVVG | Cap-Tons | 1 | 139998.9062 | None | 665041.9062 | 174973.9766 | 293493.5 | 0 | 96951.166 | 1348.0853 | 38005.1074 | 60269.6875 | 22692.7354 | 19037.7832 | 10530.2074 | 0 | 10530.2074 | 0 | 146.5987 | 144.193
AirCldRecipChlr-0.95kwpton | DEER2023 |  | 2022-03-14 18:21:41+00 | Any | Htl | Rec | CZ05 | cAVVG | Cap-Tons | 107.7024 | 139998.9062 | None | 601179.1875 | 174973.9766 | 293493.5 | 0 | 67196.5176 | 0 | 5655.1791 | 59859.5381 | 16730.2705 | 25272.9375 | 11129.12 | 0 | 11129.12 | 0 | 125.6723 | 107.0968
AirCldRecipChlr-1.407kwpton | DEER2023 |  | 2022-03-14 18:21:41+00 | Any | Htl | Rec | CZ05 | cAVVG | Cap-Tons | 1 | 139998.9062 | None | 633504.1875 | 174973.9766 | 293493.5 | 0 | 99521.5684 | 0 | 5655.1791 | 59859.5381 | 16730.2705 | 25272.9375 | 11129.12 | 0 | 11129.12 | 0 | 149.6178 | 121.0405
AirCldScrewChlr-0.95kwpton | DEER2023 |  | 2022-03-14 19:29:42+00 | Any | Htl | Rec | CZ05 | cAVVG | Cap-Tons | 107.7024 | 139998.9062 | None | 623310.0469 | 174973.9766 | 293493.5 | 0 | 89318.1309 | 0 | 5664.1646 | 59859.8545 | 16730.4253 | 25272.9272 | 11129.0701 | 0 | 11129.0701 | 0 | 132.1627 | 113.019
AirCldScrewChlr-1.407kwpton | DEER2023 |  | 2022-03-14 19:29:42+00 | Any | Htl | Rec | CZ05 | cAVVG | Cap-Tons | 1 | 139998.9062 | None | 666276.8438 | 174973.9766 | 293493.5 | 0 | 132284.8301 | 0 | 5664.1646 | 59859.8545 | 16730.4253 | 25272.9272 | 11129.0701 | 0 | 11129.0701 | 0 | 159.23 | 129.8113
AirCldScrewChlr-0.99kwpton-VarSpd | DEER2023 |  | 2022-03-14 20:36:10+00 | Any | Htl | Rec | CZ05 | cAVVG | Cap-Tons | 107.7024 | 139998.9062 | None | 627070.7969 | 174973.9766 | 293493.5 | 0 | 93078.8613 | 0 | 5664.1646 | 59859.8545 | 16730.4253 | 25272.9272 | 11129.0701 | 0 | 11129.0701 | 0 | 134.532 | 114.4885
AirCldScrewChlr-1.407kwpton-VarSpd | DEER2023 |  | 2022-03-14 20:36:10+00 | Any | Htl | Rec | CZ05 | cAVVG | Cap-Tons | 1 | 139998.9062 | None | 666276.8438 | 174973.9766 | 293493.5 | 0 | 132284.8301 | 0 | 5664.1646 | 59859.8545 | 16730.4253 | 25272.9272 | 11129.0701 | 0 | 11129.0701 | 0 | 159.23 | 129.8113
WtrCldCentChlr-Conv-0.42kwpton | DEER2023 |  | 2022-03-14 21:09:18+00 | Any | Htl | Rec | CZ05 | cWVVG | Cap-Tons | 108.031 | 139998.9062 | None | 611169.9844 | 174973.9766 | 293493.5 | 0 | 59152.0498 | 668.7985 | 23023.3223 | 59857.9131 | 16729.1807 | 25272.9272 | 11129.1251 | 0 | 11129.1251 | 0 | 113.6753 | 104.1598
WtrCldCentChlr-Conv-0.748kwpton | DEER2023 |  | 2022-03-14 21:09:18+00 | Any | Htl | Rec | CZ05 | cWVVG | Cap-Tons | 1 | 139998.9062 | None | 657232.6719 | 174973.9766 | 293493.5 | 0 | 105292.25 | 697.5217 | 22917.0078 | 59857.9131 | 16729.1807 | 25272.9272 | 11129.1251 | 0 | 11129.1251 | 0 | 137.9327 | 120.6178
WtrCldCentChlr-Conv-1Cmp-0.439kwpton-VarSpd-CndRlf | DEER2023 |  | 2022-03-14 22:16:50+00 | Any | Htl | Rec | CZ05 | cWVVG | Cap-Tons | 108.031 | 139998.9062 | None | 582403.3594 | 174973.9766 | 293493.5 | 0 | 29308.8179 | 1840.4928 | 22928.3794 | 59857.8789 | 16729.1475 | 25272.7017 | 11129.1251 | 0 | 11129.1251 | 0 | 100.9398 | 94.223
WtrCldCentChlr-Conv-1Cmp-0.748kwpton-VarSpd-CndRlf | DEER2023 |  | 2022-03-14 22:16:50+00 | Any | Htl | Rec | CZ05 | cWVVG | Cap-Tons | 1 | 139998.9062 | None | 602685.2656 | 174973.9766 | 293493.5 | 0 | 49788.7422 | 1851.8745 | 22718.7847 | 59857.8789 | 16729.1475 | 25272.7017 | 11129.1251 | 0 | 11129.1251 | 0 | 113.2168 | 101.7155
WtrCldCentChlr-NoFric-1Cmp-0.439kwpton-VarSpd-CndRlf | DEER2023 |  | 2022-03-14 22:54:12+00 | Any | Htl | Rec | CZ05 | cWVVG | Cap-Tons | 108.031 | 139998.9062 | None | 582158.7812 | 174973.9766 | 293493.5 | 0 | 29043.7583 | 1841.247 | 22947.7427 | 59858.126 | 16729.3296 | 25272.7017 | 11129.1149 | 0 | 11129.1149 | 0 | 103.6317 | 95.8263
WtrCldCentChlr-NoFric-1Cmp-0.748kwpton-VarSpd-CndRlf | DEER2023 |  | 2022-03-14 22:54:12+00 | Any | Htl | Rec | CZ05 | cWVVG | Cap-Tons | 1 | 139998.9062 | None | 602341.2344 | 174973.9766 | 293493.5 | 0 | 49408.8682 | 1857.7365 | 22748.5474 | 59858.1201 | 16729.3271 | 25272.7017 | 11129.1149 | 0 | 11129.1149 | 0 | 117.8042 | 104.4475
WtrCldCentChlr-NoFric-2Cmp-0.439kwpton-VarSpd-CndRlf | DEER2023 |  | 2022-03-14 23:25:13+00 | Any | Htl | Rec | CZ05 | cWVVG | Cap-Tons | 108.031 | 139998.9062 | None | 582166.2188 | 174973.9766 | 293493.5 | 0 | 29138.7627 | 1844.2675 | 22857.1953 | 59858.126 | 16729.3296 | 25272.7017 | 11129.1149 | 0 | 11129.1149 | 0 | 104.3033 | 96.3443
WtrCldCentChlr-NoFric-2Cmp-0.748kwpton-VarSpd-CndRlf | DEER2023 |  | 2022-03-14 23:25:13+00 | Any | Htl | Rec | CZ05 | cWVVG | Cap-Tons | 1 | 139998.9062 | None | 602391.5781 | 174973.9766 | 293493.5 | 0 | 49576.8281 | 1862.76 | 22626.02 | 59858.1201 | 16729.3271 | 25272.7017 | 11129.1149 | 0 | 11129.1149 | 0 | 118.947 | 105.33
WtrCldRecipChlr-0.42kwpton | DEER2023 |  | 2022-03-14 23:49:47+00 | Any | Htl | Rec | CZ05 | cWVVG | Cap-Tons | 108.031 | 139998.9062 | None | 596611.0938 | 174973.9766 | 293493.5 | 0 | 44398.3506 | 663.3359 | 23220.5776 | 59861.0029 | 16731.4004 | 25272.6919 | 11129.0202 | 0 | 11129.0202 | 0 | 110.7032 | 101.2618
WtrCldRecipChlr-0.748kwpton | DEER2023 |  | 2022-03-14 23:49:47+00 | Any | Htl | Rec | CZ05 | cWVVG | Cap-Tons | 1 | 139998.9062 | None | 631027.0312 | 174973.9766 | 293493.5 | 0 | 78942.0039 | 682.6713 | 23073.4023 | 59861.0029 | 16731.4004 | 25272.6919 | 11129.0202 | 0 | 11129.0202 | 0 | 132.6395 | 115.4532
WtrCldScrewChlr-0.42kwpton | DEER2023 |  | 2022-03-15 00:09:29+00 | Any | Htl | Rec | CZ05 | cWVVG | Cap-Tons | 108.031 | 139998.9062 | None | 595424.9375 | 174973.9766 | 293493.5 | 0 | 43386.7988 | 670.6013 | 23038.6431 | 59861.0225 | 16731.4102 | 25272.6919 | 11129.0202 | 0 | 11129.0202 | 0 | 113.407 | 103.11
WtrCldScrewChlr-0.748kwpton | DEER2023 |  | 2022-03-15 00:09:29+00 | Any | Htl | Rec | CZ05 | cWVVG | Cap-Tons | 1 | 139998.9062 | None | 628404.2031 | 174973.9766 | 293493.5 | 0 | 76649.9375 | 695.1012 | 22730.1025 | 59861.0225 | 16731.4102 | 25272.6919 | 11129.0202 | 0 | 11129.0202 | 0 | 137.455 | 118.7482
WtrCldScrewChlr-0.439kwpton-VarSpd | DEER2023 |  | 2022-03-15 00:41:21+00 | Any | Htl | Rec | CZ05 | cWVVG | Cap-Tons | 108.031 | 139998.9062 | None | 587623.2188 | 174973.9766 | 293493.5 | 0 | 35419.8965 | 656.613 | 23216.4717 | 59862.2539 | 16732.2896 | 25272.6919 | 11128.9974 | 0 | 11128.9974 | 0 | 105.0975 | 97.3025
WtrCldScrewChlr-0.748kwpton-VarSpd | DEER2023 |  | 2022-03-15 00:41:21+00 | Any | Htl | Rec | CZ05 | cWVVG | Cap-Tons | 1 | 139998.9062 | None | 612108.75 | 174973.9766 | 293493.5 | 0 | 60097.9893 | 661.4275 | 23019.0518 | 59862.2539 | 16732.2896 | 25272.6919 | 11128.9974 | 0 | 11128.9974 | 0 | 120.924 | 107.298
AirCldRecipChlr-0.95kwpton | DEER2023 |  | 2022-03-14 18:21:41+00 | Any | Htl | Rec | CZ06 | cAVVG | Cap-Tons | 160.8064 | 139998.9062 | None | 672517.9375 | 174973.9766 | 293493.5 | 0 | 132572.1992 | 0 | 9061.2644 | 62416.502 | 25624.9004 | 12239.2703 | 6519.0962 | 0 | 6519.0962 | 0 | 137.2915 | 131.2723
AirCldRecipChlr-1.407kwpton | DEER2023 |  | 2022-03-14 18:21:41+00 | Any | Htl | Rec | CZ06 | cAVVG | Cap-Tons | 1 | 139998.9062 | None | 736292.2656 | 174973.9766 | 293493.5 | 0 | 196346.4727 | 0 | 9061.2644 | 62416.502 | 25624.9004 | 12239.2703 | 6519.0962 | 0 | 6519.0962 | 0 | 166.858 | 156.1565
AirCldScrewChlr-0.95kwpton | DEER2023 |  | 2022-03-14 19:29:42+00 | Any | Htl | Rec | CZ06 | cAVVG | Cap-Tons | 160.8064 | 139998.9062 | None | 709860.1406 | 174973.9766 | 293493.5 | 0 | 169835.4219 | 0 | 9137.429 | 62419.335 | 25627.4346 | 12239.2703 | 6519.0045 | 0 | 6519.0045 | 0 | 147.1805 | 138.5437
AirCldScrewChlr-1.407kwpton | DEER2023 |  | 2022-03-14 19:29:42+00 | Any | Htl | Rec | CZ06 | cAVVG | Cap-Tons | 1 | 139998.9062 | None | 791559.9219 | 174973.9766 | 293493.5 | 0 | 251535.1211 | 0 | 9137.429 | 62419.335 | 25627.4346 | 12239.2703 | 6519.0045 | 0 | 6519.0045 | 0 | 181.5023 | 166.9245
AirCldScrewChlr-0.99kwpton-VarSpd | DEER2023 |  | 2022-03-14 20:36:10+00 | Any | Htl | Rec | CZ06 | cAVVG | Cap-Tons | 160.8064 | 139998.9062 | None | 717011.1562 | 174973.9766 | 293493.5 | 0 | 176986.3477 | 0 | 9137.429 | 62419.335 | 25627.4346 | 12239.2703 | 6519.0045 | 0 | 6519.0045 | 0 | 150.184 | 141.0277
AirCldScrewChlr-1.407kwpton-VarSpd | DEER2023 |  | 2022-03-14 20:36:10+00 | Any | Htl | Rec | CZ06 | cAVVG | Cap-Tons | 1 | 139998.9062 | None | 791559.9219 | 174973.9766 | 293493.5 | 0 | 251535.1211 | 0 | 9137.429 | 62419.335 | 25627.4346 | 12239.2703 | 6519.0045 | 0 | 6519.0045 | 0 | 181.5023 | 166.9245
WtrCldCentChlr-Conv-0.42kwpton | DEER2023 |  | 2022-03-14 21:09:18+00 | Any | Htl | Rec | CZ06 | cWVVG | Cap-Tons | 160.8064 | 139998.9062 | None | 687514.6094 | 174973.9766 | 293493.5 | 0 | 112721.4004 | 1910.2594 | 41997.1328 | 62417.9463 | 25626.2021 | 12239.2703 | 6519.0536 | 0 | 6519.0536 | 0 | 127.1713 | 120.5293
WtrCldCentChlr-Conv-0.748kwpton | DEER2023 |  | 2022-03-14 21:09:18+00 | Any | Htl | Rec | CZ06 | cWVVG | Cap-Tons | 1 | 139998.9062 | None | 775346.25 | 174973.9766 | 293493.5 | 0 | 200611.8242 | 1993.7573 | 41854.7812 | 62417.9463 | 25626.2021 | 12239.2703 | 6519.0536 | 0 | 6519.0536 | 0 | 159.243 | 146.4837
WtrCldCentChlr-Conv-1Cmp-0.439kwpton-VarSpd-CndRlf | DEER2023 |  | 2022-03-14 22:16:50+00 | Any | Htl | Rec | CZ06 | cWVVG | Cap-Tons | 160.8064 | 139998.9062 | None | 637659.4844 | 174973.9766 | 293493.5 | 0 | 58460.5068 | 6579.1902 | 41734.8281 | 62417.1396 | 25625.4805 | 12239.2727 | 6519.0787 | 0 | 6519.0787 | 0 | 110.1697 | 107.497
WtrCldCentChlr-Conv-1Cmp-0.748kwpton-VarSpd-CndRlf | DEER2023 |  | 2022-03-14 22:16:50+00 | Any | Htl | Rec | CZ06 | cWVVG | Cap-Tons | 1 | 139998.9062 | None | 678579.625 | 174973.9766 | 293493.5 | 0 | 99457.7656 | 6710.4756 | 41526.374 | 62417.1338 | 25625.4756 | 12239.2727 | 6519.0787 | 0 | 6519.0787 | 0 | 124.8778 | 120.132
WtrCldCentChlr-NoFric-1Cmp-0.439kwpton-VarSpd-CndRlf | DEER2023 |  | 2022-03-14 22:54:12+00 | Any | Htl | Rec | CZ06 | cWVVG | Cap-Tons | 160.8064 | 139998.9062 | None | 636342.2344 | 174973.9766 | 293493.5 | 0 | 56933.624 | 6597.8353 | 41924.9531 | 62417.8984 | 25626.168 | 12239.2703 | 6519.057 | 0 | 6519.057 | 0 | 113.684 | 110.1815
WtrCldCentChlr-NoFric-1Cmp-0.748kwpton-VarSpd-CndRlf | DEER2023 |  | 2022-03-14 22:54:12+00 | Any | Htl | Rec | CZ06 | cWVVG | Cap-Tons | 1 | 139998.9062 | None | 676232.3438 | 174973.9766 | 293493.5 | 0 | 96923.2637 | 6735.4304 | 41687.873 | 62417.8633 | 25626.1431 | 12239.2703 | 6519.0586 | 0 | 6519.0586 | 0 | 130.8755 | 124.7075
WtrCldCentChlr-NoFric-2Cmp-0.439kwpton-VarSpd-CndRlf | DEER2023 |  | 2022-03-14 23:25:13+00 | Any | Htl | Rec | CZ06 | cWVVG | Cap-Tons | 160.8064 | 139998.9062 | None | 636469.9844 | 174973.9766 | 293493.5 | 0 | 57143.6885 | 6603.1688 | 41837.3428 | 62417.8896 | 25626.1606 | 12239.2703 | 6519.057 | 0 | 6519.057 | 0 | 114.7692 | 110.9495
WtrCldCentChlr-NoFric-2Cmp-0.748kwpton-VarSpd-CndRlf | DEER2023 |  | 2022-03-14 23:25:13+00 | Any | Htl | Rec | CZ06 | cWVVG | Cap-Tons | 1 | 139998.9062 | None | 676457.4062 | 174973.9766 | 293493.5 | 0 | 97283.2402 | 6744.6736 | 41543.6553 | 62417.8633 | 25626.1431 | 12239.2703 | 6519.0586 | 0 | 6519.0586 | 0 | 132.7315 | 126.0185
WtrCldRecipChlr-0.42kwpton | DEER2023 |  | 2022-03-14 23:49:47+00 | Any | Htl | Rec | CZ06 | cWVVG | Cap-Tons | 160.8064 | 139998.9062 | None | 661138.1094 | 174973.9766 | 293493.5 | 0 | 84683.4473 | 1993.6667 | 43567.2393 | 62425.7041 | 25633.9556 | 12239.2703 | 6518.7944 | 0 | 6518.7944 | 0 | 121.7477 | 116.6552
WtrCldRecipChlr-0.748kwpton | DEER2023 |  | 2022-03-14 23:49:47+00 | Any | Htl | Rec | CZ06 | cWVVG | Cap-Tons | 1 | 139998.9062 | None | 726994.0781 | 174973.9766 | 293493.5 | 0 | 150631.5195 | 2050.9845 | 43417.9111 | 62425.7041 | 25633.9556 | 12239.2703 | 6518.7944 | 0 | 6518.7944 | 0 | 149.5855 | 139.5838
WtrCldScrewChlr-0.42kwpton | DEER2023 |  | 2022-03-15 00:09:29+00 | Any | Htl | Rec | CZ06 | cWVVG | Cap-Tons | 160.8064 | 139998.9062 | None | 662032.375 | 174973.9766 | 293493.5 | 0 | 85729.9805 | 2010.5793 | 43398.1729 | 62425.7021 | 25633.9482 | 12239.2703 | 6518.7949 | 0 | 6518.7949 | 0 | 125.6428 | 119.55
WtrCldScrewChlr-0.748kwpton | DEER2023 |  | 2022-03-15 00:09:29+00 | Any | Htl | Rec | CZ06 | cWVVG | Cap-Tons | 1 | 139998.9062 | None | 727807.75 | 174973.9766 | 293493.5 | 0 | 151772.4766 | 2081.3543 | 43060.2227 | 62425.6992 | 25633.9458 | 12239.2703 | 6518.7952 | 0 | 6518.7952 | 0 | 156.5203 | 144.7388
WtrCldScrewChlr-0.439kwpton-VarSpd | DEER2023 |  | 2022-03-15 00:41:21+00 | Any | Htl | Rec | CZ06 | cWVVG | Cap-Tons | 160.8064 | 139998.9062 | None | 645149.1406 | 174973.9766 | 293493.5 | 0 | 68889.2891 | 1948.7433 | 43417.3359 | 62425.7227 | 25633.9697 | 12239.2703 | 6518.7963 | 0 | 6518.7963 | 0 | 113.6787 | 110.6028
WtrCldScrewChlr-0.748kwpton-VarSpd | DEER2023 |  | 2022-03-15 00:41:21+00 | Any | Htl | Rec | CZ06 | cWVVG | Cap-Tons | 1 | 139998.9062 | None | 693060.2031 | 174973.9766 | 293493.5 | 0 | 117003.9277 | 1970.4348 | 43192.126 | 62425.7197 | 25633.9673 | 12239.2703 | 6518.7963 | 0 | 6518.7963 | 0 | 133.0888 | 127.0085
AirCldRecipChlr-0.95kwpton | DEER2023 |  | 2022-03-14 18:21:41+00 | Any | Htl | Rec | CZ07 | cAVVG | Cap-Tons | 147.0987 | 139998.9062 | None | 651363.75 | 174973.9766 | 293493.5 | 0 | 112354.8477 | 0 | 8133.8817 | 62407.2012 | 24881.7295 | 11252.155 | 5546.3438 | 0 | 5546.3438 | 0 | 130.8642 | 119.7297
AirCldRecipChlr-1.407kwpton | DEER2023 |  | 2022-03-14 18:21:41+00 | Any | Htl | Rec | CZ07 | cAVVG | Cap-Tons | 1 | 139998.9062 | None | 705412.2969 | 174973.9766 | 293493.5 | 0 | 166403.3945 | 0 | 8133.8817 | 62407.2012 | 24881.7295 | 11252.155 | 5546.3438 | 0 | 5546.3438 | 0 | 157.6372 | 139.6652
AirCldScrewChlr-0.95kwpton | DEER2023 |  | 2022-03-14 19:29:42+00 | Any | Htl | Rec | CZ07 | cAVVG | Cap-Tons | 147.0987 | 139998.9062 | None | 687556.9375 | 174973.9766 | 293493.5 | 0 | 148490.6797 | 0 | 8190.408 | 62407.9277 | 24882.3706 | 11252.155 | 5546.315 | 0 | 5546.315 | 0 | 140.1478 | 125.9652
AirCldScrewChlr-1.407kwpton | DEER2023 |  | 2022-03-14 19:29:42+00 | Any | Htl | Rec | CZ07 | cAVVG | Cap-Tons | 1 | 139998.9062 | None | 758988.6562 | 174973.9766 | 293493.5 | 0 | 219922.5508 | 0 | 8190.408 | 62407.9277 | 24882.3706 | 11252.155 | 5546.315 | 0 | 5546.315 | 0 | 171.386 | 148.886
AirCldScrewChlr-0.99kwpton-VarSpd | DEER2023 |  | 2022-03-14 20:36:10+00 | Any | Htl | Rec | CZ07 | cAVVG | Cap-Tons | 147.0987 | 139998.9062 | None | 693809.1562 | 174973.9766 | 293493.5 | 0 | 154742.9492 | 0 | 8190.408 | 62407.9277 | 24882.3706 | 11252.155 | 5546.315 | 0 | 5546.315 | 0 | 142.8818 | 127.9712
AirCldScrewChlr-1.407kwpton-VarSpd | DEER2023 |  | 2022-03-14 20:36:10+00 | Any | Htl | Rec | CZ07 | cAVVG | Cap-Tons | 1 | 139998.9062 | None | 758988.6562 | 174973.9766 | 293493.5 | 0 | 219922.5508 | 0 | 8190.408 | 62407.9277 | 24882.3706 | 11252.155 | 5546.315 | 0 | 5546.315 | 0 | 171.386 | 148.886
WtrCldCentChlr-Conv-0.42kwpton | DEER2023 |  | 2022-03-14 21:09:18+00 | Any | Htl | Rec | CZ07 | cWVVG | Cap-Tons | 147.0987 | 139998.9062 | None | 673246.7812 | 174973.9766 | 293493.5 | 0 | 101034.5957 | 1382.43 | 39954.3252 | 62407.5938 | 24882.063 | 11252.155 | 5546.3253 | 0 | 5546.3253 | 0 | 122.3945 | 112.4077
WtrCldCentChlr-Conv-0.748kwpton | DEER2023 |  | 2022-03-14 21:09:18+00 | Any | Htl | Rec | CZ07 | cWVVG | Cap-Tons | 1 | 139998.9062 | None | 752034.4375 | 174973.9766 | 293493.5 | 0 | 179799.0742 | 1442.55 | 39917.3164 | 62407.5938 | 24882.063 | 11252.155 | 5546.3251 | 0 | 5546.3251 | 0 | 151.8338 | 134.1763
WtrCldCentChlr-Conv-1Cmp-0.439kwpton-VarSpd-CndRlf | DEER2023 |  | 2022-03-14 22:16:50+00 | Any | Htl | Rec | CZ07 | cWVVG | Cap-Tons | 147.0987 | 139998.9062 | None | 625536.4844 | 174973.9766 | 293493.5 | 0 | 50084.8926 | 4713.2127 | 39863.1338 | 62407.4658 | 24881.9419 | 11252.155 | 5546.3298 | 0 | 5546.3298 | 0 | 106.6767 | 102.7982
WtrCldCentChlr-Conv-1Cmp-0.748kwpton-VarSpd-CndRlf | DEER2023 |  | 2022-03-14 22:16:50+00 | Any | Htl | Rec | CZ07 | cWVVG | Cap-Tons | 1 | 139998.9062 | None | 660577.6875 | 174973.9766 | 293493.5 | 0 | 85206.2324 | 4760.2814 | 39735.834 | 62407.4805 | 24881.958 | 11252.155 | 5546.3298 | 0 | 5546.3298 | 0 | 120.144 | 114.2567
WtrCldCentChlr-NoFric-1Cmp-0.439kwpton-VarSpd-CndRlf | DEER2023 |  | 2022-03-14 22:54:12+00 | Any | Htl | Rec | CZ07 | cWVVG | Cap-Tons | 147.0987 | 139998.9062 | None | 623689.9531 | 174973.9766 | 293493.5 | 0 | 48174.6064 | 4724.2175 | 39915.7637 | 62407.6123 | 24882.0747 | 11252.155 | 5546.3248 | 0 | 5546.3248 | 0 | 109.8992 | 104.7782
WtrCldCentChlr-NoFric-1Cmp-0.748kwpton-VarSpd-CndRlf | DEER2023 |  | 2022-03-14 22:54:12+00 | Any | Htl | Rec | CZ07 | cWVVG | Cap-Tons | 1 | 139998.9062 | None | 657440.6875 | 174973.9766 | 293493.5 | 0 | 82013.8047 | 4775.2316 | 39776.2168 | 62407.6123 | 24882.0747 | 11252.155 | 5546.3248 | 0 | 5546.3248 | 0 | 125.6418 | 117.6312
WtrCldCentChlr-NoFric-2Cmp-0.439kwpton-VarSpd-CndRlf | DEER2023 |  | 2022-03-14 23:25:13+00 | Any | Htl | Rec | CZ07 | cWVVG | Cap-Tons | 147.0987 | 139998.9062 | None | 623701.5938 | 174973.9766 | 293493.5 | 0 | 48255.0527 | 4729.2876 | 39841.8076 | 62407.6123 | 24882.0747 | 11252.155 | 5546.3253 | 0 | 5546.3253 | 0 | 110.8942 | 105.3303
WtrCldCentChlr-NoFric-2Cmp-0.748kwpton-VarSpd-CndRlf | DEER2023 |  | 2022-03-14 23:25:13+00 | Any | Htl | Rec | CZ07 | cWVVG | Cap-Tons | 1 | 139998.9062 | None | 657446.875 | 174973.9766 | 293493.5 | 0 | 82148.9609 | 4783.7712 | 39638.7246 | 62407.6035 | 24882.0747 | 11252.155 | 5546.3248 | 0 | 5546.3248 | 0 | 127.3405 | 118.5735
WtrCldRecipChlr-0.42kwpton | DEER2023 |  | 2022-03-14 23:49:47+00 | Any | Htl | Rec | CZ07 | cWVVG | Cap-Tons | 147.0987 | 139998.9062 | None | 647481.3125 | 174973.9766 | 293493.5 | 0 | 74214.7402 | 1410.2703 | 40978.125 | 62410.415 | 24884.6279 | 11252.155 | 5546.2419 | 0 | 5546.2419 | 0 | 117.458 | 110.1813
WtrCldRecipChlr-0.748kwpton | DEER2023 |  | 2022-03-14 23:49:47+00 | Any | Htl | Rec | CZ07 | cWVVG | Cap-Tons | 1 | 139998.9062 | None | 705171.1875 | 174973.9766 | 293493.5 | 0 | 131968.0254 | 1446.0755 | 40878.9688 | 62410.417 | 24884.6279 | 11252.155 | 5546.2419 | 0 | 5546.2419 | 0 | 143.0435 | 129.563
WtrCldScrewChlr-0.42kwpton | DEER2023 |  | 2022-03-15 00:09:29+00 | Any | Htl | Rec | CZ07 | cWVVG | Cap-Tons | 147.0987 | 139998.9062 | None | 647485.0469 | 174973.9766 | 293493.5 | 0 | 74415.6406 | 1423.7753 | 40767.4268 | 62410.4209 | 24884.6279 | 11252.155 | 5546.2419 | 0 | 5546.2419 | 0 | 121.0217 | 112.6713
WtrCldScrewChlr-0.748kwpton | DEER2023 |  | 2022-03-15 00:09:29+00 | Any | Htl | Rec | CZ07 | cWVVG | Cap-Tons | 1 | 139998.9062 | None | 704596.4219 | 174973.9766 | 293493.5 | 0 | 131616.127 | 1470.2187 | 40631.6523 | 62410.4258 | 24884.6304 | 11252.155 | 5546.2419 | 0 | 5546.2419 | 0 | 149.39 | 133.997
WtrCldScrewChlr-0.439kwpton-VarSpd | DEER2023 |  | 2022-03-15 00:41:21+00 | Any | Htl | Rec | CZ07 | cWVVG | Cap-Tons | 147.0987 | 139998.9062 | None | 633632.1406 | 174973.9766 | 293493.5 | 0 | 60510.3018 | 1373.081 | 40870.4111 | 62410.3838 | 24884.5952 | 11252.155 | 5546.2421 | 0 | 5546.2421 | 0 | 110.0713 | 104.9622
WtrCldScrewChlr-0.748kwpton-VarSpd | DEER2023 |  | 2022-03-15 00:41:21+00 | Any | Htl | Rec | CZ07 | cWVVG | Cap-Tons | 1 | 139998.9062 | None | 675694.3125 | 174973.9766 | 293493.5 | 0 | 102699.2012 | 1380.6803 | 40736.209 | 62410.3838 | 24884.5952 | 11252.155 | 5546.2421 | 0 | 5546.2421 | 0 | 127.9315 | 118.757
AirCldRecipChlr-0.95kwpton | DEER2023 |  | 2022-03-14 18:21:41+00 | Any | Htl | Rec | CZ08 | cAVVG | Cap-Tons | 170.6871 | 139998.9062 | None | 707854.2927 | 174959.7587 | 293493.5 | 0 | 164067.4147 | 0 | 10887.5235 | 64445.7946 | 29554.4615 | 10928.174 | 6261.0646 | 0 | 6261.0646 | 0 | 170.1715 | 143.6765
AirCldRecipChlr-1.407kwpton | DEER2023 |  | 2022-03-14 18:21:41+00 | Any | Htl | Rec | CZ08 | cAVVG | Cap-Tons | 1 | 139998.9062 | None | 786779.5342 | 174959.7587 | 293493.5 | 0 | 242992.3755 | 0 | 10887.5235 | 64445.7946 | 29554.4615 | 10928.174 | 6261.0646 | 0 | 6261.0646 | 0 | 213.9102 | 173.4894
AirCldScrewChlr-0.95kwpton | DEER2023 |  | 2022-03-14 19:29:42+00 | Any | Htl | Rec | CZ08 | cAVVG | Cap-Tons | 170.6871 | 139998.9062 | None | 747271.1019 | 174959.7587 | 293493.5 | 0 | 203385.3932 | 0 | 10984.9977 | 64446.943 | 29555.4561 | 10928.174 | 6261.0227 | 0 | 6261.0227 | 0 | 178.8107 | 150.9615
AirCldScrewChlr-1.407kwpton | DEER2023 |  | 2022-03-14 19:29:42+00 | Any | Htl | Rec | CZ08 | cAVVG | Cap-Tons | 1 | 139998.9062 | None | 845110.0029 | 174959.7587 | 293493.5 | 0 | 301224.4581 | 0 | 10984.9977 | 64446.943 | 29555.4561 | 10928.174 | 6261.0227 | 0 | 6261.0227 | 0 | 226.7047 | 184.2788
AirCldScrewChlr-0.99kwpton-VarSpd | DEER2023 |  | 2022-03-14 20:36:10+00 | Any | Htl | Rec | CZ08 | cAVVG | Cap-Tons | 170.6871 | 139998.9062 | None | 755834.5856 | 174959.7587 | 293493.5 | 0 | 211948.9549 | 0 | 10984.9977 | 64446.943 | 29555.4561 | 10928.174 | 6261.0227 | 0 | 6261.0227 | 0 | 183.0022 | 153.877
AirCldScrewChlr-1.407kwpton-VarSpd | DEER2023 |  | 2022-03-14 20:36:10+00 | Any | Htl | Rec | CZ08 | cAVVG | Cap-Tons | 1 | 139998.9062 | None | 845110.0029 | 174959.7587 | 293493.5 | 0 | 301224.4581 | 0 | 10984.9977 | 64446.943 | 29555.4561 | 10928.174 | 6261.0227 | 0 | 6261.0227 | 0 | 226.7047 | 184.2788
WtrCldCentChlr-Conv-0.42kwpton | DEER2023 |  | 2022-03-14 21:09:18+00 | Any | Htl | Rec | CZ08 | cWVVG | Cap-Tons | 170.6871 | 139998.9062 | None | 710818.422 | 174959.7587 | 293493.5 | 0 | 128748.1017 | 2166.8325 | 47004.2589 | 64445.5436 | 29554.1595 | 10928.1813 | 6261.113 | 0 | 6261.113 | 0 | 139.1484 | 127.2018
WtrCldCentChlr-Conv-0.748kwpton | DEER2023 |  | 2022-03-14 21:09:18+00 | Any | Htl | Rec | CZ08 | cWVVG | Cap-Tons | 1 | 139998.9062 | None | 811201.2836 | 174959.7587 | 293493.5 | 0 | 229142.3807 | 2263.2906 | 46896.541 | 64445.5406 | 29554.1595 | 10928.1813 | 6261.113 | 0 | 6261.113 | 0 | 177.3522 | 156.1697
WtrCldCentChlr-Conv-1Cmp-0.439kwpton-VarSpd-CndRlf | DEER2023 |  | 2022-03-14 22:16:50+00 | Any | Htl | Rec | CZ08 | cWVVG | Cap-Tons | 170.6871 | 139998.9062 | None | 654067.0689 | 174959.7587 | 293493.5 | 0 | 67864.1182 | 6680.6906 | 46623.8636 | 64444.7712 | 29553.4808 | 10928.1813 | 6261.1369 | 0 | 6261.1369 | 0 | 121.176 | 112.4337
WtrCldCentChlr-Conv-1Cmp-0.748kwpton-VarSpd-CndRlf | DEER2023 |  | 2022-03-14 22:16:50+00 | Any | Htl | Rec | CZ08 | cWVVG | Cap-Tons | 1 | 139998.9062 | None | 701599.3787 | 174959.7587 | 293493.5 | 0 | 115435.7741 | 6811.0455 | 46454.2616 | 64444.7741 | 29553.4808 | 10928.1813 | 6261.1369 | 0 | 6261.1369 | 0 | 140.9323 | 127.3666
WtrCldCentChlr-NoFric-1Cmp-0.439kwpton-VarSpd-CndRlf | DEER2023 |  | 2022-03-14 22:54:12+00 | Any | Htl | Rec | CZ08 | cWVVG | Cap-Tons | 170.6871 | 139998.9062 | None | 653782.9181 | 174959.7587 | 293493.5 | 0 | 67360.7318 | 6715.2414 | 46807.9933 | 64445.2956 | 29553.9418 | 10928.1813 | 6261.1204 | 0 | 6261.1204 | 0 | 125.4102 | 115.1517
WtrCldCentChlr-NoFric-1Cmp-0.748kwpton-VarSpd-CndRlf | DEER2023 |  | 2022-03-14 22:54:12+00 | Any | Htl | Rec | CZ08 | cWVVG | Cap-Tons | 1 | 139998.9062 | None | 701039.1448 | 174959.7587 | 293493.5 | 0 | 114654.6309 | 6853.7806 | 46631.7929 | 64445.2956 | 29553.9418 | 10928.1813 | 6261.1204 | 0 | 6261.1204 | 0 | 148.1488 | 131.9991
WtrCldCentChlr-NoFric-2Cmp-0.439kwpton-VarSpd-CndRlf | DEER2023 |  | 2022-03-14 23:25:13+00 | Any | Htl | Rec | CZ08 | cWVVG | Cap-Tons | 170.6871 | 139998.9062 | None | 654249.6506 | 174959.7587 | 293493.5 | 0 | 67879.1397 | 6721.9347 | 46749.6019 | 64445.2956 | 29553.9418 | 10928.1813 | 6261.1204 | 0 | 6261.1204 | 0 | 126.5147 | 115.9344
WtrCldCentChlr-NoFric-2Cmp-0.748kwpton-VarSpd-CndRlf | DEER2023 |  | 2022-03-14 23:25:13+00 | Any | Htl | Rec | CZ08 | cWVVG | Cap-Tons | 1 | 139998.9062 | None | 701775.9806 | 174959.7587 | 293493.5 | 0 | 115538.3007 | 6865.2989 | 46473.5953 | 64445.2927 | 29553.9418 | 10928.1813 | 6261.1204 | 0 | 6261.1204 | 0 | 150.0303 | 133.3321
WtrCldRecipChlr-0.42kwpton | DEER2023 |  | 2022-03-14 23:49:47+00 | Any | Htl | Rec | CZ08 | cWVVG | Cap-Tons | 170.6871 | 139998.9062 | None | 682955.909 | 174959.7587 | 293493.5 | 0 | 99231.164 | 2221.3417 | 48600.1982 | 64449.4147 | 29557.6345 | 10928.1716 | 6260.9243 | 0 | 6260.9243 | 0 | 134.418 | 123.0224
WtrCldRecipChlr-0.748kwpton | DEER2023 |  | 2022-03-14 23:49:47+00 | Any | Htl | Rec | CZ08 | cWVVG | Cap-Tons | 1 | 139998.9062 | None | 760169.8106 | 174959.7587 | 293493.5 | 0 | 176519.2868 | 2290.8095 | 48456.8002 | 64449.4147 | 29557.6345 | 10928.1716 | 6260.9243 | 0 | 6260.9243 | 0 | 168.928 | 148.7277
WtrCldScrewChlr-0.42kwpton | DEER2023 |  | 2022-03-15 00:09:29+00 | Any | Htl | Rec | CZ08 | cWVVG | Cap-Tons | 170.6871 | 139998.9062 | None | 685388.0953 | 174959.7587 | 293493.5 | 0 | 101885.1535 | 2242.3243 | 48357.5828 | 64449.401 | 29557.632 | 10928.1716 | 6260.9244 | 0 | 6260.9244 | 0 | 138.7569 | 126.3581
WtrCldScrewChlr-0.748kwpton | DEER2023 |  | 2022-03-15 00:09:29+00 | Any | Htl | Rec | CZ08 | cWVVG | Cap-Tons | 1 | 139998.9062 | None | 763867.1644 | 174959.7587 | 293493.5 | 0 | 180506.2567 | 2326.8632 | 48130.8504 | 64449.401 | 29557.632 | 10928.1716 | 6260.9244 | 0 | 6260.9244 | 0 | 176.6555 | 154.6649
WtrCldScrewChlr-0.439kwpton-VarSpd | DEER2023 |  | 2022-03-15 00:41:21+00 | Any | Htl | Rec | CZ08 | cWVVG | Cap-Tons | 170.6871 | 139998.9062 | None | 664370.9616 | 174959.7587 | 293493.5 | 0 | 80903.7283 | 2171.3281 | 48393.0136 | 64449.3366 | 29557.5666 | 10928.1716 | 6260.9272 | 0 | 6260.9272 | 0 | 125.555 | 116.3704
WtrCldScrewChlr-0.748kwpton-VarSpd | DEER2023 |  | 2022-03-15 00:41:21+00 | Any | Htl | Rec | CZ08 | cWVVG | Cap-Tons | 1 | 139998.9062 | None | 720769.2224 | 174959.7587 | 293493.5 | 0 | 137446.4611 | 2200.6425 | 48219.0862 | 64449.3366 | 29557.5666 | 10928.1716 | 6260.9272 | 0 | 6260.9272 | 0 | 150.4213 | 134.8568
AirCldRecipChlr-0.95kwpton | DEER2023 |  | 2022-03-14 18:21:41+00 | Any | Htl | Rec | CZ09 | cAVVG | Cap-Tons | 221.4383 | 139998.9062 | None | 700610.3659 | 174988.2889 | 293493.5 | 0 | 159392.5693 | 0 | 11309.3866 | 61426.146 | 27825.3871 | 12866.6552 | 7134.0683 | 0 | 7134.0683 | 0 | 170.7347 | 160.092
AirCldRecipChlr-1.407kwpton | DEER2023 |  | 2022-03-14 18:21:41+00 | Any | Htl | Rec | CZ09 | cAVVG | Cap-Tons | 1 | 139998.9062 | None | 777286.5403 | 174988.2889 | 293493.5 | 0 | 236068.7556 | 0 | 11309.3866 | 61426.146 | 27825.3871 | 12866.6552 | 7134.0683 | 0 | 7134.0683 | 0 | 214.9724 | 197.5394
AirCldScrewChlr-0.95kwpton | DEER2023 |  | 2022-03-14 19:29:42+00 | Any | Htl | Rec | CZ09 | cAVVG | Cap-Tons | 221.4383 | 139998.9062 | None | 745761.1034 | 174988.2889 | 293493.5 | 0 | 204538.738 | 0 | 11313.9829 | 61426.2027 | 27825.4253 | 12866.6552 | 7134.0678 | 0 | 7134.0678 | 0 | 182.174 | 168.4793
AirCldScrewChlr-1.407kwpton | DEER2023 |  | 2022-03-14 19:29:42+00 | Any | Htl | Rec | CZ09 | cAVVG | Cap-Tons | 1 | 139998.9062 | None | 844154.9535 | 174988.2889 | 293493.5 | 0 | 302932.5413 | 0 | 11313.9829 | 61426.2027 | 27825.4253 | 12866.6552 | 7134.0678 | 0 | 7134.0678 | 0 | 231.9135 | 209.962
AirCldScrewChlr-0.99kwpton-VarSpd | DEER2023 |  | 2022-03-14 20:36:10+00 | Any | Htl | Rec | CZ09 | cAVVG | Cap-Tons | 221.4383 | 139998.9062 | None | 754373.1939 | 174988.2889 | 293493.5 | 0 | 213150.8403 | 0 | 11313.9829 | 61426.2027 | 27825.4253 | 12866.6552 | 7134.0678 | 0 | 7134.0678 | 0 | 186.527 | 172.1106
AirCldScrewChlr-1.407kwpton-VarSpd | DEER2023 |  | 2022-03-14 20:36:10+00 | Any | Htl | Rec | CZ09 | cAVVG | Cap-Tons | 1 | 139998.9062 | None | 844154.9535 | 174988.2889 | 293493.5 | 0 | 302932.5413 | 0 | 11313.9829 | 61426.2027 | 27825.4253 | 12866.6552 | 7134.0678 | 0 | 7134.0678 | 0 | 231.9135 | 209.962
WtrCldCentChlr-Conv-0.42kwpton | DEER2023 |  | 2022-03-14 21:09:18+00 | Any | Htl | Rec | CZ09 | cWVVG | Cap-Tons | 221.4383 | 139998.9062 | None | 714307.2857 | 174988.2889 | 293493.5 | 0 | 131372.1941 | 755.4691 | 52271.934 | 61425.3755 | 27824.5886 | 12866.6552 | 7134.0731 | 0 | 7134.0731 | 0 | 136.56 | 133.1888
WtrCldCentChlr-Conv-0.748kwpton | DEER2023 |  | 2022-03-14 21:09:18+00 | Any | Htl | Rec | CZ09 | cWVVG | Cap-Tons | 1 | 139998.9062 | None | 816503.6661 | 174988.2889 | 293493.5 | 0 | 233775.1078 | 784.0523 | 52036.8703 | 61425.3755 | 27824.5886 | 12866.6552 | 7134.0731 | 0 | 7134.0731 | 0 | 175.4192 | 166.6644
WtrCldCentChlr-Conv-1Cmp-0.439kwpton-VarSpd-CndRlf | DEER2023 |  | 2022-03-14 22:16:50+00 | Any | Htl | Rec | CZ09 | cWVVG | Cap-Tons | 221.4383 | 139998.9062 | None | 653969.1613 | 174988.2889 | 293493.5 | 0 | 70448.2757 | 2109.0198 | 51504.9548 | 61424.6137 | 27822.7064 | 12866.6552 | 7134.0899 | 0 | 7134.0899 | 0 | 123.5447 | 118.3271
WtrCldCentChlr-Conv-1Cmp-0.748kwpton-VarSpd-CndRlf | DEER2023 |  | 2022-03-14 22:16:50+00 | Any | Htl | Rec | CZ09 | cWVVG | Cap-Tons | 1 | 139998.9062 | None | 702235.1591 | 174988.2889 | 293493.5 | 0 | 119172.5099 | 2109.1922 | 51046.8236 | 61424.6215 | 27822.7064 | 12866.6552 | 7134.0807 | 0 | 7134.0807 | 0 | 151.8046 | 139.8025
WtrCldCentChlr-NoFric-1Cmp-0.439kwpton-VarSpd-CndRlf | DEER2023 |  | 2022-03-14 22:54:12+00 | Any | Htl | Rec | CZ09 | cWVVG | Cap-Tons | 221.4383 | 139998.9062 | None | 647966.2006 | 174988.2889 | 293493.5 | 0 | 64164.6181 | 2111.6613 | 51783.0483 | 61424.6196 | 27822.7064 | 12866.6552 | 7134.083 | 0 | 7134.083 | 0 | 123.8104 | 119.6394
WtrCldCentChlr-NoFric-1Cmp-0.748kwpton-VarSpd-CndRlf | DEER2023 |  | 2022-03-14 22:54:12+00 | Any | Htl | Rec | CZ09 | cWVVG | Cap-Tons | 1 | 139998.9062 | None | 692082.2616 | 174988.2889 | 293493.5 | 0 | 108832.7632 | 2114.8968 | 51227.7715 | 61424.6137 | 27822.7064 | 12866.6552 | 7134.083 | 0 | 7134.083 | 0 | 152.2584 | 142.0395
WtrCldCentChlr-NoFric-2Cmp-0.439kwpton-VarSpd-CndRlf | DEER2023 |  | 2022-03-14 23:25:13+00 | Any | Htl | Rec | CZ09 | cWVVG | Cap-Tons | 221.4383 | 139998.9062 | None | 645709.9292 | 174988.2889 | 293493.5 | 0 | 62362.966 | 2112.6372 | 51327.3242 | 61424.6196 | 27822.7064 | 12866.6552 | 7134.082 | 0 | 7134.082 | 0 | 124.1522 | 120.1199
WtrCldCentChlr-NoFric-2Cmp-0.748kwpton-VarSpd-CndRlf | DEER2023 |  | 2022-03-14 23:25:13+00 | Any | Htl | Rec | CZ09 | cWVVG | Cap-Tons | 1 | 139998.9062 | None | 688570.5822 | 174988.2889 | 293493.5 | 0 | 105809.9924 | 2116.9797 | 50736.7022 | 61424.6137 | 27822.7064 | 12866.6552 | 7134.0839 | 0 | 7134.0839 | 0 | 152.8406 | 142.8578
WtrCldRecipChlr-0.42kwpton | DEER2023 |  | 2022-03-14 23:49:47+00 | Any | Htl | Rec | CZ09 | cWVVG | Cap-Tons | 221.4383 | 139998.9062 | None | 677539.5671 | 174988.2889 | 293493.5 | 0 | 93698.0055 | 771.922 | 53160.9488 | 61426.4858 | 27825.6879 | 12866.6552 | 7134.0511 | 0 | 7134.0511 | 0 | 135.423 | 130.0101
WtrCldRecipChlr-0.748kwpton | DEER2023 |  | 2022-03-14 23:49:47+00 | Any | Htl | Rec | CZ09 | cWVVG | Cap-Tons | 1 | 139998.9062 | None | 749865.7299 | 174988.2889 | 293493.5 | 0 | 166427.3828 | 786.9811 | 52742.6401 | 61426.4858 | 27825.6879 | 12866.6552 | 7134.0511 | 0 | 7134.0511 | 0 | 169.4782 | 159.5839
WtrCldScrewChlr-0.42kwpton | DEER2023 |  | 2022-03-15 00:09:29+00 | Any | Htl | Rec | CZ09 | cWVVG | Cap-Tons | 221.4383 | 139998.9062 | None | 677656.0206 | 174988.2889 | 293493.5 | 0 | 94705.2488 | 788.2089 | 52253.8245 | 61426.4858 | 27825.6879 | 12866.6552 | 7134.0505 | 0 | 7134.0505 | 0 | 142.4273 | 135.2558
WtrCldScrewChlr-0.748kwpton | DEER2023 |  | 2022-03-15 00:09:29+00 | Any | Htl | Rec | CZ09 | cWVVG | Cap-Tons | 1 | 139998.9062 | None | 749484.2147 | 174988.2889 | 293493.5 | 0 | 167043.0147 | 815.6216 | 51716.7709 | 61426.4858 | 27825.6879 | 12866.6552 | 7134.0603 | 0 | 7134.0603 | 0 | 181.9495 | 168.9252
WtrCldScrewChlr-0.439kwpton-VarSpd | DEER2023 |  | 2022-03-15 00:41:21+00 | Any | Htl | Rec | CZ09 | cWVVG | Cap-Tons | 221.4383 | 139998.9062 | None | 658908.2602 | 174988.2889 | 293493.5 | 0 | 75775.2742 | 744.1089 | 52480.2716 | 61426.478 | 27825.6782 | 12866.6552 | 7134.051 | 0 | 7134.051 | 0 | 125.3792 | 122.2935
WtrCldScrewChlr-0.748kwpton-VarSpd | DEER2023 |  | 2022-03-15 00:41:21+00 | Any | Htl | Rec | CZ09 | cWVVG | Cap-Tons | 1 | 139998.9062 | None | 710989.8254 | 174988.2889 | 293493.5 | 0 | 128259.9105 | 739.5764 | 52081.5931 | 61426.48 | 27825.6806 | 12866.6527 | 7134.0606 | 0 | 7134.0606 | 0 | 149.0046 | 143.5144
AirCldRecipChlr-0.95kwpton | DEER2023 |  | 2022-03-14 18:21:41+00 | Any | Htl | Rec | CZ10 | cAVVG | Cap-Tons | 199.9836 | 139998.9062 | None | 723021.3288 | 174953.9392 | 293493.5 | 0 | 179465.7709 | 0 | 11598.5116 | 63509.1603 | 29525.7438 | 13676.9275 | 8322.1934 | 0 | 8322.1934 | 0 | 184.3545 | 168.514
AirCldRecipChlr-1.407kwpton | DEER2023 |  | 2022-03-14 18:21:41+00 | Any | Htl | Rec | CZ10 | cAVVG | Cap-Tons | 1 | 139998.9062 | None | 809353.7738 | 174953.9392 | 293493.5 | 0 | 265798.1262 | 0 | 11598.5116 | 63509.1603 | 29525.7438 | 13676.9275 | 8322.1934 | 0 | 8322.1934 | 0 | 235.2117 | 209.8015
AirCldScrewChlr-0.95kwpton | DEER2023 |  | 2022-03-14 19:29:42+00 | Any | Htl | Rec | CZ10 | cAVVG | Cap-Tons | 199.9836 | 139998.9062 | None | 764314.6578 | 174953.9392 | 293493.5 | 0 | 220724.8634 | 0 | 11632.4962 | 63509.5538 | 29526.3653 | 13676.9275 | 8322.1792 | 0 | 8322.1792 | 0 | 194.8685 | 178.2152
AirCldScrewChlr-1.407kwpton | DEER2023 |  | 2022-03-14 19:29:42+00 | Any | Htl | Rec | CZ10 | cAVVG | Cap-Tons | 1 | 139998.9062 | None | 870494.8913 | 174953.9392 | 293493.5 | 0 | 326905.218 | 0 | 11632.4962 | 63509.5538 | 29526.3653 | 13676.9275 | 8322.1792 | 0 | 8322.1792 | 0 | 250.7833 | 224.1955
AirCldScrewChlr-0.99kwpton-VarSpd | DEER2023 |  | 2022-03-14 20:36:10+00 | Any | Htl | Rec | CZ10 | cAVVG | Cap-Tons | 199.9836 | 139998.9062 | None | 773608.2762 | 174953.9392 | 293493.5 | 0 | 230018.5521 | 0 | 11632.4962 | 63509.5538 | 29526.3653 | 13676.9275 | 8322.1792 | 0 | 8322.1792 | 0 | 199.7624 | 182.24
AirCldScrewChlr-1.407kwpton-VarSpd | DEER2023 |  | 2022-03-14 20:36:10+00 | Any | Htl | Rec | CZ10 | cAVVG | Cap-Tons | 1 | 139998.9062 | None | 870494.8913 | 174953.9392 | 293493.5 | 0 | 326905.218 | 0 | 11632.4962 | 63509.5538 | 29526.3653 | 13676.9275 | 8322.1792 | 0 | 8322.1792 | 0 | 250.7833 | 224.1955
WtrCldCentChlr-Conv-0.42kwpton | DEER2023 |  | 2022-03-14 21:09:18+00 | Any | Htl | Rec | CZ10 | cWVVG | Cap-Tons | 199.9836 | 139998.9062 | None | 717494.5134 | 174953.9392 | 293493.5 | 0 | 134507.151 | 1769.8737 | 49262.7972 | 63506.8996 | 29523.883 | 13676.9275 | 8322.2672 | 0 | 8322.2672 | 0 | 145.5721 | 140.9404
WtrCldCentChlr-Conv-0.748kwpton | DEER2023 |  | 2022-03-14 21:09:18+00 | Any | Htl | Rec | CZ10 | cWVVG | Cap-Tons | 1 | 139998.9062 | None | 822396.8233 | 174953.9392 | 293493.5 | 0 | 239418.5859 | 1846.306 | 49177.1184 | 63506.8996 | 29523.883 | 13676.9275 | 8322.2672 | 0 | 8322.2672 | 0 | 187.927 | 178.0354
WtrCldCentChlr-Conv-1Cmp-0.439kwpton-VarSpd-CndRlf | DEER2023 |  | 2022-03-14 22:16:50+00 | Any | Htl | Rec | CZ10 | cWVVG | Cap-Tons | 199.9836 | 139998.9062 | None | 657587.3756 | 174953.9392 | 293493.5 | 0 | 71950.7782 | 5192.2216 | 48491.1678 | 63505.4142 | 29521.3899 | 13676.9275 | 8322.3102 | 0 | 8322.3102 | 0 | 124.2144 | 123.329
WtrCldCentChlr-Conv-1Cmp-0.748kwpton-VarSpd-CndRlf | DEER2023 |  | 2022-03-14 22:16:50+00 | Any | Htl | Rec | CZ10 | cWVVG | Cap-Tons | 1 | 139998.9062 | None | 707749.9881 | 174953.9392 | 293493.5 | 0 | 122258.9343 | 5278.3917 | 48259.4341 | 63505.4142 | 29521.3972 | 13676.9275 | 8322.3102 | 0 | 8322.3102 | 0 | 144.6199 | 142.5484
WtrCldCentChlr-NoFric-1Cmp-0.439kwpton-VarSpd-CndRlf | DEER2023 |  | 2022-03-14 22:54:12+00 | Any | Htl | Rec | CZ10 | cWVVG | Cap-Tons | 199.9836 | 139998.9062 | None | 656058.7416 | 174953.9392 | 293493.5 | 0 | 70163.9322 | 5220.7804 | 48720.3561 | 63505.8939 | 29523.0584 | 13676.9275 | 8322.2987 | 0 | 8322.2987 | 0 | 128.7614 | 126.6083
WtrCldCentChlr-NoFric-1Cmp-0.748kwpton-VarSpd-CndRlf | DEER2023 |  | 2022-03-14 22:54:12+00 | Any | Htl | Rec | CZ10 | cWVVG | Cap-Tons | 1 | 139998.9062 | None | 705157.2169 | 174953.9392 | 293493.5 | 0 | 119374.3126 | 5315.2933 | 48513.9414 | 63505.8997 | 29523.0584 | 13676.9275 | 8322.2985 | 0 | 8322.2985 | 0 | 152.3694 | 148.1366
WtrCldCentChlr-NoFric-2Cmp-0.439kwpton-VarSpd-CndRlf | DEER2023 |  | 2022-03-14 23:25:13+00 | Any | Htl | Rec | CZ10 | cWVVG | Cap-Tons | 199.9836 | 139998.9062 | None | 655897.7721 | 174953.9392 | 293493.5 | 0 | 70212.1732 | 5226.4135 | 48505.5531 | 63505.8997 | 29523.0584 | 13676.9275 | 8322.299 | 0 | 8322.299 | 0 | 130.0834 | 127.5928
WtrCldCentChlr-NoFric-2Cmp-0.748kwpton-VarSpd-CndRlf | DEER2023 |  | 2022-03-14 23:25:13+00 | Any | Htl | Rec | CZ10 | cWVVG | Cap-Tons | 1 | 139998.9062 | None | 704987.6352 | 174953.9392 | 293493.5 | 0 | 119470.3544 | 5325.2225 | 48238.274 | 63505.8939 | 29523.0584 | 13676.9275 | 8322.2987 | 0 | 8322.2987 | 0 | 154.6271 | 149.8163
WtrCldRecipChlr-0.42kwpton | DEER2023 |  | 2022-03-14 23:49:47+00 | Any | Htl | Rec | CZ10 | cWVVG | Cap-Tons | 199.9836 | 139998.9062 | None | 687327.8279 | 174953.9392 | 293493.5 | 0 | 102378.1433 | 1843.0627 | 51147.6714 | 63511.2952 | 29527.8265 | 13676.9275 | 8322.1195 | 0 | 8322.1195 | 0 | 139.4141 | 136.2406
WtrCldRecipChlr-0.748kwpton | DEER2023 |  | 2022-03-14 23:49:47+00 | Any | Htl | Rec | CZ10 | cWVVG | Cap-Tons | 1 | 139998.9062 | None | 766868.5669 | 174953.9392 | 293493.5 | 0 | 182063.6958 | 1898.6675 | 50947.1055 | 63511.2952 | 29527.8265 | 13676.9275 | 8322.1195 | 0 | 8322.1195 | 0 | 176.9571 | 168.9281
WtrCldScrewChlr-0.42kwpton | DEER2023 |  | 2022-03-15 00:09:29+00 | Any | Htl | Rec | CZ10 | cWVVG | Cap-Tons | 199.9836 | 139998.9062 | None | 688658.0265 | 174953.9392 | 293493.5 | 0 | 104202.3746 | 1864.5978 | 50631.9324 | 63511.2952 | 29527.8265 | 13676.9275 | 8322.1192 | 0 | 8322.1192 | 0 | 144.8873 | 141.1278
WtrCldScrewChlr-0.748kwpton | DEER2023 |  | 2022-03-15 00:09:29+00 | Any | Htl | Rec | CZ10 | cWVVG | Cap-Tons | 1 | 139998.9062 | None | 768643.525 | 174953.9392 | 293493.5 | 0 | 184463.4839 | 1936.0321 | 50284.8377 | 63511.2923 | 29527.8265 | 13676.9275 | 8322.1192 | 0 | 8322.1192 | 0 | 186.7083 | 177.6373
WtrCldScrewChlr-0.439kwpton-VarSpd | DEER2023 |  | 2022-03-15 00:41:21+00 | Any | Htl | Rec | CZ10 | cWVVG | Cap-Tons | 199.9836 | 139998.9062 | None | 667374.1198 | 174953.9392 | 293493.5 | 0 | 82902.1439 | 1798.0412 | 50715.0283 | 63511.2298 | 29527.7606 | 13676.9275 | 8322.1206 | 0 | 8322.1206 | 0 | 129.0639 | 127.1494
WtrCldScrewChlr-0.748kwpton-VarSpd | DEER2023 |  | 2022-03-15 00:41:21+00 | Any | Htl | Rec | CZ10 | cWVVG | Cap-Tons | 1 | 139998.9062 | None | 725031.6541 | 174953.9392 | 293493.5 | 0 | 140755.0183 | 1818.1345 | 50499.7666 | 63511.2328 | 29527.7606 | 13676.9275 | 8322.1206 | 0 | 8322.1206 | 0 | 155.6192 | 150.2135
AirCldRecipChlr-0.95kwpton | DEER2023 |  | 2022-03-14 18:21:41+00 | Any | Htl | Rec | CZ11 | cAVVG | Cap-Tons | 205.6762 | 139998.9062 | None | 729063.5069 | 175013.4997 | 293493.5 | 0 | 183426.1897 | 0 | 11487.9401 | 65642.093 | 28485.0207 | 19421.6674 | 13328.7338 | 0 | 13328.7338 | 0 | 202.3637 | 210.2604
AirCldRecipChlr-1.407kwpton | DEER2023 |  | 2022-03-14 18:21:41+00 | Any | Htl | Rec | CZ11 | cAVVG | Cap-Tons | 1 | 139998.9062 | None | 817301.1651 | 175013.4997 | 293493.5 | 0 | 271663.8526 | 0 | 11487.9401 | 65642.093 | 28485.0207 | 19421.6674 | 13328.7338 | 0 | 13328.7338 | 0 | 261.4504 | 269.83
AirCldScrewChlr-0.95kwpton | DEER2023 |  | 2022-03-14 19:29:42+00 | Any | Htl | Rec | CZ11 | cAVVG | Cap-Tons | 205.6762 | 139998.9062 | None | 766984.5378 | 175013.4997 | 293493.5 | 0 | 221330.1436 | 0 | 11504.6815 | 65642.4621 | 28486.6364 | 19421.6674 | 13328.7236 | 0 | 13328.7236 | 0 | 214.2755 | 221.8931
AirCldScrewChlr-1.407kwpton | DEER2023 |  | 2022-03-14 19:29:42+00 | Any | Htl | Rec | CZ11 | cAVVG | Cap-Tons | 1 | 139998.9062 | None | 873455.7586 | 175013.4997 | 293493.5 | 0 | 327801.5877 | 0 | 11504.6815 | 65642.4621 | 28486.6364 | 19421.6674 | 13328.7236 | 0 | 13328.7236 | 0 | 279.0936 | 287.0589
AirCldScrewChlr-0.99kwpton-VarSpd | DEER2023 |  | 2022-03-14 20:36:10+00 | Any | Htl | Rec | CZ11 | cAVVG | Cap-Tons | 205.6762 | 139998.9062 | None | 776303.758 | 175013.4997 | 293493.5 | 0 | 230649.2231 | 0 | 11504.6815 | 65642.4621 | 28486.6364 | 19421.6674 | 13328.7236 | 0 | 13328.7236 | 0 | 219.9491 | 227.5966
AirCldScrewChlr-1.407kwpton-VarSpd | DEER2023 |  | 2022-03-14 20:36:10+00 | Any | Htl | Rec | CZ11 | cAVVG | Cap-Tons | 1 | 139998.9062 | None | 873455.7586 | 175013.4997 | 293493.5 | 0 | 327801.5877 | 0 | 11504.6815 | 65642.4621 | 28486.6364 | 19421.6674 | 13328.7236 | 0 | 13328.7236 | 0 | 279.0936 | 287.0589
WtrCldCentChlr-Conv-0.42kwpton | DEER2023 |  | 2022-03-14 21:09:18+00 | Any | Htl | Rec | CZ11 | cWVVG | Cap-Tons | 205.6762 | 139998.9062 | None | 708037.6009 | 175013.4997 | 293493.5 | 0 | 127194.4427 | 1252.2907 | 45444.9133 | 65638.6479 | 28482.1582 | 19421.6674 | 13328.8336 | 0 | 13328.8336 | 0 | 149.243 | 156.2547
WtrCldCentChlr-Conv-0.748kwpton | DEER2023 |  | 2022-03-14 21:09:18+00 | Any | Htl | Rec | CZ11 | cWVVG | Cap-Tons | 1 | 139998.9062 | None | 807309.4197 | 175013.4997 | 293493.5 | 0 | 226410.2812 | 1302.9177 | 45450.3882 | 65638.6479 | 28482.1518 | 19421.6674 | 13328.8336 | 0 | 13328.8336 | 0 | 194.012 | 201.5282
WtrCldCentChlr-Conv-1Cmp-0.439kwpton-VarSpd-CndRlf | DEER2023 |  | 2022-03-14 22:16:50+00 | Any | Htl | Rec | CZ11 | cWVVG | Cap-Tons | 205.6762 | 139998.9062 | None | 652660.1772 | 175013.4997 | 293493.5 | 0 | 71763.3258 | 2972.1159 | 43783.3341 | 65634.1867 | 28476.6247 | 19421.9011 | 13328.9587 | 0 | 13328.9587 | 0 | 125.4654 | 132.6753
WtrCldCentChlr-Conv-1Cmp-0.748kwpton-VarSpd-CndRlf | DEER2023 |  | 2022-03-14 22:16:50+00 | Any | Htl | Rec | CZ11 | cWVVG | Cap-Tons | 1 | 139998.9062 | None | 702407.2185 | 175013.4997 | 293493.5 | 0 | 121778.3992 | 3005.5193 | 43481.8301 | 65634.1867 | 28476.6247 | 19421.9011 | 13328.9587 | 0 | 13328.9587 | 0 | 148.7143 | 155.9226
WtrCldCentChlr-NoFric-1Cmp-0.439kwpton-VarSpd-CndRlf | DEER2023 |  | 2022-03-14 22:54:12+00 | Any | Htl | Rec | CZ11 | cWVVG | Cap-Tons | 205.6762 | 139998.9062 | None | 650862.9644 | 175013.4997 | 293493.5 | 0 | 69556.4338 | 2996.0143 | 44168.4623 | 65634.7668 | 28477.113 | 19421.9011 | 13328.9463 | 0 | 13328.9463 | 0 | 129.4015 | 136.8896
WtrCldCentChlr-NoFric-1Cmp-0.748kwpton-VarSpd-CndRlf | DEER2023 |  | 2022-03-14 22:54:12+00 | Any | Htl | Rec | CZ11 | cWVVG | Cap-Tons | 1 | 139998.9062 | None | 699254.0906 | 175013.4997 | 293493.5 | 0 | 118219.9146 | 3037.1909 | 43855.0135 | 65634.7746 | 28477.1203 | 19421.9011 | 13328.9463 | 0 | 13328.9463 | 0 | 155.4201 | 163.1034
WtrCldCentChlr-NoFric-2Cmp-0.439kwpton-VarSpd-CndRlf | DEER2023 |  | 2022-03-14 23:25:13+00 | Any | Htl | Rec | CZ11 | cWVVG | Cap-Tons | 205.6762 | 139998.9062 | None | 650020.3154 | 175013.4997 | 293493.5 | 0 | 69054.7417 | 2999.8625 | 43823.6234 | 65634.7726 | 28477.113 | 19421.9011 | 13328.9463 | 0 | 13328.9463 | 0 | 130.5208 | 138.0681
WtrCldCentChlr-NoFric-2Cmp-0.748kwpton-VarSpd-CndRlf | DEER2023 |  | 2022-03-14 23:25:13+00 | Any | Htl | Rec | CZ11 | cWVVG | Cap-Tons | 1 | 139998.9062 | None | 698084.5367 | 175013.4997 | 293493.5 | 0 | 117408.1544 | 3043.8667 | 43490.3841 | 65634.7668 | 28477.1101 | 19421.9011 | 13328.9463 | 0 | 13328.9463 | 0 | 157.3281 | 165.1104
WtrCldRecipChlr-0.42kwpton | DEER2023 |  | 2022-03-14 23:49:47+00 | Any | Htl | Rec | CZ11 | cWVVG | Cap-Tons | 205.6762 | 139998.9062 | None | 680152.8561 | 175013.4997 | 293493.5 | 0 | 97449.409 | 1307.2956 | 47245.7481 | 65643.2221 | 28485.9955 | 19421.6674 | 13328.7018 | 0 | 13328.7018 | 0 | 142.8254 | 150.6879
WtrCldRecipChlr-0.748kwpton | DEER2023 |  | 2022-03-14 23:49:47+00 | Any | Htl | Rec | CZ11 | cWVVG | Cap-Tons | 1 | 139998.9062 | None | 755797.6692 | 175013.4997 | 293493.5 | 0 | 173272.5429 | 1344.7617 | 47029.8276 | 65643.2221 | 28485.9955 | 19421.6674 | 13328.7018 | 0 | 13328.7018 | 0 | 182.5791 | 191.2003
WtrCldScrewChlr-0.42kwpton | DEER2023 |  | 2022-03-15 00:09:29+00 | Any | Htl | Rec | CZ11 | cWVVG | Cap-Tons | 205.6762 | 139998.9062 | None | 682218.4862 | 175013.4997 | 293493.5 | 0 | 100163.918 | 1326.5202 | 46577.559 | 65643.2221 | 28485.9955 | 19421.6674 | 13328.704 | 0 | 13328.704 | 0 | 149.126 | 156.9252
WtrCldScrewChlr-0.748kwpton | DEER2023 |  | 2022-03-15 00:09:29+00 | Any | Htl | Rec | CZ11 | cWVVG | Cap-Tons | 1 | 139998.9062 | None | 758902.3452 | 175013.4997 | 293493.5 | 0 | 177322.2615 | 1378.5364 | 46050.9548 | 65643.2221 | 28486.0029 | 19421.6674 | 13328.704 | 0 | 13328.704 | 0 | 193.802 | 202.3109
WtrCldScrewChlr-0.439kwpton-VarSpd | DEER2023 |  | 2022-03-15 00:41:21+00 | Any | Htl | Rec | CZ11 | cWVVG | Cap-Tons | 205.6762 | 139998.9062 | None | 660167.008 | 175013.4997 | 293493.5 | 0 | 78108.4832 | 1272.9722 | 46635.0822 | 65643.2162 | 28485.9867 | 19421.6674 | 13328.7018 | 0 | 13328.7018 | 0 | 132.1875 | 140.0215
WtrCldScrewChlr-0.748kwpton-VarSpd | DEER2023 |  | 2022-03-15 00:41:21+00 | Any | Htl | Rec | CZ11 | cWVVG | Cap-Tons | 1 | 139998.9062 | None | 714350.0034 | 175013.4997 | 293493.5 | 0 | 132564.7382 | 1284.0851 | 46350.7368 | 65643.2241 | 28485.9867 | 19421.6674 | 13328.7018 | 0 | 13328.7018 | 0 | 160.5286 | 169.0303
AirCldRecipChlr-0.95kwpton | DEER2023 |  | 2022-03-14 18:21:41+00 | Any | Htl | Rec | CZ12 | cAVVG | Cap-Tons | 186.8157 | 139998.9062 | None | 684105.8717 | 174984.2094 | 293493.5 | 0 | 142427.6381 | 0 | 10038.4676 | 63161.7195 | 24555.4783 | 20931.3022 | 13051.1419 | 0 | 13051.1419 | 0 | 190.1211 | 193.5187
AirCldRecipChlr-1.407kwpton | DEER2023 |  | 2022-03-14 18:21:41+00 | Any | Htl | Rec | CZ12 | cAVVG | Cap-Tons | 1 | 139998.9062 | None | 752621.1963 | 174984.2094 | 293493.5 | 0 | 210942.7438 | 0 | 10038.4676 | 63161.7195 | 24555.4783 | 20931.3022 | 13051.1419 | 0 | 13051.1419 | 0 | 243.6998 | 245.538
AirCldScrewChlr-0.95kwpton | DEER2023 |  | 2022-03-14 19:29:42+00 | Any | Htl | Rec | CZ12 | cAVVG | Cap-Tons | 186.8157 | 139998.9062 | None | 718546.7245 | 174984.2094 | 293493.5 | 0 | 176857.4876 | 0 | 10049.2206 | 63161.8397 | 24555.5609 | 20931.3022 | 13051.1496 | 0 | 13051.1496 | 0 | 200.2287 | 203.4724
AirCldScrewChlr-1.407kwpton | DEER2023 |  | 2022-03-14 19:29:42+00 | Any | Htl | Rec | CZ12 | cAVVG | Cap-Tons | 1 | 139998.9062 | None | 803624.4112 | 174984.2094 | 293493.5 | 0 | 261935.3347 | 0 | 10049.2206 | 63161.8397 | 24555.5609 | 20931.3022 | 13051.1496 | 0 | 13051.1496 | 0 | 258.6689 | 260.2798
AirCldScrewChlr-0.99kwpton-VarSpd | DEER2023 |  | 2022-03-14 20:36:10+00 | Any | Htl | Rec | CZ12 | cAVVG | Cap-Tons | 186.8157 | 139998.9062 | None | 725993.3067 | 174984.2094 | 293493.5 | 0 | 184304.1794 | 0 | 10049.2206 | 63161.8397 | 24555.5609 | 20931.3022 | 13051.1496 | 0 | 13051.1496 | 0 | 205.3439 | 208.4449
AirCldScrewChlr-1.407kwpton-VarSpd | DEER2023 |  | 2022-03-14 20:36:10+00 | Any | Htl | Rec | CZ12 | cAVVG | Cap-Tons | 1 | 139998.9062 | None | 803624.4112 | 174984.2094 | 293493.5 | 0 | 261935.3347 | 0 | 10049.2206 | 63161.8397 | 24555.5609 | 20931.3022 | 13051.1496 | 0 | 13051.1496 | 0 | 258.6689 | 260.2798
WtrCldCentChlr-Conv-0.42kwpton | DEER2023 |  | 2022-03-14 21:09:18+00 | Any | Htl | Rec | CZ12 | cWVVG | Cap-Tons | 186.8157 | 139998.9062 | None | 681053.163 | 174984.2094 | 293493.5 | 0 | 107461.2398 | 1346.0853 | 40608.1416 | 63159.5915 | 24553.6223 | 20931.3096 | 13051.2417 | 0 | 13051.2417 | 0 | 142.6303 | 149.5954
WtrCldCentChlr-Conv-0.748kwpton | DEER2023 |  | 2022-03-14 21:09:18+00 | Any | Htl | Rec | CZ12 | cWVVG | Cap-Tons | 1 | 139998.9062 | None | 764832.0567 | 174984.2094 | 293493.5 | 0 | 191266.6903 | 1401.5785 | 40525.993 | 63159.5915 | 24553.6223 | 20931.3096 | 13051.2417 | 0 | 13051.2417 | 0 | 183.8302 | 190.8483
WtrCldCentChlr-Conv-1Cmp-0.439kwpton-VarSpd-CndRlf | DEER2023 |  | 2022-03-14 22:16:50+00 | Any | Htl | Rec | CZ12 | cWVVG | Cap-Tons | 186.8157 | 139998.9062 | None | 632202.8428 | 174984.2094 | 293493.5 | 0 | 56737.3174 | 3863.5073 | 39965.241 | 63158.6501 | 24552.8322 | 20931.2949 | 13051.2571 | 0 | 13051.2571 | 0 | 124.9229 | 130.8125
WtrCldCentChlr-Conv-1Cmp-0.748kwpton-VarSpd-CndRlf | DEER2023 |  | 2022-03-14 22:16:50+00 | Any | Htl | Rec | CZ12 | cWVVG | Cap-Tons | 1 | 139998.9062 | None | 671520.6164 | 174984.2094 | 293493.5 | 0 | 96288.8728 | 3922.6321 | 39672.4084 | 63158.6471 | 24552.8249 | 20931.2949 | 13051.2571 | 0 | 13051.2571 | 0 | 147.4243 | 152.5584
WtrCldCentChlr-NoFric-1Cmp-0.439kwpton-VarSpd-CndRlf | DEER2023 |  | 2022-03-14 22:54:12+00 | Any | Htl | Rec | CZ12 | cWVVG | Cap-Tons | 186.8157 | 139998.9062 | None | 631047.2717 | 174984.2094 | 293493.5 | 0 | 55281.1029 | 3881.2162 | 40247.9129 | 63158.8991 | 24553.0378 | 20931.2949 | 13051.2545 | 0 | 13051.2545 | 0 | 128.8724 | 134.868
WtrCldCentChlr-NoFric-1Cmp-0.748kwpton-VarSpd-CndRlf | DEER2023 |  | 2022-03-14 22:54:12+00 | Any | Htl | Rec | CZ12 | cWVVG | Cap-Tons | 1 | 139998.9062 | None | 669515.9142 | 174984.2094 | 293493.5 | 0 | 93991.1643 | 3949.6499 | 39938.0801 | 63158.8903 | 24553.0403 | 20931.2949 | 13051.2545 | 0 | 13051.2545 | 0 | 154.1515 | 159.4714
WtrCldCentChlr-NoFric-2Cmp-0.439kwpton-VarSpd-CndRlf | DEER2023 |  | 2022-03-14 23:25:13+00 | Any | Htl | Rec | CZ12 | cWVVG | Cap-Tons | 186.8157 | 139998.9062 | None | 630580.4154 | 174984.2094 | 293493.5 | 0 | 55142.4782 | 3886.451 | 39914.5162 | 63158.8991 | 24553.0378 | 20931.2949 | 13051.2545 | 0 | 13051.2545 | 0 | 129.9342 | 135.9797
WtrCldCentChlr-NoFric-2Cmp-0.748kwpton-VarSpd-CndRlf | DEER2023 |  | 2022-03-14 23:25:13+00 | Any | Htl | Rec | CZ12 | cWVVG | Cap-Tons | 1 | 139998.9062 | None | 668814.2778 | 174984.2094 | 293493.5 | 0 | 93769.1002 | 3958.6272 | 39449.5158 | 63158.8933 | 24553.0427 | 20931.2949 | 13051.2545 | 0 | 13051.2545 | 0 | 155.9633 | 161.3656
WtrCldRecipChlr-0.42kwpton | DEER2023 |  | 2022-03-14 23:49:47+00 | Any | Htl | Rec | CZ12 | cWVVG | Cap-Tons | 186.8157 | 139998.9062 | None | 656241.1838 | 174984.2094 | 293493.5 | 0 | 81120.7213 | 1401.6607 | 42076.8911 | 63163.7138 | 24557.1908 | 20931.2998 | 13051.0625 | 0 | 13051.0625 | 0 | 138.4868 | 144.9076
WtrCldRecipChlr-0.748kwpton | DEER2023 |  | 2022-03-14 23:49:47+00 | Any | Htl | Rec | CZ12 | cWVVG | Cap-Tons | 1 | 139998.9062 | None | 719170.7757 | 174984.2094 | 293493.5 | 0 | 144233.2038 | 1443.3726 | 41852.337 | 63163.7138 | 24557.1933 | 20931.2998 | 13051.0625 | 0 | 13051.0625 | 0 | 175.858 | 182.1685
WtrCldScrewChlr-0.42kwpton | DEER2023 |  | 2022-03-15 00:09:29+00 | Any | Htl | Rec | CZ12 | cWVVG | Cap-Tons | 186.8157 | 139998.9062 | None | 655516.3499 | 174984.2094 | 293493.5 | 0 | 80965.6902 | 1418.2698 | 41490.5002 | 63163.7138 | 24557.1908 | 20931.2998 | 13051.0625 | 0 | 13051.0625 | 0 | 143.3901 | 149.7964
WtrCldScrewChlr-0.748kwpton | DEER2023 |  | 2022-03-15 00:09:29+00 | Any | Htl | Rec | CZ12 | cWVVG | Cap-Tons | 1 | 139998.9062 | None | 717125.3227 | 174984.2094 | 293493.5 | 0 | 143156.0484 | 1472.2079 | 40855.3015 | 63163.7138 | 24557.1908 | 20931.2998 | 13051.0625 | 0 | 13051.0625 | 0 | 184.5937 | 190.8758
WtrCldScrewChlr-0.439kwpton-VarSpd | DEER2023 |  | 2022-03-15 00:41:21+00 | Any | Htl | Rec | CZ12 | cWVVG | Cap-Tons | 186.8157 | 139998.9062 | None | 639573.4618 | 174984.2094 | 293493.5 | 0 | 65079.869 | 1366.32 | 41485.5278 | 63163.6474 | 24557.1332 | 20931.2998 | 13051.0625 | 0 | 13051.0625 | 0 | 128.9518 | 135.3848
WtrCldScrewChlr-0.748kwpton-VarSpd | DEER2023 |  | 2022-03-15 00:41:21+00 | Any | Htl | Rec | CZ12 | cWVVG | Cap-Tons | 1 | 139998.9062 | None | 684729.1446 | 174984.2094 | 293493.5 | 0 | 110441.3739 | 1380.7907 | 41265.3044 | 63163.6532 | 24557.1332 | 20931.2998 | 13051.0625 | 0 | 13051.0625 | 0 | 155.9256 | 162.2664
AirCldRecipChlr-0.95kwpton | DEER2023 |  | 2022-03-14 18:21:41+00 | Any | Htl | Rec | CZ13 | cAVVG | Cap-Tons | 204.9768 | 139998.9062 | None | 753425.822 | 174955.3271 | 293493.5 | 0 | 204973.0758 | 0 | 12402.8268 | 67600.7346 | 32091.7082 | 16960.9036 | 11340.0625 | 0 | 11340.0625 | 0 | 205.2372 | 207.5433
AirCldRecipChlr-1.407kwpton | DEER2023 |  | 2022-03-14 18:21:41+00 | Any | Htl | Rec | CZ13 | cAVVG | Cap-Tons | 1 | 139998.9062 | None | 852028.4968 | 174955.3271 | 293493.5 | 0 | 303575.8482 | 0 | 12402.8268 | 67600.7346 | 32091.7082 | 16960.9036 | 11340.0625 | 0 | 11340.0625 | 0 | 265.5993 | 266.2963
AirCldScrewChlr-0.95kwpton | DEER2023 |  | 2022-03-14 19:29:42+00 | Any | Htl | Rec | CZ13 | cAVVG | Cap-Tons | 204.9768 | 139998.9062 | None | 794059.6975 | 174955.3271 | 293493.5 | 0 | 245592.3395 | 0 | 12417.3258 | 67600.9926 | 32092.1841 | 16960.9036 | 11340.0625 | 0 | 11340.0625 | 0 | 216.9052 | 218.3651
AirCldScrewChlr-1.407kwpton | DEER2023 |  | 2022-03-14 19:29:42+00 | Any | Htl | Rec | CZ13 | cAVVG | Cap-Tons | 1 | 139998.9062 | None | 912202.7365 | 174955.3271 | 293493.5 | 0 | 363735.1985 | 0 | 12417.3258 | 67600.9926 | 32092.1841 | 16960.9036 | 11340.0625 | 0 | 11340.0625 | 0 | 282.88 | 282.3228
AirCldScrewChlr-0.99kwpton-VarSpd | DEER2023 |  | 2022-03-14 20:36:10+00 | Any | Htl | Rec | CZ13 | cAVVG | Cap-Tons | 204.9768 | 139998.9062 | None | 804400.5622 | 174955.3271 | 293493.5 | 0 | 255933.0671 | 0 | 12417.3258 | 67600.9926 | 32092.1841 | 16960.9036 | 11340.0625 | 0 | 11340.0625 | 0 | 222.6796 | 223.9628
AirCldScrewChlr-1.407kwpton-VarSpd | DEER2023 |  | 2022-03-14 20:36:10+00 | Any | Htl | Rec | CZ13 | cAVVG | Cap-Tons | 1 | 139998.9062 | None | 912202.7365 | 174955.3271 | 293493.5 | 0 | 363735.1985 | 0 | 12417.3258 | 67600.9926 | 32092.1841 | 16960.9036 | 11340.0625 | 0 | 11340.0625 | 0 | 282.88 | 282.3228
WtrCldCentChlr-Conv-0.42kwpton | DEER2023 |  | 2022-03-14 21:09:18+00 | Any | Htl | Rec | CZ13 | cWVVG | Cap-Tons | 204.9768 | 139998.9062 | None | 729741.2308 | 174955.3271 | 293493.5 | 0 | 141746.9035 | 2007.1582 | 49941.2035 | 67596.553 | 32088.1424 | 16960.9036 | 11340.1646 | 0 | 11340.1646 | 0 | 151.5823 | 155.7137
WtrCldCentChlr-Conv-0.748kwpton | DEER2023 |  | 2022-03-14 21:09:18+00 | Any | Htl | Rec | CZ13 | cWVVG | Cap-Tons | 1 | 139998.9062 | None | 840276.2673 | 174955.3271 | 293493.5 | 0 | 252315.8067 | 2091.6314 | 49823.0649 | 67596.5647 | 32088.1424 | 16960.9036 | 11340.1646 | 0 | 11340.1646 | 0 | 197.3791 | 200.6619
WtrCldCentChlr-Conv-1Cmp-0.439kwpton-VarSpd-CndRlf | DEER2023 |  | 2022-03-14 22:16:50+00 | Any | Htl | Rec | CZ13 | cWVVG | Cap-Tons | 204.9768 | 139998.9062 | None | 667872.4321 | 174955.3271 | 293493.5 | 0 | 77325.4093 | 5617.4567 | 48886.1654 | 67594.1488 | 32086.0946 | 16960.9036 | 11340.2248 | 0 | 11340.2248 | 0 | 132.026 | 135.5809
WtrCldCentChlr-Conv-1Cmp-0.748kwpton-VarSpd-CndRlf | DEER2023 |  | 2022-03-14 22:16:50+00 | Any | Htl | Rec | CZ13 | cWVVG | Cap-Tons | 1 | 139998.9062 | None | 721815.9724 | 174955.3271 | 293493.5 | 0 | 131444.8309 | 5716.4163 | 48611.3456 | 67594.1312 | 32086.0897 | 16960.9036 | 11340.2248 | 0 | 11340.2248 | 0 | 157.5197 | 159.2566
WtrCldCentChlr-NoFric-1Cmp-0.439kwpton-VarSpd-CndRlf | DEER2023 |  | 2022-03-14 22:54:12+00 | Any | Htl | Rec | CZ13 | cWVVG | Cap-Tons | 204.9768 | 139998.9062 | None | 667810.6323 | 174955.3271 | 293493.5 | 0 | 76902.013 | 5651.8093 | 49213.0077 | 67594.5902 | 32086.4691 | 16960.8963 | 11340.2069 | 0 | 11340.2069 | 0 | 135.2733 | 140.1991
WtrCldCentChlr-NoFric-1Cmp-0.748kwpton-VarSpd-CndRlf | DEER2023 |  | 2022-03-14 22:54:12+00 | Any | Htl | Rec | CZ13 | cWVVG | Cap-Tons | 1 | 139998.9062 | None | 721496.266 | 174955.3271 | 293493.5 | 0 | 130821.4403 | 5764.4361 | 48866.6183 | 67594.5942 | 32086.4716 | 16960.8963 | 11340.2069 | 0 | 11340.2069 | 0 | 162.3892 | 167.1263
WtrCldCentChlr-NoFric-2Cmp-0.439kwpton-VarSpd-CndRlf | DEER2023 |  | 2022-03-14 23:25:13+00 | Any | Htl | Rec | CZ13 | cWVVG | Cap-Tons | 204.9768 | 139998.9062 | None | 667872.4897 | 174955.3271 | 293493.5 | 0 | 77225.7434 | 5659.0761 | 48944.0854 | 67594.5902 | 32086.4716 | 16960.8963 | 11340.2069 | 0 | 11340.2069 | 0 | 136.5808 | 141.4521
WtrCldCentChlr-NoFric-2Cmp-0.748kwpton-VarSpd-CndRlf | DEER2023 |  | 2022-03-14 23:25:13+00 | Any | Htl | Rec | CZ13 | cWVVG | Cap-Tons | 1 | 139998.9062 | None | 721757.3555 | 174955.3271 | 293493.5 | 0 | 131398.4176 | 5777.0675 | 48538.2349 | 67594.6 | 32086.4716 | 16960.8963 | 11340.2069 | 0 | 11340.2069 | 0 | 164.622 | 169.2666
WtrCldRecipChlr-0.42kwpton | DEER2023 |  | 2022-03-14 23:49:47+00 | Any | Htl | Rec | CZ13 | cWVVG | Cap-Tons | 204.9768 | 139998.9062 | None | 700383.8512 | 174955.3271 | 293493.5 | 0 | 110397.6292 | 2081.922 | 51852.7036 | 67602.5804 | 32093.5166 | 16960.9036 | 11340.0123 | 0 | 11340.0123 | 0 | 145.8111 | 150.3322
WtrCldRecipChlr-0.748kwpton | DEER2023 |  | 2022-03-14 23:49:47+00 | Any | Htl | Rec | CZ13 | cWVVG | Cap-Tons | 1 | 139998.9062 | None | 786136.3547 | 174955.3271 | 293493.5 | 0 | 196354.299 | 2146.8712 | 51583.2358 | 67602.5687 | 32093.5166 | 16960.9036 | 11340.0123 | 0 | 11340.0123 | 0 | 187.0996 | 191.0834
WtrCldScrewChlr-0.42kwpton | DEER2023 |  | 2022-03-15 00:09:29+00 | Any | Htl | Rec | CZ13 | cWVVG | Cap-Tons | 204.9768 | 139998.9062 | None | 703084.408 | 174955.3271 | 293493.5 | 0 | 113668.8346 | 2105.6135 | 51258.3939 | 67602.5765 | 32093.5141 | 16960.9036 | 11340.0123 | 0 | 11340.0123 | 0 | 151.3638 | 155.6437
WtrCldScrewChlr-0.748kwpton | DEER2023 |  | 2022-03-15 00:09:29+00 | Any | Htl | Rec | CZ13 | cWVVG | Cap-Tons | 1 | 139998.9062 | None | 790438.7527 | 174955.3271 | 293493.5 | 0 | 201408.581 | 2188.3465 | 50790.091 | 67602.5765 | 32093.5141 | 16960.9036 | 11340.0123 | 0 | 11340.0123 | 0 | 196.9853 | 200.5412
WtrCldScrewChlr-0.439kwpton-VarSpd | DEER2023 |  | 2022-03-15 00:41:21+00 | Any | Htl | Rec | CZ13 | cWVVG | Cap-Tons | 204.9768 | 139998.9062 | None | 678377.4207 | 174955.3271 | 293493.5 | 0 | 88937.3476 | 2033.9437 | 51354.4037 | 67602.5531 | 32093.4932 | 16960.9036 | 11340.0199 | 0 | 11340.0199 | 0 | 135.1892 | 140.18
WtrCldScrewChlr-0.748kwpton-VarSpd | DEER2023 |  | 2022-03-15 00:41:21+00 | Any | Htl | Rec | CZ13 | cWVVG | Cap-Tons | 1 | 139998.9062 | None | 740165.763 | 174955.3271 | 293493.5 | 0 | 151051.1465 | 2059.8455 | 51003.0647 | 67602.5531 | 32093.4932 | 16960.9036 | 11340.0199 | 0 | 11340.0199 | 0 | 164.9279 | 169.7628
AirCldRecipChlr-0.95kwpton | DEER2023 |  | 2022-03-14 18:21:41+00 | Any | Htl | Rec | CZ14 | cAVVG | Cap-Tons | 212.8354 | 139998.9062 | None | 732987.9961 | 175018.3892 | 293493.5 | 0 | 185621.765 | 0 | 12140.0493 | 66714.1163 | 29811.266 | 18509.2677 | 12766.654 | 0 | 12766.654 | 0 | 199.6113 | 191.2974
AirCldRecipChlr-1.407kwpton | DEER2023 |  | 2022-03-14 18:21:41+00 | Any | Htl | Rec | CZ14 | cAVVG | Cap-Tons | 1 | 139998.9062 | None | 822281.7745 | 175018.3892 | 293493.5 | 0 | 274915.5586 | 0 | 12140.0493 | 66714.1163 | 29811.266 | 18509.2677 | 12766.654 | 0 | 12766.654 | 0 | 257.5161 | 242.8367
AirCldScrewChlr-0.95kwpton | DEER2023 |  | 2022-03-14 19:29:42+00 | Any | Htl | Rec | CZ14 | cAVVG | Cap-Tons | 212.8354 | 139998.9062 | None | 774526.6147 | 175018.3892 | 293493.5 | 0 | 227163.3128 | 0 | 12137.0541 | 66714.1318 | 29811.2835 | 18509.2677 | 12766.654 | 0 | 12766.654 | 0 | 211.9062 | 201.0772
AirCldScrewChlr-1.407kwpton | DEER2023 |  | 2022-03-14 19:29:42+00 | Any | Htl | Rec | CZ14 | cAVVG | Cap-Tons | 1 | 139998.9062 | None | 883804.0348 | 175018.3892 | 293493.5 | 0 | 336440.8351 | 0 | 12137.0541 | 66714.1318 | 29811.2835 | 18509.2677 | 12766.654 | 0 | 12766.654 | 0 | 275.7247 | 257.3213
AirCldScrewChlr-0.99kwpton-VarSpd | DEER2023 |  | 2022-03-14 20:36:10+00 | Any | Htl | Rec | CZ14 | cAVVG | Cap-Tons | 212.8354 | 139998.9062 | None | 784091.2822 | 175018.3892 | 293493.5 | 0 | 236728.0593 | 0 | 12137.0541 | 66714.1318 | 29811.2835 | 18509.2677 | 12766.654 | 0 | 12766.654 | 0 | 217.4925 | 205.9997
AirCldScrewChlr-1.407kwpton-VarSpd | DEER2023 |  | 2022-03-14 20:36:10+00 | Any | Htl | Rec | CZ14 | cAVVG | Cap-Tons | 1 | 139998.9062 | None | 883804.0348 | 175018.3892 | 293493.5 | 0 | 336440.8351 | 0 | 12137.0541 | 66714.1318 | 29811.2835 | 18509.2677 | 12766.654 | 0 | 12766.654 | 0 | 275.7247 | 257.3213
WtrCldCentChlr-Conv-0.42kwpton | DEER2023 |  | 2022-03-14 21:09:18+00 | Any | Htl | Rec | CZ14 | cWVVG | Cap-Tons | 212.8354 | 139998.9062 | None | 714247.2719 | 175018.3892 | 293493.5 | 0 | 131264.5085 | 594.2909 | 47165.3945 | 66710.9878 | 29807.3923 | 18509.2677 | 12766.97 | 0 | 12766.97 | 0 | 149.8658 | 148.7051
WtrCldCentChlr-Conv-0.748kwpton | DEER2023 |  | 2022-03-14 21:09:18+00 | Any | Htl | Rec | CZ14 | cWVVG | Cap-Tons | 1 | 139998.9062 | None | 816513.6534 | 175018.3892 | 293493.5 | 0 | 233543.0188 | 614.3114 | 47133.3678 | 66710.9996 | 29807.3923 | 18509.2677 | 12766.97 | 0 | 12766.97 | 0 | 195.3373 | 190.3765
WtrCldCentChlr-Conv-1Cmp-0.439kwpton-VarSpd-CndRlf | DEER2023 |  | 2022-03-14 22:16:50+00 | Any | Htl | Rec | CZ14 | cWVVG | Cap-Tons | 212.8354 | 139998.9062 | None | 657706.7693 | 175018.3892 | 293493.5 | 0 | 76535.9468 | 1299.2222 | 44654.3015 | 66705.1287 | 29802.5103 | 18509.2677 | 12767.0919 | 0 | 12767.0919 | 0 | 126.8549 | 127.7996
WtrCldCentChlr-Conv-1Cmp-0.748kwpton-VarSpd-CndRlf | DEER2023 |  | 2022-03-14 22:16:50+00 | Any | Htl | Rec | CZ14 | cWVVG | Cap-Tons | 1 | 139998.9062 | None | 710322.6527 | 175018.3892 | 293493.5 | 0 | 129514.0992 | 1303.0346 | 44288.2976 | 66705.1287 | 29802.5103 | 18509.2677 | 12767.0919 | 0 | 12767.0919 | 0 | 153.1313 | 151.7988
WtrCldCentChlr-NoFric-1Cmp-0.439kwpton-VarSpd-CndRlf | DEER2023 |  | 2022-03-14 22:54:12+00 | Any | Htl | Rec | CZ14 | cWVVG | Cap-Tons | 212.8354 | 139998.9062 | None | 653726.4691 | 175018.3892 | 293493.5 | 0 | 72194.4567 | 1303.852 | 45010.8833 | 66705.0994 | 29802.4932 | 18509.2677 | 12767.0919 | 0 | 12767.0919 | 0 | 129.0969 | 129.9319
WtrCldCentChlr-NoFric-1Cmp-0.748kwpton-VarSpd-CndRlf | DEER2023 |  | 2022-03-14 22:54:12+00 | Any | Htl | Rec | CZ14 | cWVVG | Cap-Tons | 1 | 139998.9062 | None | 703485.2332 | 175018.3892 | 293493.5 | 0 | 122352.8462 | 1311.686 | 44603.4004 | 66705.0994 | 29802.4882 | 18509.2677 | 12767.0919 | 0 | 12767.0919 | 0 | 156.9343 | 155.4221
WtrCldCentChlr-NoFric-2Cmp-0.439kwpton-VarSpd-CndRlf | DEER2023 |  | 2022-03-14 23:25:13+00 | Any | Htl | Rec | CZ14 | cWVVG | Cap-Tons | 212.8354 | 139998.9062 | None | 651350.6946 | 175018.3892 | 293493.5 | 0 | 70285.4647 | 1304.7271 | 44543.1433 | 66705.0994 | 29802.4932 | 18509.2677 | 12767.0919 | 0 | 12767.0919 | 0 | 129.7039 | 130.4749
WtrCldCentChlr-NoFric-2Cmp-0.748kwpton-VarSpd-CndRlf | DEER2023 |  | 2022-03-14 23:25:13+00 | Any | Htl | Rec | CZ14 | cWVVG | Cap-Tons | 1 | 139998.9062 | None | 699829.9652 | 175018.3892 | 293493.5 | 0 | 119249.0242 | 1313.4268 | 44050.3584 | 66705.0994 | 29802.4882 | 18509.2677 | 12767.0919 | 0 | 12767.0919 | 0 | 157.9678 | 156.3459
WtrCldRecipChlr-0.42kwpton | DEER2023 |  | 2022-03-14 23:49:47+00 | Any | Htl | Rec | CZ14 | cWVVG | Cap-Tons | 212.8354 | 139998.9062 | None | 682223.8235 | 175018.3892 | 293493.5 | 0 | 97215.0145 | 641.737 | 49140.3547 | 66714.6752 | 29813.0954 | 18509.2677 | 12766.6438 | 0 | 12766.6438 | 0 | 141.8705 | 141.7851
WtrCldRecipChlr-0.748kwpton | DEER2023 |  | 2022-03-14 23:49:47+00 | Any | Htl | Rec | CZ14 | cWVVG | Cap-Tons | 1 | 139998.9062 | None | 757397.2229 | 175018.3892 | 293493.5 | 0 | 172645.1508 | 655.0957 | 48870.1582 | 66714.6752 | 29813.0954 | 18509.2677 | 12766.6361 | 0 | 12766.6361 | 0 | 181.0955 | 178.0517
WtrCldScrewChlr-0.42kwpton | DEER2023 |  | 2022-03-15 00:09:29+00 | Any | Htl | Rec | CZ14 | cWVVG | Cap-Tons | 212.8354 | 139998.9062 | None | 681307.029 | 175018.3892 | 293493.5 | 0 | 97200.1034 | 656.0931 | 48224.1163 | 66714.6575 | 29813.0807 | 18509.2677 | 12766.6438 | 0 | 12766.6438 | 0 | 149.5376 | 148.4612
WtrCldScrewChlr-0.748kwpton | DEER2023 |  | 2022-03-15 00:09:29+00 | Any | Htl | Rec | CZ14 | cWVVG | Cap-Tons | 1 | 139998.9062 | None | 755309.0064 | 175018.3892 | 293493.5 | 0 | 171742.9399 | 679.315 | 47660.0177 | 66714.6575 | 29813.088 | 18509.2677 | 12766.6438 | 0 | 12766.6438 | 0 | 194.7532 | 189.9423
WtrCldScrewChlr-0.439kwpton-VarSpd | DEER2023 |  | 2022-03-15 00:41:21+00 | Any | Htl | Rec | CZ14 | cWVVG | Cap-Tons | 212.8354 | 139998.9062 | None | 661448.1495 | 175018.3892 | 293493.5 | 0 | 77313.2522 | 620.2655 | 48287.8531 | 66714.6575 | 29813.0807 | 18509.2677 | 12766.6361 | 0 | 12766.6361 | 0 | 131.1224 | 132.4274
WtrCldScrewChlr-0.748kwpton-VarSpd | DEER2023 |  | 2022-03-15 00:41:21+00 | Any | Htl | Rec | CZ14 | cWVVG | Cap-Tons | 1 | 139998.9062 | None | 714573.3402 | 175018.3892 | 293493.5 | 0 | 130868.5755 | 618.2331 | 47859.8477 | 66714.6575 | 29813.0807 | 18509.2677 | 12766.6438 | 0 | 12766.6438 | 0 | 158.9107 | 158.5289
AirCldRecipChlr-0.95kwpton | DEER2023 |  | 2022-03-14 18:21:41+00 | Any | Htl | Rec | CZ15 | cAVVG | Cap-Tons | 274.1816 | 139998.9062 | None | 908496.0793 | 174981.8236 | 293493.5 | 0 | 347401.6267 | 0 | 17935.905 | 74682.8536 | 45271.4581 | 6902.8552 | 4906.4825 | 0 | 4906.4825 | 0 | 252.1735 | 239.5158
AirCldRecipChlr-1.407kwpton | DEER2023 |  | 2022-03-14 18:21:41+00 | Any | Htl | Rec | CZ15 | cAVVG | Cap-Tons | 1 | 139998.9062 | None | 1075614.5137 | 174981.8236 | 293493.5 | 0 | 514520.108 | 0 | 17935.905 | 74682.8536 | 45271.4581 | 6902.8552 | 4906.4825 | 0 | 4906.4825 | 0 | 333.5462 | 312.8232
AirCldScrewChlr-0.95kwpton | DEER2023 |  | 2022-03-14 19:29:42+00 | Any | Htl | Rec | CZ15 | cAVVG | Cap-Tons | 274.1816 | 139998.9062 | None | 970992.8348 | 174981.8236 | 293493.5 | 0 | 409972.6825 | 0 | 17861.9383 | 74682.4534 | 45271.0666 | 6902.8556 | 4906.4884 | 0 | 4906.4884 | 0 | 271.8418 | 257.7974
AirCldScrewChlr-1.407kwpton | DEER2023 |  | 2022-03-14 19:29:42+00 | Any | Htl | Rec | CZ15 | cAVVG | Cap-Tons | 1 | 139998.9062 | None | 1168210.6776 | 174981.8236 | 293493.5 | 0 | 607190.9319 | 0 | 17861.9383 | 74682.4534 | 45271.0666 | 6902.8556 | 4906.4884 | 0 | 4906.4884 | 0 | 362.676 | 339.8993
AirCldScrewChlr-0.99kwpton-VarSpd | DEER2023 |  | 2022-03-14 20:36:10+00 | Any | Htl | Rec | CZ15 | cAVVG | Cap-Tons | 274.1816 | 139998.9062 | None | 988254.8512 | 174981.8236 | 293493.5 | 0 | 427234.6522 | 0 | 17861.9383 | 74682.4534 | 45271.0666 | 6902.8556 | 4906.4884 | 0 | 4906.4884 | 0 | 279.792 | 264.9834
AirCldScrewChlr-1.407kwpton-VarSpd | DEER2023 |  | 2022-03-14 20:36:10+00 | Any | Htl | Rec | CZ15 | cAVVG | Cap-Tons | 1 | 139998.9062 | None | 1168210.6776 | 174981.8236 | 293493.5 | 0 | 607190.9319 | 0 | 17861.9383 | 74682.4534 | 45271.0666 | 6902.8556 | 4906.4884 | 0 | 4906.4884 | 0 | 362.676 | 339.8993
WtrCldCentChlr-Conv-0.42kwpton | DEER2023 |  | 2022-03-14 21:09:18+00 | Any | Htl | Rec | CZ15 | cWVVG | Cap-Tons | 274.1816 | 139998.9062 | None | 839840.024 | 174981.8236 | 293493.5 | 0 | 221271.1387 | 1553.4757 | 73866.9165 | 74672.6154 | 45262.3987 | 6902.8552 | 4906.6137 | 0 | 4906.6137 | 0 | 173.036 | 169.5354
WtrCldCentChlr-Conv-0.748kwpton | DEER2023 |  | 2022-03-14 21:09:18+00 | Any | Htl | Rec | CZ15 | cWVVG | Cap-Tons | 1 | 139998.9062 | None | 1012238.7556 | 174981.8236 | 293493.5 | 0 | 393744.228 | 1606.1284 | 73740.3344 | 74672.6037 | 45262.3899 | 6902.8552 | 4906.6135 | 0 | 4906.6135 | 0 | 230.5979 | 222.7428
WtrCldCentChlr-Conv-1Cmp-0.439kwpton-VarSpd-CndRlf | DEER2023 |  | 2022-03-14 22:16:50+00 | Any | Htl | Rec | CZ15 | cWVVG | Cap-Tons | 274.1816 | 139998.9062 | None | 749341.263 | 174981.8236 | 293493.5 | 0 | 131573.8124 | 4054.2592 | 70574.1518 | 74663.1507 | 45252.2696 | 6902.8552 | 4906.9318 | 0 | 4906.9318 | 0 | 142.2817 | 142.9435
WtrCldCentChlr-Conv-1Cmp-0.748kwpton-VarSpd-CndRlf | DEER2023 |  | 2022-03-14 22:16:50+00 | Any | Htl | Rec | CZ15 | cWVVG | Cap-Tons | 1 | 139998.9062 | None | 840557.8534 | 174981.8236 | 293493.5 | 0 | 223140.117 | 4092.0856 | 70186.9026 | 74663.1507 | 45252.2696 | 6902.8552 | 4906.9325 | 0 | 4906.9325 | 0 | 173.1075 | 173.2621
WtrCldCentChlr-NoFric-1Cmp-0.439kwpton-VarSpd-CndRlf | DEER2023 |  | 2022-03-14 22:54:12+00 | Any | Htl | Rec | CZ15 | cWVVG | Cap-Tons | 274.1816 | 139998.9062 | None | 745392.9164 | 174981.8236 | 293493.5 | 0 | 127238.75 | 4065.7522 | 70949.5281 | 74663.1546 | 45252.2725 | 6902.8552 | 4906.9325 | 0 | 4906.9325 | 0 | 145.9645 | 145.8068
WtrCldCentChlr-NoFric-1Cmp-0.748kwpton-VarSpd-CndRlf | DEER2023 |  | 2022-03-14 22:54:12+00 | Any | Htl | Rec | CZ15 | cWVVG | Cap-Tons | 1 | 139998.9062 | None | 833815.5898 | 174981.8236 | 293493.5 | 0 | 216089.1311 | 4112.3024 | 70475.4308 | 74663.1507 | 45252.2725 | 6902.8552 | 4906.9318 | 0 | 4906.9318 | 0 | 179.3868 | 178.1381
WtrCldCentChlr-NoFric-2Cmp-0.439kwpton-VarSpd-CndRlf | DEER2023 |  | 2022-03-14 23:25:13+00 | Any | Htl | Rec | CZ15 | cWVVG | Cap-Tons | 274.1816 | 139998.9062 | None | 743107.7326 | 174981.8236 | 293493.5 | 0 | 125366.197 | 4068.257 | 70534.4242 | 74663.1507 | 45252.2725 | 6902.8552 | 4906.9318 | 0 | 4906.9318 | 0 | 146.842 | 146.5738
WtrCldCentChlr-NoFric-2Cmp-0.748kwpton-VarSpd-CndRlf | DEER2023 |  | 2022-03-14 23:25:13+00 | Any | Htl | Rec | CZ15 | cWVVG | Cap-Tons | 1 | 139998.9062 | None | 830253.3153 | 174981.8236 | 293493.5 | 0 | 213012.05 | 4116.696 | 69985.6994 | 74663.1507 | 45252.2725 | 6902.8552 | 4906.9318 | 0 | 4906.9318 | 0 | 180.8816 | 179.4449
WtrCldRecipChlr-0.42kwpton | DEER2023 |  | 2022-03-14 23:49:47+00 | Any | Htl | Rec | CZ15 | cWVVG | Cap-Tons | 274.1816 | 139998.9062 | None | 793304.8031 | 174981.8236 | 293493.5 | 0 | 170872.997 | 1687.0045 | 77588.0613 | 74680.9748 | 45269.7452 | 6902.8556 | 4906.5053 | 0 | 4906.5053 | 0 | 162.7658 | 161.5239
WtrCldRecipChlr-0.748kwpton | DEER2023 |  | 2022-03-14 23:49:47+00 | Any | Htl | Rec | CZ15 | cWVVG | Cap-Tons | 1 | 139998.9062 | None | 925786.1168 | 174981.8236 | 293493.5 | 0 | 303626.0406 | 1723.724 | 77279.3901 | 74680.9826 | 45269.7452 | 6902.8556 | 4906.5053 | 0 | 4906.5053 | 0 | 212.3031 | 207.4647
WtrCldScrewChlr-0.42kwpton | DEER2023 |  | 2022-03-15 00:09:29+00 | Any | Htl | Rec | CZ15 | cWVVG | Cap-Tons | 274.1816 | 139998.9062 | None | 802112.3108 | 174981.8236 | 293493.5 | 0 | 180387.048 | 1718.6927 | 76849.7846 | 74680.9826 | 45269.7433 | 6902.8556 | 4906.5056 | 0 | 4906.5056 | 0 | 172.407 | 170.6229
WtrCldScrewChlr-0.748kwpton | DEER2023 |  | 2022-03-15 00:09:29+00 | Any | Htl | Rec | CZ15 | cWVVG | Cap-Tons | 1 | 139998.9062 | None | 940419.7772 | 174981.8236 | 293493.5 | 0 | 319307.736 | 1777.7095 | 76177.5326 | 74680.9826 | 45269.7452 | 6902.8556 | 4906.5056 | 0 | 4906.5056 | 0 | 229.4789 | 223.673
WtrCldScrewChlr-0.439kwpton-VarSpd | DEER2023 |  | 2022-03-15 00:41:21+00 | Any | Htl | Rec | CZ15 | cWVVG | Cap-Tons | 274.1816 | 139998.9062 | None | 759341.4915 | 174981.8236 | 293493.5 | 0 | 137661.2357 | 1638.7413 | 76884.8208 | 74680.9826 | 45269.7452 | 6902.8556 | 4906.5056 | 0 | 4906.5056 | 0 | 148.9902 | 149.0254
WtrCldScrewChlr-0.748kwpton-VarSpd | DEER2023 |  | 2022-03-15 00:41:21+00 | Any | Htl | Rec | CZ15 | cWVVG | Cap-Tons | 1 | 139998.9062 | None | 854538.2795 | 174981.8236 | 293493.5 | 0 | 233280.2501 | 1640.4286 | 76460.8657 | 74680.9826 | 45269.7452 | 6902.8556 | 4906.5056 | 0 | 4906.5056 | 0 | 183.9521 | 181.6354
AirCldRecipChlr-0.95kwpton | DEER2023 |  | 2022-03-14 18:21:41+00 | Any | Htl | Rec | CZ16 | cAVVG | Cap-Tons | 118.5832 | 139998.9062 | None | 621014.3906 | 174973.9766 | 293493.5 | 0 | 78658.3066 | 0 | 7669.4016 | 66218.6973 | 18710.3081 | 33250.8105 | 25205.0848 | 0 | 25205.0848 | 0 | 137.4828 | 132.564
AirCldRecipChlr-1.407kwpton | DEER2023 |  | 2022-03-14 18:21:41+00 | Any | Htl | Rec | CZ16 | cAVVG | Cap-Tons | 1 | 139998.9062 | None | 658853.0625 | 174973.9766 | 293493.5 | 0 | 116497.0996 | 0 | 7669.4016 | 66218.6973 | 18710.3081 | 33250.8105 | 25205.0848 | 0 | 25205.0848 | 0 | 166.5128 | 157.0087
AirCldScrewChlr-0.95kwpton | DEER2023 |  | 2022-03-14 19:29:42+00 | Any | Htl | Rec | CZ16 | cAVVG | Cap-Tons | 118.7974 | 139998.9062 | None | 642842.5 | 174973.9766 | 293493.5 | 0 | 100417.668 | 0 | 7736.7391 | 66220.1973 | 18711.6646 | 33250.8105 | 25205.0278 | 0 | 25205.0278 | 0 | 144.0387 | 138.8508
AirCldScrewChlr-1.407kwpton | DEER2023 |  | 2022-03-14 19:29:42+00 | Any | Htl | Rec | CZ16 | cAVVG | Cap-Tons | 1 | 139998.9062 | None | 691148.6094 | 174973.9766 | 293493.5 | 0 | 148723.7969 | 0 | 7736.7391 | 66220.1973 | 18711.6646 | 33250.8105 | 25205.0278 | 0 | 25205.0278 | 0 | 176.222 | 166.3195
AirCldScrewChlr-0.99kwpton-VarSpd | DEER2023 |  | 2022-03-14 20:36:10+00 | Any | Htl | Rec | CZ16 | cAVVG | Cap-Tons | 118.7974 | 139998.9062 | None | 647070.5625 | 174973.9766 | 293493.5 | 0 | 104645.748 | 0 | 7736.7391 | 66220.1973 | 18711.6646 | 33250.8105 | 25205.0278 | 0 | 25205.0278 | 0 | 146.8555 | 141.2545
AirCldScrewChlr-1.407kwpton-VarSpd | DEER2023 |  | 2022-03-14 20:36:10+00 | Any | Htl | Rec | CZ16 | cAVVG | Cap-Tons | 1 | 139998.9062 | None | 691148.6094 | 174973.9766 | 293493.5 | 0 | 148723.7969 | 0 | 7736.7391 | 66220.1973 | 18711.6646 | 33250.8105 | 25205.0278 | 0 | 25205.0278 | 0 | 176.222 | 166.3195
WtrCldCentChlr-Conv-0.42kwpton | DEER2023 |  | 2022-03-14 21:09:18+00 | Any | Htl | Rec | CZ16 | cWVVG | Cap-Tons | 118.7974 | 139998.9062 | None | 623786.7656 | 174973.9766 | 293493.5 | 0 | 64255.1523 | 620.4951 | 24223.3696 | 66219.8984 | 18711.3799 | 33250.8105 | 25205.0381 | 0 | 25205.0381 | 0 | 120.0845 | 119.683
WtrCldCentChlr-Conv-0.748kwpton | DEER2023 |  | 2022-03-14 21:09:18+00 | Any | Htl | Rec | CZ16 | cWVVG | Cap-Tons | 1 | 139998.9062 | None | 673961.5 | 174973.9766 | 293493.5 | 0 | 114385.0273 | 648.5048 | 24240.1851 | 66219.8984 | 18711.3799 | 33250.8105 | 25205.0381 | 0 | 25205.0381 | 0 | 147.906 | 144.2047
WtrCldCentChlr-Conv-1Cmp-0.439kwpton-VarSpd-CndRlf | DEER2023 |  | 2022-03-14 22:16:50+00 | Any | Htl | Rec | CZ16 | cWVVG | Cap-Tons | 118.7974 | 139998.9062 | None | 592890.1406 | 174973.9766 | 293493.5 | 0 | 32952.6191 | 1360.319 | 23889.8447 | 66219.4688 | 18711.0029 | 33250.8105 | 25205.0541 | 0 | 25205.0541 | 0 | 106.1158 | 107.0673
WtrCldCentChlr-Conv-1Cmp-0.748kwpton-VarSpd-CndRlf | DEER2023 |  | 2022-03-14 22:16:50+00 | Any | Htl | Rec | CZ16 | cWVVG | Cap-Tons | 1 | 139998.9062 | None | 615854.1875 | 174973.9766 | 293493.5 | 0 | 56036.3164 | 1373.0135 | 23757.5581 | 66219.4688 | 18710.9956 | 33250.8105 | 25205.0541 | 0 | 25205.0541 | 0 | 120.8397 | 119.8512
WtrCldCentChlr-NoFric-1Cmp-0.439kwpton-VarSpd-CndRlf | DEER2023 |  | 2022-03-14 22:54:12+00 | Any | Htl | Rec | CZ16 | cWVVG | Cap-Tons | 118.7974 | 139998.9062 | None | 593045.9375 | 174973.9766 | 293493.5 | 0 | 32899.3784 | 1372.8922 | 24086.0273 | 66219.8301 | 18711.3193 | 33250.8105 | 25205.0381 | 0 | 25205.0381 | 0 | 109.102 | 109.6573
WtrCldCentChlr-NoFric-1Cmp-0.748kwpton-VarSpd-CndRlf | DEER2023 |  | 2022-03-14 22:54:12+00 | Any | Htl | Rec | CZ16 | cWVVG | Cap-Tons | 1 | 139998.9062 | None | 615979.75 | 174973.9766 | 293493.5 | 0 | 55980.6514 | 1391.4037 | 23919.9028 | 66219.832 | 18711.3218 | 33250.8105 | 25205.0458 | 0 | 25205.0458 | 0 | 125.9285 | 124.2645
WtrCldCentChlr-NoFric-2Cmp-0.439kwpton-VarSpd-CndRlf | DEER2023 |  | 2022-03-14 23:25:13+00 | Any | Htl | Rec | CZ16 | cWVVG | Cap-Tons | 118.7974 | 139998.9062 | None | 593085.7031 | 174973.9766 | 293493.5 | 0 | 33118.8594 | 1376.1255 | 23903.0454 | 66219.8301 | 18711.3193 | 33250.8105 | 25205.0458 | 0 | 25205.0458 | 0 | 109.7865 | 110.279
WtrCldCentChlr-NoFric-2Cmp-0.748kwpton-VarSpd-CndRlf | DEER2023 |  | 2022-03-14 23:25:13+00 | Any | Htl | Rec | CZ16 | cWVVG | Cap-Tons | 1 | 139998.9062 | None | 616145.0625 | 174973.9766 | 293493.5 | 0 | 56373.3311 | 1396.9705 | 23687.0278 | 66219.832 | 18711.3218 | 33250.8105 | 25205.0458 | 0 | 25205.0458 | 0 | 127.0943 | 125.324
WtrCldRecipChlr-0.42kwpton | DEER2023 |  | 2022-03-14 23:49:47+00 | Any | Htl | Rec | CZ16 | cWVVG | Cap-Tons | 118.7974 | 139998.9062 | None | 609319.2969 | 174973.9766 | 293493.5 | 0 | 48979.0469 | 636.0999 | 25013.5581 | 66222.7441 | 18713.9253 | 33250.7998 | 25204.928 | 0 | 25204.928 | 0 | 117.042 | 116.8157
WtrCldRecipChlr-0.748kwpton | DEER2023 |  | 2022-03-14 23:49:47+00 | Any | Htl | Rec | CZ16 | cWVVG | Cap-Tons | 1 | 139998.9062 | None | 647371.4531 | 174973.9766 | 293493.5 | 0 | 87110.5 | 657.488 | 24912.9121 | 66222.7441 | 18713.9253 | 33250.7998 | 25204.928 | 0 | 25204.928 | 0 | 142.4882 | 139.099
WtrCldScrewChlr-0.42kwpton | DEER2023 |  | 2022-03-15 00:09:29+00 | Any | Htl | Rec | CZ16 | cWVVG | Cap-Tons | 118.7974 | 139998.9062 | None | 606432.0312 | 174973.9766 | 293493.5 | 0 | 46581.1992 | 643.824 | 24516.3745 | 66222.7441 | 18713.9253 | 33250.7998 | 25204.928 | 0 | 25204.928 | 0 | 119.9567 | 119.3985
WtrCldScrewChlr-0.748kwpton | DEER2023 |  | 2022-03-15 00:09:29+00 | Any | Htl | Rec | CZ16 | cWVVG | Cap-Tons | 1 | 139998.9062 | None | 642254.7031 | 174973.9766 | 293493.5 | 0 | 82591.418 | 670.4822 | 24302.1875 | 66222.7441 | 18713.9253 | 33250.7998 | 25204.928 | 0 | 25204.928 | 0 | 147.6778 | 143.6997
WtrCldScrewChlr-0.439kwpton-VarSpd | DEER2023 |  | 2022-03-15 00:41:21+00 | Any | Htl | Rec | CZ16 | cWVVG | Cap-Tons | 118.7974 | 139998.9062 | None | 598768.625 | 174973.9766 | 293493.5 | 0 | 38884.0801 | 618.5877 | 24575.4302 | 66222.7266 | 18713.9058 | 33250.7998 | 25204.928 | 0 | 25204.928 | 0 | 110.9197 | 111.387
WtrCldScrewChlr-0.748kwpton-VarSpd | DEER2023 |  | 2022-03-15 00:41:21+00 | Any | Htl | Rec | CZ16 | cWVVG | Cap-Tons | 1 | 139998.9062 | None | 625816.4688 | 174973.9766 | 293493.5 | 0 | 66057.5059 | 626.2555 | 24442.105 | 66222.7266 | 18713.9058 | 33250.7998 | 25204.928 | 0 | 25204.928 | 0 | 129.546 | 127.6495
AirCldRecipChlr-0.95kwpton | DEER2023 |  | 2022-03-14 18:21:41+00 | Any | MBT | Ex | CZ01 | cAVVG | Cap-Tons | 193.5043 | 199999.2031 | None | 1439697.4371 | 519294.497 | 737073.3125 | 0 | 25525.6106 | 0 | 19050.6918 | 138748.3768 | 3698.3034 | 54599.7416 | 17375.2124 | 0 | 17375.2124 | 0 | 469.5212 | 212.181
AirCldRecipChlr-1.407kwpton | DEER2023 |  | 2022-03-14 18:21:41+00 | Any | MBT | Ex | CZ01 | cAVVG | Cap-Tons | 1 | 199999.2031 | None | 1451976.4611 | 519294.497 | 737073.3125 | 0 | 37804.77 | 0 | 19050.6918 | 138748.3768 | 3698.3034 | 54599.7416 | 17375.2124 | 0 | 17375.2124 | 0 | 509.6051 | 229.7234
AirCldScrewChlr-0.95kwpton | DEER2023 |  | 2022-03-14 19:29:42+00 | Any | MBT | Ex | CZ01 | cAVVG | Cap-Tons | 193.5043 | 199999.2031 | None | 1448501.6287 | 519294.497 | 737073.3125 | 0 | 34325.9068 | 0 | 19054.776 | 138748.3768 | 3698.3034 | 54599.7441 | 17375.2124 | 0 | 17375.2124 | 0 | 478.2153 | 217.7067
AirCldScrewChlr-1.407kwpton | DEER2023 |  | 2022-03-14 19:29:42+00 | Any | MBT | Ex | CZ01 | cAVVG | Cap-Tons | 1 | 199999.2031 | None | 1465014.3772 | 519294.497 | 737073.3125 | 0 | 50838.4626 | 0 | 19054.776 | 138748.3768 | 3698.3034 | 54599.7441 | 17375.2124 | 0 | 17375.2124 | 0 | 522.4818 | 237.9082
AirCldScrewChlr-0.99kwpton-VarSpd | DEER2023 |  | 2022-03-14 20:36:10+00 | Any | MBT | Ex | CZ01 | cAVVG | Cap-Tons | 193.5043 | 199999.2031 | None | 1449947.1078 | 519294.497 | 737073.3125 | 0 | 35771.2019 | 0 | 19054.776 | 138748.3768 | 3698.3034 | 54599.7441 | 17375.2124 | 0 | 17375.2124 | 0 | 482.09 | 219.4751
AirCldScrewChlr-1.407kwpton-VarSpd | DEER2023 |  | 2022-03-14 20:36:10+00 | Any | MBT | Ex | CZ01 | cAVVG | Cap-Tons | 1 | 199999.2031 | None | 1465014.3772 | 519294.497 | 737073.3125 | 0 | 50838.4626 | 0 | 19054.776 | 138748.3768 | 3698.3034 | 54599.7441 | 17375.2124 | 0 | 17375.2124 | 0 | 522.4818 | 237.9082
WtrCldCentChlr-Conv-0.42kwpton | DEER2023 |  | 2022-03-14 21:09:18+00 | Any | MBT | Ex | CZ01 | cWVVG | Cap-Tons | 193.5043 | 199999.2031 | None | 1448520.9341 | 519294.497 | 737073.3125 | 0 | 25751.0988 | 169.7541 | 27479.2354 | 138748.3768 | 3698.3034 | 54599.7441 | 17375.2103 | 0 | 17375.2103 | 0 | 448.945 | 207.3754
WtrCldCentChlr-Conv-0.748kwpton | DEER2023 |  | 2022-03-14 21:09:18+00 | Any | MBT | Ex | CZ01 | cWVVG | Cap-Tons | 1 | 199999.2031 | None | 1468628.0539 | 519294.497 | 737073.3125 | 0 | 45864.5139 | 178.2823 | 27464.6164 | 138748.3768 | 3698.3034 | 54599.7441 | 17375.2103 | 0 | 17375.2103 | 0 | 489.9574 | 227.2966
WtrCldCentChlr-Conv-1Cmp-0.439kwpton-VarSpd-CndRlf | DEER2023 |  | 2022-03-14 22:16:50+00 | Any | MBT | Ex | CZ01 | cWVVG | Cap-Tons | 193.5043 | 199999.2031 | None | 1437906.9641 | 519294.497 | 737073.3125 | 0 | 14707.2899 | 541.9599 | 27536.8618 | 138748.3768 | 3698.3034 | 54599.7441 | 17375.2103 | 0 | 17375.2103 | 0 | 433.8096 | 198.3854
WtrCldCentChlr-Conv-1Cmp-0.748kwpton-VarSpd-CndRlf | DEER2023 |  | 2022-03-14 22:16:50+00 | Any | MBT | Ex | CZ01 | cWVVG | Cap-Tons | 1 | 199999.2031 | None | 1448088.7006 | 519294.497 | 737073.3125 | 0 | 24944.3143 | 545.4426 | 27477.786 | 138748.3768 | 3698.3034 | 54599.7441 | 17375.2124 | 0 | 17375.2124 | 0 | 458.6714 | 209.2751
WtrCldCentChlr-NoFric-1Cmp-0.439kwpton-VarSpd-CndRlf | DEER2023 |  | 2022-03-14 22:54:12+00 | Any | MBT | Ex | CZ01 | cWVVG | Cap-Tons | 193.5043 | 199999.2031 | None | 1434635.0958 | 519294.497 | 737073.3125 | 0 | 11822.7638 | 513.4444 | 27177.6631 | 138748.3768 | 3698.3034 | 54599.7441 | 17375.2103 | 0 | 17375.2103 | 0 | 436.7325 | 198.5984
WtrCldCentChlr-NoFric-1Cmp-0.748kwpton-VarSpd-CndRlf | DEER2023 |  | 2022-03-14 22:54:12+00 | Any | MBT | Ex | CZ01 | cWVVG | Cap-Tons | 1 | 199999.2031 | None | 1442813.491 | 519294.497 | 737073.3125 | 0 | 20070.7246 | 514.3595 | 27107.2118 | 138748.3768 | 3698.3034 | 54599.7441 | 17375.2103 | 0 | 17375.2103 | 0 | 463.8301 | 209.7939
WtrCldCentChlr-NoFric-2Cmp-0.439kwpton-VarSpd-CndRlf | DEER2023 |  | 2022-03-14 23:25:13+00 | Any | MBT | Ex | CZ01 | cWVVG | Cap-Tons | 193.5043 | 199999.2031 | None | 1434097.1557 | 519294.497 | 737073.3125 | 0 | 11337.6277 | 513.3108 | 27125.2389 | 138748.3768 | 3698.3034 | 54599.7441 | 17375.2103 | 0 | 17375.2103 | 0 | 437.492 | 198.7901
WtrCldCentChlr-NoFric-2Cmp-0.748kwpton-VarSpd-CndRlf | DEER2023 |  | 2022-03-14 23:25:13+00 | Any | MBT | Ex | CZ01 | cWVVG | Cap-Tons | 1 | 199999.2031 | None | 1441893.9042 | 519294.497 | 737073.3125 | 0 | 19250.0953 | 514.3611 | 27008.3189 | 138748.3768 | 3698.3034 | 54599.7441 | 17375.2103 | 0 | 17375.2103 | 0 | 465.1241 | 210.1207
WtrCldRecipChlr-0.42kwpton | DEER2023 |  | 2022-03-14 23:49:47+00 | Any | MBT | Ex | CZ01 | cWVVG | Cap-Tons | 193.5043 | 199999.2031 | None | 1440058.2275 | 519294.497 | 737073.3125 | 0 | 17404.0595 | 164.5561 | 27368.3518 | 138748.4161 | 3698.3034 | 54599.7484 | 17375.2031 | 0 | 17375.2031 | 0 | 445.8677 | 203.5541
WtrCldRecipChlr-0.748kwpton | DEER2023 |  | 2022-03-14 23:49:47+00 | Any | MBT | Ex | CZ01 | cWVVG | Cap-Tons | 1 | 199999.2031 | None | 1453507.0958 | 519294.497 | 737073.3125 | 0 | 30907.0984 | 170.0094 | 27309.1407 | 138748.4161 | 3698.3034 | 54599.7484 | 17375.2031 | 0 | 17375.2031 | 0 | 484.5684 | 220.4957
WtrCldScrewChlr-0.42kwpton | DEER2023 |  | 2022-03-15 00:09:29+00 | Any | MBT | Ex | CZ01 | cWVVG | Cap-Tons | 193.5043 | 199999.2031 | None | 1439574.6826 | 519294.497 | 737073.3125 | 0 | 17033.9506 | 167.5662 | 27251.7818 | 138748.4161 | 3698.3034 | 54599.7484 | 17375.2009 | 0 | 17375.2009 | 0 | 449.8898 | 205.2267
WtrCldScrewChlr-0.748kwpton | DEER2023 |  | 2022-03-15 00:09:29+00 | Any | MBT | Ex | CZ01 | cWVVG | Cap-Tons | 1 | 199999.2031 | None | 1452430.2754 | 519294.497 | 737073.3125 | 0 | 29985.2905 | 175.2883 | 27148.4932 | 138748.4161 | 3698.3034 | 54599.7484 | 17375.2031 | 0 | 17375.2031 | 0 | 491.7389 | 223.4135
WtrCldScrewChlr-0.439kwpton-VarSpd | DEER2023 |  | 2022-03-15 00:41:21+00 | Any | MBT | Ex | CZ01 | cWVVG | Cap-Tons | 193.5043 | 199999.2031 | None | 1438638.4311 | 519294.497 | 737073.3125 | 0 | 15695.1965 | 168.4013 | 27653.8367 | 138748.4161 | 3698.3034 | 54599.7484 | 17375.2009 | 0 | 17375.2009 | 0 | 440.7153 | 201.0507
WtrCldScrewChlr-0.748kwpton-VarSpd | DEER2023 |  | 2022-03-15 00:41:21+00 | Any | MBT | Ex | CZ01 | cWVVG | Cap-Tons | 1 | 199999.2031 | None | 1449438.4431 | 519294.497 | 737073.3125 | 0 | 26563.6886 | 171.1027 | 27582.6706 | 138748.4161 | 3698.3034 | 54599.7484 | 17375.2031 | 0 | 17375.2031 | 0 | 471.8205 | 214.4154
AirCldRecipChlr-0.95kwpton | DEER2023 |  | 2022-03-14 18:21:41+00 | Any | MBT | Ex | CZ02 | cAVVG | Cap-Tons | 314.4095 | 199999.2031 | None | 1590536.4667 | 519578.1504 | 737073.3125 | 0 | 145585.8458 | 0 | 36839.972 | 151454.1357 | 20536.6482 | 32973.0064 | 14309.023 | 0 | 14309.023 | 0 | 593.5758 | 293.3756
AirCldRecipChlr-1.407kwpton | DEER2023 |  | 2022-03-14 18:21:41+00 | Any | MBT | Ex | CZ02 | cAVVG | Cap-Tons | 1 | 199999.2031 | None | 1660570.7337 | 519578.1504 | 737073.3125 | 0 | 215620.2646 | 0 | 36839.972 | 151454.1357 | 20536.6482 | 32973.0064 | 14309.023 | 0 | 14309.023 | 0 | 686.1165 | 346.6406
AirCldScrewChlr-0.95kwpton | DEER2023 |  | 2022-03-14 19:29:42+00 | Any | MBT | Ex | CZ02 | cAVVG | Cap-Tons | 314.4095 | 199999.2031 | None | 1614667.0808 | 519578.1504 | 737073.3125 | 0 | 169626.2302 | 0 | 36930.2433 | 151453.9462 | 20536.6481 | 32973.0125 | 14309.026 | 0 | 14309.026 | 0 | 606.5107 | 301.77
AirCldScrewChlr-1.407kwpton | DEER2023 |  | 2022-03-14 19:29:42+00 | Any | MBT | Ex | CZ02 | cAVVG | Cap-Tons | 1 | 199999.2031 | None | 1696265.7135 | 519578.1504 | 737073.3125 | 0 | 251225.383 | 0 | 36930.2433 | 151453.9462 | 20536.6481 | 32973.0125 | 14309.026 | 0 | 14309.026 | 0 | 705.2744 | 359.0233
AirCldScrewChlr-0.99kwpton-VarSpd | DEER2023 |  | 2022-03-14 20:36:10+00 | Any | MBT | Ex | CZ02 | cAVVG | Cap-Tons | 314.4095 | 199999.2031 | None | 1621808.8915 | 519578.1504 | 737073.3125 | 0 | 176768.3857 | 0 | 36930.2433 | 151453.9462 | 20536.6481 | 32973.0125 | 14309.026 | 0 | 14309.026 | 0 | 615.1554 | 306.7811
AirCldScrewChlr-1.407kwpton-VarSpd | DEER2023 |  | 2022-03-14 20:36:10+00 | Any | MBT | Ex | CZ02 | cAVVG | Cap-Tons | 1 | 199999.2031 | None | 1696265.7135 | 519578.1504 | 737073.3125 | 0 | 251225.383 | 0 | 36930.2433 | 151453.9462 | 20536.6481 | 32973.0125 | 14309.026 | 0 | 14309.026 | 0 | 705.2744 | 359.0233
WtrCldCentChlr-Conv-0.42kwpton | DEER2023 |  | 2022-03-14 21:09:18+00 | Any | MBT | Ex | CZ02 | cWVVG | Cap-Tons | 316.1212 | 199999.2031 | None | 1571951.0105 | 519578.1504 | 737073.3125 | 0 | 100760.0306 | 1110.2065 | 61940.5281 | 151483.8102 | 20536.6743 | 32979.2701 | 14296.5682 | 0 | 14296.5682 | 0 | 512.7135 | 248.0927
WtrCldCentChlr-Conv-0.748kwpton | DEER2023 |  | 2022-03-14 21:09:18+00 | Any | MBT | Ex | CZ02 | cWVVG | Cap-Tons | 1 | 199999.2031 | None | 1650600.9708 | 519578.1504 | 737073.3125 | 0 | 179377.0326 | 1155.6861 | 61927.8346 | 151483.8102 | 20536.6743 | 32979.2701 | 14296.5682 | 0 | 14296.5682 | 0 | 584.803 | 291.2804
WtrCldCentChlr-Conv-1Cmp-0.439kwpton-VarSpd-CndRlf | DEER2023 |  | 2022-03-14 22:16:50+00 | Any | MBT | Ex | CZ02 | cWVVG | Cap-Tons | 316.1212 | 199999.2031 | None | 1529403.0471 | 519578.1504 | 737073.3125 | 0 | 56504.968 | 2973.3159 | 61784.7147 | 151483.6392 | 20536.6743 | 32979.2545 | 14296.5951 | 0 | 14296.5951 | 0 | 475.3414 | 227.9876
WtrCldCentChlr-Conv-1Cmp-0.748kwpton-VarSpd-CndRlf | DEER2023 |  | 2022-03-14 22:16:50+00 | Any | MBT | Ex | CZ02 | cWVVG | Cap-Tons | 1 | 199999.2031 | None | 1568826.2947 | 519578.1504 | 737073.3125 | 0 | 95983.606 | 3005.3504 | 61697.0887 | 151483.6392 | 20536.6743 | 32979.2545 | 14296.5951 | 0 | 14296.5951 | 0 | 512.0679 | 251.8511
WtrCldCentChlr-NoFric-1Cmp-0.439kwpton-VarSpd-CndRlf | DEER2023 |  | 2022-03-14 22:54:12+00 | Any | MBT | Ex | CZ02 | cWVVG | Cap-Tons | 316.1212 | 199999.2031 | None | 1528646.0972 | 519578.1504 | 737073.3125 | 0 | 57151.3849 | 2827.4348 | 60527.295 | 151483.6801 | 20536.6743 | 32979.2588 | 14296.5931 | 0 | 14296.5931 | 0 | 482.7795 | 232.0744
WtrCldCentChlr-NoFric-1Cmp-0.748kwpton-VarSpd-CndRlf | DEER2023 |  | 2022-03-14 22:54:12+00 | Any | MBT | Ex | CZ02 | cWVVG | Cap-Tons | 1 | 199999.2031 | None | 1568604.5856 | 519578.1504 | 737073.3125 | 0 | 97185.2796 | 2866.8714 | 60412.2741 | 151483.6801 | 20536.6743 | 32979.2588 | 14296.5931 | 0 | 14296.5931 | 0 | 525.3533 | 259.6516
WtrCldCentChlr-NoFric-2Cmp-0.439kwpton-VarSpd-CndRlf | DEER2023 |  | 2022-03-14 23:25:13+00 | Any | MBT | Ex | CZ02 | cWVVG | Cap-Tons | 316.1212 | 199999.2031 | None | 1528683.8586 | 519578.1504 | 737073.3125 | 0 | 57276.9388 | 2831.2221 | 60435.8133 | 151483.6801 | 20536.6743 | 32979.2588 | 14296.5931 | 0 | 14296.5931 | 0 | 484.6942 | 232.8448
WtrCldCentChlr-NoFric-2Cmp-0.748kwpton-VarSpd-CndRlf | DEER2023 |  | 2022-03-14 23:25:13+00 | Any | MBT | Ex | CZ02 | cWVVG | Cap-Tons | 1 | 199999.2031 | None | 1568696.9125 | 519578.1504 | 737073.3125 | 0 | 97420.8322 | 2873.3597 | 60262.9243 | 151483.6801 | 20536.6743 | 32979.2588 | 14296.5931 | 0 | 14296.5931 | 0 | 528.6149 | 260.9641
WtrCldRecipChlr-0.42kwpton | DEER2023 |  | 2022-03-14 23:49:47+00 | Any | MBT | Ex | CZ02 | cWVVG | Cap-Tons | 316.1212 | 199999.2031 | None | 1552304.2618 | 519578.1504 | 737073.3125 | 0 | 80188.6717 | 1114.0366 | 62861.3057 | 151484.0232 | 20536.6743 | 32979.2929 | 14296.5348 | 0 | 14296.5348 | 0 | 503.8038 | 244.5975
WtrCldRecipChlr-0.748kwpton | DEER2023 |  | 2022-03-14 23:49:47+00 | Any | MBT | Ex | CZ02 | cWVVG | Cap-Tons | 1 | 199999.2031 | None | 1614669.0905 | 519578.1504 | 737073.3125 | 0 | 142601.6658 | 1147.9243 | 62779.0133 | 151484.0232 | 20536.6743 | 32979.2929 | 14296.5348 | 0 | 14296.5348 | 0 | 568.9479 | 283.926
WtrCldScrewChlr-0.42kwpton | DEER2023 |  | 2022-03-15 00:09:29+00 | Any | MBT | Ex | CZ02 | cWVVG | Cap-Tons | 316.1212 | 199999.2031 | None | 1554548.3396 | 519578.1504 | 737073.3125 | 0 | 82736.6238 | 1123.4097 | 62547.9857 | 151484.0232 | 20536.6744 | 32979.2929 | 14296.5348 | 0 | 14296.5348 | 0 | 512.4618 | 249.0819
WtrCldScrewChlr-0.748kwpton | DEER2023 |  | 2022-03-15 00:09:29+00 | Any | MBT | Ex | CZ02 | cWVVG | Cap-Tons | 1 | 199999.2031 | None | 1618240.377 | 519578.1504 | 737073.3125 | 0 | 146575.7088 | 1167.6064 | 62356.8511 | 151484.0232 | 20536.6743 | 32979.2929 | 14296.5348 | 0 | 14296.5348 | 0 | 584.3782 | 292.143
WtrCldScrewChlr-0.439kwpton-VarSpd | DEER2023 |  | 2022-03-15 00:41:21+00 | Any | MBT | Ex | CZ02 | cWVVG | Cap-Tons | 316.1212 | 199999.2031 | None | 1537722.5363 | 519578.1504 | 737073.3125 | 0 | 64793.2053 | 1151.3046 | 63637.7489 | 151484.0232 | 20536.6743 | 32979.2914 | 14296.5348 | 0 | 14296.5348 | 0 | 486.6421 | 234.5887
WtrCldScrewChlr-0.748kwpton-VarSpd | DEER2023 |  | 2022-03-15 00:41:21+00 | Any | MBT | Ex | CZ02 | cWVVG | Cap-Tons | 1 | 199999.2031 | None | 1582866.5707 | 519578.1504 | 737073.3125 | 0 | 110003.2007 | 1163.7943 | 63558.89 | 151484.0232 | 20536.6743 | 32979.2914 | 14296.5348 | 0 | 14296.5348 | 0 | 533.1712 | 262.5125
AirCldRecipChlr-0.95kwpton | DEER2023 |  | 2022-03-14 18:21:41+00 | Any | MBT | Ex | CZ03 | cAVVG | Cap-Tons | 252.628 | 199999.2031 | None | 1542094.6699 | 520537.6823 | 737073.3125 | 0 | 93634.6673 | 0 | 36022.9725 | 154821.4177 | 19080.7505 | 27839.541 | 13505.764 | 0 | 13505.764 | 0 | 514.8919 | 246.3895
AirCldRecipChlr-1.407kwpton | DEER2023 |  | 2022-03-14 18:21:41+00 | Any | MBT | Ex | CZ03 | cAVVG | Cap-Tons | 1 | 199999.2031 | None | 1587138.1676 | 520537.6823 | 737073.3125 | 0 | 138677.8506 | 0 | 36022.9725 | 154821.4177 | 19080.7505 | 27839.541 | 13505.764 | 0 | 13505.764 | 0 | 571.7244 | 277.9334
AirCldScrewChlr-0.95kwpton | DEER2023 |  | 2022-03-14 19:29:42+00 | Any | MBT | Ex | CZ03 | cAVVG | Cap-Tons | 252.628 | 199999.2031 | None | 1569903.7197 | 520537.6823 | 737073.3125 | 0 | 121295.2046 | 0 | 36170.9491 | 154821.4976 | 19080.9647 | 27839.5444 | 13505.7467 | 0 | 13505.7467 | 0 | 528.4968 | 254.7352
AirCldScrewChlr-1.407kwpton | DEER2023 |  | 2022-03-14 19:29:42+00 | Any | MBT | Ex | CZ03 | cAVVG | Cap-Tons | 1 | 199999.2031 | None | 1628252.9861 | 520537.6823 | 737073.3125 | 0 | 179644.6215 | 0 | 36170.9491 | 154821.4976 | 19080.9647 | 27839.5444 | 13505.7467 | 0 | 13505.7467 | 0 | 591.8746 | 290.2944
AirCldScrewChlr-0.99kwpton-VarSpd | DEER2023 |  | 2022-03-14 20:36:10+00 | Any | MBT | Ex | CZ03 | cAVVG | Cap-Tons | 252.628 | 199999.2031 | None | 1575010.3274 | 520537.6823 | 737073.3125 | 0 | 126402.38 | 0 | 36170.9491 | 154821.4976 | 19080.9647 | 27839.5444 | 13505.7467 | 0 | 13505.7467 | 0 | 534.0445 | 257.8479
AirCldScrewChlr-1.407kwpton-VarSpd | DEER2023 |  | 2022-03-14 20:36:10+00 | Any | MBT | Ex | CZ03 | cAVVG | Cap-Tons | 1 | 199999.2031 | None | 1628252.9861 | 520537.6823 | 737073.3125 | 0 | 179644.6215 | 0 | 36170.9491 | 154821.4976 | 19080.9647 | 27839.5444 | 13505.7467 | 0 | 13505.7467 | 0 | 591.8746 | 290.2944
WtrCldCentChlr-Conv-0.42kwpton | DEER2023 |  | 2022-03-14 21:09:18+00 | Any | MBT | Ex | CZ03 | cWVVG | Cap-Tons | 252.628 | 199999.2031 | None | 1552526.7955 | 520537.6823 | 737073.3125 | 0 | 80833.13 | 1088.9359 | 58167.2871 | 154821.4976 | 19080.9647 | 27839.546 | 13505.75 | 0 | 13505.75 | 0 | 485.4659 | 231.4669
WtrCldCentChlr-Conv-0.748kwpton | DEER2023 |  | 2022-03-14 21:09:18+00 | Any | MBT | Ex | CZ03 | cWVVG | Cap-Tons | 1 | 199999.2031 | None | 1615633.807 | 520537.6823 | 737073.3125 | 0 | 143936.5006 | 1138.8972 | 58121.0826 | 154821.4976 | 19080.9647 | 27839.546 | 13505.7501 | 0 | 13505.7501 | 0 | 542.1706 | 263.9439
WtrCldCentChlr-Conv-1Cmp-0.439kwpton-VarSpd-CndRlf | DEER2023 |  | 2022-03-14 22:16:50+00 | Any | MBT | Ex | CZ03 | cWVVG | Cap-Tons | 252.628 | 199999.2031 | None | 1514500.59 | 520537.6823 | 737073.3125 | 0 | 40335.2163 | 3218.3342 | 58509.1803 | 154821.4976 | 19080.9646 | 27839.5444 | 13505.747 | 0 | 13505.747 | 0 | 457.0302 | 215.3548
WtrCldCentChlr-Conv-1Cmp-0.748kwpton-VarSpd-CndRlf | DEER2023 |  | 2022-03-14 22:16:50+00 | Any | MBT | Ex | CZ03 | cWVVG | Cap-Tons | 1 | 199999.2031 | None | 1542771.4093 | 520537.6823 | 737073.3125 | 0 | 68617.353 | 3251.1555 | 58465.239 | 154821.4976 | 19080.9646 | 27839.5444 | 13505.747 | 0 | 13505.747 | 0 | 485.6196 | 231.5806
WtrCldCentChlr-NoFric-1Cmp-0.439kwpton-VarSpd-CndRlf | DEER2023 |  | 2022-03-14 22:54:12+00 | Any | MBT | Ex | CZ03 | cWVVG | Cap-Tons | 252.628 | 199999.2031 | None | 1513877.7529 | 520537.6823 | 737073.3125 | 0 | 41243.4196 | 3065.1855 | 57131.7183 | 154821.517 | 19080.9647 | 27839.546 | 13505.7449 | 0 | 13505.7449 | 0 | 463.1568 | 219.0387
WtrCldCentChlr-NoFric-1Cmp-0.748kwpton-VarSpd-CndRlf | DEER2023 |  | 2022-03-14 22:54:12+00 | Any | MBT | Ex | CZ03 | cWVVG | Cap-Tons | 1 | 199999.2031 | None | 1542785.7529 | 520537.6823 | 737073.3125 | 0 | 70199.8781 | 3104.2905 | 57044.6384 | 154821.517 | 19080.9647 | 27839.546 | 13505.7449 | 0 | 13505.7449 | 0 | 496.6828 | 238.7251
WtrCldCentChlr-NoFric-2Cmp-0.439kwpton-VarSpd-CndRlf | DEER2023 |  | 2022-03-14 23:25:13+00 | Any | MBT | Ex | CZ03 | cWVVG | Cap-Tons | 252.628 | 199999.2031 | None | 1514110.6882 | 520537.6823 | 737073.3125 | 0 | 41612.1466 | 3069.7741 | 56991.3779 | 154821.517 | 19080.9647 | 27839.546 | 13505.7449 | 0 | 13505.7449 | 0 | 464.5275 | 219.6826
WtrCldCentChlr-NoFric-2Cmp-0.748kwpton-VarSpd-CndRlf | DEER2023 |  | 2022-03-14 23:25:13+00 | Any | MBT | Ex | CZ03 | cWVVG | Cap-Tons | 1 | 199999.2031 | None | 1543273.8656 | 520537.6823 | 737073.3125 | 0 | 70840.7151 | 3112.3561 | 56883.4598 | 154821.517 | 19080.9647 | 27839.5444 | 13505.7449 | 0 | 13505.7449 | 0 | 499.0172 | 239.8222
WtrCldRecipChlr-0.42kwpton | DEER2023 |  | 2022-03-14 23:49:47+00 | Any | MBT | Ex | CZ03 | cWVVG | Cap-Tons | 252.628 | 199999.2031 | None | 1533274.4892 | 520537.6823 | 737073.3125 | 0 | 61922.1778 | 1048.3604 | 57866.4962 | 154821.6342 | 19080.9646 | 27839.5542 | 13505.7228 | 0 | 13505.7228 | 0 | 477.4879 | 226.6942
WtrCldRecipChlr-0.748kwpton | DEER2023 |  | 2022-03-14 23:49:47+00 | Any | MBT | Ex | CZ03 | cWVVG | Cap-Tons | 1 | 199999.2031 | None | 1581444.9973 | 520537.6823 | 737073.3125 | 0 | 110132.7745 | 1081.8796 | 57792.7806 | 154821.6342 | 19080.9646 | 27839.5529 | 13505.7228 | 0 | 13505.7228 | 0 | 528.4589 | 255.9074
WtrCldScrewChlr-0.42kwpton | DEER2023 |  | 2022-03-15 00:09:29+00 | Any | MBT | Ex | CZ03 | cWVVG | Cap-Tons | 252.628 | 199999.2031 | None | 1533159.9472 | 520537.6823 | 737073.3125 | 0 | 62172.3259 | 1055.1863 | 57494.8033 | 154821.6342 | 19080.9646 | 27839.5512 | 13505.7228 | 0 | 13505.7228 | 0 | 483.0283 | 229.4994
WtrCldScrewChlr-0.748kwpton | DEER2023 |  | 2022-03-15 00:09:29+00 | Any | MBT | Ex | CZ03 | cWVVG | Cap-Tons | 1 | 199999.2031 | None | 1580972.6906 | 520537.6823 | 737073.3125 | 0 | 110075.68 | 1097.2172 | 57362.0741 | 154821.6342 | 19080.9646 | 27839.5529 | 13505.7228 | 0 | 13505.7228 | 0 | 538.3379 | 260.9095
WtrCldScrewChlr-0.439kwpton-VarSpd | DEER2023 |  | 2022-03-15 00:41:21+00 | Any | MBT | Ex | CZ03 | cWVVG | Cap-Tons | 252.628 | 199999.2031 | None | 1522535.8687 | 520537.6823 | 737073.3125 | 0 | 49773.7671 | 1106.0753 | 59218.4827 | 154821.6342 | 19080.9646 | 27839.5512 | 13505.7246 | 0 | 13505.7246 | 0 | 464.721 | 219.9481
WtrCldScrewChlr-0.748kwpton-VarSpd | DEER2023 |  | 2022-03-15 00:41:21+00 | Any | MBT | Ex | CZ03 | cWVVG | Cap-Tons | 1 | 199999.2031 | None | 1557188.8781 | 520537.6823 | 737073.3125 | 0 | 84515.9492 | 1119.0826 | 59116.458 | 154821.6342 | 19080.9646 | 27839.5542 | 13505.7228 | 0 | 13505.7228 | 0 | 501.1269 | 240.7775
AirCldRecipChlr-0.95kwpton | DEER2023 |  | 2022-03-14 18:21:41+00 | Any | MBT | Ex | CZ04 | cAVVG | Cap-Tons | 311.9017 | 199999.2031 | None | 1646513.247 | 519158.5923 | 737073.3125 | 0 | 187629.1175 | 0 | 42250.7927 | 160396.3683 | 29102.7991 | 23008.019 | 12457.4884 | 0 | 12457.4884 | 0 | 603.0416 | 304.5339
AirCldRecipChlr-1.407kwpton | DEER2023 |  | 2022-03-14 18:21:41+00 | Any | MBT | Ex | CZ04 | cAVVG | Cap-Tons | 1 | 199999.2031 | None | 1736772.7658 | 519158.5923 | 737073.3125 | 0 | 277888.5485 | 0 | 42250.7927 | 160396.3683 | 29102.7991 | 23008.019 | 12457.4884 | 0 | 12457.4884 | 0 | 699.3143 | 362.2088
AirCldScrewChlr-0.95kwpton | DEER2023 |  | 2022-03-14 19:29:42+00 | Any | MBT | Ex | CZ04 | cAVVG | Cap-Tons | 311.9017 | 199999.2031 | None | 1677370.8417 | 519158.5923 | 737073.3125 | 0 | 218279.3433 | 0 | 42457.9597 | 160396.4602 | 29103.1739 | 23008.0227 | 12457.4796 | 0 | 12457.4796 | 0 | 614.0973 | 313.5466
AirCldScrewChlr-1.407kwpton | DEER2023 |  | 2022-03-14 19:29:42+00 | Any | MBT | Ex | CZ04 | cAVVG | Cap-Tons | 1 | 199999.2031 | None | 1782374.1031 | 519158.5923 | 737073.3125 | 0 | 323283.1561 | 0 | 42457.9597 | 160396.4602 | 29103.1739 | 23008.0227 | 12457.4796 | 0 | 12457.4796 | 0 | 715.6866 | 375.5567
AirCldScrewChlr-0.99kwpton-VarSpd | DEER2023 |  | 2022-03-14 20:36:10+00 | Any | MBT | Ex | CZ04 | cAVVG | Cap-Tons | 311.9017 | 199999.2031 | None | 1686561.7042 | 519158.5923 | 737073.3125 | 0 | 227470.0308 | 0 | 42457.9597 | 160396.4602 | 29103.1739 | 23008.0227 | 12457.4796 | 0 | 12457.4796 | 0 | 622.9891 | 318.9739
AirCldScrewChlr-1.407kwpton-VarSpd | DEER2023 |  | 2022-03-14 20:36:10+00 | Any | MBT | Ex | CZ04 | cAVVG | Cap-Tons | 1 | 199999.2031 | None | 1782374.1031 | 519158.5923 | 737073.3125 | 0 | 323283.1561 | 0 | 42457.9597 | 160396.4602 | 29103.1739 | 23008.0227 | 12457.4796 | 0 | 12457.4796 | 0 | 715.6866 | 375.5567
WtrCldCentChlr-Conv-0.42kwpton | DEER2023 |  | 2022-03-14 21:09:18+00 | Any | MBT | Ex | CZ04 | cWVVG | Cap-Tons | 313.2464 | 199999.2031 | None | 1631841.9153 | 519158.5923 | 737073.3125 | 0 | 137577.9794 | 2372.1812 | 75258.341 | 160396.4242 | 29102.977 | 23008.019 | 12457.4856 | 0 | 12457.4856 | 0 | 521.6349 | 260.1706
WtrCldCentChlr-Conv-0.748kwpton | DEER2023 |  | 2022-03-14 21:09:18+00 | Any | MBT | Ex | CZ04 | cWVVG | Cap-Tons | 1 | 199999.2031 | None | 1739323.4349 | 519158.5923 | 737073.3125 | 0 | 244980.5042 | 2483.5307 | 75226.2592 | 160396.4242 | 29102.977 | 23008.0206 | 12457.4856 | 0 | 12457.4856 | 0 | 598.4471 | 308.7778
WtrCldCentChlr-Conv-1Cmp-0.439kwpton-VarSpd-CndRlf | DEER2023 |  | 2022-03-14 22:16:50+00 | Any | MBT | Ex | CZ04 | cWVVG | Cap-Tons | 313.2464 | 199999.2031 | None | 1582431.7442 | 519158.5923 | 737073.3125 | 0 | 82987.9092 | 7468.6684 | 75342.0299 | 160396.3845 | 29102.7991 | 23008.0206 | 12457.4873 | 0 | 12457.4873 | 0 | 495.2919 | 242.2837
WtrCldCentChlr-Conv-1Cmp-0.748kwpton-VarSpd-CndRlf | DEER2023 |  | 2022-03-14 22:16:50+00 | Any | MBT | Ex | CZ04 | cWVVG | Cap-Tons | 1 | 199999.2031 | None | 1640774.8297 | 519158.5923 | 737073.3125 | 0 | 141251.3951 | 7653.8334 | 75236.3196 | 160396.4044 | 29102.7991 | 23008.0206 | 12457.4872 | 0 | 12457.4872 | 0 | 541.7706 | 271.0861
WtrCldCentChlr-NoFric-1Cmp-0.439kwpton-VarSpd-CndRlf | DEER2023 |  | 2022-03-14 22:54:12+00 | Any | MBT | Ex | CZ04 | cWVVG | Cap-Tons | 313.2464 | 199999.2031 | None | 1579520.8585 | 519158.5923 | 737073.3125 | 0 | 80965.1426 | 7348.8558 | 74573.4671 | 160396.4242 | 29102.977 | 23008.0206 | 12457.4858 | 0 | 12457.4858 | 0 | 501.1711 | 244.8871
WtrCldCentChlr-NoFric-1Cmp-0.748kwpton-VarSpd-CndRlf | DEER2023 |  | 2022-03-14 22:54:12+00 | Any | MBT | Ex | CZ04 | cWVVG | Cap-Tons | 1 | 199999.2031 | None | 1636457.8465 | 519158.5923 | 737073.3125 | 0 | 137835.7431 | 7537.1091 | 74451.643 | 160396.4404 | 29102.977 | 23008.019 | 12457.4836 | 0 | 12457.4836 | 0 | 551.9591 | 275.2788
WtrCldCentChlr-NoFric-2Cmp-0.439kwpton-VarSpd-CndRlf | DEER2023 |  | 2022-03-14 23:25:13+00 | Any | MBT | Ex | CZ04 | cWVVG | Cap-Tons | 313.2464 | 199999.2031 | None | 1579925.2046 | 519158.5923 | 737073.3125 | 0 | 81484.9174 | 7355.7761 | 74451.2625 | 160396.4242 | 29102.977 | 23008.0206 | 12457.4861 | 0 | 12457.4861 | 0 | 502.8254 | 245.8859
WtrCldCentChlr-NoFric-2Cmp-0.748kwpton-VarSpd-CndRlf | DEER2023 |  | 2022-03-14 23:25:13+00 | Any | MBT | Ex | CZ04 | cWVVG | Cap-Tons | 1 | 199999.2031 | None | 1637237.6827 | 519158.5923 | 737073.3125 | 0 | 138741.8912 | 7549.0749 | 74313.5516 | 160396.4242 | 29102.977 | 23008.019 | 12457.4836 | 0 | 12457.4836 | 0 | 554.779 | 276.9832
WtrCldRecipChlr-0.42kwpton | DEER2023 |  | 2022-03-14 23:49:47+00 | Any | MBT | Ex | CZ04 | cWVVG | Cap-Tons | 313.2464 | 199999.2031 | None | 1607653.3205 | 519158.5923 | 737073.3125 | 0 | 111791.312 | 2394.5133 | 76833.9034 | 160396.6564 | 29103.1739 | 23008.0284 | 12457.4522 | 0 | 12457.4522 | 0 | 515.7085 | 255.343
WtrCldRecipChlr-0.748kwpton | DEER2023 |  | 2022-03-14 23:49:47+00 | Any | MBT | Ex | CZ04 | cWVVG | Cap-Tons | 1 | 199999.2031 | None | 1694735.7962 | 519158.5923 | 737073.3125 | 0 | 198908.5084 | 2482.5243 | 76711.2708 | 160396.6564 | 29103.1739 | 23008.0268 | 12457.4521 | 0 | 12457.4521 | 0 | 587.9695 | 299.6869
WtrCldScrewChlr-0.42kwpton | DEER2023 |  | 2022-03-15 00:09:29+00 | Any | MBT | Ex | CZ04 | cWVVG | Cap-Tons | 313.2464 | 199999.2031 | None | 1616471.8929 | 519158.5923 | 737073.3125 | 0 | 120815.7376 | 2423.632 | 76599.3538 | 160396.6564 | 29103.1739 | 23008.0284 | 12457.4521 | 0 | 12457.4521 | 0 | 524.3252 | 261.1654
WtrCldScrewChlr-0.748kwpton | DEER2023 |  | 2022-03-15 00:09:29+00 | Any | MBT | Ex | CZ04 | cWVVG | Cap-Tons | 1 | 199999.2031 | None | 1710108.1863 | 519158.5923 | 737073.3125 | 0 | 214544.9401 | 2534.5364 | 76395.5706 | 160396.6564 | 29103.1739 | 23008.0268 | 12457.4521 | 0 | 12457.4521 | 0 | 603.3238 | 310.0503
WtrCldScrewChlr-0.439kwpton-VarSpd | DEER2023 |  | 2022-03-15 00:41:21+00 | Any | MBT | Ex | CZ04 | cWVVG | Cap-Tons | 313.2464 | 199999.2031 | None | 1595336.4277 | 519158.5923 | 737073.3125 | 0 | 98838.5804 | 2421.8492 | 77442.5362 | 160396.6564 | 29103.1739 | 23008.0268 | 12457.4518 | 0 | 12457.4518 | 0 | 506.382 | 248.1189
WtrCldScrewChlr-0.748kwpton-VarSpd | DEER2023 |  | 2022-03-15 00:41:21+00 | Any | MBT | Ex | CZ04 | cWVVG | Cap-Tons | 1 | 199999.2031 | None | 1664456.5052 | 519158.5923 | 737073.3125 | 0 | 168041.6831 | 2477.9589 | 77303.6599 | 160396.6564 | 29103.1739 | 23008.0284 | 12457.4518 | 0 | 12457.4518 | 0 | 564.7816 | 282.8596
AirCldRecipChlr-0.95kwpton | DEER2023 |  | 2022-03-14 18:21:41+00 | Any | MBT | Ex | CZ05 | cAVVG | Cap-Tons | 245.0616 | 199999.2031 | None | 1568240.5067 | 519170.8894 | 737073.3125 | 0 | 121264.3337 | 0 | 32429.7335 | 158297.385 | 22110.5155 | 26291.7253 | 13041.013 | 0 | 13041.013 | 0 | 513.7992 | 229.7403
AirCldRecipChlr-1.407kwpton | DEER2023 |  | 2022-03-14 18:21:41+00 | Any | MBT | Ex | CZ05 | cAVVG | Cap-Tons | 1 | 199999.2031 | None | 1626574.8571 | 519170.8894 | 737073.3125 | 0 | 179598.8022 | 0 | 32429.7335 | 158297.385 | 22110.5155 | 26291.7253 | 13041.013 | 0 | 13041.013 | 0 | 570.1305 | 254.2407
AirCldScrewChlr-0.95kwpton | DEER2023 |  | 2022-03-14 19:29:42+00 | Any | MBT | Ex | CZ05 | cAVVG | Cap-Tons | 245.0616 | 199999.2031 | None | 1592295.0938 | 519170.8894 | 737073.3125 | 0 | 145106.5991 | 0 | 32641.9898 | 158297.5 | 22110.5156 | 26291.7313 | 13040.9894 | 0 | 13040.9894 | 0 | 525.3009 | 236.033
AirCldScrewChlr-1.407kwpton | DEER2023 |  | 2022-03-14 19:29:42+00 | Any | MBT | Ex | CZ05 | cAVVG | Cap-Tons | 1 | 199999.2031 | None | 1662099.2879 | 519170.8894 | 737073.3125 | 0 | 214910.4997 | 0 | 32641.9898 | 158297.5 | 22110.5156 | 26291.7313 | 13040.9894 | 0 | 13040.9894 | 0 | 587.1684 | 263.5604
AirCldScrewChlr-0.99kwpton-VarSpd | DEER2023 |  | 2022-03-14 20:36:10+00 | Any | MBT | Ex | CZ05 | cAVVG | Cap-Tons | 245.0616 | 199999.2031 | None | 1598404.7031 | 519170.8894 | 737073.3125 | 0 | 151216.3763 | 0 | 32641.9898 | 158297.5 | 22110.5156 | 26291.7313 | 13040.9894 | 0 | 13040.9894 | 0 | 530.7163 | 238.4428
AirCldScrewChlr-1.407kwpton-VarSpd | DEER2023 |  | 2022-03-14 20:36:10+00 | Any | MBT | Ex | CZ05 | cAVVG | Cap-Tons | 1 | 199999.2031 | None | 1662099.2879 | 519170.8894 | 737073.3125 | 0 | 214910.4997 | 0 | 32641.9898 | 158297.5 | 22110.5156 | 26291.7313 | 13040.9894 | 0 | 13040.9894 | 0 | 587.1684 | 263.5604
WtrCldCentChlr-Conv-0.42kwpton | DEER2023 |  | 2022-03-14 21:09:18+00 | Any | MBT | Ex | CZ05 | cWVVG | Cap-Tons | 245.0616 | 199999.2031 | None | 1568509.4598 | 519170.8894 | 737073.3125 | 0 | 96283.4881 | 1404.6532 | 56274.8249 | 158297.5 | 22110.5156 | 26291.7313 | 13040.989 | 0 | 13040.989 | 0 | 483.6026 | 220.4039
WtrCldCentChlr-Conv-0.748kwpton | DEER2023 |  | 2022-03-14 21:09:18+00 | Any | MBT | Ex | CZ05 | cWVVG | Cap-Tons | 1 | 199999.2031 | None | 1643756.7656 | 519170.8894 | 737073.3125 | 0 | 171476.2437 | 1474.6723 | 56259.216 | 158297.5 | 22110.5156 | 26291.7313 | 13040.989 | 0 | 13040.989 | 0 | 539.4969 | 247.1805
WtrCldCentChlr-Conv-1Cmp-0.439kwpton-VarSpd-CndRlf | DEER2023 |  | 2022-03-14 22:16:50+00 | Any | MBT | Ex | CZ05 | cWVVG | Cap-Tons | 245.0616 | 199999.2031 | None | 1531627.2344 | 519170.8894 | 737073.3125 | 0 | 56974.2133 | 3729.0282 | 56376.9693 | 158297.4839 | 22110.5155 | 26291.7294 | 13040.9924 | 0 | 13040.9924 | 0 | 457.455 | 208.4165
WtrCldCentChlr-Conv-1Cmp-0.748kwpton-VarSpd-CndRlf | DEER2023 |  | 2022-03-14 22:16:50+00 | Any | MBT | Ex | CZ05 | cWVVG | Cap-Tons | 1 | 199999.2031 | None | 1571626.558 | 519170.8894 | 737073.3125 | 0 | 96973.2408 | 3795.0515 | 56311.8587 | 158297.4839 | 22110.5155 | 26291.7313 | 13040.9924 | 0 | 13040.9924 | 0 | 487.8753 | 223.467
WtrCldCentChlr-NoFric-1Cmp-0.439kwpton-VarSpd-CndRlf | DEER2023 |  | 2022-03-14 22:54:12+00 | Any | MBT | Ex | CZ05 | cWVVG | Cap-Tons | 245.0616 | 199999.2031 | None | 1529669.7321 | 519170.8894 | 737073.3125 | 0 | 55867.0707 | 3646.8561 | 55609.257 | 158297.5 | 22110.5156 | 26291.7313 | 13040.9911 | 0 | 13040.9911 | 0 | 462.1948 | 209.4702
WtrCldCentChlr-NoFric-1Cmp-0.748kwpton-VarSpd-CndRlf | DEER2023 |  | 2022-03-14 22:54:12+00 | Any | MBT | Ex | CZ05 | cWVVG | Cap-Tons | 1 | 199999.2031 | None | 1568885.3103 | 519170.8894 | 737073.3125 | 0 | 95114.6251 | 3714.4807 | 55509.33 | 158297.5 | 22110.5156 | 26291.7313 | 13040.9911 | 0 | 13040.9911 | 0 | 496.165 | 225.4307
WtrCldCentChlr-NoFric-2Cmp-0.439kwpton-VarSpd-CndRlf | DEER2023 |  | 2022-03-14 23:25:13+00 | Any | MBT | Ex | CZ05 | cWVVG | Cap-Tons | 245.0616 | 199999.2031 | None | 1530048.2388 | 519170.8894 | 737073.3125 | 0 | 56292.5054 | 3651.2355 | 55557.731 | 158297.5 | 22110.5156 | 26291.7313 | 13040.9911 | 0 | 13040.9911 | 0 | 463.612 | 209.9477
WtrCldCentChlr-NoFric-2Cmp-0.748kwpton-VarSpd-CndRlf | DEER2023 |  | 2022-03-14 23:25:13+00 | Any | MBT | Ex | CZ05 | cWVVG | Cap-Tons | 1 | 199999.2031 | None | 1569580.7478 | 519170.8894 | 737073.3125 | 0 | 95856.8301 | 3722.0981 | 55455.3521 | 158297.5 | 22110.5156 | 26291.7313 | 13040.9911 | 0 | 13040.9911 | 0 | 498.579 | 226.2449
WtrCldRecipChlr-0.42kwpton | DEER2023 |  | 2022-03-14 23:49:47+00 | Any | MBT | Ex | CZ05 | cWVVG | Cap-Tons | 245.0616 | 199999.2031 | None | 1550751.5513 | 519170.8894 | 737073.3125 | 0 | 78013.7198 | 1399.9104 | 56790.995 | 158297.716 | 22110.5155 | 26291.7509 | 13040.9508 | 0 | 13040.9508 | 0 | 477.5147 | 217.419
WtrCldRecipChlr-0.748kwpton | DEER2023 |  | 2022-03-14 23:49:47+00 | Any | MBT | Ex | CZ05 | cWVVG | Cap-Tons | 1 | 199999.2031 | None | 1611551.9018 | 519170.8894 | 737073.3125 | 0 | 138804.7433 | 1454.1521 | 56746.333 | 158297.716 | 22110.5155 | 26291.7509 | 13040.9508 | 0 | 13040.9508 | 0 | 528.7693 | 241.0526
WtrCldScrewChlr-0.42kwpton | DEER2023 |  | 2022-03-15 00:09:29+00 | Any | MBT | Ex | CZ05 | cWVVG | Cap-Tons | 245.0616 | 199999.2031 | None | 1557023.5446 | 519170.8894 | 737073.3125 | 0 | 84364.8934 | 1418.3951 | 56693.7652 | 158297.716 | 22110.5156 | 26291.7509 | 13040.9508 | 0 | 13040.9508 | 0 | 484.5066 | 220.818
WtrCldScrewChlr-0.748kwpton | DEER2023 |  | 2022-03-15 00:09:29+00 | Any | MBT | Ex | CZ05 | cWVVG | Cap-Tons | 1 | 199999.2031 | None | 1622372.5312 | 519170.8894 | 737073.3125 | 0 | 149766.3511 | 1487.4581 | 56572.2329 | 158297.716 | 22110.5156 | 26291.7529 | 13040.9508 | 0 | 13040.9508 | 0 | 541.228 | 247.0748
WtrCldScrewChlr-0.439kwpton-VarSpd | DEER2023 |  | 2022-03-15 00:41:21+00 | Any | MBT | Ex | CZ05 | cWVVG | Cap-Tons | 245.0616 | 199999.2031 | None | 1542021.0558 | 519170.8894 | 737073.3125 | 0 | 68533.2622 | 1414.3828 | 57526.5636 | 158297.716 | 22110.5156 | 26291.7493 | 13040.9508 | 0 | 13040.9508 | 0 | 468.5766 | 213.203
WtrCldScrewChlr-0.748kwpton-VarSpd | DEER2023 |  | 2022-03-15 00:41:21+00 | Any | MBT | Ex | CZ05 | cWVVG | Cap-Tons | 1 | 199999.2031 | None | 1589916.6317 | 519170.8894 | 737073.3125 | 0 | 116498.9675 | 1447.9206 | 57422.7612 | 158297.716 | 22110.5156 | 26291.7493 | 13040.9508 | 0 | 13040.9508 | 0 | 508.3024 | 231.3735
AirCldRecipChlr-0.95kwpton | DEER2023 |  | 2022-03-14 18:21:41+00 | Any | MBT | Ex | CZ06 | cAVVG | Cap-Tons | 341.6727 | 199999.2031 | None | 1698823.8179 | 518430.0902 | 737073.3125 | 0 | 228875.4232 | 0 | 46200.0554 | 168239.8834 | 36008.1473 | 12182.7709 | 10657.2767 | 0 | 10657.2767 | 0 | 547.2622 | 264.3785
AirCldRecipChlr-1.407kwpton | DEER2023 |  | 2022-03-14 18:21:41+00 | Any | MBT | Ex | CZ06 | cAVVG | Cap-Tons | 1 | 199999.2031 | None | 1808925.09 | 518430.0902 | 737073.3125 | 0 | 338976.5594 | 0 | 46200.0554 | 168239.8834 | 36008.1473 | 12182.7709 | 10657.2767 | 0 | 10657.2767 | 0 | 618.2794 | 304.2263
AirCldScrewChlr-0.95kwpton | DEER2023 |  | 2022-03-14 19:29:42+00 | Any | MBT | Ex | CZ06 | cAVVG | Cap-Tons | 341.6727 | 199999.2031 | None | 1751268.48 | 518430.0902 | 737073.3125 | 0 | 280919.8793 | 0 | 46599.8896 | 168240.2309 | 36008.1473 | 12182.7709 | 10657.2325 | 0 | 10657.2325 | 0 | 569.3534 | 274.8658
AirCldScrewChlr-1.407kwpton | DEER2023 |  | 2022-03-14 19:29:42+00 | Any | MBT | Ex | CZ06 | cAVVG | Cap-Tons | 1 | 199999.2031 | None | 1886405.7031 | 518430.0902 | 737073.3125 | 0 | 416057.0566 | 0 | 46599.8896 | 168240.2309 | 36008.1473 | 12182.7709 | 10657.2325 | 0 | 10657.2325 | 0 | 650.9969 | 319.6739
AirCldScrewChlr-0.99kwpton-VarSpd | DEER2023 |  | 2022-03-14 20:36:10+00 | Any | MBT | Ex | CZ06 | cAVVG | Cap-Tons | 341.6727 | 199999.2031 | None | 1763096.6479 | 518430.0902 | 737073.3125 | 0 | 292748.0365 | 0 | 46599.8896 | 168240.2309 | 36008.1473 | 12182.7709 | 10657.2325 | 0 | 10657.2325 | 0 | 576.4993 | 278.7876
AirCldScrewChlr-1.407kwpton-VarSpd | DEER2023 |  | 2022-03-14 20:36:10+00 | Any | MBT | Ex | CZ06 | cAVVG | Cap-Tons | 1 | 199999.2031 | None | 1886405.7031 | 518430.0902 | 737073.3125 | 0 | 416057.0566 | 0 | 46599.8896 | 168240.2309 | 36008.1473 | 12182.7709 | 10657.2325 | 0 | 10657.2325 | 0 | 650.9969 | 319.6739
WtrCldCentChlr-Conv-0.42kwpton | DEER2023 |  | 2022-03-14 21:09:18+00 | Any | MBT | Ex | CZ06 | cWVVG | Cap-Tons | 341.7642 | 199999.2031 | None | 1699350.3108 | 518430.0902 | 737073.3125 | 0 | 179865.6984 | 4034.2516 | 91701.8588 | 168240.2093 | 36008.1473 | 12182.7709 | 10657.2346 | 0 | 10657.2346 | 0 | 517.3245 | 244.877
WtrCldCentChlr-Conv-0.748kwpton | DEER2023 |  | 2022-03-14 21:09:18+00 | Any | MBT | Ex | CZ06 | cWVVG | Cap-Tons | 1 | 199999.2031 | None | 1839900.8484 | 518430.0902 | 737073.3125 | 0 | 320253.1972 | 4204.1946 | 91695.0254 | 168240.2093 | 36008.1473 | 12182.7709 | 10657.2345 | 0 | 10657.2345 | 0 | 591.8073 | 285.3734
WtrCldCentChlr-Conv-1Cmp-0.439kwpton-VarSpd-CndRlf | DEER2023 |  | 2022-03-14 22:16:50+00 | Any | MBT | Ex | CZ06 | cWVVG | Cap-Tons | 341.7642 | 199999.2031 | None | 1625808.8811 | 518430.0902 | 737073.3125 | 0 | 96121.0275 | 13419.4071 | 92519.831 | 168240.1462 | 36008.1473 | 12182.7709 | 10657.2431 | 0 | 10657.2431 | 0 | 481.9909 | 226.4251
WtrCldCentChlr-Conv-1Cmp-0.748kwpton-VarSpd-CndRlf | DEER2023 |  | 2022-03-14 22:16:50+00 | Any | MBT | Ex | CZ06 | cWVVG | Cap-Tons | 1 | 199999.2031 | None | 1693585.2047 | 518430.0902 | 737073.3125 | 0 | 163599.2877 | 13766.9915 | 92470.066 | 168240.1462 | 36008.1473 | 12182.7709 | 10657.2431 | 0 | 10657.2431 | 0 | 519.272 | 246.7563
WtrCldCentChlr-NoFric-1Cmp-0.439kwpton-VarSpd-CndRlf | DEER2023 |  | 2022-03-14 22:54:12+00 | Any | MBT | Ex | CZ06 | cWVVG | Cap-Tons | 341.7642 | 199999.2031 | None | 1628142.7412 | 518430.0902 | 737073.3125 | 0 | 100719.4872 | 13115.225 | 90559.5921 | 168240.2093 | 36008.1473 | 12182.7709 | 10657.2356 | 0 | 10657.2356 | 0 | 490.0923 | 230.6673
WtrCldCentChlr-NoFric-1Cmp-0.748kwpton-VarSpd-CndRlf | DEER2023 |  | 2022-03-14 22:54:12+00 | Any | MBT | Ex | CZ06 | cWVVG | Cap-Tons | 1 | 199999.2031 | None | 1699182.0143 | 518430.0902 | 737073.3125 | 0 | 171472.1002 | 13479.0721 | 90482.225 | 168240.2093 | 36008.1473 | 12182.7709 | 10657.2356 | 0 | 10657.2356 | 0 | 533.2475 | 254.5885
WtrCldCentChlr-NoFric-2Cmp-0.439kwpton-VarSpd-CndRlf | DEER2023 |  | 2022-03-14 23:25:13+00 | Any | MBT | Ex | CZ06 | cWVVG | Cap-Tons | 341.7642 | 199999.2031 | None | 1629430.6581 | 518430.0902 | 737073.3125 | 0 | 102035.4978 | 13125.2884 | 90521.3602 | 168240.2093 | 36008.1473 | 12182.7709 | 10657.2356 | 0 | 10657.2356 | 0 | 492.35 | 231.6841
WtrCldCentChlr-NoFric-2Cmp-0.748kwpton-VarSpd-CndRlf | DEER2023 |  | 2022-03-14 23:25:13+00 | Any | MBT | Ex | CZ06 | cWVVG | Cap-Tons | 1 | 199999.2031 | None | 1701388.8419 | 518430.0902 | 737073.3125 | 0 | 173720.2465 | 13496.9325 | 90422.8916 | 168240.2093 | 36008.1473 | 12182.7709 | 10657.2356 | 0 | 10657.2356 | 0 | 537.0984 | 256.3239
WtrCldRecipChlr-0.42kwpton | DEER2023 |  | 2022-03-14 23:49:47+00 | Any | MBT | Ex | CZ06 | cWVVG | Cap-Tons | 341.7642 | 199999.2031 | None | 1665136.641 | 518430.0902 | 737073.3125 | 0 | 144403.1022 | 4009.1718 | 92975.1871 | 168240.9061 | 36007.9312 | 12182.7726 | 10657.1425 | 0 | 10657.1425 | 0 | 506.7523 | 239.8335
WtrCldRecipChlr-0.748kwpton | DEER2023 |  | 2022-03-14 23:49:47+00 | Any | MBT | Ex | CZ06 | cWVVG | Cap-Tons | 1 | 199999.2031 | None | 1777799.0075 | 518430.0902 | 737073.3125 | 0 | 256983.8343 | 4136.0979 | 92929.9895 | 168240.9061 | 36007.9312 | 12182.7726 | 10657.1425 | 0 | 10657.1425 | 0 | 573.1174 | 276.0066
WtrCldScrewChlr-0.42kwpton | DEER2023 |  | 2022-03-15 00:09:29+00 | Any | MBT | Ex | CZ06 | cWVVG | Cap-Tons | 341.7642 | 199999.2031 | None | 1670993.5505 | 518430.0902 | 737073.3125 | 0 | 150445.0664 | 4030.9828 | 92768.4559 | 168240.9061 | 36007.9312 | 12182.7726 | 10657.1421 | 0 | 10657.1421 | 0 | 514.8972 | 244.0134
WtrCldScrewChlr-0.748kwpton | DEER2023 |  | 2022-03-15 00:09:29+00 | Any | MBT | Ex | CZ06 | cWVVG | Cap-Tons | 1 | 199999.2031 | None | 1787615.7958 | 518430.0902 | 737073.3125 | 0 | 267037.8913 | 4181.8499 | 92646.8434 | 168240.9061 | 36007.9312 | 12182.7726 | 10657.1421 | 0 | 10657.1421 | 0 | 587.6312 | 283.4596
WtrCldScrewChlr-0.439kwpton-VarSpd | DEER2023 |  | 2022-03-15 00:41:21+00 | Any | MBT | Ex | CZ06 | cWVVG | Cap-Tons | 341.7642 | 199999.2031 | None | 1640206.3192 | 518430.0902 | 737073.3125 | 0 | 116857.5457 | 4138.2152 | 95461.2184 | 168240.9061 | 36007.9312 | 12182.7726 | 10657.1427 | 0 | 10657.1427 | 0 | 488.6095 | 230.542
WtrCldScrewChlr-0.748kwpton-VarSpd | DEER2023 |  | 2022-03-15 00:41:21+00 | Any | MBT | Ex | CZ06 | cWVVG | Cap-Tons | 1 | 199999.2031 | None | 1722076.776 | 518430.0902 | 737073.3125 | 0 | 198721.8219 | 4201.2741 | 95404.132 | 168240.9061 | 36007.9312 | 12182.7726 | 10657.1427 | 0 | 10657.1427 | 0 | 535.4247 | 256.0602
AirCldRecipChlr-0.95kwpton | DEER2023 |  | 2022-03-14 18:21:41+00 | Any | MBT | Ex | CZ07 | cAVVG | Cap-Tons | 330.0769 | 199999.2031 | None | 1668568.9894 | 518646.765 | 737073.3125 | 0 | 200551.8915 | 0 | 45566.3937 | 166725.8116 | 33300.9366 | 8880.9631 | 9870.0915 | 0 | 9870.0915 | 0 | 545.8114 | 252.3045
AirCldRecipChlr-1.407kwpton | DEER2023 |  | 2022-03-14 18:21:41+00 | Any | MBT | Ex | CZ07 | cAVVG | Cap-Tons | 1 | 199999.2031 | None | 1765045.2406 | 518646.765 | 737073.3125 | 0 | 297027.9023 | 0 | 45566.3937 | 166725.8116 | 33300.9366 | 8880.9631 | 9870.0915 | 0 | 9870.0915 | 0 | 616.6498 | 286.7503
AirCldScrewChlr-0.95kwpton | DEER2023 |  | 2022-03-14 19:29:42+00 | Any | MBT | Ex | CZ07 | cAVVG | Cap-Tons | 333.5212 | 199999.2031 | None | 1711643.7519 | 518646.765 | 737073.3125 | 0 | 243329.4271 | 0 | 45863.2401 | 166725.9953 | 33300.9366 | 8880.9635 | 9870.0703 | 0 | 9870.0703 | 0 | 562.8906 | 261.1872
AirCldScrewChlr-1.407kwpton | DEER2023 |  | 2022-03-14 19:29:42+00 | Any | MBT | Ex | CZ07 | cAVVG | Cap-Tons | 1 | 199999.2031 | None | 1828697.9464 | 518646.765 | 737073.3125 | 0 | 360383.602 | 0 | 45863.2401 | 166725.9953 | 33300.9366 | 8880.9635 | 9870.0703 | 0 | 9870.0703 | 0 | 641.9471 | 299.8577
AirCldScrewChlr-0.99kwpton-VarSpd | DEER2023 |  | 2022-03-14 20:36:10+00 | Any | MBT | Ex | CZ07 | cAVVG | Cap-Tons | 333.5212 | 199999.2031 | None | 1721889.188 | 518646.765 | 737073.3125 | 0 | 253574.8205 | 0 | 45863.2401 | 166725.9953 | 33300.9366 | 8880.9635 | 9870.0703 | 0 | 9870.0703 | 0 | 569.8101 | 264.5718
AirCldScrewChlr-1.407kwpton-VarSpd | DEER2023 |  | 2022-03-14 20:36:10+00 | Any | MBT | Ex | CZ07 | cAVVG | Cap-Tons | 1 | 199999.2031 | None | 1828697.9464 | 518646.765 | 737073.3125 | 0 | 360383.602 | 0 | 45863.2401 | 166725.9953 | 33300.9366 | 8880.9635 | 9870.0703 | 0 | 9870.0703 | 0 | 641.9471 | 299.8577
WtrCldCentChlr-Conv-0.42kwpton | DEER2023 |  | 2022-03-14 21:09:18+00 | Any | MBT | Ex | CZ07 | cWVVG | Cap-Tons | 333.5212 | 199999.2031 | None | 1679619.1117 | 518646.765 | 737073.3125 | 0 | 165534.5144 | 2738.3408 | 88895.1493 | 166726.0199 | 33300.9366 | 8880.9633 | 9870.0692 | 0 | 9870.0692 | 0 | 514.4136 | 238.5967
WtrCldCentChlr-Conv-0.748kwpton | DEER2023 |  | 2022-03-14 21:09:18+00 | Any | MBT | Ex | CZ07 | cWVVG | Cap-Tons | 1 | 199999.2031 | None | 1808929.6467 | 518646.765 | 737073.3125 | 0 | 294733.1775 | 2862.9747 | 88882.7489 | 166726.0199 | 33300.9366 | 8880.9631 | 9870.0692 | 0 | 9870.0692 | 0 | 588.0273 | 275.7083
WtrCldCentChlr-Conv-1Cmp-0.439kwpton-VarSpd-CndRlf | DEER2023 |  | 2022-03-14 22:16:50+00 | Any | MBT | Ex | CZ07 | cWVVG | Cap-Tons | 333.5212 | 199999.2031 | None | 1618092.3888 | 518646.765 | 737073.3125 | 0 | 97616.5892 | 9001.3773 | 89023.2498 | 166725.9795 | 33300.9366 | 8880.9633 | 9870.0731 | 0 | 9870.0731 | 0 | 482.9022 | 223.4421
WtrCldCentChlr-Conv-1Cmp-0.748kwpton-VarSpd-CndRlf | DEER2023 |  | 2022-03-14 22:16:50+00 | Any | MBT | Ex | CZ07 | cWVVG | Cap-Tons | 1 | 199999.2031 | None | 1686745.6041 | 518646.765 | 737073.3125 | 0 | 166186.7855 | 9174.9547 | 88932.8165 | 166725.9795 | 33300.9366 | 8880.9635 | 9870.0733 | 0 | 9870.0733 | 0 | 522.1391 | 243.6178
WtrCldCentChlr-NoFric-1Cmp-0.439kwpton-VarSpd-CndRlf | DEER2023 |  | 2022-03-14 22:54:12+00 | Any | MBT | Ex | CZ07 | cWVVG | Cap-Tons | 333.5212 | 199999.2031 | None | 1611123.0564 | 518646.765 | 737073.3125 | 0 | 92136.0766 | 8815.5489 | 87720.1793 | 166725.9953 | 33300.9366 | 8880.9633 | 9870.0698 | 0 | 9870.0698 | 0 | 489.5489 | 226.0844
WtrCldCentChlr-NoFric-1Cmp-0.748kwpton-VarSpd-CndRlf | DEER2023 |  | 2022-03-14 22:54:12+00 | Any | MBT | Ex | CZ07 | cWVVG | Cap-Tons | 1 | 199999.2031 | None | 1675955.6313 | 518646.765 | 737073.3125 | 0 | 156892.708 | 8982.2039 | 87629.4512 | 166725.9953 | 33300.9366 | 8880.9633 | 9870.0703 | 0 | 9870.0703 | 0 | 533.6705 | 248.3599
WtrCldCentChlr-NoFric-2Cmp-0.439kwpton-VarSpd-CndRlf | DEER2023 |  | 2022-03-14 23:25:13+00 | Any | MBT | Ex | CZ07 | cWVVG | Cap-Tons | 333.5212 | 199999.2031 | None | 1610985.4351 | 518646.765 | 737073.3125 | 0 | 92080.1728 | 8821.9115 | 87632.0351 | 166725.9953 | 33300.9366 | 8880.9633 | 9870.0698 | 0 | 9870.0698 | 0 | 491.5618 | 226.9911
WtrCldCentChlr-NoFric-2Cmp-0.748kwpton-VarSpd-CndRlf | DEER2023 |  | 2022-03-14 23:25:13+00 | Any | MBT | Ex | CZ07 | cWVVG | Cap-Tons | 1 | 199999.2031 | None | 1675760.5515 | 518646.765 | 737073.3125 | 0 | 156800.6161 | 8993.1217 | 87515.3901 | 166725.9953 | 33300.9366 | 8880.9633 | 9870.0703 | 0 | 9870.0703 | 0 | 537.1101 | 249.907
WtrCldRecipChlr-0.42kwpton | DEER2023 |  | 2022-03-14 23:49:47+00 | Any | MBT | Ex | CZ07 | cWVVG | Cap-Tons | 333.5212 | 199999.2031 | None | 1644937.6372 | 518646.765 | 737073.3125 | 0 | 129349.7838 | 2765.9342 | 90370.2345 | 166726.3961 | 33300.9366 | 8880.964 | 9870.0213 | 0 | 9870.0213 | 0 | 505.3048 | 234.4585
WtrCldRecipChlr-0.748kwpton | DEER2023 |  | 2022-03-14 23:49:47+00 | Any | MBT | Ex | CZ07 | cWVVG | Cap-Tons | 1 | 199999.2031 | None | 1745739.4964 | 518646.765 | 737073.3125 | 0 | 230123.8087 | 2857.5517 | 90306.952 | 166726.3961 | 33300.9366 | 8880.964 | 9870.021 | 0 | 9870.021 | 0 | 571.9522 | 267.8288
WtrCldScrewChlr-0.42kwpton | DEER2023 |  | 2022-03-15 00:09:29+00 | Any | MBT | Ex | CZ07 | cWVVG | Cap-Tons | 333.5212 | 199999.2031 | None | 1654395.6455 | 518646.765 | 737073.3125 | 0 | 138920.5959 | 2798.2411 | 90225.1796 | 166726.3961 | 33300.9366 | 8880.9642 | 9870.0207 | 0 | 9870.0207 | 0 | 514.8324 | 239.3742
WtrCldScrewChlr-0.748kwpton | DEER2023 |  | 2022-03-15 00:09:29+00 | Any | MBT | Ex | CZ07 | cWVVG | Cap-Tons | 1 | 199999.2031 | None | 1761859.1712 | 518646.765 | 737073.3125 | 0 | 246451.9577 | 2916.0633 | 90039.4968 | 166726.3961 | 33300.9366 | 8880.9642 | 9870.0211 | 0 | 9870.0211 | 0 | 588.9276 | 276.5893
WtrCldScrewChlr-0.439kwpton-VarSpd | DEER2023 |  | 2022-03-15 00:41:21+00 | Any | MBT | Ex | CZ07 | cWVVG | Cap-Tons | 333.5212 | 199999.2031 | None | 1631547.5825 | 518646.765 | 737073.3125 | 0 | 114680.5289 | 2798.5807 | 91617.3587 | 166726.3961 | 33300.9366 | 8880.9639 | 9870.0215 | 0 | 9870.0215 | 0 | 492.0713 | 228.0459
WtrCldScrewChlr-0.748kwpton-VarSpd | DEER2023 |  | 2022-03-15 00:41:21+00 | Any | MBT | Ex | CZ07 | cWVVG | Cap-Tons | 1 | 199999.2031 | None | 1711758.6197 | 518646.765 | 737073.3125 | 0 | 194920.9369 | 2849.3791 | 91537.1118 | 166726.3961 | 33300.9366 | 8880.9643 | 9870.0212 | 0 | 9870.0212 | 0 | 542.6043 | 253.4314
AirCldRecipChlr-0.95kwpton | DEER2023 |  | 2022-03-14 18:21:41+00 | Any | MBT | Ex | CZ08 | cAVVG | Cap-Tons | 372.172 | 199999.2031 | None | 1765528.338 | 518454.8747 | 737073.3125 | 0 | 284529.917 | 0 | 52358.7449 | 173106.7496 | 40563.2213 | 11053.152 | 10178.8672 | 0 | 10178.8672 | 0 | 610.3711 | 284.9137
AirCldRecipChlr-1.407kwpton | DEER2023 |  | 2022-03-14 18:21:41+00 | Any | MBT | Ex | CZ08 | cAVVG | Cap-Tons | 1 | 199999.2031 | None | 1902402.1014 | 518454.8747 | 737073.3125 | 0 | 421403.7464 | 0 | 52358.7449 | 173106.7496 | 40563.2213 | 11053.152 | 10178.8672 | 0 | 10178.8672 | 0 | 707.812 | 333.4044
AirCldScrewChlr-0.95kwpton | DEER2023 |  | 2022-03-14 19:29:42+00 | Any | MBT | Ex | CZ08 | cAVVG | Cap-Tons | 372.172 | 199999.2031 | None | 1812525.1012 | 518454.8747 | 737073.3125 | 0 | 331206.8396 | 0 | 52678.4009 | 173106.9184 | 40563.2213 | 11053.152 | 10178.8481 | 0 | 10178.8481 | 0 | 625.757 | 292.962
AirCldScrewChlr-1.407kwpton | DEER2023 |  | 2022-03-14 19:29:42+00 | Any | MBT | Ex | CZ08 | cAVVG | Cap-Tons | 1 | 199999.2031 | None | 1971853.228 | 518454.8747 | 737073.3125 | 0 | 490534.581 | 0 | 52678.4009 | 173106.9184 | 40563.2213 | 11053.152 | 10178.8481 | 0 | 10178.8481 | 0 | 730.599 | 345.3239
AirCldScrewChlr-0.99kwpton-VarSpd | DEER2023 |  | 2022-03-14 20:36:10+00 | Any | MBT | Ex | CZ08 | cAVVG | Cap-Tons | 372.172 | 199999.2031 | None | 1826470.7528 | 518454.8747 | 737073.3125 | 0 | 345152.2977 | 0 | 52678.4009 | 173106.9184 | 40563.2213 | 11053.152 | 10178.8481 | 0 | 10178.8481 | 0 | 634.9339 | 297.5454
AirCldScrewChlr-1.407kwpton-VarSpd | DEER2023 |  | 2022-03-14 20:36:10+00 | Any | MBT | Ex | CZ08 | cAVVG | Cap-Tons | 1 | 199999.2031 | None | 1971853.228 | 518454.8747 | 737073.3125 | 0 | 490534.581 | 0 | 52678.4009 | 173106.9184 | 40563.2213 | 11053.152 | 10178.8481 | 0 | 10178.8481 | 0 | 730.599 | 345.3239
WtrCldCentChlr-Conv-0.42kwpton | DEER2023 |  | 2022-03-14 21:09:18+00 | Any | MBT | Ex | CZ08 | cWVVG | Cap-Tons | 372.172 | 199999.2031 | None | 1745150.1235 | 518454.8747 | 737073.3125 | 0 | 208982.0613 | 3974.5112 | 103553.5767 | 173106.8088 | 40563.2213 | 11053.152 | 10178.8625 | 0 | 10178.8625 | 0 | 539.3285 | 251.7979
WtrCldCentChlr-Conv-0.748kwpton | DEER2023 |  | 2022-03-14 21:09:18+00 | Any | MBT | Ex | CZ08 | cWVVG | Cap-Tons | 1 | 199999.2031 | None | 1908408.8239 | 518454.8747 | 737073.3125 | 0 | 372076.047 | 4159.6824 | 103533.3868 | 173106.7873 | 40563.2213 | 11053.152 | 10178.8626 | 0 | 10178.8626 | 0 | 623.2497 | 295.9345
WtrCldCentChlr-Conv-1Cmp-0.439kwpton-VarSpd-CndRlf | DEER2023 |  | 2022-03-14 22:16:50+00 | Any | MBT | Ex | CZ08 | cWVVG | Cap-Tons | 372.172 | 199999.2031 | None | 1670660.8656 | 518454.8747 | 737073.3125 | 0 | 126079.8605 | 12448.2669 | 103493.1893 | 173106.6993 | 40563.2213 | 11053.152 | 10178.872 | 0 | 10178.872 | 0 | 504.4143 | 234.5807
WtrCldCentChlr-Conv-1Cmp-0.748kwpton-VarSpd-CndRlf | DEER2023 |  | 2022-03-14 22:16:50+00 | Any | MBT | Ex | CZ08 | cWVVG | Cap-Tons | 1 | 199999.2031 | None | 1759469.3337 | 518454.8747 | 737073.3125 | 0 | 214628.078 | 12752.0482 | 103449.5463 | 173106.6993 | 40563.2213 | 11053.152 | 10178.8722 | 0 | 10178.8722 | 0 | 550.6428 | 260.3095
WtrCldCentChlr-NoFric-1Cmp-0.439kwpton-VarSpd-CndRlf | DEER2023 |  | 2022-03-14 22:54:12+00 | Any | MBT | Ex | CZ08 | cWVVG | Cap-Tons | 372.172 | 199999.2031 | None | 1665512.9767 | 518454.8747 | 737073.3125 | 0 | 122489.3584 | 12267.5175 | 102116.2023 | 173106.7657 | 40563.2213 | 11053.152 | 10178.8665 | 0 | 10178.8665 | 0 | 511.6697 | 237.2952
WtrCldCentChlr-NoFric-1Cmp-0.748kwpton-VarSpd-CndRlf | DEER2023 |  | 2022-03-14 22:54:12+00 | Any | MBT | Ex | CZ08 | cWVVG | Cap-Tons | 1 | 199999.2031 | None | 1751818.2122 | 518454.8747 | 737073.3125 | 0 | 208565.0653 | 12570.4566 | 102042.8759 | 173106.7657 | 40563.2213 | 11053.152 | 10178.8663 | 0 | 10178.8663 | 0 | 563.2439 | 265.1637
WtrCldCentChlr-NoFric-2Cmp-0.439kwpton-VarSpd-CndRlf | DEER2023 |  | 2022-03-14 23:25:13+00 | Any | MBT | Ex | CZ08 | cWVVG | Cap-Tons | 372.172 | 199999.2031 | None | 1666115.3426 | 518454.8747 | 737073.3125 | 0 | 123140.0678 | 12276.6304 | 102058.83 | 173106.7657 | 40563.2213 | 11053.152 | 10178.8663 | 0 | 10178.8663 | 0 | 513.8454 | 238.2151
WtrCldCentChlr-NoFric-2Cmp-0.748kwpton-VarSpd-CndRlf | DEER2023 |  | 2022-03-14 23:25:13+00 | Any | MBT | Ex | CZ08 | cWVVG | Cap-Tons | 1 | 199999.2031 | None | 1752871.6893 | 518454.8747 | 737073.3125 | 0 | 209673.0998 | 12586.273 | 101972.4277 | 173106.7657 | 40563.2213 | 11053.152 | 10178.8663 | 0 | 10178.8663 | 0 | 566.9591 | 266.7318
WtrCldRecipChlr-0.42kwpton | DEER2023 |  | 2022-03-14 23:49:47+00 | Any | MBT | Ex | CZ08 | cWVVG | Cap-Tons | 372.172 | 199999.2031 | None | 1707349.4827 | 518454.8747 | 737073.3125 | 0 | 169045.2768 | 4010.4986 | 105653.4613 | 173107.3026 | 40563.2213 | 11053.1542 | 10178.8075 | 0 | 10178.8075 | 0 | 529.8061 | 247.9856
WtrCldRecipChlr-0.748kwpton | DEER2023 |  | 2022-03-14 23:49:47+00 | Any | MBT | Ex | CZ08 | cWVVG | Cap-Tons | 1 | 199999.2031 | None | 1839215.3596 | 518454.8747 | 737073.3125 | 0 | 300817.384 | 4154.859 | 105603.214 | 173107.3026 | 40563.2213 | 11053.1542 | 10178.8072 | 0 | 10178.8072 | 0 | 606.4406 | 288.57
WtrCldScrewChlr-0.42kwpton | DEER2023 |  | 2022-03-15 00:09:29+00 | Any | MBT | Ex | CZ08 | cWVVG | Cap-Tons | 372.172 | 199999.2031 | None | 1721463.0012 | 518454.8747 | 737073.3125 | 0 | 183253.2935 | 4054.7704 | 105514.7466 | 173107.3026 | 40563.2213 | 11053.1542 | 10178.8075 | 0 | 10178.8075 | 0 | 540.5786 | 253.0517
WtrCldScrewChlr-0.748kwpton | DEER2023 |  | 2022-03-15 00:09:29+00 | Any | MBT | Ex | CZ08 | cWVVG | Cap-Tons | 1 | 199999.2031 | None | 1863670.2457 | 518454.8747 | 737073.3125 | 0 | 325407.1446 | 4234.1269 | 105388.4951 | 173107.3026 | 40563.2213 | 11053.1542 | 10178.8075 | 0 | 10178.8075 | 0 | 625.6358 | 297.5995
WtrCldScrewChlr-0.439kwpton-VarSpd | DEER2023 |  | 2022-03-15 00:41:21+00 | Any | MBT | Ex | CZ08 | cWVVG | Cap-Tons | 372.172 | 199999.2031 | None | 1688921.6115 | 518454.8747 | 737073.3125 | 0 | 149240.3942 | 4041.3401 | 106999.2893 | 173107.3026 | 40563.2213 | 11053.1542 | 10178.8078 | 0 | 10178.8078 | 0 | 515.858 | 241.4551
WtrCldScrewChlr-0.748kwpton-VarSpd | DEER2023 |  | 2022-03-15 00:41:21+00 | Any | MBT | Ex | CZ08 | cWVVG | Cap-Tons | 1 | 199999.2031 | None | 1793490.0585 | 518454.8747 | 737073.3125 | 0 | 253771.979 | 4131.0153 | 106946.645 | 173107.3026 | 40563.2213 | 11053.1542 | 10178.8078 | 0 | 10178.8078 | 0 | 574.8804 | 273.2527
AirCldRecipChlr-0.95kwpton | DEER2023 |  | 2022-03-14 18:21:41+00 | Any | MBT | Ex | CZ09 | cAVVG | Cap-Tons | 421.9674 | 199999.2031 | None | 1748436.3094 | 518725.011 | 737073.3125 | 0 | 266617.7436 | 0 | 56935.1811 | 169080.194 | 38939.2583 | 14156.0068 | 10678.9993 | 0 | 10678.9993 | 0 | 615.63 | 314.5015
AirCldRecipChlr-1.407kwpton | DEER2023 |  | 2022-03-14 18:21:41+00 | Any | MBT | Ex | CZ09 | cAVVG | Cap-Tons | 1 | 199999.2031 | None | 1876693.6207 | 518725.011 | 737073.3125 | 0 | 394874.9178 | 0 | 56935.1811 | 169080.194 | 38939.2583 | 14156.0068 | 10678.9993 | 0 | 10678.9993 | 0 | 715.384 | 375.7387
AirCldScrewChlr-0.95kwpton | DEER2023 |  | 2022-03-14 19:29:42+00 | Any | MBT | Ex | CZ09 | cAVVG | Cap-Tons | 421.9674 | 199999.2031 | None | 1794765.6673 | 518725.011 | 737073.3125 | 0 | 312846.4149 | 0 | 57035.837 | 169080.1548 | 38939.2583 | 14156.0068 | 10679.0005 | 0 | 10679.0005 | 0 | 633.4721 | 323.8201
AirCldScrewChlr-1.407kwpton | DEER2023 |  | 2022-03-14 19:29:42+00 | Any | MBT | Ex | CZ09 | cAVVG | Cap-Tons | 1 | 199999.2031 | None | 1945261.3083 | 518725.011 | 737073.3125 | 0 | 463341.9288 | 0 | 57035.837 | 169080.1548 | 38939.2583 | 14156.0068 | 10679.0005 | 0 | 10679.0005 | 0 | 741.8158 | 389.5409
AirCldScrewChlr-0.99kwpton-VarSpd | DEER2023 |  | 2022-03-14 20:36:10+00 | Any | MBT | Ex | CZ09 | cAVVG | Cap-Tons | 421.9674 | 199999.2031 | None | 1807938.2875 | 518725.011 | 737073.3125 | 0 | 326018.8351 | 0 | 57035.837 | 169080.1548 | 38939.2583 | 14156.0068 | 10679.0005 | 0 | 10679.0005 | 0 | 642.9549 | 329.5725
AirCldScrewChlr-1.407kwpton-VarSpd | DEER2023 |  | 2022-03-14 20:36:10+00 | Any | MBT | Ex | CZ09 | cAVVG | Cap-Tons | 1 | 199999.2031 | None | 1945261.3083 | 518725.011 | 737073.3125 | 0 | 463341.9288 | 0 | 57035.837 | 169080.1548 | 38939.2583 | 14156.0068 | 10679.0005 | 0 | 10679.0005 | 0 | 741.8158 | 389.5409
WtrCldCentChlr-Conv-0.42kwpton | DEER2023 |  | 2022-03-14 21:09:18+00 | Any | MBT | Ex | CZ09 | cWVVG | Cap-Tons | 425.0812 | 199999.2031 | None | 1731732.8396 | 518725.011 | 737073.3125 | 0 | 198345.9987 | 1433.0635 | 107070.3821 | 169080.2175 | 38939.4098 | 14156.0068 | 10679.0007 | 0 | 10679.0007 | 0 | 545.9279 | 266.4712
WtrCldCentChlr-Conv-0.748kwpton | DEER2023 |  | 2022-03-14 21:09:18+00 | Any | MBT | Ex | CZ09 | cWVVG | Cap-Tons | 1 | 199999.2031 | None | 1886615.5134 | 518725.011 | 737073.3125 | 0 | 353166.8036 | 1499.0768 | 107066.2859 | 169080.2175 | 38939.4098 | 14156.0068 | 10679.0006 | 0 | 10679.0006 | 0 | 634.2404 | 318.4961
WtrCldCentChlr-Conv-1Cmp-0.439kwpton-VarSpd-CndRlf | DEER2023 |  | 2022-03-14 22:16:50+00 | Any | MBT | Ex | CZ09 | cWVVG | Cap-Tons | 425.0813 | 199999.2031 | None | 1666357.943 | 518725.011 | 737073.3125 | 0 | 131323.2262 | 3806.2283 | 106344.9666 | 169080.2628 | 38939.4098 | 14156.0068 | 10678.9962 | 0 | 10678.9962 | 0 | 502.6528 | 245.6614
WtrCldCentChlr-Conv-1Cmp-0.748kwpton-VarSpd-CndRlf | DEER2023 |  | 2022-03-14 22:16:50+00 | Any | MBT | Ex | CZ09 | cWVVG | Cap-Tons | 1 | 199999.2031 | None | 1758004.6177 | 518725.011 | 737073.3125 | 0 | 223077.2907 | 3854.7297 | 106189.1832 | 169080.2628 | 38939.4098 | 14156.0068 | 10678.9962 | 0 | 10678.9962 | 0 | 557.3158 | 278.8399
WtrCldCentChlr-NoFric-1Cmp-0.439kwpton-VarSpd-CndRlf | DEER2023 |  | 2022-03-14 22:54:12+00 | Any | MBT | Ex | CZ09 | cWVVG | Cap-Tons | 425.0813 | 199999.2031 | None | 1648591.9252 | 518725.011 | 737073.3125 | 0 | 116014.2454 | 3627.9966 | 104065.8677 | 169080.2662 | 38939.4098 | 14156.0068 | 10678.997 | 0 | 10678.997 | 0 | 503.854 | 245.8596
WtrCldCentChlr-NoFric-1Cmp-0.748kwpton-VarSpd-CndRlf | DEER2023 |  | 2022-03-14 22:54:12+00 | Any | MBT | Ex | CZ09 | cWVVG | Cap-Tons | 1 | 199999.2031 | None | 1729550.4202 | 518725.011 | 737073.3125 | 0 | 197104.8271 | 3668.7672 | 103892.8371 | 169080.2628 | 38939.4098 | 14156.0068 | 10678.9967 | 0 | 10678.9967 | 0 | 559.4171 | 279.6125
WtrCldCentChlr-NoFric-2Cmp-0.439kwpton-VarSpd-CndRlf | DEER2023 |  | 2022-03-14 23:25:13+00 | Any | MBT | Ex | CZ09 | cWVVG | Cap-Tons | 425.0813 | 199999.2031 | None | 1645566.6998 | 518725.011 | 737073.3125 | 0 | 113213.1466 | 3626.9781 | 103842.4677 | 169080.2419 | 38939.4098 | 14156.0068 | 10678.9969 | 0 | 10678.9969 | 0 | 504.4734 | 246.3844
WtrCldCentChlr-NoFric-2Cmp-0.748kwpton-VarSpd-CndRlf | DEER2023 |  | 2022-03-14 23:25:13+00 | Any | MBT | Ex | CZ09 | cWVVG | Cap-Tons | 1 | 199999.2031 | None | 1724602.1786 | 518725.011 | 737073.3125 | 0 | 192395.4388 | 3667.4408 | 103655.3782 | 169080.2419 | 38939.4098 | 14156.0068 | 10678.9965 | 0 | 10678.9965 | 0 | 560.4719 | 280.5064
WtrCldRecipChlr-0.42kwpton | DEER2023 |  | 2022-03-14 23:49:47+00 | Any | MBT | Ex | CZ09 | cWVVG | Cap-Tons | 425.0813 | 199999.2031 | None | 1688560.2201 | 518725.011 | 737073.3125 | 0 | 153272.0832 | 1478.1099 | 108926.3265 | 169080.1548 | 38939.4098 | 14156.0068 | 10679.0075 | 0 | 10679.0075 | 0 | 530.8977 | 261.1272
WtrCldRecipChlr-0.748kwpton | DEER2023 |  | 2022-03-14 23:49:47+00 | Any | MBT | Ex | CZ09 | cWVVG | Cap-Tons | 1 | 199999.2031 | None | 1807725.1587 | 518725.011 | 737073.3125 | 0 | 272508.9745 | 1523.6774 | 108808.7974 | 169080.1548 | 38939.4098 | 14156.0068 | 10679.0075 | 0 | 10679.0075 | 0 | 607.1501 | 308.0308
WtrCldScrewChlr-0.42kwpton | DEER2023 |  | 2022-03-15 00:09:29+00 | Any | MBT | Ex | CZ09 | cWVVG | Cap-Tons | 425.0813 | 199999.2031 | None | 1701619.6964 | 518725.011 | 737073.3125 | 0 | 166725.5165 | 1506.4584 | 108504.2266 | 169080.1548 | 38939.4098 | 14156.0068 | 10679.0076 | 0 | 10679.0076 | 0 | 547.3717 | 268.1581
WtrCldScrewChlr-0.748kwpton | DEER2023 |  | 2022-03-15 00:09:29+00 | Any | MBT | Ex | CZ09 | cWVVG | Cap-Tons | 1 | 199999.2031 | None | 1830213.3749 | 518725.011 | 737073.3125 | 0 | 295543.5739 | 1575.4639 | 108210.644 | 169080.1548 | 38939.4098 | 14156.0068 | 10679.0079 | 0 | 10679.0079 | 0 | 636.4993 | 320.5232
WtrCldScrewChlr-0.439kwpton-VarSpd | DEER2023 |  | 2022-03-15 00:41:21+00 | Any | MBT | Ex | CZ09 | cWVVG | Cap-Tons | 425.0813 | 199999.2031 | None | 1673073.8957 | 518725.011 | 737073.3125 | 0 | 137231.7232 | 1477.3543 | 109481.0457 | 169080.1339 | 38939.4098 | 14156.0068 | 10679.0079 | 0 | 10679.0079 | 0 | 517.0156 | 254.4979
WtrCldScrewChlr-0.748kwpton-VarSpd | DEER2023 |  | 2022-03-15 00:41:21+00 | Any | MBT | Ex | CZ09 | cWVVG | Cap-Tons | 1 | 199999.2031 | None | 1768603.9832 | 518725.011 | 737073.3125 | 0 | 232913.0639 | 1500.1638 | 109306.9703 | 169080.1757 | 38939.4098 | 14156.0068 | 10679.0072 | 0 | 10679.0072 | 0 | 575.8319 | 291.9617
AirCldRecipChlr-0.95kwpton | DEER2023 |  | 2022-03-14 18:21:41+00 | Any | MBT | Ex | CZ10 | cAVVG | Cap-Tons | 375.019 | 199999.2031 | None | 1734893.2135 | 518849.7895 | 737073.3125 | 0 | 264020.1313 | 0 | 51293.8814 | 163651.2525 | 35014.9812 | 15278.9302 | 10451.2961 | 0 | 10451.2961 | 0 | 624.6009 | 308.1296
AirCldRecipChlr-1.407kwpton | DEER2023 |  | 2022-03-14 18:21:41+00 | Any | MBT | Ex | CZ10 | cAVVG | Cap-Tons | 1 | 199999.2031 | None | 1861900.785 | 518849.7895 | 737073.3125 | 0 | 391027.6571 | 0 | 51293.8814 | 163651.2525 | 35014.9812 | 15278.9302 | 10451.2961 | 0 | 10451.2961 | 0 | 730.6621 | 367.617
AirCldScrewChlr-0.95kwpton | DEER2023 |  | 2022-03-14 19:29:42+00 | Any | MBT | Ex | CZ10 | cAVVG | Cap-Tons | 375.019 | 199999.2031 | None | 1782597.5583 | 518849.7895 | 737073.3125 | 0 | 311567.9685 | 0 | 51450.105 | 163651.3804 | 35015.122 | 15278.9318 | 10451.2867 | 0 | 10451.2867 | 0 | 643.9776 | 319.3308
AirCldScrewChlr-1.407kwpton | DEER2023 |  | 2022-03-14 19:29:42+00 | Any | MBT | Ex | CZ10 | cAVVG | Cap-Tons | 1 | 199999.2031 | None | 1932477.6837 | 518849.7895 | 737073.3125 | 0 | 461448.4998 | 0 | 51450.105 | 163651.3804 | 35015.122 | 15278.9318 | 10451.2867 | 0 | 10451.2867 | 0 | 759.3601 | 384.2066
AirCldScrewChlr-0.99kwpton-VarSpd | DEER2023 |  | 2022-03-14 20:36:10+00 | Any | MBT | Ex | CZ10 | cAVVG | Cap-Tons | 375.019 | 199999.2031 | None | 1795716.224 | 518849.7895 | 737073.3125 | 0 | 324686.6221 | 0 | 51450.105 | 163651.3804 | 35015.122 | 15278.9318 | 10451.2867 | 0 | 10451.2867 | 0 | 654.0767 | 325.0093
AirCldScrewChlr-1.407kwpton-VarSpd | DEER2023 |  | 2022-03-14 20:36:10+00 | Any | MBT | Ex | CZ10 | cAVVG | Cap-Tons | 1 | 199999.2031 | None | 1932477.6837 | 518849.7895 | 737073.3125 | 0 | 461448.4998 | 0 | 51450.105 | 163651.3804 | 35015.122 | 15278.9318 | 10451.2867 | 0 | 10451.2867 | 0 | 759.3601 | 384.2066
WtrCldCentChlr-Conv-0.42kwpton | DEER2023 |  | 2022-03-14 21:09:18+00 | Any | MBT | Ex | CZ10 | cWVVG | Cap-Tons | 375.019 | 199999.2031 | None | 1702574.4844 | 518849.7895 | 737073.3125 | 0 | 183251.9983 | 2920.7148 | 96822.3769 | 163651.1803 | 35015.3015 | 15278.9259 | 10451.313 | 0 | 10451.313 | 0 | 537.9031 | 263.2361
WtrCldCentChlr-Conv-0.748kwpton | DEER2023 |  | 2022-03-14 21:09:18+00 | Any | MBT | Ex | CZ10 | cWVVG | Cap-Tons | 1 | 199999.2031 | None | 1845680.345 | 518849.7895 | 737073.3125 | 0 | 326197.6142 | 3047.8739 | 96855.6955 | 163651.1803 | 35015.3015 | 15278.9259 | 10451.3126 | 0 | 10451.3126 | 0 | 623.4723 | 314.0853
WtrCldCentChlr-Conv-1Cmp-0.439kwpton-VarSpd-CndRlf | DEER2023 |  | 2022-03-14 22:16:50+00 | Any | MBT | Ex | CZ10 | cWVVG | Cap-Tons | 375.019 | 199999.2031 | None | 1627196.4031 | 518849.7895 | 737073.3125 | 0 | 101930.257 | 8730.5638 | 96956.7111 | 163650.9683 | 35015.3015 | 15278.9221 | 10451.3362 | 0 | 10451.3362 | 0 | 499.9654 | 242.2139
WtrCldCentChlr-Conv-1Cmp-0.748kwpton-VarSpd-CndRlf | DEER2023 |  | 2022-03-14 22:16:50+00 | Any | MBT | Ex | CZ10 | cWVVG | Cap-Tons | 1 | 199999.2031 | None | 1698770.4837 | 518849.7895 | 737073.3125 | 0 | 173427.4928 | 8880.9535 | 96883.218 | 163650.9683 | 35015.3015 | 15278.9221 | 10451.3363 | 0 | 10451.3363 | 0 | 544.7459 | 270.2155
WtrCldCentChlr-NoFric-1Cmp-0.439kwpton-VarSpd-CndRlf | DEER2023 |  | 2022-03-14 22:54:12+00 | Any | MBT | Ex | CZ10 | cWVVG | Cap-Tons | 375.019 | 199999.2031 | None | 1627888.5684 | 518849.7895 | 737073.3125 | 0 | 105233.8407 | 8432.7567 | 94642.798 | 163651.0284 | 35015.3015 | 15278.9221 | 10451.3315 | 0 | 10451.3315 | 0 | 508.3308 | 246.2873
WtrCldCentChlr-NoFric-1Cmp-0.748kwpton-VarSpd-CndRlf | DEER2023 |  | 2022-03-14 22:54:12+00 | Any | MBT | Ex | CZ10 | cWVVG | Cap-Tons | 1 | 199999.2031 | None | 1701876.1631 | 518849.7895 | 737073.3125 | 0 | 179141.3305 | 8599.153 | 94556.3769 | 163651.0284 | 35015.3015 | 15278.9221 | 10451.3312 | 0 | 10451.3312 | 0 | 559.2568 | 277.9743
WtrCldCentChlr-NoFric-2Cmp-0.439kwpton-VarSpd-CndRlf | DEER2023 |  | 2022-03-14 23:25:13+00 | Any | MBT | Ex | CZ10 | cWVVG | Cap-Tons | 375.019 | 199999.2031 | None | 1628694.8061 | 518849.7895 | 737073.3125 | 0 | 106121.6022 | 8442.0873 | 94551.8245 | 163651.0043 | 35015.3015 | 15278.9221 | 10451.3312 | 0 | 10451.3312 | 0 | 510.7329 | 247.216
WtrCldCentChlr-NoFric-2Cmp-0.748kwpton-VarSpd-CndRlf | DEER2023 |  | 2022-03-14 23:25:13+00 | Any | MBT | Ex | CZ10 | cWVVG | Cap-Tons | 1 | 199999.2031 | None | 1703276.1914 | 518849.7895 | 737073.3125 | 0 | 180670.0037 | 8615.0105 | 94412.0819 | 163651.0043 | 35015.3015 | 15278.9221 | 10451.3314 | 0 | 10451.3314 | 0 | 563.3588 | 279.559
WtrCldRecipChlr-0.42kwpton | DEER2023 |  | 2022-03-14 23:49:47+00 | Any | MBT | Ex | CZ10 | cWVVG | Cap-Tons | 375.019 | 199999.2031 | None | 1668866.5413 | 518849.7895 | 737073.3125 | 0 | 147998.9827 | 2920.4316 | 98367.5009 | 163651.7178 | 35015.0182 | 15278.9341 | 10451.2523 | 0 | 10451.2523 | 0 | 527.5937 | 257.5709
WtrCldRecipChlr-0.748kwpton | DEER2023 |  | 2022-03-14 23:49:47+00 | Any | MBT | Ex | CZ10 | cWVVG | Cap-Tons | 1 | 199999.2031 | None | 1784209.7765 | 518849.7895 | 737073.3125 | 0 | 263315.3745 | 3016.344 | 98298.0101 | 163651.7178 | 35015.0182 | 15278.9341 | 10451.2524 | 0 | 10451.2524 | 0 | 605.2453 | 303.5159
WtrCldScrewChlr-0.42kwpton | DEER2023 |  | 2022-03-15 00:09:29+00 | Any | MBT | Ex | CZ10 | cWVVG | Cap-Tons | 375.019 | 199999.2031 | None | 1675272.6789 | 518849.7895 | 737073.3125 | 0 | 154782.2311 | 2941.9854 | 97968.5676 | 163651.7178 | 35015.0182 | 15278.9341 | 10451.2523 | 0 | 10451.2523 | 0 | 537.6463 | 262.7231
WtrCldScrewChlr-0.748kwpton | DEER2023 |  | 2022-03-15 00:09:29+00 | Any | MBT | Ex | CZ10 | cWVVG | Cap-Tons | 1 | 199999.2031 | None | 1795046.1608 | 518849.7895 | 737073.3125 | 0 | 274595.3057 | 3060.6366 | 97810.3705 | 163651.7023 | 35015.0182 | 15278.9341 | 10451.2524 | 0 | 10451.2524 | 0 | 623.1586 | 312.6898
WtrCldScrewChlr-0.439kwpton-VarSpd | DEER2023 |  | 2022-03-15 00:41:21+00 | Any | MBT | Ex | CZ10 | cWVVG | Cap-Tons | 375.019 | 199999.2031 | None | 1643687.6465 | 518849.7895 | 737073.3125 | 0 | 120503.0091 | 3016.1742 | 100588.7168 | 163651.7023 | 35015.0182 | 15278.9341 | 10451.2523 | 0 | 10451.2523 | 0 | 508.6024 | 246.6931
WtrCldScrewChlr-0.748kwpton-VarSpd | DEER2023 |  | 2022-03-15 00:41:21+00 | Any | MBT | Ex | CZ10 | cWVVG | Cap-Tons | 1 | 199999.2031 | None | 1727953.5148 | 518849.7895 | 737073.3125 | 0 | 204799.637 | 3062.4746 | 100511.5632 | 163651.7023 | 35015.0182 | 15278.9341 | 10451.2527 | 0 | 10451.2527 | 0 | 565.0005 | 279.6058
AirCldRecipChlr-0.95kwpton | DEER2023 |  | 2022-03-14 18:21:41+00 | Any | MBT | Ex | CZ11 | cAVVG | Cap-Tons | 385.4849 | 199999.2031 | None | 1714378.2403 | 518843.7072 | 737073.3125 | 0 | 249636.0535 | 0 | 48447.8026 | 160372.2776 | 31130.2208 | 26165.0113 | 13191.4137 | 0 | 13191.4137 | 0 | 654.6048 | 364.9944
AirCldRecipChlr-1.407kwpton | DEER2023 |  | 2022-03-14 18:21:41+00 | Any | MBT | Ex | CZ11 | cAVVG | Cap-Tons | 1 | 199999.2031 | None | 1834466.0468 | 518843.7072 | 737073.3125 | 0 | 369724.0813 | 0 | 48447.8026 | 160372.2776 | 31130.2208 | 26165.0113 | 13191.4137 | 0 | 13191.4137 | 0 | 774.0697 | 448.8399
AirCldScrewChlr-0.95kwpton | DEER2023 |  | 2022-03-14 19:29:42+00 | Any | MBT | Ex | CZ11 | cAVVG | Cap-Tons | 385.4849 | 199999.2031 | None | 1757358.5377 | 518843.7072 | 737073.3125 | 0 | 292516.3125 | 0 | 48547.1373 | 160372.7887 | 31129.1845 | 26165.0135 | 13191.4063 | 0 | 13191.4063 | 0 | 676.9321 | 382.4222
AirCldScrewChlr-1.407kwpton | DEER2023 |  | 2022-03-14 19:29:42+00 | Any | MBT | Ex | CZ11 | cAVVG | Cap-Tons | 1 | 199999.2031 | None | 1898073.776 | 518843.7072 | 737073.3125 | 0 | 433232.0447 | 0 | 48547.1373 | 160372.7887 | 31129.1845 | 26165.0135 | 13191.4063 | 0 | 13191.4063 | 0 | 807.139 | 474.6518
AirCldScrewChlr-0.99kwpton-VarSpd | DEER2023 |  | 2022-03-14 20:36:10+00 | Any | MBT | Ex | CZ11 | cAVVG | Cap-Tons | 385.4849 | 199999.2031 | None | 1769674.6721 | 518843.7072 | 737073.3125 | 0 | 304832.7897 | 0 | 48547.1373 | 160372.7887 | 31129.1845 | 26165.0135 | 13191.4063 | 0 | 13191.4063 | 0 | 688.3288 | 390.4949
AirCldScrewChlr-1.407kwpton-VarSpd | DEER2023 |  | 2022-03-14 20:36:10+00 | Any | MBT | Ex | CZ11 | cAVVG | Cap-Tons | 1 | 199999.2031 | None | 1898073.776 | 518843.7072 | 737073.3125 | 0 | 433232.0447 | 0 | 48547.1373 | 160372.7887 | 31129.1845 | 26165.0135 | 13191.4063 | 0 | 13191.4063 | 0 | 807.139 | 474.6518
WtrCldCentChlr-Conv-0.42kwpton | DEER2023 |  | 2022-03-14 21:09:18+00 | Any | MBT | Ex | CZ11 | cWVVG | Cap-Tons | 385.4849 | 199999.2031 | None | 1672154.6741 | 518843.7072 | 737073.3125 | 0 | 164350.0593 | 1720.4549 | 89789.5198 | 160372.5774 | 31130.4273 | 26165.0092 | 13191.4365 | 0 | 13191.4365 | 0 | 542.7779 | 289.3783
WtrCldCentChlr-Conv-0.748kwpton | DEER2023 |  | 2022-03-14 21:09:18+00 | Any | MBT | Ex | CZ11 | cWVVG | Cap-Tons | 1 | 199999.2031 | None | 1800391.2485 | 518843.7072 | 737073.3125 | 0 | 292508.6794 | 1791.1821 | 89796.4954 | 160372.5774 | 31130.4273 | 26165.0092 | 13191.4365 | 0 | 13191.4365 | 0 | 631.2354 | 353.2034
WtrCldCentChlr-Conv-1Cmp-0.439kwpton-VarSpd-CndRlf | DEER2023 |  | 2022-03-14 22:16:50+00 | Any | MBT | Ex | CZ11 | cWVVG | Cap-Tons | 385.4849 | 199999.2031 | None | 1604642.0692 | 518843.7072 | 737073.3125 | 0 | 95048.931 | 4385.9065 | 88913.2239 | 160372.0997 | 31130.271 | 26165.0054 | 13191.4815 | 0 | 13191.4815 | 0 | 497.4871 | 258.0255
WtrCldCentChlr-Conv-1Cmp-0.748kwpton-VarSpd-CndRlf | DEER2023 |  | 2022-03-14 22:16:50+00 | Any | MBT | Ex | CZ11 | cWVVG | Cap-Tons | 1 | 199999.2031 | None | 1670998.279 | 518843.7072 | 737073.3125 | 0 | 161466.2923 | 4416.9113 | 88821.0913 | 160372.0997 | 31130.271 | 26165.0054 | 13191.4815 | 0 | 13191.4815 | 0 | 543.1722 | 293.2484
WtrCldCentChlr-NoFric-1Cmp-0.439kwpton-VarSpd-CndRlf | DEER2023 |  | 2022-03-14 22:54:12+00 | Any | MBT | Ex | CZ11 | cWVVG | Cap-Tons | 385.4849 | 199999.2031 | None | 1602731.5316 | 518843.7072 | 737073.3125 | 0 | 95773.5449 | 4142.9508 | 86520.8003 | 160372.1409 | 31130.271 | 26165.0054 | 13191.483 | 0 | 13191.483 | 0 | 507.0552 | 262.4095
WtrCldCentChlr-NoFric-1Cmp-0.748kwpton-VarSpd-CndRlf | DEER2023 |  | 2022-03-14 22:54:12+00 | Any | MBT | Ex | CZ11 | cWVVG | Cap-Tons | 1 | 199999.2031 | None | 1669712.3707 | 518843.7072 | 737073.3125 | 0 | 162869.7339 | 4185.914 | 86362.5285 | 160372.1409 | 31130.271 | 26165.0033 | 13191.4832 | 0 | 13191.4832 | 0 | 560.8014 | 301.4484
WtrCldCentChlr-NoFric-2Cmp-0.439kwpton-VarSpd-CndRlf | DEER2023 |  | 2022-03-14 23:25:13+00 | Any | MBT | Ex | CZ11 | cWVVG | Cap-Tons | 385.4849 | 199999.2031 | None | 1602491.6436 | 518843.7072 | 737073.3125 | 0 | 95709.5528 | 4147.7893 | 86340.0823 | 160372.1409 | 31130.271 | 26165.0054 | 13191.4832 | 0 | 13191.4832 | 0 | 509.0062 | 263.4388
WtrCldCentChlr-NoFric-2Cmp-0.748kwpton-VarSpd-CndRlf | DEER2023 |  | 2022-03-14 23:25:13+00 | Any | MBT | Ex | CZ11 | cWVVG | Cap-Tons | 1 | 199999.2031 | None | 1669438.3401 | 518843.7072 | 737073.3125 | 0 | 162812.6557 | 4194.2298 | 86137.4817 | 160372.1409 | 31130.271 | 26165.0054 | 13191.4832 | 0 | 13191.4832 | 0 | 564.1253 | 303.2015
WtrCldRecipChlr-0.42kwpton | DEER2023 |  | 2022-03-14 23:49:47+00 | Any | MBT | Ex | CZ11 | cWVVG | Cap-Tons | 385.4849 | 199999.2031 | None | 1641089.5214 | 518843.7072 | 737073.3125 | 0 | 131344.7745 | 1760.5914 | 91688.9742 | 160373.0706 | 31130.2992 | 26165.0151 | 13191.3842 | 0 | 13191.3842 | 0 | 531.9497 | 280.6405
WtrCldRecipChlr-0.748kwpton | DEER2023 |  | 2022-03-14 23:49:47+00 | Any | MBT | Ex | CZ11 | cWVVG | Cap-Tons | 1 | 199999.2031 | None | 1743287.1548 | 518843.7072 | 737073.3125 | 0 | 233585.3522 | 1812.4887 | 91594.0623 | 160373.0706 | 31130.2992 | 26165.0151 | 13191.3842 | 0 | 13191.3842 | 0 | 612.0094 | 337.4145
WtrCldScrewChlr-0.42kwpton | DEER2023 |  | 2022-03-15 00:09:29+00 | Any | MBT | Ex | CZ11 | cWVVG | Cap-Tons | 385.4849 | 199999.2031 | None | 1647090.7352 | 518843.7072 | 737073.3125 | 0 | 137888.0769 | 1774.929 | 91132.7916 | 160373.0706 | 31130.2992 | 26165.0172 | 13191.384 | 0 | 13191.384 | 0 | 543.6252 | 287.9538
WtrCldScrewChlr-0.748kwpton | DEER2023 |  | 2022-03-15 00:09:29+00 | Any | MBT | Ex | CZ11 | cWVVG | Cap-Tons | 1 | 199999.2031 | None | 1753437.4236 | 518843.7072 | 737073.3125 | 0 | 244429.9604 | 1844.8968 | 90867.7786 | 160373.0706 | 31130.2992 | 26165.0172 | 13191.384 | 0 | 13191.384 | 0 | 632.8105 | 350.4265
WtrCldScrewChlr-0.439kwpton-VarSpd | DEER2023 |  | 2022-03-15 00:41:21+00 | Any | MBT | Ex | CZ11 | cWVVG | Cap-Tons | 385.4849 | 199999.2031 | None | 1617393.833 | 518843.7072 | 737073.3125 | 0 | 106189.7926 | 1805.181 | 93103.8176 | 160373.0706 | 31130.2992 | 26165.0135 | 13191.384 | 0 | 13191.384 | 0 | 512.2299 | 266.8838
WtrCldScrewChlr-0.748kwpton-VarSpd | DEER2023 |  | 2022-03-15 00:41:21+00 | Any | MBT | Ex | CZ11 | cWVVG | Cap-Tons | 1 | 199999.2031 | None | 1691329.3544 | 518843.7072 | 737073.3125 | 0 | 180279.4435 | 1824.224 | 92930.5957 | 160373.0706 | 31130.2992 | 26165.0135 | 13191.384 | 0 | 13191.384 | 0 | 570.3424 | 307.3333
AirCldRecipChlr-0.95kwpton | DEER2023 |  | 2022-03-14 18:21:41+00 | Any | MBT | Ex | CZ12 | cAVVG | Cap-Tons | 361.9291 | 199999.2031 | None | 1653971.0213 | 519197.0461 | 737073.3125 | 0 | 196317.4883 | 0 | 42699.7089 | 158678.411 | 27748.1476 | 28361.7045 | 13235.1172 | 0 | 13235.1172 | 0 | 633.0312 | 337.9257
AirCldRecipChlr-1.407kwpton | DEER2023 |  | 2022-03-14 18:21:41+00 | Any | MBT | Ex | CZ12 | cAVVG | Cap-Tons | 1 | 199999.2031 | None | 1748410.2268 | 519197.0461 | 737073.3125 | 0 | 290756.5026 | 0 | 42699.7089 | 158678.411 | 27748.1476 | 28361.7045 | 13235.1172 | 0 | 13235.1172 | 0 | 742.7519 | 410.2015
AirCldScrewChlr-0.95kwpton | DEER2023 |  | 2022-03-14 19:29:42+00 | Any | MBT | Ex | CZ12 | cAVVG | Cap-Tons | 361.9291 | 199999.2031 | None | 1690816.5311 | 519197.0461 | 737073.3125 | 0 | 233039.0622 | 0 | 42823.6424 | 158678.5128 | 27748.1419 | 28361.7065 | 13235.1055 | 0 | 13235.1055 | 0 | 652.729 | 351.9005
AirCldScrewChlr-1.407kwpton | DEER2023 |  | 2022-03-14 19:29:42+00 | Any | MBT | Ex | CZ12 | cAVVG | Cap-Tons | 1 | 199999.2031 | None | 1802920.7813 | 519197.0461 | 737073.3125 | 0 | 345143.0243 | 0 | 42823.6424 | 158678.5128 | 27748.1419 | 28361.7065 | 13235.1055 | 0 | 13235.1055 | 0 | 771.921 | 430.8983
AirCldScrewChlr-0.99kwpton-VarSpd | DEER2023 |  | 2022-03-14 20:36:10+00 | Any | MBT | Ex | CZ12 | cAVVG | Cap-Tons | 361.9291 | 199999.2031 | None | 1700628.6064 | 519197.0461 | 737073.3125 | 0 | 242851.1953 | 0 | 42823.6424 | 158678.5128 | 27748.1419 | 28361.7065 | 13235.1055 | 0 | 13235.1055 | 0 | 663.1613 | 358.8148
AirCldScrewChlr-1.407kwpton-VarSpd | DEER2023 |  | 2022-03-14 20:36:10+00 | Any | MBT | Ex | CZ12 | cAVVG | Cap-Tons | 1 | 199999.2031 | None | 1802920.7813 | 519197.0461 | 737073.3125 | 0 | 345143.0243 | 0 | 42823.6424 | 158678.5128 | 27748.1419 | 28361.7065 | 13235.1055 | 0 | 13235.1055 | 0 | 771.921 | 430.8983
WtrCldCentChlr-Conv-0.42kwpton | DEER2023 |  | 2022-03-14 21:09:18+00 | Any | MBT | Ex | CZ12 | cWVVG | Cap-Tons | 361.9291 | 199999.2031 | None | 1630178.2102 | 519197.0461 | 737073.3125 | 0 | 137016.7784 | 1998.5526 | 76209.5837 | 158678.3751 | 27748.1352 | 28361.6985 | 13235.1307 | 0 | 13235.1307 | 0 | 535.9609 | 276.5954
WtrCldCentChlr-Conv-0.748kwpton | DEER2023 |  | 2022-03-14 21:09:18+00 | Any | MBT | Ex | CZ12 | cWVVG | Cap-Tons | 1 | 199999.2031 | None | 1737130.8671 | 519197.0461 | 737073.3125 | 0 | 243924.6498 | 2081.697 | 76171.1797 | 158678.3751 | 27748.1352 | 28361.6985 | 13235.1307 | 0 | 13235.1307 | 0 | 620.1238 | 333.4551
WtrCldCentChlr-Conv-1Cmp-0.439kwpton-VarSpd-CndRlf | DEER2023 |  | 2022-03-14 22:16:50+00 | Any | MBT | Ex | CZ12 | cWVVG | Cap-Tons | 361.9291 | 199999.2031 | None | 1572520.6046 | 519197.0461 | 737073.3125 | 0 | 75271.1136 | 5998.4013 | 76297.7513 | 158678.1959 | 27748.1352 | 28361.6965 | 13235.1491 | 0 | 13235.1491 | 0 | 499.0404 | 252.2198
WtrCldCentChlr-Conv-1Cmp-0.748kwpton-VarSpd-CndRlf | DEER2023 |  | 2022-03-14 22:16:50+00 | Any | MBT | Ex | CZ12 | cWVVG | Cap-Tons | 1 | 199999.2031 | None | 1625198.0937 | 519197.0461 | 737073.3125 | 0 | 128012.7456 | 6083.3285 | 76148.6214 | 158678.1959 | 27748.1352 | 28361.6965 | 13235.1491 | 0 | 13235.1491 | 0 | 544.1743 | 282.5949
WtrCldCentChlr-NoFric-1Cmp-0.439kwpton-VarSpd-CndRlf | DEER2023 |  | 2022-03-14 22:54:12+00 | Any | MBT | Ex | CZ12 | cWVVG | Cap-Tons | 361.9291 | 199999.2031 | None | 1573055.1392 | 519197.0461 | 737073.3125 | 0 | 77873.0402 | 5760.2889 | 74468.3308 | 158678.2536 | 27748.1352 | 28361.6965 | 13235.1456 | 0 | 13235.1456 | 0 | 507.7014 | 256.5023
WtrCldCentChlr-NoFric-1Cmp-0.748kwpton-VarSpd-CndRlf | DEER2023 |  | 2022-03-14 22:54:12+00 | Any | MBT | Ex | CZ12 | cWVVG | Cap-Tons | 1 | 199999.2031 | None | 1627664.2019 | 519197.0461 | 737073.3125 | 0 | 132538.5783 | 5858.1508 | 74313.7961 | 158678.2536 | 27748.1352 | 28361.6965 | 13235.1458 | 0 | 13235.1458 | 0 | 559.5157 | 290.8345
WtrCldCentChlr-NoFric-2Cmp-0.439kwpton-VarSpd-CndRlf | DEER2023 |  | 2022-03-14 23:25:13+00 | Any | MBT | Ex | CZ12 | cWVVG | Cap-Tons | 361.9291 | 199999.2031 | None | 1573680.8036 | 519197.0461 | 737073.3125 | 0 | 78605.528 | 5767.9833 | 74353.8321 | 158678.2536 | 27748.1352 | 28361.6965 | 13235.1458 | 0 | 13235.1458 | 0 | 509.7941 | 257.5562
WtrCldCentChlr-NoFric-2Cmp-0.748kwpton-VarSpd-CndRlf | DEER2023 |  | 2022-03-14 23:25:13+00 | Any | MBT | Ex | CZ12 | cWVVG | Cap-Tons | 1 | 199999.2031 | None | 1628765.4348 | 519197.0461 | 737073.3125 | 0 | 133797.7474 | 5871.3227 | 74143.2426 | 158678.2536 | 27748.1352 | 28361.6965 | 13235.1458 | 0 | 13235.1458 | 0 | 563.0828 | 292.6331
WtrCldRecipChlr-0.42kwpton | DEER2023 |  | 2022-03-14 23:49:47+00 | Any | MBT | Ex | CZ12 | cWVVG | Cap-Tons | 361.9291 | 199999.2031 | None | 1604386.9663 | 519197.0461 | 737073.3125 | 0 | 110302.9722 | 1995.259 | 77134.5276 | 158678.7477 | 27748.1352 | 28361.7147 | 13235.0781 | 0 | 13235.0781 | 0 | 526.012 | 269.2063
WtrCldRecipChlr-0.748kwpton | DEER2023 |  | 2022-03-14 23:49:47+00 | Any | MBT | Ex | CZ12 | cWVVG | Cap-Tons | 1 | 199999.2031 | None | 1690237.9475 | 519197.0461 | 737073.3125 | 0 | 196222.0335 | 2055.8862 | 77005.9937 | 158678.7637 | 27748.1352 | 28361.7147 | 13235.0781 | 0 | 13235.0781 | 0 | 602.5297 | 319.919
WtrCldScrewChlr-0.42kwpton | DEER2023 |  | 2022-03-15 00:09:29+00 | Any | MBT | Ex | CZ12 | cWVVG | Cap-Tons | 361.9291 | 199999.2031 | None | 1608605.1077 | 519197.0461 | 737073.3125 | 0 | 114897.1003 | 2009.3244 | 76744.5983 | 158678.7835 | 27748.1352 | 28361.7147 | 13235.0781 | 0 | 13235.0781 | 0 | 535.2128 | 274.6
WtrCldScrewChlr-0.748kwpton | DEER2023 |  | 2022-03-15 00:09:29+00 | Any | MBT | Ex | CZ12 | cWVVG | Cap-Tons | 1 | 199999.2031 | None | 1697332.6153 | 519197.0461 | 737073.3125 | 0 | 203786.3744 | 2086.5956 | 76505.3138 | 158678.7637 | 27748.1352 | 28361.7147 | 13235.0781 | 0 | 13235.0781 | 0 | 618.9213 | 329.4908
WtrCldScrewChlr-0.439kwpton-VarSpd | DEER2023 |  | 2022-03-15 00:41:21+00 | Any | MBT | Ex | CZ12 | cWVVG | Cap-Tons | 361.9291 | 199999.2031 | None | 1584920.2159 | 519197.0461 | 737073.3125 | 0 | 89000.4644 | 2074.0559 | 78891.7955 | 158678.7835 | 27748.1352 | 28361.7147 | 13235.0781 | 0 | 13235.0781 | 0 | 507.3332 | 257.181
WtrCldScrewChlr-0.748kwpton-VarSpd | DEER2023 |  | 2022-03-15 00:41:21+00 | Any | MBT | Ex | CZ12 | cWVVG | Cap-Tons | 1 | 199999.2031 | None | 1646995.6407 | 519197.0461 | 737073.3125 | 0 | 151214.1991 | 2099.6878 | 78728.0309 | 158678.7637 | 27748.1352 | 28361.7147 | 13235.0781 | 0 | 13235.0781 | 0 | 562.9166 | 293.5185
AirCldRecipChlr-0.95kwpton | DEER2023 |  | 2022-03-14 18:21:41+00 | Any | MBT | Ex | CZ13 | cAVVG | Cap-Tons | 391.941 | 199999.2031 | None | 1742002.7103 | 518439.6796 | 737073.3125 | 0 | 271707.6161 | 0 | 48924.1896 | 165853.3292 | 34072.0717 | 24770.0519 | 12081.7529 | 0 | 12081.7529 | 0 | 659.9589 | 358.7627
AirCldRecipChlr-1.407kwpton | DEER2023 |  | 2022-03-14 18:21:41+00 | Any | MBT | Ex | CZ13 | cAVVG | Cap-Tons | 1 | 199999.2031 | None | 1872708.716 | 518439.6796 | 737073.3125 | 0 | 402413.2091 | 0 | 48924.1896 | 165853.3292 | 34072.0717 | 24770.0519 | 12081.7529 | 0 | 12081.7529 | 0 | 781.6835 | 440.7668
AirCldScrewChlr-0.95kwpton | DEER2023 |  | 2022-03-14 19:29:42+00 | Any | MBT | Ex | CZ13 | cAVVG | Cap-Tons | 391.941 | 199999.2031 | None | 1788663.6524 | 518439.6796 | 737073.3125 | 0 | 318265.5197 | 0 | 49026.7058 | 165853.4578 | 34071.8414 | 24770.0542 | 12081.7447 | 0 | 12081.7447 | 0 | 682.9613 | 375.9252
AirCldScrewChlr-1.407kwpton | DEER2023 |  | 2022-03-14 19:29:42+00 | Any | MBT | Ex | CZ13 | cAVVG | Cap-Tons | 1 | 199999.2031 | None | 1941765.7268 | 518439.6796 | 737073.3125 | 0 | 471367.9098 | 0 | 49026.7058 | 165853.4578 | 34071.8414 | 24770.0542 | 12081.7447 | 0 | 12081.7447 | 0 | 815.7503 | 466.1853
AirCldScrewChlr-0.99kwpton-VarSpd | DEER2023 |  | 2022-03-14 20:36:10+00 | Any | MBT | Ex | CZ13 | cAVVG | Cap-Tons | 391.941 | 199999.2031 | None | 1802064.2765 | 518439.6796 | 737073.3125 | 0 | 331666.129 | 0 | 49026.7058 | 165853.4578 | 34071.8414 | 24770.0542 | 12081.7447 | 0 | 12081.7447 | 0 | 694.5842 | 383.8255
AirCldScrewChlr-1.407kwpton-VarSpd | DEER2023 |  | 2022-03-14 20:36:10+00 | Any | MBT | Ex | CZ13 | cAVVG | Cap-Tons | 1 | 199999.2031 | None | 1941765.7268 | 518439.6796 | 737073.3125 | 0 | 471367.9098 | 0 | 49026.7058 | 165853.4578 | 34071.8414 | 24770.0542 | 12081.7447 | 0 | 12081.7447 | 0 | 815.7503 | 466.1853
WtrCldCentChlr-Conv-0.42kwpton | DEER2023 |  | 2022-03-14 21:09:18+00 | Any | MBT | Ex | CZ13 | cWVVG | Cap-Tons | 391.941 | 199999.2031 | None | 1700280.6491 | 518439.6796 | 737073.3125 | 0 | 180690.9757 | 2789.9017 | 95428.7244 | 165853.125 | 34071.8134 | 24770.0519 | 12081.7776 | 0 | 12081.7776 | 0 | 549.6847 | 288.4352
WtrCldCentChlr-Conv-0.748kwpton | DEER2023 |  | 2022-03-14 21:09:18+00 | Any | MBT | Ex | CZ13 | cWVVG | Cap-Tons | 1 | 199999.2031 | None | 1841274.1831 | 518439.6796 | 737073.3125 | 0 | 321576.8916 | 2906.3466 | 95420.3001 | 165853.125 | 34071.8134 | 24770.0519 | 12081.7776 | 0 | 12081.7776 | 0 | 641.2478 | 352.1313
WtrCldCentChlr-Conv-1Cmp-0.439kwpton-VarSpd-CndRlf | DEER2023 |  | 2022-03-14 22:16:50+00 | Any | MBT | Ex | CZ13 | cWVVG | Cap-Tons | 391.941 | 199999.2031 | None | 1625355.5515 | 518439.6796 | 737073.3125 | 0 | 100144.9038 | 8435.4818 | 95404.8103 | 165852.8085 | 34071.8134 | 24770.0497 | 12081.805 | 0 | 12081.805 | 0 | 510.3244 | 262.3603
WtrCldCentChlr-Conv-1Cmp-0.748kwpton-VarSpd-CndRlf | DEER2023 |  | 2022-03-14 22:16:50+00 | Any | MBT | Ex | CZ13 | cWVVG | Cap-Tons | 1 | 199999.2031 | None | 1695500.3044 | 518439.6796 | 737073.3125 | 0 | 170343.6322 | 8544.6593 | 95241.1093 | 165852.83 | 34071.8134 | 24770.0497 | 12081.805 | 0 | 12081.805 | 0 | 559.4189 | 296.1176
WtrCldCentChlr-NoFric-1Cmp-0.439kwpton-VarSpd-CndRlf | DEER2023 |  | 2022-03-14 22:54:12+00 | Any | MBT | Ex | CZ13 | cWVVG | Cap-Tons | 391.941 | 199999.2031 | None | 1625473.5038 | 518439.6796 | 737073.3125 | 0 | 102691.7264 | 8143.8573 | 93267.0384 | 165852.8516 | 34071.8134 | 24770.0519 | 12081.8012 | 0 | 12081.8012 | 0 | 519.3487 | 267.8678
WtrCldCentChlr-NoFric-1Cmp-0.748kwpton-VarSpd-CndRlf | DEER2023 |  | 2022-03-14 22:54:12+00 | Any | MBT | Ex | CZ13 | cWVVG | Cap-Tons | 1 | 199999.2031 | None | 1697513.8331 | 518439.6796 | 737073.3125 | 0 | 174791.48 | 8270.5372 | 93080.9352 | 165852.8516 | 34071.8152 | 24770.0502 | 12081.8015 | 0 | 12081.8015 | 0 | 575.0218 | 306.6969
WtrCldCentChlr-NoFric-2Cmp-0.439kwpton-VarSpd-CndRlf | DEER2023 |  | 2022-03-14 23:25:13+00 | Any | MBT | Ex | CZ13 | cWVVG | Cap-Tons | 391.941 | 199999.2031 | None | 1626148.8025 | 518439.6796 | 737073.3125 | 0 | 103468.1141 | 8153.887 | 93156.0856 | 165852.8516 | 34071.8134 | 24770.0519 | 12081.8012 | 0 | 12081.8012 | 0 | 521.8899 | 268.9723
WtrCldCentChlr-NoFric-2Cmp-0.748kwpton-VarSpd-CndRlf | DEER2023 |  | 2022-03-14 23:25:13+00 | Any | MBT | Ex | CZ13 | cWVVG | Cap-Tons | 1 | 199999.2031 | None | 1698718.8223 | 518439.6796 | 737073.3125 | 0 | 176141.2271 | 8287.6523 | 92918.9217 | 165852.8516 | 34071.8152 | 24770.0519 | 12081.8015 | 0 | 12081.8015 | 0 | 579.3582 | 308.5863
WtrCldRecipChlr-0.42kwpton | DEER2023 |  | 2022-03-14 23:49:47+00 | Any | MBT | Ex | CZ13 | cWVVG | Cap-Tons | 391.941 | 199999.2031 | None | 1666016.5428 | 518439.6796 | 737073.3125 | 0 | 144841.7751 | 2803.9681 | 96999.3447 | 165853.7959 | 34071.8152 | 24770.0559 | 12081.7167 | 0 | 12081.7167 | 0 | 539.0562 | 280.1934
WtrCldRecipChlr-0.748kwpton | DEER2023 |  | 2022-03-14 23:49:47+00 | Any | MBT | Ex | CZ13 | cWVVG | Cap-Tons | 1 | 199999.2031 | None | 1778828.2534 | 518439.6796 | 737073.3125 | 0 | 257668.0312 | 2890.1581 | 96898.3561 | 165853.7959 | 34071.8152 | 24770.0559 | 12081.7169 | 0 | 12081.7169 | 0 | 622.4374 | 336.6536
WtrCldScrewChlr-0.42kwpton | DEER2023 |  | 2022-03-15 00:09:29+00 | Any | MBT | Ex | CZ13 | cWVVG | Cap-Tons | 391.941 | 199999.2031 | None | 1672539.3392 | 518439.6796 | 737073.3125 | 0 | 151704.4782 | 2825.1393 | 96637.8817 | 165853.7959 | 34071.8152 | 24770.0559 | 12081.7167 | 0 | 12081.7167 | 0 | 549.1776 | 286.2581
WtrCldScrewChlr-0.748kwpton | DEER2023 |  | 2022-03-15 00:09:29+00 | Any | MBT | Ex | CZ13 | cWVVG | Cap-Tons | 1 | 199999.2031 | None | 1789725.5785 | 518439.6796 | 737073.3125 | 0 | 269050.8581 | 2934.117 | 96369.1778 | 165853.7959 | 34071.8152 | 24770.0559 | 12081.7167 | 0 | 12081.7167 | 0 | 640.4746 | 347.68
WtrCldScrewChlr-0.439kwpton-VarSpd | DEER2023 |  | 2022-03-15 00:41:21+00 | Any | MBT | Ex | CZ13 | cWVVG | Cap-Tons | 391.941 | 199999.2031 | None | 1640548.2435 | 518439.6796 | 737073.3125 | 0 | 117365.1347 | 2877.5716 | 98933.7355 | 165853.7959 | 34071.8152 | 24770.0559 | 12081.7167 | 0 | 12081.7167 | 0 | 517.8988 | 265.9435
WtrCldScrewChlr-0.748kwpton-VarSpd | DEER2023 |  | 2022-03-15 00:41:21+00 | Any | MBT | Ex | CZ13 | cWVVG | Cap-Tons | 1 | 199999.2031 | None | 1722425.0907 | 518439.6796 | 737073.3125 | 0 | 199395.9069 | 2914.6706 | 98742.901 | 165853.7959 | 34071.8152 | 24770.0581 | 12081.7169 | 0 | 12081.7169 | 0 | 577.9442 | 305.7328
AirCldRecipChlr-0.95kwpton | DEER2023 |  | 2022-03-14 18:21:41+00 | Any | MBT | Ex | CZ14 | cAVVG | Cap-Tons | 403.6027 | 199999.2031 | None | 1726932.8757 | 518863.7083 | 737073.3125 | 0 | 257759.8076 | 0 | 49918.8983 | 163312.3661 | 32093.7364 | 24930.9061 | 13464.7537 | 0 | 13464.7537 | 0 | 653.9415 | 343.3138
AirCldRecipChlr-1.407kwpton | DEER2023 |  | 2022-03-14 18:21:41+00 | Any | MBT | Ex | CZ14 | cAVVG | Cap-Tons | 1 | 199999.2031 | None | 1850928.9489 | 518863.7083 | 737073.3125 | 0 | 381755.774 | 0 | 49918.8983 | 163312.3661 | 32093.7364 | 24930.9061 | 13464.7537 | 0 | 13464.7537 | 0 | 772.4438 | 417.9367
AirCldScrewChlr-0.95kwpton | DEER2023 |  | 2022-03-14 19:29:42+00 | Any | MBT | Ex | CZ14 | cAVVG | Cap-Tons | 403.6027 | 199999.2031 | None | 1771536.615 | 518863.7083 | 737073.3125 | 0 | 302283.158 | 0 | 49999.5323 | 163312.4072 | 32093.7364 | 24930.9061 | 13464.7512 | 0 | 13464.7512 | 0 | 677.6097 | 358.0397
AirCldScrewChlr-1.407kwpton | DEER2023 |  | 2022-03-14 19:29:42+00 | Any | MBT | Ex | CZ14 | cAVVG | Cap-Tons | 1 | 199999.2031 | None | 1916950.8039 | 518863.7083 | 737073.3125 | 0 | 447697.3277 | 0 | 49999.5323 | 163312.4072 | 32093.7364 | 24930.9061 | 13464.7512 | 0 | 13464.7512 | 0 | 807.4986 | 439.819
AirCldScrewChlr-0.99kwpton-VarSpd | DEER2023 |  | 2022-03-14 20:36:10+00 | Any | MBT | Ex | CZ14 | cAVVG | Cap-Tons | 403.6027 | 199999.2031 | None | 1784264.3068 | 518863.7083 | 737073.3125 | 0 | 315010.9162 | 0 | 49999.5323 | 163312.4072 | 32093.7364 | 24930.9061 | 13464.7512 | 0 | 13464.7512 | 0 | 688.9786 | 365.1971
AirCldScrewChlr-1.407kwpton-VarSpd | DEER2023 |  | 2022-03-14 20:36:10+00 | Any | MBT | Ex | CZ14 | cAVVG | Cap-Tons | 1 | 199999.2031 | None | 1916950.8039 | 518863.7083 | 737073.3125 | 0 | 447697.3277 | 0 | 49999.5323 | 163312.4072 | 32093.7364 | 24930.9061 | 13464.7512 | 0 | 13464.7512 | 0 | 807.4986 | 439.819
WtrCldCentChlr-Conv-0.42kwpton | DEER2023 |  | 2022-03-14 21:09:18+00 | Any | MBT | Ex | CZ14 | cWVVG | Cap-Tons | 403.6027 | 199999.2031 | None | 1678694.4727 | 518863.7083 | 737073.3125 | 0 | 167708.3134 | 900.196 | 90831.8651 | 163312.1748 | 32093.642 | 24930.9061 | 13464.7737 | 0 | 13464.7737 | 0 | 544.7811 | 274.6328
WtrCldCentChlr-Conv-0.748kwpton | DEER2023 |  | 2022-03-14 21:09:18+00 | Any | MBT | Ex | CZ14 | cWVVG | Cap-Tons | 1 | 199999.2031 | None | 1809490.0131 | 518863.7083 | 737073.3125 | 0 | 298415.2876 | 931.2933 | 90889.0675 | 163312.1988 | 32093.642 | 24930.9061 | 13464.7739 | 0 | 13464.7739 | 0 | 634.4436 | 331.8216
WtrCldCentChlr-Conv-1Cmp-0.439kwpton-VarSpd-CndRlf | DEER2023 |  | 2022-03-14 22:16:50+00 | Any | MBT | Ex | CZ14 | cWVVG | Cap-Tons | 403.6027 | 199999.2031 | None | 1611486.8527 | 518863.7083 | 737073.3125 | 0 | 101538.2202 | 2096.5725 | 88598.8234 | 163311.5384 | 32093.6394 | 24930.8997 | 13464.8305 | 0 | 13464.8305 | 0 | 497.6168 | 249.2855
WtrCldCentChlr-Conv-1Cmp-0.748kwpton-VarSpd-CndRlf | DEER2023 |  | 2022-03-14 22:16:50+00 | Any | MBT | Ex | CZ14 | cWVVG | Cap-Tons | 1 | 199999.2031 | None | 1681802.9006 | 518863.7083 | 737073.3125 | 0 | 172017.8863 | 2103.7855 | 88428.1317 | 163311.5384 | 32093.6394 | 24930.9013 | 13464.8305 | 0 | 13464.8305 | 0 | 543.3156 | 283.5025
WtrCldCentChlr-NoFric-1Cmp-0.439kwpton-VarSpd-CndRlf | DEER2023 |  | 2022-03-14 22:54:12+00 | Any | MBT | Ex | CZ14 | cWVVG | Cap-Tons | 403.6027 | 199999.2031 | None | 1606941.1279 | 518863.7083 | 737073.3125 | 0 | 99430.8591 | 1952.1194 | 86304.9877 | 163311.5384 | 32093.6394 | 24930.9013 | 13464.834 | 0 | 13464.834 | 0 | 509.6054 | 252.5219
WtrCldCentChlr-NoFric-1Cmp-0.748kwpton-VarSpd-CndRlf | DEER2023 |  | 2022-03-14 22:54:12+00 | Any | MBT | Ex | CZ14 | cWVVG | Cap-Tons | 1 | 199999.2031 | None | 1676004.2164 | 518863.7083 | 737073.3125 | 0 | 168740.5093 | 1962.0611 | 86048.2662 | 163311.5384 | 32093.6394 | 24930.9013 | 13464.834 | 0 | 13464.834 | 0 | 567.1944 | 289.7702
WtrCldCentChlr-NoFric-2Cmp-0.439kwpton-VarSpd-CndRlf | DEER2023 |  | 2022-03-14 23:25:13+00 | Any | MBT | Ex | CZ14 | cWVVG | Cap-Tons | 403.6027 | 199999.2031 | None | 1605555.6909 | 518863.7083 | 737073.3125 | 0 | 98341.936 | 1953.3447 | 86006.8956 | 163311.5384 | 32093.6394 | 24930.9013 | 13464.834 | 0 | 13464.834 | 0 | 510.4616 | 253.2261
WtrCldCentChlr-NoFric-2Cmp-0.748kwpton-VarSpd-CndRlf | DEER2023 |  | 2022-03-14 23:25:13+00 | Any | MBT | Ex | CZ14 | cWVVG | Cap-Tons | 1 | 199999.2031 | None | 1673987.3204 | 518863.7083 | 737073.3125 | 0 | 167039.8589 | 1964.316 | 85729.9698 | 163311.5384 | 32093.6394 | 24930.9013 | 13464.834 | 0 | 13464.834 | 0 | 568.6537 | 290.9686
WtrCldRecipChlr-0.42kwpton | DEER2023 |  | 2022-03-14 23:49:47+00 | Any | MBT | Ex | CZ14 | cWVVG | Cap-Tons | 403.6027 | 199999.2031 | None | 1646786.3692 | 518863.7083 | 737073.3125 | 0 | 133018.4891 | 972.0975 | 93542.0839 | 163312.5084 | 32093.6466 | 24930.9061 | 13464.7445 | 0 | 13464.7445 | 0 | 533.3698 | 269.5147
WtrCldRecipChlr-0.748kwpton | DEER2023 |  | 2022-03-14 23:49:47+00 | Any | MBT | Ex | CZ14 | cWVVG | Cap-Tons | 1 | 199999.2031 | None | 1749980.981 | 518863.7083 | 737073.3125 | 0 | 236321.8497 | 995.7318 | 93409.3669 | 163312.5084 | 32093.6466 | 24930.9061 | 13464.7447 | 0 | 13464.7447 | 0 | 613.3324 | 321.4041
WtrCldScrewChlr-0.42kwpton | DEER2023 |  | 2022-03-15 00:09:29+00 | Any | MBT | Ex | CZ14 | cWVVG | Cap-Tons | 403.6027 | 199999.2031 | None | 1651575.7072 | 518863.7083 | 737073.3125 | 0 | 138581.7431 | 978.1917 | 92761.3261 | 163312.5084 | 32093.6466 | 24930.9061 | 13464.7445 | 0 | 13464.7445 | 0 | 547.4336 | 275.8776
WtrCldScrewChlr-0.748kwpton | DEER2023 |  | 2022-03-15 00:09:29+00 | Any | MBT | Ex | CZ14 | cWVVG | Cap-Tons | 1 | 199999.2031 | None | 1758030.2811 | 518863.7083 | 737073.3125 | 0 | 245359.4734 | 1014.5939 | 92402.2344 | 163312.5084 | 32093.6466 | 24930.9061 | 13464.7448 | 0 | 13464.7448 | 0 | 638.4017 | 332.6948
WtrCldScrewChlr-0.439kwpton-VarSpd | DEER2023 |  | 2022-03-15 00:41:21+00 | Any | MBT | Ex | CZ14 | cWVVG | Cap-Tons | 403.6027 | 199999.2031 | None | 1620869.9105 | 518863.7083 | 737073.3125 | 0 | 106541.8768 | 983.6161 | 94090.1709 | 163312.5084 | 32093.6466 | 24930.9061 | 13464.7447 | 0 | 13464.7447 | 0 | 512.1089 | 257.7131
WtrCldScrewChlr-0.748kwpton-VarSpd | DEER2023 |  | 2022-03-15 00:41:21+00 | Any | MBT | Ex | CZ14 | cWVVG | Cap-Tons | 1 | 199999.2031 | None | 1694590.1329 | 518863.7083 | 737073.3125 | 0 | 180489.7866 | 986.3275 | 93859.5383 | 163312.5084 | 32093.6466 | 24930.9061 | 13464.7445 | 0 | 13464.7445 | 0 | 569.1337 | 295.4081
AirCldRecipChlr-0.95kwpton | DEER2023 |  | 2022-03-14 18:21:41+00 | Any | MBT | Ex | CZ15 | cAVVG | Cap-Tons | 497.4424 | 199999.2031 | None | 2007200.957 | 518848.6173 | 737073.3125 | 0 | 485372.7038 | 0 | 81811.7605 | 184089.3755 | 51377.4417 | 6854.8929 | 8768.6617 | 0 | 8768.6617 | 0 | 738.5044 | 415.1549
AirCldRecipChlr-1.407kwpton | DEER2023 |  | 2022-03-14 18:21:41+00 | Any | MBT | Ex | CZ15 | cAVVG | Cap-Tons | 1 | 199999.2031 | None | 2240690.7496 | 518848.6173 | 737073.3125 | 0 | 718862.5472 | 0 | 81811.7605 | 184089.3755 | 51377.4417 | 6854.8929 | 8768.6617 | 0 | 8768.6617 | 0 | 894.1814 | 521.1808
AirCldScrewChlr-0.95kwpton | DEER2023 |  | 2022-03-14 19:29:42+00 | Any | MBT | Ex | CZ15 | cAVVG | Cap-Tons | 497.4424 | 199999.2031 | None | 2085554.6946 | 518848.6173 | 737073.3125 | 0 | 563788.8306 | 0 | 81749.2182 | 184089.36 | 51377.4349 | 6854.8914 | 8768.6622 | 0 | 8768.6622 | 0 | 775.0124 | 441.0561
AirCldScrewChlr-1.407kwpton | DEER2023 |  | 2022-03-14 19:29:42+00 | Any | MBT | Ex | CZ15 | cAVVG | Cap-Tons | 1 | 199999.2031 | None | 2356767.0798 | 518848.6173 | 737073.3125 | 0 | 835001.1621 | 0 | 81749.2182 | 184089.36 | 51377.4349 | 6854.8914 | 8768.6622 | 0 | 8768.6622 | 0 | 948.2509 | 559.5415
AirCldScrewChlr-0.99kwpton-VarSpd | DEER2023 |  | 2022-03-14 20:36:10+00 | Any | MBT | Ex | CZ15 | cAVVG | Cap-Tons | 497.4424 | 199999.2031 | None | 2109293.0058 | 518848.6173 | 737073.3125 | 0 | 587527.3307 | 0 | 81749.2182 | 184089.36 | 51377.4349 | 6854.8914 | 8768.6622 | 0 | 8768.6622 | 0 | 790.1752 | 451.4267
AirCldScrewChlr-1.407kwpton-VarSpd | DEER2023 |  | 2022-03-14 20:36:10+00 | Any | MBT | Ex | CZ15 | cAVVG | Cap-Tons | 1 | 199999.2031 | None | 2356767.0798 | 518848.6173 | 737073.3125 | 0 | 835001.1621 | 0 | 81749.2182 | 184089.36 | 51377.4349 | 6854.8914 | 8768.6622 | 0 | 8768.6622 | 0 | 948.2509 | 559.5415
WtrCldCentChlr-Conv-0.42kwpton | DEER2023 |  | 2022-03-14 21:09:18+00 | Any | MBT | Ex | CZ15 | cWVVG | Cap-Tons | 497.4424 | 199999.2031 | None | 1902030.3599 | 518848.6173 | 737073.3125 | 0 | 301162.4622 | 2231.3703 | 158620.5516 | 184088.7435 | 51377.4216 | 6854.8925 | 8768.7098 | 0 | 8768.7098 | 0 | 578.6625 | 303.5316
WtrCldCentChlr-Conv-0.748kwpton | DEER2023 |  | 2022-03-14 21:09:18+00 | Any | MBT | Ex | CZ15 | cWVVG | Cap-Tons | 1 | 199999.2031 | None | 2136689.1901 | 518848.6173 | 737073.3125 | 0 | 535752.3169 | 2309.4306 | 158611.7591 | 184088.728 | 51377.4216 | 6854.891 | 8768.7098 | 0 | 8768.7098 | 0 | 685.2639 | 375.7771
WtrCldCentChlr-Conv-1Cmp-0.439kwpton-VarSpd-CndRlf | DEER2023 |  | 2022-03-14 22:16:50+00 | Any | MBT | Ex | CZ15 | cWVVG | Cap-Tons | 497.4424 | 199999.2031 | None | 1782622.562 | 518848.6173 | 737073.3125 | 0 | 180839.1839 | 6324.4155 | 155444.0559 | 184087.8315 | 51377.7402 | 6854.891 | 8768.7769 | 0 | 8768.7769 | 0 | 522.9451 | 272.4402
WtrCldCentChlr-Conv-1Cmp-0.748kwpton-VarSpd-CndRlf | DEER2023 |  | 2022-03-14 22:16:50+00 | Any | MBT | Ex | CZ15 | cWVVG | Cap-Tons | 1 | 199999.2031 | None | 1908108.1174 | 518848.6173 | 737073.3125 | 0 | 306576.0608 | 6358.5071 | 155159.0266 | 184087.8315 | 51377.7402 | 6854.891 | 8768.7772 | 0 | 8768.7772 | 0 | 575.8897 | 315.3302
WtrCldCentChlr-NoFric-1Cmp-0.439kwpton-VarSpd-CndRlf | DEER2023 |  | 2022-03-14 22:54:12+00 | Any | MBT | Ex | CZ15 | cWVVG | Cap-Tons | 497.4424 | 199999.2031 | None | 1772877.0917 | 518848.6173 | 737073.3125 | 0 | 174920.136 | 5954.6029 | 151987.2096 | 184087.7944 | 51377.7402 | 6854.8906 | 8768.7769 | 0 | 8768.7769 | 0 | 536.1657 | 275.4696
WtrCldCentChlr-NoFric-1Cmp-0.748kwpton-VarSpd-CndRlf | DEER2023 |  | 2022-03-14 22:54:12+00 | Any | MBT | Ex | CZ15 | cWVVG | Cap-Tons | 1 | 199999.2031 | None | 1894773.3091 | 518848.6173 | 737073.3125 | 0 | 297106.2305 | 5995.9502 | 151656.173 | 184087.7944 | 51377.7402 | 6854.8906 | 8768.7769 | 0 | 8768.7769 | 0 | 603.3906 | 321.9138
WtrCldCentChlr-NoFric-2Cmp-0.439kwpton-VarSpd-CndRlf | DEER2023 |  | 2022-03-14 23:25:13+00 | Any | MBT | Ex | CZ15 | cWVVG | Cap-Tons | 497.4424 | 199999.2031 | None | 1770559.4145 | 518848.6173 | 737073.3125 | 0 | 172903.0846 | 5956.8989 | 151684.3699 | 184087.7944 | 51377.7402 | 6854.8906 | 8768.7769 | 0 | 8768.7769 | 0 | 537.3383 | 276.3285
WtrCldCentChlr-NoFric-2Cmp-0.748kwpton-VarSpd-CndRlf | DEER2023 |  | 2022-03-14 23:25:13+00 | Any | MBT | Ex | CZ15 | cWVVG | Cap-Tons | 1 | 199999.2031 | None | 1891117.4818 | 518848.6173 | 737073.3125 | 0 | 293835.8743 | 6000.1289 | 151266.1437 | 184087.7764 | 51377.7402 | 6854.8906 | 8768.7769 | 0 | 8768.7769 | 0 | 605.3881 | 323.3767
WtrCldRecipChlr-0.42kwpton | DEER2023 |  | 2022-03-14 23:49:47+00 | Any | MBT | Ex | CZ15 | cWVVG | Cap-Tons | 497.4424 | 199999.2031 | None | 1841511.9715 | 518848.6173 | 737073.3125 | 0 | 236429.9902 | 2348.5354 | 162717.2202 | 184089.3154 | 51377.4275 | 6854.8928 | 8768.6642 | 0 | 8768.6642 | 0 | 565.1945 | 297.6851
WtrCldRecipChlr-0.748kwpton | DEER2023 |  | 2022-03-14 23:49:47+00 | Any | MBT | Ex | CZ15 | cWVVG | Cap-Tons | 1 | 199999.2031 | None | 2025069.7033 | 518848.6173 | 737073.3125 | 0 | 420174.8178 | 2402.6862 | 162475.7582 | 184089.336 | 51377.4258 | 6854.8913 | 8768.6644 | 0 | 8768.6644 | 0 | 659.7425 | 362.7329
WtrCldScrewChlr-0.42kwpton | DEER2023 |  | 2022-03-15 00:09:29+00 | Any | MBT | Ex | CZ15 | cWVVG | Cap-Tons | 497.4424 | 199999.2031 | None | 1854989.3955 | 518848.6173 | 737073.3125 | 0 | 250749.1278 | 2372.9663 | 161850.9952 | 184089.3154 | 51377.4258 | 6854.8915 | 8768.6644 | 0 | 8768.6644 | 0 | 582.2455 | 306.8134
WtrCldScrewChlr-0.748kwpton | DEER2023 |  | 2022-03-15 00:09:29+00 | Any | MBT | Ex | CZ15 | cWVVG | Cap-Tons | 1 | 199999.2031 | None | 2047960.9715 | 518848.6173 | 737073.3125 | 0 | 444113.1496 | 2455.5391 | 161375.5482 | 184089.336 | 51377.4259 | 6854.8917 | 8768.6642 | 0 | 8768.6642 | 0 | 690.128 | 378.9335
WtrCldScrewChlr-0.439kwpton-VarSpd | DEER2023 |  | 2022-03-15 00:41:21+00 | Any | MBT | Ex | CZ15 | cWVVG | Cap-Tons | 497.4424 | 199999.2031 | None | 1798094.3347 | 518848.6173 | 737073.3125 | 0 | 191473.1489 | 2388.7028 | 164216.3756 | 184089.3154 | 51377.4275 | 6854.8928 | 8768.6644 | 0 | 8768.6644 | 0 | 539.2424 | 282.5618
WtrCldScrewChlr-0.748kwpton-VarSpd | DEER2023 |  | 2022-03-15 00:41:21+00 | Any | MBT | Ex | CZ15 | cWVVG | Cap-Tons | 1 | 199999.2031 | None | 1930831.1004 | 518848.6173 | 737073.3125 | 0 | 324550.0076 | 2396.8286 | 163868.1839 | 184089.3154 | 51377.4275 | 6854.8928 | 8768.6642 | 0 | 8768.6642 | 0 | 606.068 | 329.8325
AirCldRecipChlr-0.95kwpton | DEER2023 |  | 2022-03-14 18:21:41+00 | Any | MBT | Ex | CZ16 | cAVVG | Cap-Tons | 253.2388 | 199999.2031 | None | 1521778.6514 | 518744.394 | 737073.3125 | 0 | 89295.0178 | 0 | 27004.659 | 149656.2505 | 16110.994 | 53307.4583 | 23500.2491 | 0 | 23500.2491 | 0 | 521.9447 | 253.1353
AirCldRecipChlr-1.407kwpton | DEER2023 |  | 2022-03-14 18:21:41+00 | Any | MBT | Ex | CZ16 | cAVVG | Cap-Tons | 1 | 199999.2031 | None | 1564734.1634 | 518744.394 | 737073.3125 | 0 | 132250.6154 | 0 | 27004.659 | 149656.2505 | 16110.994 | 53307.4583 | 23500.2491 | 0 | 23500.2491 | 0 | 582.1986 | 288.6115
AirCldScrewChlr-0.95kwpton | DEER2023 |  | 2022-03-14 19:29:42+00 | Any | MBT | Ex | CZ16 | cAVVG | Cap-Tons | 253.2388 | 199999.2031 | None | 1540973.1503 | 518744.394 | 737073.3125 | 0 | 108361.8321 | 0 | 27132.6464 | 149656.33 | 16110.994 | 53307.4583 | 23500.2345 | 0 | 23500.2345 | 0 | 536.5714 | 260.6764
AirCldScrewChlr-1.407kwpton | DEER2023 |  | 2022-03-14 19:29:42+00 | Any | MBT | Ex | CZ16 | cAVVG | Cap-Tons | 1 | 199999.2031 | None | 1593101.1118 | 518744.394 | 737073.3125 | 0 | 160489.5668 | 0 | 27132.6464 | 149656.33 | 16110.994 | 53307.4583 | 23500.2345 | 0 | 23500.2345 | 0 | 603.8628 | 299.6704
AirCldScrewChlr-0.99kwpton-VarSpd | DEER2023 |  | 2022-03-14 20:36:10+00 | Any | MBT | Ex | CZ16 | cAVVG | Cap-Tons | 253.2388 | 199999.2031 | None | 1545536.2549 | 518744.394 | 737073.3125 | 0 | 112924.4155 | 0 | 27132.6464 | 149656.33 | 16110.994 | 53307.4583 | 23500.2345 | 0 | 23500.2345 | 0 | 542.4611 | 264.089
AirCldScrewChlr-1.407kwpton-VarSpd | DEER2023 |  | 2022-03-14 20:36:10+00 | Any | MBT | Ex | CZ16 | cAVVG | Cap-Tons | 1 | 199999.2031 | None | 1593101.1118 | 518744.394 | 737073.3125 | 0 | 160489.5668 | 0 | 27132.6464 | 149656.33 | 16110.994 | 53307.4583 | 23500.2345 | 0 | 23500.2345 | 0 | 603.8628 | 299.6704
WtrCldCentChlr-Conv-0.42kwpton | DEER2023 |  | 2022-03-14 21:09:18+00 | Any | MBT | Ex | CZ16 | cWVVG | Cap-Tons | 253.2388 | 199999.2031 | None | 1516606.1336 | 518744.394 | 737073.3125 | 0 | 67095.3258 | 808.3486 | 43223.4725 | 149656.3091 | 16110.994 | 53307.4583 | 23500.2345 | 0 | 23500.2345 | 0 | 487.2471 | 231.7607
WtrCldCentChlr-Conv-0.748kwpton | DEER2023 |  | 2022-03-14 21:09:18+00 | Any | MBT | Ex | CZ16 | cWVVG | Cap-Tons | 1 | 199999.2031 | None | 1569029.1445 | 518744.394 | 737073.3125 | 0 | 119470.3333 | 845.1862 | 43234.9215 | 149656.3091 | 16110.994 | 53307.4583 | 23500.2345 | 0 | 23500.2345 | 0 | 545.6994 | 265.9781
WtrCldCentChlr-Conv-1Cmp-0.439kwpton-VarSpd-CndRlf | DEER2023 |  | 2022-03-14 22:16:50+00 | Any | MBT | Ex | CZ16 | cWVVG | Cap-Tons | 253.2388 | 199999.2031 | None | 1486458.5861 | 518744.394 | 737073.3125 | 0 | 35661.8528 | 1856.6224 | 43461.1577 | 149656.3091 | 16110.994 | 53307.4583 | 23500.2391 | 0 | 23500.2391 | 0 | 457.2379 | 215.6894
WtrCldCentChlr-Conv-1Cmp-0.748kwpton-VarSpd-CndRlf | DEER2023 |  | 2022-03-14 22:16:50+00 | Any | MBT | Ex | CZ16 | cWVVG | Cap-Tons | 1 | 199999.2031 | None | 1511417.1837 | 518744.394 | 737073.3125 | 0 | 60676.6389 | 1874.4649 | 43386.8008 | 149656.3091 | 16110.994 | 53307.4583 | 23500.2391 | 0 | 23500.2391 | 0 | 487.5625 | 234.068
WtrCldCentChlr-NoFric-1Cmp-0.439kwpton-VarSpd-CndRlf | DEER2023 |  | 2022-03-14 22:54:12+00 | Any | MBT | Ex | CZ16 | cWVVG | Cap-Tons | 253.2388 | 199999.2031 | None | 1488136.9913 | 518744.394 | 737073.3125 | 0 | 38211.2894 | 1792.5254 | 42654.3226 | 149656.3091 | 16110.994 | 53307.4583 | 23500.2345 | 0 | 23500.2345 | 0 | 463.2222 | 219.2524
WtrCldCentChlr-NoFric-1Cmp-0.748kwpton-VarSpd-CndRlf | DEER2023 |  | 2022-03-14 22:54:12+00 | Any | MBT | Ex | CZ16 | cWVVG | Cap-Tons | 1 | 199999.2031 | None | 1514896.4996 | 518744.394 | 737073.3125 | 0 | 65029.5981 | 1818.505 | 42569.2352 | 149656.3091 | 16110.994 | 53307.4583 | 23500.2345 | 0 | 23500.2345 | 0 | 497.9708 | 240.7665
WtrCldCentChlr-NoFric-2Cmp-0.439kwpton-VarSpd-CndRlf | DEER2023 |  | 2022-03-14 23:25:13+00 | Any | MBT | Ex | CZ16 | cWVVG | Cap-Tons | 253.2388 | 199999.2031 | None | 1488703.5875 | 518744.394 | 737073.3125 | 0 | 38875.7627 | 1796.2468 | 42552.731 | 149656.3091 | 16110.994 | 53307.4583 | 23500.2345 | 0 | 23500.2345 | 0 | 464.7206 | 219.8766
WtrCldCentChlr-NoFric-2Cmp-0.748kwpton-VarSpd-CndRlf | DEER2023 |  | 2022-03-14 23:25:13+00 | Any | MBT | Ex | CZ16 | cWVVG | Cap-Tons | 1 | 199999.2031 | None | 1515939.5759 | 518744.394 | 737073.3125 | 0 | 66195.7372 | 1824.98 | 42439.74 | 149656.3091 | 16110.994 | 53307.4583 | 23500.2345 | 0 | 23500.2345 | 0 | 500.5241 | 241.8297
WtrCldRecipChlr-0.42kwpton | DEER2023 |  | 2022-03-14 23:49:47+00 | Any | MBT | Ex | CZ16 | cWVVG | Cap-Tons | 253.2388 | 199999.2031 | None | 1504505.8838 | 518744.394 | 737073.3125 | 0 | 54776.2941 | 794.9632 | 43455.4933 | 149656.5028 | 16110.9941 | 53307.4669 | 23500.2052 | 0 | 23500.2052 | 0 | 480.165 | 228.7247
WtrCldRecipChlr-0.748kwpton | DEER2023 |  | 2022-03-14 23:49:47+00 | Any | MBT | Ex | CZ16 | cWVVG | Cap-Tons | 1 | 199999.2031 | None | 1547173.268 | 518744.394 | 737073.3125 | 0 | 97454.3725 | 822.6241 | 43417.3067 | 149656.5028 | 16110.9941 | 53307.4669 | 23500.2052 | 0 | 23500.2052 | 0 | 533.2036 | 260.0141
WtrCldScrewChlr-0.42kwpton | DEER2023 |  | 2022-03-15 00:09:29+00 | Any | MBT | Ex | CZ16 | cWVVG | Cap-Tons | 253.2388 | 199999.2031 | None | 1505220.5134 | 518744.394 | 737073.3125 | 0 | 55732.8468 | 802.0704 | 43206.3407 | 149656.5028 | 16110.9941 | 53307.4669 | 23500.2052 | 0 | 23500.2052 | 0 | 486.2492 | 231.8302
WtrCldScrewChlr-0.748kwpton | DEER2023 |  | 2022-03-15 00:09:29+00 | Any | MBT | Ex | CZ16 | cWVVG | Cap-Tons | 1 | 199999.2031 | None | 1548322.4735 | 518744.394 | 737073.3125 | 0 | 98928.9427 | 836.2501 | 43077.6633 | 149656.5028 | 16110.9941 | 53307.4669 | 23500.2052 | 0 | 23500.2052 | 0 | 544.0446 | 265.5491
WtrCldScrewChlr-0.439kwpton-VarSpd | DEER2023 |  | 2022-03-15 00:41:21+00 | Any | MBT | Ex | CZ16 | cWVVG | Cap-Tons | 253.2388 | 199999.2031 | None | 1494351.1024 | 518744.394 | 737073.3125 | 0 | 43730.4194 | 825.7506 | 44315.7264 | 149656.5028 | 16110.9941 | 53307.4669 | 23500.2069 | 0 | 23500.2069 | 0 | 467.1108 | 221.468
WtrCldScrewChlr-0.748kwpton-VarSpd | DEER2023 |  | 2022-03-15 00:41:21+00 | Any | MBT | Ex | CZ16 | cWVVG | Cap-Tons | 1 | 199999.2031 | None | 1524874.2121 | 518744.394 | 737073.3125 | 0 | 74320.9874 | 837.5279 | 44236.5693 | 149656.5028 | 16110.9941 | 53307.4669 | 23500.2069 | 0 | 23500.2069 | 0 | 505.5414 | 243.6988
AirCldRecipChlr-0.95kwpton | DEER2023 |  | 2022-03-14 18:21:41+00 | Any | MBT | Old | CZ01 | cAVVG | Cap-Tons | 216.5605 | 199999.2031 | None | 1608448.2914 | 527514.8125 | 821609.9612 | 0 | 18466.7159 | 0 | 36204.6707 | 204652.6496 | 6187.4466 | 126436.8924 | 18519.6976 | 0 | 18519.6976 | 0 | 530.049 | 249.0867
AirCldRecipChlr-1.407kwpton | DEER2023 |  | 2022-03-14 18:21:41+00 | Any | MBT | Old | CZ01 | cAVVG | Cap-Tons | 1 | 199999.2031 | None | 1617331.9592 | 527514.8125 | 821609.9612 | 0 | 27350.1764 | 0 | 36204.6707 | 204652.6496 | 6187.4466 | 126436.8924 | 18519.6976 | 0 | 18519.6976 | 0 | 576.3854 | 271.7405
AirCldScrewChlr-0.95kwpton | DEER2023 |  | 2022-03-14 19:29:42+00 | Any | MBT | Old | CZ01 | cAVVG | Cap-Tons | 216.5605 | 199999.2031 | None | 1613610.4603 | 527514.8125 | 821609.9612 | 0 | 23628.9004 | 0 | 36204.6707 | 204652.6496 | 6187.4466 | 126436.8924 | 18519.6976 | 0 | 18519.6976 | 0 | 536.9265 | 253.6559
AirCldScrewChlr-1.407kwpton | DEER2023 |  | 2022-03-14 19:29:42+00 | Any | MBT | Old | CZ01 | cAVVG | Cap-Tons | 1 | 199999.2031 | None | 1624977.381 | 527514.8125 | 821609.9612 | 0 | 34995.6424 | 0 | 36204.6707 | 204652.6496 | 6187.4466 | 126436.8924 | 18519.6976 | 0 | 18519.6976 | 0 | 586.572 | 278.5074
AirCldScrewChlr-0.99kwpton-VarSpd | DEER2023 |  | 2022-03-14 20:36:10+00 | Any | MBT | Old | CZ01 | cAVVG | Cap-Tons | 216.5605 | 199999.2031 | None | 1614605.7744 | 527514.8125 | 821609.9612 | 0 | 24623.799 | 0 | 36204.6707 | 204652.6496 | 6187.4466 | 126436.8924 | 18519.6976 | 0 | 18519.6976 | 0 | 541.2717 | 255.8308
AirCldScrewChlr-1.407kwpton-VarSpd | DEER2023 |  | 2022-03-14 20:36:10+00 | Any | MBT | Old | CZ01 | cAVVG | Cap-Tons | 1 | 199999.2031 | None | 1624977.381 | 527514.8125 | 821609.9612 | 0 | 34995.6424 | 0 | 36204.6707 | 204652.6496 | 6187.4466 | 126436.8924 | 18519.6976 | 0 | 18519.6976 | 0 | 586.572 | 278.5074
WtrCldCentChlr-Conv-0.42kwpton | DEER2023 |  | 2022-03-14 21:09:18+00 | Any | MBT | Old | CZ01 | cWVVG | Cap-Tons | 216.5605 | 199999.2031 | None | 1614864.2494 | 527514.8125 | 821609.9612 | 0 | 18651.3363 | 112.584 | 42323.1935 | 204652.6496 | 6187.4466 | 126436.8924 | 18519.6976 | 0 | 18519.6976 | 0 | 504.434 | 240.4318
WtrCldCentChlr-Conv-0.748kwpton | DEER2023 |  | 2022-03-14 21:09:18+00 | Any | MBT | Old | CZ01 | cWVVG | Cap-Tons | 1 | 199999.2031 | None | 1629419.9195 | 527514.8125 | 821609.9612 | 0 | 33213.1976 | 119.0239 | 42310.7743 | 204652.6496 | 6187.4466 | 126436.8924 | 18519.6976 | 0 | 18519.6976 | 0 | 550.8716 | 265.1089
WtrCldCentChlr-Conv-1Cmp-0.439kwpton-VarSpd-CndRlf | DEER2023 |  | 2022-03-14 22:16:50+00 | Any | MBT | Old | CZ01 | cWVVG | Cap-Tons | 216.5605 | 199999.2031 | None | 1609234.0125 | 527514.8125 | 821609.9612 | 0 | 12568.2023 | 400.5869 | 42488.2163 | 204652.6496 | 6187.4466 | 126436.8924 | 18519.6976 | 0 | 18519.6976 | 0 | 489.7424 | 231.7383
WtrCldCentChlr-Conv-1Cmp-0.748kwpton-VarSpd-CndRlf | DEER2023 |  | 2022-03-14 22:16:50+00 | Any | MBT | Old | CZ01 | cWVVG | Cap-Tons | 1 | 199999.2031 | None | 1617964.1236 | 527514.8125 | 821609.9612 | 0 | 21320.6656 | 407.0836 | 42459.5781 | 204652.6496 | 6187.4466 | 126436.8924 | 18519.6976 | 0 | 18519.6976 | 0 | 519.5853 | 246.9556
WtrCldCentChlr-NoFric-1Cmp-0.439kwpton-VarSpd-CndRlf | DEER2023 |  | 2022-03-14 22:54:12+00 | Any | MBT | Old | CZ01 | cWVVG | Cap-Tons | 216.5605 | 199999.2031 | None | 1605044.8594 | 527514.8125 | 821609.9612 | 0 | 9017.2543 | 351.5214 | 41899.0946 | 204652.6496 | 6187.4466 | 126436.8924 | 18519.6976 | 0 | 18519.6976 | 0 | 491.5231 | 231.0814
WtrCldCentChlr-NoFric-1Cmp-0.748kwpton-VarSpd-CndRlf | DEER2023 |  | 2022-03-14 22:54:12+00 | Any | MBT | Old | CZ01 | cWVVG | Cap-Tons | 1 | 199999.2031 | None | 1611292.1088 | 527514.8125 | 821609.9612 | 0 | 15304.932 | 353.838 | 41856.5013 | 204652.6496 | 6187.4466 | 126436.8924 | 18519.6976 | 0 | 18519.6976 | 0 | 523.0817 | 246.193
WtrCldCentChlr-NoFric-2Cmp-0.439kwpton-VarSpd-CndRlf | DEER2023 |  | 2022-03-14 23:25:13+00 | Any | MBT | Old | CZ01 | cWVVG | Cap-Tons | 216.5605 | 199999.2031 | None | 1604497.6984 | 527514.8125 | 821609.9612 | 0 | 8492.2504 | 350.7892 | 41877.7476 | 204652.6496 | 6187.4466 | 126436.8924 | 18519.6976 | 0 | 18519.6976 | 0 | 492.2823 | 231.2448
WtrCldCentChlr-NoFric-2Cmp-0.748kwpton-VarSpd-CndRlf | DEER2023 |  | 2022-03-14 23:25:13+00 | Any | MBT | Old | CZ01 | cWVVG | Cap-Tons | 1 | 199999.2031 | None | 1610354.5646 | 527514.8125 | 821609.9612 | 0 | 14412.4848 | 352.7288 | 41812.1293 | 204652.6496 | 6187.4466 | 126436.8924 | 18519.6976 | 0 | 18519.6976 | 0 | 524.375 | 246.4699
WtrCldRecipChlr-0.42kwpton | DEER2023 |  | 2022-03-14 23:49:47+00 | Any | MBT | Old | CZ01 | cWVVG | Cap-Tons | 216.5605 | 199999.2031 | None | 1608247.6542 | 527514.8125 | 821609.9612 | 0 | 12297.0514 | 105.232 | 42068.1878 | 204652.6496 | 6187.4466 | 126436.8924 | 18519.6976 | 0 | 18519.6976 | 0 | 501.2502 | 236.4389
WtrCldRecipChlr-0.748kwpton | DEER2023 |  | 2022-03-14 23:49:47+00 | Any | MBT | Old | CZ01 | cWVVG | Cap-Tons | 1 | 199999.2031 | None | 1617765.2256 | 527514.8125 | 821609.9612 | 0 | 21842.8094 | 109.3555 | 42036.2527 | 204652.6496 | 6187.4466 | 126436.8924 | 18519.6976 | 0 | 18519.6976 | 0 | 545.4456 | 258.1644
WtrCldScrewChlr-0.42kwpton | DEER2023 |  | 2022-03-15 00:09:29+00 | Any | MBT | Old | CZ01 | cWVVG | Cap-Tons | 216.5605 | 199999.2031 | None | 1608931.322 | 527514.8125 | 821609.9612 | 0 | 13027.2099 | 107.4986 | 42019.7227 | 204652.6496 | 6187.4466 | 126436.8924 | 18519.6976 | 0 | 18519.6976 | 0 | 506.046 | 239.211
WtrCldScrewChlr-0.748kwpton | DEER2023 |  | 2022-03-15 00:09:29+00 | Any | MBT | Old | CZ01 | cWVVG | Cap-Tons | 1 | 199999.2031 | None | 1618879.0748 | 527514.8125 | 821609.9612 | 0 | 23019.8391 | 113.6271 | 41968.208 | 204652.6496 | 6187.4466 | 126436.8924 | 18519.6976 | 0 | 18519.6976 | 0 | 554 | 263.0826
WtrCldScrewChlr-0.439kwpton-VarSpd | DEER2023 |  | 2022-03-15 00:41:21+00 | Any | MBT | Old | CZ01 | cWVVG | Cap-Tons | 216.5605 | 199999.2031 | None | 1608649.0136 | 527514.8125 | 821609.9612 | 0 | 12178.1089 | 115.1951 | 42578.6699 | 204652.6496 | 6187.4466 | 126436.8924 | 18519.6976 | 0 | 18519.6976 | 0 | 498.671 | 235.4922
WtrCldScrewChlr-0.748kwpton-VarSpd | DEER2023 |  | 2022-03-15 00:41:21+00 | Any | MBT | Old | CZ01 | cWVVG | Cap-Tons | 1 | 199999.2031 | None | 1617059.4898 | 527514.8125 | 821609.9612 | 0 | 20622.2284 | 118.2186 | 42541.7556 | 204652.6496 | 6187.4466 | 126436.8924 | 18519.6976 | 0 | 18519.6976 | 0 | 536.3028 | 254.0953
AirCldRecipChlr-0.95kwpton | DEER2023 |  | 2022-03-14 18:21:41+00 | Any | MBT | Old | CZ02 | cAVVG | Cap-Tons | 349.4402 | 199999.2031 | None | 1829969.3084 | 527514.8125 | 824534.6415 | 0 | 184585.6819 | 0 | 72343.0474 | 220991.2936 | 34390.8933 | 70434.2711 | 16652.4212 | 0 | 16652.4212 | 0 | 681.2702 | 352.9078
AirCldRecipChlr-1.407kwpton | DEER2023 |  | 2022-03-14 18:21:41+00 | Any | MBT | Old | CZ02 | cAVVG | Cap-Tons | 1 | 199999.2031 | None | 1918764.4016 | 527514.8125 | 824534.6415 | 0 | 273381.095 | 0 | 72343.0474 | 220991.2936 | 34390.8933 | 70434.2711 | 16652.4212 | 0 | 16652.4212 | 0 | 793.3976 | 420.0925
AirCldScrewChlr-0.95kwpton | DEER2023 |  | 2022-03-14 19:29:42+00 | Any | MBT | Old | CZ02 | cAVVG | Cap-Tons | 353.6969 | 199999.2031 | None | 1844062.0515 | 527514.8125 | 824534.6415 | 0 | 198547.4837 | 0 | 72341.4653 | 221124.0573 | 34422.3462 | 70417.2918 | 16624.5771 | 0 | 16624.5771 | 0 | 679.3627 | 352.9011
AirCldScrewChlr-1.407kwpton | DEER2023 |  | 2022-03-14 19:29:42+00 | Any | MBT | Old | CZ02 | cAVVG | Cap-Tons | 1 | 199999.2031 | None | 1939573.855 | 527514.8125 | 824534.6415 | 0 | 294059.2091 | 0 | 72341.4653 | 221124.0573 | 34422.3462 | 70417.2918 | 16624.5771 | 0 | 16624.5771 | 0 | 790.5465 | 420.0707
AirCldScrewChlr-0.99kwpton-VarSpd | DEER2023 |  | 2022-03-14 20:36:10+00 | Any | MBT | Old | CZ02 | cAVVG | Cap-Tons | 353.6969 | 199999.2031 | None | 1852422.2079 | 527514.8125 | 824534.6415 | 0 | 206907.3854 | 0 | 72341.4653 | 221124.0573 | 34422.3462 | 70417.2918 | 16624.5771 | 0 | 16624.5771 | 0 | 689.0948 | 358.7802
AirCldScrewChlr-1.407kwpton-VarSpd | DEER2023 |  | 2022-03-14 20:36:10+00 | Any | MBT | Old | CZ02 | cAVVG | Cap-Tons | 1 | 199999.2031 | None | 1939573.855 | 527514.8125 | 824534.6415 | 0 | 294059.2091 | 0 | 72341.4653 | 221124.0573 | 34422.3462 | 70417.2918 | 16624.5771 | 0 | 16624.5771 | 0 | 790.5465 | 420.0707
WtrCldCentChlr-Conv-0.42kwpton | DEER2023 |  | 2022-03-14 21:09:18+00 | Any | MBT | Old | CZ02 | cWVVG | Cap-Tons | 356.0893 | 199999.2031 | None | 1788337.4614 | 527514.8125 | 824534.6415 | 0 | 115534.5011 | 1236.4429 | 98316.5615 | 221200.905 | 34422.7818 | 70434.7831 | 16607.1423 | 0 | 16607.1423 | 0 | 573.8676 | 290.8796
WtrCldCentChlr-Conv-0.748kwpton | DEER2023 |  | 2022-03-14 21:09:18+00 | Any | MBT | Old | CZ02 | cWVVG | Cap-Tons | 1 | 199999.2031 | None | 1878591.5745 | 527514.8125 | 824534.6415 | 0 | 205735.5819 | 1286.3172 | 98319.8696 | 221200.905 | 34422.7818 | 70434.7831 | 16607.1423 | 0 | 16607.1423 | 0 | 655.4224 | 341.7278
WtrCldCentChlr-Conv-1Cmp-0.439kwpton-VarSpd-CndRlf | DEER2023 |  | 2022-03-14 22:16:50+00 | Any | MBT | Old | CZ02 | cWVVG | Cap-Tons | 356.0893 | 199999.2031 | None | 1739276.0907 | 527514.8125 | 824534.6415 | 0 | 62749.7679 | 3546.1823 | 99729.7833 | 221200.905 | 34422.7818 | 70434.7831 | 16607.1423 | 0 | 16607.1423 | 0 | 530.944 | 268.0162
WtrCldCentChlr-Conv-1Cmp-0.748kwpton-VarSpd-CndRlf | DEER2023 |  | 2022-03-14 22:16:50+00 | Any | MBT | Old | CZ02 | cWVVG | Cap-Tons | 1 | 199999.2031 | None | 1783183.1012 | 527514.8125 | 824534.6415 | 0 | 106671.0578 | 3586.0753 | 99676.1429 | 221200.905 | 34422.7818 | 70434.7831 | 16607.1423 | 0 | 16607.1423 | 0 | 571.9169 | 296.4886
WtrCldCentChlr-NoFric-1Cmp-0.439kwpton-VarSpd-CndRlf | DEER2023 |  | 2022-03-14 22:54:12+00 | Any | MBT | Old | CZ02 | cWVVG | Cap-Tons | 356.0893 | 199999.2031 | None | 1738695.7564 | 527514.8125 | 824534.6415 | 0 | 66598.7395 | 3137.8916 | 95708.8607 | 221200.8798 | 34422.7818 | 70434.7831 | 16607.1423 | 0 | 16607.1423 | 0 | 538.104 | 271.8495
WtrCldCentChlr-NoFric-1Cmp-0.748kwpton-VarSpd-CndRlf | DEER2023 |  | 2022-03-14 22:54:12+00 | Any | MBT | Old | CZ02 | cWVVG | Cap-Tons | 1 | 199999.2031 | None | 1785356.741 | 527514.8125 | 824534.6415 | 0 | 113301.4578 | 3185.682 | 95619.3848 | 221200.8798 | 34422.7818 | 70434.7831 | 16607.1423 | 0 | 16607.1423 | 0 | 584.9387 | 304.8128
WtrCldCentChlr-NoFric-2Cmp-0.439kwpton-VarSpd-CndRlf | DEER2023 |  | 2022-03-14 23:25:13+00 | Any | MBT | Old | CZ02 | cWVVG | Cap-Tons | 356.0893 | 199999.2031 | None | 1739036.0627 | 527514.8125 | 824534.6415 | 0 | 67038.3661 | 3142.6214 | 95605.2205 | 221200.8798 | 34422.7818 | 70434.7831 | 16607.1423 | 0 | 16607.1423 | 0 | 540.5331 | 272.4694
WtrCldCentChlr-NoFric-2Cmp-0.748kwpton-VarSpd-CndRlf | DEER2023 |  | 2022-03-14 23:25:13+00 | Any | MBT | Old | CZ02 | cWVVG | Cap-Tons | 1 | 199999.2031 | None | 1785988.1743 | 527514.8125 | 824534.6415 | 0 | 114073.3004 | 3193.756 | 95471.084 | 221200.8798 | 34422.7818 | 70434.7831 | 16607.1423 | 0 | 16607.1423 | 0 | 589.0778 | 305.8688
WtrCldRecipChlr-0.42kwpton | DEER2023 |  | 2022-03-14 23:49:47+00 | Any | MBT | Old | CZ02 | cWVVG | Cap-Tons | 356.0893 | 199999.2031 | None | 1765775.4445 | 527514.8125 | 824534.6415 | 0 | 93510.6428 | 1194.38 | 97820.1688 | 221200.8091 | 34422.7818 | 70434.7821 | 16607.1435 | 0 | 16607.1435 | 0 | 562.8157 | 284.6771
WtrCldRecipChlr-0.748kwpton | DEER2023 |  | 2022-03-14 23:49:47+00 | Any | MBT | Old | CZ02 | cWVVG | Cap-Tons | 1 | 199999.2031 | None | 1838588.1161 | 527514.8125 | 824534.6415 | 0 | 166344.8628 | 1229.0688 | 97764.3442 | 221200.8091 | 34422.7818 | 70434.7821 | 16607.1435 | 0 | 16607.1435 | 0 | 635.9518 | 330.8862
WtrCldScrewChlr-0.42kwpton | DEER2023 |  | 2022-03-15 00:09:29+00 | Any | MBT | Old | CZ02 | cWVVG | Cap-Tons | 356.0893 | 199999.2031 | None | 1767777.302 | 527514.8125 | 824534.6415 | 0 | 95938.9416 | 1193.1783 | 97395.4513 | 221200.8091 | 34422.7818 | 70434.7821 | 16607.1435 | 0 | 16607.1435 | 0 | 571.7088 | 288.6339
WtrCldScrewChlr-0.748kwpton | DEER2023 |  | 2022-03-15 00:09:29+00 | Any | MBT | Old | CZ02 | cWVVG | Cap-Tons | 1 | 199999.2031 | None | 1841827.9228 | 527514.8125 | 824534.6415 | 0 | 170147.7096 | 1238.3784 | 97192.0481 | 221200.8091 | 34422.7818 | 70434.7821 | 16607.1435 | 0 | 16607.1435 | 0 | 651.8244 | 337.9162
WtrCldScrewChlr-0.439kwpton-VarSpd | DEER2023 |  | 2022-03-15 00:41:21+00 | Any | MBT | Old | CZ02 | cWVVG | Cap-Tons | 356.0893 | 199999.2031 | None | 1748554.7703 | 527514.8125 | 824534.6415 | 0 | 73268.6804 | 1333.8725 | 100702.3109 | 221200.8091 | 34422.7818 | 70434.7821 | 16607.1435 | 0 | 16607.1435 | 0 | 541.8949 | 273.9851
WtrCldScrewChlr-0.748kwpton-VarSpd | DEER2023 |  | 2022-03-15 00:41:21+00 | Any | MBT | Old | CZ02 | cWVVG | Cap-Tons | 1 | 199999.2031 | None | 1799716.8166 | 527514.8125 | 824534.6415 | 0 | 124473.8805 | 1345.8949 | 100647.2363 | 221200.8091 | 34422.7818 | 70434.7821 | 16607.1435 | 0 | 16607.1435 | 0 | 592.6436 | 306.7307
AirCldRecipChlr-0.95kwpton | DEER2023 |  | 2022-03-14 18:21:41+00 | Any | MBT | Old | CZ03 | cAVVG | Cap-Tons | 284.2225 | 199999.2031 | None | 1728727.9689 | 527514.8125 | 827608.3506 | 0 | 91289.3884 | 0 | 61602.1701 | 220713.7711 | 27544.0044 | 67028.7772 | 14194.8303 | 0 | 14194.8303 | 0 | 570.7627 | 283.0272
AirCldRecipChlr-1.407kwpton | DEER2023 |  | 2022-03-14 18:21:41+00 | Any | MBT | Old | CZ03 | cAVVG | Cap-Tons | 1 | 199999.2031 | None | 1772642.8291 | 527514.8125 | 827608.3506 | 0 | 135204.3677 | 0 | 61602.1701 | 220713.7711 | 27544.0044 | 67028.7772 | 14194.8303 | 0 | 14194.8303 | 0 | 633.9481 | 320.1605
AirCldScrewChlr-0.95kwpton | DEER2023 |  | 2022-03-14 19:29:42+00 | Any | MBT | Old | CZ03 | cAVVG | Cap-Tons | 284.2225 | 199999.2031 | None | 1757592.3416 | 527514.8125 | 827608.3506 | 0 | 120153.9348 | 0 | 61602.1701 | 220713.7711 | 27544.0044 | 67028.7772 | 14194.8303 | 0 | 14194.8303 | 0 | 585.8519 | 291.9302
AirCldScrewChlr-1.407kwpton | DEER2023 |  | 2022-03-14 19:29:42+00 | Any | MBT | Old | CZ03 | cAVVG | Cap-Tons | 1 | 199999.2031 | None | 1815392.8979 | 527514.8125 | 827608.3506 | 0 | 177954.2253 | 0 | 61602.1701 | 220713.7711 | 27544.0044 | 67028.7772 | 14194.8303 | 0 | 14194.8303 | 0 | 656.2956 | 333.3466
AirCldScrewChlr-0.99kwpton-VarSpd | DEER2023 |  | 2022-03-14 20:36:10+00 | Any | MBT | Old | CZ03 | cAVVG | Cap-Tons | 284.2225 | 199999.2031 | None | 1762651.3825 | 527514.8125 | 827608.3506 | 0 | 125213.008 | 0 | 61602.1701 | 220713.7711 | 27544.0044 | 67028.7772 | 14194.8303 | 0 | 14194.8303 | 0 | 592.0177 | 295.5552
AirCldScrewChlr-1.407kwpton-VarSpd | DEER2023 |  | 2022-03-14 20:36:10+00 | Any | MBT | Old | CZ03 | cAVVG | Cap-Tons | 1 | 199999.2031 | None | 1815392.8979 | 527514.8125 | 827608.3506 | 0 | 177954.2253 | 0 | 61602.1701 | 220713.7711 | 27544.0044 | 67028.7772 | 14194.8303 | 0 | 14194.8303 | 0 | 656.2956 | 333.3466
WtrCldCentChlr-Conv-0.42kwpton | DEER2023 |  | 2022-03-14 21:09:18+00 | Any | MBT | Old | CZ03 | cWVVG | Cap-Tons | 284.2225 | 199999.2031 | None | 1740251.5876 | 527514.8125 | 827608.3506 | 0 | 79794.2362 | 1014.2361 | 83606.5419 | 220713.7491 | 27544.0044 | 67028.7688 | 14194.8393 | 0 | 14194.8393 | 0 | 536.9578 | 262.3426
WtrCldCentChlr-Conv-0.748kwpton | DEER2023 |  | 2022-03-14 21:09:18+00 | Any | MBT | Old | CZ03 | cWVVG | Cap-Tons | 1 | 199999.2031 | None | 1802548.5067 | 527514.8125 | 827608.3506 | 0 | 142095.1187 | 1060.6361 | 83556.1193 | 220713.7491 | 27544.0044 | 67028.7688 | 14194.8393 | 0 | 14194.8393 | 0 | 599.727 | 299.3745
WtrCldCentChlr-Conv-1Cmp-0.439kwpton-VarSpd-CndRlf | DEER2023 |  | 2022-03-14 22:16:50+00 | Any | MBT | Old | CZ03 | cWVVG | Cap-Tons | 284.2225 | 199999.2031 | None | 1702362.8863 | 527514.8125 | 827608.3506 | 0 | 38528.6206 | 3261.082 | 84736.6401 | 220713.7711 | 27544.0044 | 67028.7719 | 14194.8372 | 0 | 14194.8372 | 0 | 505.2115 | 245.8697
WtrCldCentChlr-Conv-1Cmp-0.748kwpton-VarSpd-CndRlf | DEER2023 |  | 2022-03-14 22:16:50+00 | Any | MBT | Old | CZ03 | cWVVG | Cap-Tons | 1 | 199999.2031 | None | 1729348.167 | 527514.8125 | 827608.3506 | 0 | 65527.9036 | 3288.9437 | 84695.0273 | 220713.7711 | 27544.0044 | 67028.7719 | 14194.8372 | 0 | 14194.8372 | 0 | 536.015 | 264.8373
WtrCldCentChlr-NoFric-1Cmp-0.439kwpton-VarSpd-CndRlf | DEER2023 |  | 2022-03-14 22:54:12+00 | Any | MBT | Old | CZ03 | cWVVG | Cap-Tons | 284.2225 | 199999.2031 | None | 1700076.9922 | 527514.8125 | 827608.3506 | 0 | 39447.417 | 2931.1024 | 81862.795 | 220713.7711 | 27544.0044 | 67028.7772 | 14194.8303 | 0 | 14194.8303 | 0 | 512.1916 | 250.3936
WtrCldCentChlr-NoFric-1Cmp-0.748kwpton-VarSpd-CndRlf | DEER2023 |  | 2022-03-14 22:54:12+00 | Any | MBT | Old | CZ03 | cWVVG | Cap-Tons | 1 | 199999.2031 | None | 1727712.6238 | 527514.8125 | 827608.3506 | 0 | 67123.1542 | 2966.5257 | 81786.8948 | 220713.7711 | 27544.0044 | 67028.7772 | 14194.8303 | 0 | 14194.8303 | 0 | 549.2577 | 274.416
WtrCldCentChlr-NoFric-2Cmp-0.439kwpton-VarSpd-CndRlf | DEER2023 |  | 2022-03-14 23:25:13+00 | Any | MBT | Old | CZ03 | cWVVG | Cap-Tons | 284.2225 | 199999.2031 | None | 1700020.5501 | 527514.8125 | 827608.3506 | 0 | 39469.0227 | 2934.8342 | 81780.4492 | 220713.7711 | 27544.0044 | 67028.7772 | 14194.8303 | 0 | 14194.8303 | 0 | 513.6007 | 250.8436
WtrCldCentChlr-NoFric-2Cmp-0.748kwpton-VarSpd-CndRlf | DEER2023 |  | 2022-03-14 23:25:13+00 | Any | MBT | Old | CZ03 | cWVVG | Cap-Tons | 1 | 199999.2031 | None | 1727682.7965 | 527514.8125 | 827608.3506 | 0 | 67173.3257 | 2973.1751 | 81699.6805 | 220713.7711 | 27544.0044 | 67028.7772 | 14194.8303 | 0 | 14194.8303 | 0 | 551.6586 | 275.1829
WtrCldRecipChlr-0.42kwpton | DEER2023 |  | 2022-03-14 23:49:47+00 | Any | MBT | Old | CZ03 | cWVVG | Cap-Tons | 284.2225 | 199999.2031 | None | 1718825.7968 | 527514.8125 | 827608.3506 | 0 | 59682.2702 | 932.2133 | 82375.292 | 220713.7711 | 27544.0044 | 67028.7772 | 14194.8303 | 0 | 14194.8303 | 0 | 527.8375 | 257.8623
WtrCldRecipChlr-0.748kwpton | DEER2023 |  | 2022-03-14 23:49:47+00 | Any | MBT | Old | CZ03 | cWVVG | Cap-Tons | 1 | 199999.2031 | None | 1765248.8449 | 527514.8125 | 827608.3506 | 0 | 106145.5747 | 961.2597 | 82305.5784 | 220713.7711 | 27544.0044 | 67028.7772 | 14194.8303 | 0 | 14194.8303 | 0 | 583.9592 | 291.8894
WtrCldScrewChlr-0.42kwpton | DEER2023 |  | 2022-03-15 00:09:29+00 | Any | MBT | Old | CZ03 | cWVVG | Cap-Tons | 284.2225 | 199999.2031 | None | 1716636.2316 | 527514.8125 | 827608.3506 | 0 | 57771.5889 | 934.6812 | 82093.61 | 220713.7711 | 27544.0044 | 67028.7772 | 14194.8303 | 0 | 14194.8303 | 0 | 533.0668 | 260.2373
WtrCldScrewChlr-0.748kwpton | DEER2023 |  | 2022-03-15 00:09:29+00 | Any | MBT | Old | CZ03 | cWVVG | Cap-Tons | 1 | 199999.2031 | None | 1760937.7638 | 527514.8125 | 827608.3506 | 0 | 102168.9034 | 970.218 | 81962.5962 | 220713.7711 | 27544.0044 | 67028.7772 | 14194.8303 | 0 | 14194.8303 | 0 | 593.2913 | 296.1371
WtrCldScrewChlr-0.439kwpton-VarSpd | DEER2023 |  | 2022-03-15 00:41:21+00 | Any | MBT | Old | CZ03 | cWVVG | Cap-Tons | 284.2225 | 199999.2031 | None | 1709050.0237 | 527514.8125 | 827608.3506 | 0 | 46662.9321 | 1085.5565 | 85464.8496 | 220713.7711 | 27544.0044 | 67028.7772 | 14194.8303 | 0 | 14194.8303 | 0 | 512.6052 | 250.605
WtrCldScrewChlr-0.748kwpton-VarSpd | DEER2023 |  | 2022-03-15 00:41:21+00 | Any | MBT | Old | CZ03 | cWVVG | Cap-Tons | 1 | 199999.2031 | None | 1741569.4166 | 527514.8125 | 827608.3506 | 0 | 79211.6889 | 1096.0965 | 85425.1505 | 220713.7711 | 27544.0044 | 67028.7772 | 14194.8303 | 0 | 14194.8303 | 0 | 551.2768 | 274.5337
AirCldRecipChlr-0.95kwpton | DEER2023 |  | 2022-03-14 18:21:41+00 | Any | MBT | Old | CZ04 | cAVVG | Cap-Tons | 347.0009 | 199999.2031 | None | 1888964.7588 | 527514.8125 | 823080.1402 | 0 | 226588.5053 | 0 | 85400.4904 | 226381.0353 | 42472.8025 | 49359.6027 | 14297.8265 | 0 | 14297.8265 | 0 | 680.3641 | 361.7074
AirCldRecipChlr-1.407kwpton | DEER2023 |  | 2022-03-14 18:21:41+00 | Any | MBT | Old | CZ04 | cAVVG | Cap-Tons | 1 | 199999.2031 | None | 1997965.9664 | 527514.8125 | 823080.1402 | 0 | 335589.4901 | 0 | 85400.4904 | 226381.0353 | 42472.8025 | 49359.6027 | 14297.8265 | 0 | 14297.8265 | 0 | 792.1943 | 432.5258
AirCldScrewChlr-0.95kwpton | DEER2023 |  | 2022-03-14 19:29:42+00 | Any | MBT | Old | CZ04 | cAVVG | Cap-Tons | 347.0009 | 199999.2031 | None | 1915784.453 | 527514.8125 | 823080.1402 | 0 | 253407.9231 | 0 | 85400.4904 | 226381.0353 | 42472.8025 | 49359.6027 | 14297.8265 | 0 | 14297.8265 | 0 | 690.7097 | 370.1411
AirCldScrewChlr-1.407kwpton | DEER2023 |  | 2022-03-14 19:29:42+00 | Any | MBT | Old | CZ04 | cAVVG | Cap-Tons | 1 | 199999.2031 | None | 2037686.9943 | 527514.8125 | 823080.1402 | 0 | 375310.4475 | 0 | 85400.4904 | 226381.0353 | 42472.8025 | 49359.6027 | 14297.8265 | 0 | 14297.8265 | 0 | 807.5167 | 445.0162
AirCldScrewChlr-0.99kwpton-VarSpd | DEER2023 |  | 2022-03-14 20:36:10+00 | Any | MBT | Old | CZ04 | cAVVG | Cap-Tons | 347.0009 | 199999.2031 | None | 1926454.221 | 527514.8125 | 823080.1402 | 0 | 264077.7227 | 0 | 85400.4904 | 226381.0353 | 42472.8025 | 49359.6027 | 14297.8265 | 0 | 14297.8265 | 0 | 700.9338 | 376.6944
AirCldScrewChlr-1.407kwpton-VarSpd | DEER2023 |  | 2022-03-14 20:36:10+00 | Any | MBT | Old | CZ04 | cAVVG | Cap-Tons | 1 | 199999.2031 | None | 2037686.9943 | 527514.8125 | 823080.1402 | 0 | 375310.4475 | 0 | 85400.4904 | 226381.0353 | 42472.8025 | 49359.6027 | 14297.8265 | 0 | 14297.8265 | 0 | 807.5167 | 445.0162
WtrCldCentChlr-Conv-0.42kwpton | DEER2023 |  | 2022-03-14 21:09:18+00 | Any | MBT | Old | CZ04 | cWVVG | Cap-Tons | 348.1107 | 199999.2031 | None | 1862297.8552 | 527514.8125 | 823080.1402 | 0 | 161496.9579 | 2703.4508 | 121121.7581 | 226381.0353 | 42472.8025 | 49359.6027 | 14297.8265 | 0 | 14297.8265 | 0 | 582.9937 | 306.6356
WtrCldCentChlr-Conv-0.748kwpton | DEER2023 |  | 2022-03-14 21:09:18+00 | Any | MBT | Old | CZ04 | cWVVG | Cap-Tons | 1 | 199999.2031 | None | 1988498.3146 | 527514.8125 | 823080.1402 | 0 | 287594.9311 | 2842.9522 | 121084.5199 | 226381.0353 | 42472.8025 | 49359.6027 | 14297.8265 | 0 | 14297.8265 | 0 | 671.1019 | 366.0749
WtrCldCentChlr-Conv-1Cmp-0.439kwpton-VarSpd-CndRlf | DEER2023 |  | 2022-03-14 22:16:50+00 | Any | MBT | Old | CZ04 | cWVVG | Cap-Tons | 348.1107 | 199999.2031 | None | 1816401.9854 | 527514.8125 | 823080.1402 | 0 | 108892.2637 | 8632.179 | 121901.695 | 226381.0353 | 42472.8025 | 49359.6027 | 14297.8265 | 0 | 14297.8265 | 0 | 557.0224 | 289.063
WtrCldCentChlr-Conv-1Cmp-0.748kwpton-VarSpd-CndRlf | DEER2023 |  | 2022-03-14 22:16:50+00 | Any | MBT | Old | CZ04 | cWVVG | Cap-Tons | 1 | 199999.2031 | None | 1893065.9551 | 527514.8125 | 823080.1402 | 0 | 185350.5178 | 8890.7666 | 121848.79 | 226381.0353 | 42472.8025 | 49359.6027 | 14297.8265 | 0 | 14297.8265 | 0 | 613.3475 | 326.8986
WtrCldCentChlr-NoFric-1Cmp-0.439kwpton-VarSpd-CndRlf | DEER2023 |  | 2022-03-14 22:54:12+00 | Any | MBT | Old | CZ04 | cWVVG | Cap-Tons | 348.1107 | 199999.2031 | None | 1805458.8811 | 527514.8125 | 823080.1402 | 0 | 101453.5 | 8261.3985 | 118768.0875 | 226381.0353 | 42472.8025 | 49359.6027 | 14297.8265 | 0 | 14297.8265 | 0 | 561.5206 | 289.3195
WtrCldCentChlr-NoFric-1Cmp-0.748kwpton-VarSpd-CndRlf | DEER2023 |  | 2022-03-14 22:54:12+00 | Any | MBT | Old | CZ04 | cWVVG | Cap-Tons | 1 | 199999.2031 | None | 1876839.8663 | 527514.8125 | 823080.1402 | 0 | 172697.8628 | 8510.3209 | 118655.8496 | 226381.0353 | 42472.8025 | 49359.6027 | 14297.8265 | 0 | 14297.8265 | 0 | 621.6306 | 327.9908
WtrCldCentChlr-NoFric-2Cmp-0.439kwpton-VarSpd-CndRlf | DEER2023 |  | 2022-03-14 23:25:13+00 | Any | MBT | Old | CZ04 | cWVVG | Cap-Tons | 348.1107 | 199999.2031 | None | 1805166.0438 | 527514.8125 | 823080.1402 | 0 | 101249.4645 | 8266.1405 | 118674.8044 | 226381.0353 | 42472.8025 | 49359.6027 | 14297.8265 | 0 | 14297.8265 | 0 | 563.198 | 290.0601
WtrCldCentChlr-NoFric-2Cmp-0.748kwpton-VarSpd-CndRlf | DEER2023 |  | 2022-03-14 23:25:13+00 | Any | MBT | Old | CZ04 | cWVVG | Cap-Tons | 1 | 199999.2031 | None | 1876388.1644 | 527514.8125 | 823080.1402 | 0 | 172362.4194 | 8518.0416 | 118532.3219 | 226381.0353 | 42472.8025 | 49359.6027 | 14297.8265 | 0 | 14297.8265 | 0 | 624.4908 | 329.2567
WtrCldRecipChlr-0.42kwpton | DEER2023 |  | 2022-03-14 23:49:47+00 | Any | MBT | Old | CZ04 | cWVVG | Cap-Tons | 348.1107 | 199999.2031 | None | 1833564.9027 | 527514.8125 | 823080.1402 | 0 | 133207.3914 | 2671.4944 | 120710.17 | 226381.0353 | 42472.8025 | 49359.6027 | 14297.8265 | 0 | 14297.8265 | 0 | 576.9084 | 300.7836
WtrCldRecipChlr-0.748kwpton | DEER2023 |  | 2022-03-14 23:49:47+00 | Any | MBT | Old | CZ04 | cWVVG | Cap-Tons | 1 | 199999.2031 | None | 1937420.6789 | 527514.8125 | 823080.1402 | 0 | 237050.0102 | 2787.6126 | 120606.5492 | 226381.0353 | 42472.8025 | 49359.6027 | 14297.8265 | 0 | 14297.8265 | 0 | 660.6403 | 354.9264
WtrCldScrewChlr-0.42kwpton | DEER2023 |  | 2022-03-15 00:09:29+00 | Any | MBT | Old | CZ04 | cWVVG | Cap-Tons | 348.1107 | 199999.2031 | None | 1848859.886 | 527514.8125 | 823080.1402 | 0 | 148674.6994 | 2709.0683 | 120499.8457 | 226381.0353 | 42472.8025 | 49359.6027 | 14297.8265 | 0 | 14297.8265 | 0 | 586.7613 | 308.9845
WtrCldScrewChlr-0.748kwpton | DEER2023 |  | 2022-03-15 00:09:29+00 | Any | MBT | Old | CZ04 | cWVVG | Cap-Tons | 1 | 199999.2031 | None | 1964505.6196 | 527514.8125 | 823080.1402 | 0 | 264283.2511 | 2855.3238 | 120390.9449 | 226381.0353 | 42472.8025 | 49359.6027 | 14297.8265 | 0 | 14297.8265 | 0 | 678.2136 | 369.4815
WtrCldScrewChlr-0.439kwpton-VarSpd | DEER2023 |  | 2022-03-15 00:41:21+00 | Any | MBT | Old | CZ04 | cWVVG | Cap-Tons | 348.1107 | 199999.2031 | None | 1829516.7944 | 527514.8125 | 823080.1402 | 0 | 126191.2318 | 2815.5755 | 123534.2261 | 226381.0353 | 42472.8025 | 49359.6027 | 14297.8265 | 0 | 14297.8265 | 0 | 570.7139 | 296.8574
WtrCldScrewChlr-0.748kwpton-VarSpd | DEER2023 |  | 2022-03-15 00:41:21+00 | Any | MBT | Old | CZ04 | cWVVG | Cap-Tons | 1 | 199999.2031 | None | 1917904.1402 | 527514.8125 | 823080.1402 | 0 | 214610.9693 | 2906.934 | 123410.6701 | 226381.0353 | 42472.8025 | 49359.6027 | 14297.8265 | 0 | 14297.8265 | 0 | 641.2189 | 342.5632
AirCldRecipChlr-0.95kwpton | DEER2023 |  | 2022-03-14 18:21:41+00 | Any | MBT | Old | CZ05 | cAVVG | Cap-Tons | 269.5472 | 199999.2031 | None | 1772858.5717 | 527514.8125 | 823057.5917 | 0 | 135286.9077 | 0 | 63901.4452 | 223098.1791 | 32055.3975 | 58405.8532 | 14367.4792 | 0 | 14367.4792 | 0 | 578.5866 | 270.4759
AirCldRecipChlr-1.407kwpton | DEER2023 |  | 2022-03-14 18:21:41+00 | Any | MBT | Old | CZ05 | cAVVG | Cap-Tons | 1 | 199999.2031 | None | 1837938.6199 | 527514.8125 | 823057.5917 | 0 | 200367.0412 | 0 | 63901.4452 | 223098.1791 | 32055.3975 | 58405.8532 | 14367.4792 | 0 | 14367.4792 | 0 | 645.6772 | 302.1407
AirCldScrewChlr-0.95kwpton | DEER2023 |  | 2022-03-14 19:29:42+00 | Any | MBT | Old | CZ05 | cAVVG | Cap-Tons | 269.5472 | 199999.2031 | None | 1792162.0171 | 527514.8125 | 823057.5917 | 0 | 154590.4733 | 0 | 63901.4452 | 223098.1791 | 32055.3975 | 58405.8532 | 14367.4792 | 0 | 14367.4792 | 0 | 587.611 | 274.8865
AirCldScrewChlr-1.407kwpton | DEER2023 |  | 2022-03-14 19:29:42+00 | Any | MBT | Old | CZ05 | cAVVG | Cap-Tons | 1 | 199999.2031 | None | 1866528.7002 | 527514.8125 | 823057.5917 | 0 | 228956.6547 | 0 | 63901.4452 | 223098.1791 | 32055.3975 | 58405.8532 | 14367.4792 | 0 | 14367.4792 | 0 | 659.0428 | 308.673
AirCldScrewChlr-0.99kwpton-VarSpd | DEER2023 |  | 2022-03-14 20:36:10+00 | Any | MBT | Old | CZ05 | cAVVG | Cap-Tons | 269.5472 | 199999.2031 | None | 1798671.344 | 527514.8125 | 823057.5917 | 0 | 161099.5305 | 0 | 63901.4452 | 223098.1791 | 32055.3975 | 58405.8532 | 14367.4792 | 0 | 14367.4792 | 0 | 593.8636 | 277.8439
AirCldScrewChlr-1.407kwpton-VarSpd | DEER2023 |  | 2022-03-14 20:36:10+00 | Any | MBT | Old | CZ05 | cAVVG | Cap-Tons | 1 | 199999.2031 | None | 1866528.7002 | 527514.8125 | 823057.5917 | 0 | 228956.6547 | 0 | 63901.4452 | 223098.1791 | 32055.3975 | 58405.8532 | 14367.4792 | 0 | 14367.4792 | 0 | 659.0428 | 308.673
WtrCldCentChlr-Conv-0.42kwpton | DEER2023 |  | 2022-03-14 21:09:18+00 | Any | MBT | Old | CZ05 | cWVVG | Cap-Tons | 269.5472 | 199999.2031 | None | 1768258.8073 | 527514.8125 | 823057.5917 | 0 | 105119.8282 | 1442.1272 | 88026.2463 | 223098.1791 | 32055.3975 | 58405.8532 | 14367.4792 | 0 | 14367.4792 | 0 | 538.6715 | 254.5995
WtrCldCentChlr-Conv-0.748kwpton | DEER2023 |  | 2022-03-14 21:09:18+00 | Any | MBT | Old | CZ05 | cWVVG | Cap-Tons | 1 | 199999.2031 | None | 1850493.5771 | 527514.8125 | 823057.5917 | 0 | 187264.5146 | 1521.3906 | 88037.3357 | 223098.1791 | 32055.3975 | 58405.8532 | 14367.4792 | 0 | 14367.4792 | 0 | 603.3679 | 287.4176
WtrCldCentChlr-Conv-1Cmp-0.439kwpton-VarSpd-CndRlf | DEER2023 |  | 2022-03-14 22:16:50+00 | Any | MBT | Old | CZ05 | cWVVG | Cap-Tons | 269.5472 | 199999.2031 | None | 1735826.5468 | 527514.8125 | 823057.5917 | 0 | 69659.955 | 3979.874 | 88516.5219 | 223098.1791 | 32055.3975 | 58405.8532 | 14367.4792 | 0 | 14367.4792 | 0 | 513.3555 | 243.9445
WtrCldCentChlr-Conv-1Cmp-0.748kwpton-VarSpd-CndRlf | DEER2023 |  | 2022-03-14 22:16:50+00 | Any | MBT | Old | CZ05 | cWVVG | Cap-Tons | 1 | 199999.2031 | None | 1784827.3844 | 527514.8125 | 823057.5917 | 0 | 118609.2976 | 4082.0281 | 88465.8263 | 223098.1791 | 32055.3975 | 58405.8532 | 14367.4792 | 0 | 14367.4792 | 0 | 552.0378 | 265.2187
WtrCldCentChlr-NoFric-1Cmp-0.439kwpton-VarSpd-CndRlf | DEER2023 |  | 2022-03-14 22:54:12+00 | Any | MBT | Old | CZ05 | cWVVG | Cap-Tons | 269.5472 | 199999.2031 | None | 1728338.9839 | 527514.8125 | 823057.5917 | 0 | 64423.7174 | 3751.6222 | 86492.9157 | 223098.1791 | 32055.3975 | 58405.8532 | 14367.4792 | 0 | 14367.4792 | 0 | 516.9358 | 243.9672
WtrCldCentChlr-NoFric-1Cmp-0.748kwpton-VarSpd-CndRlf | DEER2023 |  | 2022-03-14 22:54:12+00 | Any | MBT | Old | CZ05 | cWVVG | Cap-Tons | 1 | 199999.2031 | None | 1773635.192 | 527514.8125 | 823057.5917 | 0 | 109687.5249 | 3842.8773 | 86434.2584 | 223098.1791 | 32055.3975 | 58405.8532 | 14367.4792 | 0 | 14367.4792 | 0 | 558.6873 | 265.6891
WtrCldCentChlr-NoFric-2Cmp-0.439kwpton-VarSpd-CndRlf | DEER2023 |  | 2022-03-14 23:25:13+00 | Any | MBT | Old | CZ05 | cWVVG | Cap-Tons | 269.5472 | 199999.2031 | None | 1728100.6174 | 527514.8125 | 823057.5917 | 0 | 64230.3242 | 3753.7668 | 86445.625 | 223098.1791 | 32055.3975 | 58405.8532 | 14367.4792 | 0 | 14367.4792 | 0 | 518.3142 | 244.3501
WtrCldCentChlr-NoFric-2Cmp-0.748kwpton-VarSpd-CndRlf | DEER2023 |  | 2022-03-14 23:25:13+00 | Any | MBT | Old | CZ05 | cWVVG | Cap-Tons | 1 | 199999.2031 | None | 1773238.1974 | 527514.8125 | 823057.5917 | 0 | 109359.0282 | 3846.6147 | 86362.4531 | 223098.1791 | 32055.3975 | 58405.8532 | 14367.4792 | 0 | 14367.4792 | 0 | 561.0353 | 266.341
WtrCldRecipChlr-0.42kwpton | DEER2023 |  | 2022-03-14 23:49:47+00 | Any | MBT | Old | CZ05 | cWVVG | Cap-Tons | 269.5472 | 199999.2031 | None | 1748447.2016 | 527514.8125 | 823057.5917 | 0 | 85590.9632 | 1418.7378 | 87766.994 | 223098.1791 | 32055.3975 | 58405.8532 | 14367.4792 | 0 | 14367.4792 | 0 | 533.046 | 252.0201
WtrCldRecipChlr-0.748kwpton | DEER2023 |  | 2022-03-14 23:49:47+00 | Any | MBT | Old | CZ05 | cWVVG | Cap-Tons | 1 | 199999.2031 | None | 1815190.2955 | 527514.8125 | 823057.5917 | 0 | 152313.3165 | 1481.5791 | 87725.035 | 223098.1791 | 32055.3975 | 58405.8532 | 14367.4792 | 0 | 14367.4792 | 0 | 593.64 | 282.2115
WtrCldScrewChlr-0.42kwpton | DEER2023 |  | 2022-03-15 00:09:29+00 | Any | MBT | Old | CZ05 | cWVVG | Cap-Tons | 269.5472 | 199999.2031 | None | 1759004.7316 | 527514.8125 | 823057.5917 | 0 | 96245.6849 | 1441.6466 | 87647.0652 | 223098.1791 | 32055.3975 | 58405.8532 | 14367.4792 | 0 | 14367.4792 | 0 | 541.6095 | 256.8564
WtrCldScrewChlr-0.748kwpton | DEER2023 |  | 2022-03-15 00:09:29+00 | Any | MBT | Old | CZ05 | cWVVG | Cap-Tons | 1 | 199999.2031 | None | 1833891.7213 | 527514.8125 | 823057.5917 | 0 | 171112.7365 | 1523.9718 | 87584.543 | 223098.1791 | 32055.3975 | 58405.8532 | 14367.4792 | 0 | 14367.4792 | 0 | 608.9094 | 290.843
WtrCldScrewChlr-0.439kwpton-VarSpd | DEER2023 |  | 2022-03-15 00:41:21+00 | Any | MBT | Old | CZ05 | cWVVG | Cap-Tons | 269.5472 | 199999.2031 | None | 1745482.9218 | 527514.8125 | 823057.5917 | 0 | 80684.3982 | 1499.5956 | 89628.576 | 223098.1791 | 32055.3975 | 58405.8532 | 14367.4792 | 0 | 14367.4792 | 0 | 527.6202 | 250.0719
WtrCldScrewChlr-0.748kwpton-VarSpd | DEER2023 |  | 2022-03-15 00:41:21+00 | Any | MBT | Old | CZ05 | cWVVG | Cap-Tons | 1 | 199999.2031 | None | 1802008.3872 | 527514.8125 | 823057.5917 | 0 | 137221.8833 | 1548.7005 | 89567.3294 | 223098.1791 | 32055.3975 | 58405.8532 | 14367.4792 | 0 | 14367.4792 | 0 | 577.9579 | 275.5495
AirCldRecipChlr-0.95kwpton | DEER2023 |  | 2022-03-14 18:21:41+00 | Any | MBT | Old | CZ06 | cAVVG | Cap-Tons | 363.1161 | 199999.2031 | None | 1937267.8643 | 527514.8125 | 822928.551 | 0 | 250426.6222 | 0 | 103481.3999 | 232916.4566 | 51062.8742 | 25180.3349 | 12052.1259 | 0 | 12052.1259 | 0 | 598.4538 | 311.3087
AirCldRecipChlr-1.407kwpton | DEER2023 |  | 2022-03-14 18:21:41+00 | Any | MBT | Old | CZ06 | cAVVG | Cap-Tons | 1 | 199999.2031 | None | 2057736.5169 | 527514.8125 | 822928.551 | 0 | 370894.9379 | 0 | 103481.3999 | 232916.4566 | 51062.8742 | 25180.3349 | 12052.1259 | 0 | 12052.1259 | 0 | 673.7667 | 359.6296
AirCldScrewChlr-0.95kwpton | DEER2023 |  | 2022-03-14 19:29:42+00 | Any | MBT | Old | CZ06 | cAVVG | Cap-Tons | 363.1161 | 199999.2031 | None | 1996181.0069 | 527514.8125 | 822928.551 | 0 | 309340.3381 | 0 | 103481.3999 | 232916.4566 | 51062.8742 | 25180.3349 | 12052.1275 | 0 | 12052.1275 | 0 | 624.4273 | 323.0009
AirCldScrewChlr-1.407kwpton | DEER2023 |  | 2022-03-14 19:29:42+00 | Any | MBT | Old | CZ06 | cAVVG | Cap-Tons | 1 | 199999.2031 | None | 2144990.3259 | 527514.8125 | 822928.551 | 0 | 458149.2275 | 0 | 103481.3999 | 232916.4566 | 51062.8742 | 25180.3349 | 12052.1275 | 0 | 12052.1275 | 0 | 712.235 | 376.9464
AirCldScrewChlr-0.99kwpton-VarSpd | DEER2023 |  | 2022-03-14 20:36:10+00 | Any | MBT | Old | CZ06 | cAVVG | Cap-Tons | 363.1161 | 199999.2031 | None | 2009206.2815 | 527514.8125 | 822928.551 | 0 | 322365.129 | 0 | 103481.3999 | 232916.4566 | 51062.8742 | 25180.3349 | 12052.1275 | 0 | 12052.1275 | 0 | 632.1131 | 327.7227
AirCldScrewChlr-1.407kwpton-VarSpd | DEER2023 |  | 2022-03-14 20:36:10+00 | Any | MBT | Old | CZ06 | cAVVG | Cap-Tons | 1 | 199999.2031 | None | 2144990.3259 | 527514.8125 | 822928.551 | 0 | 458149.2275 | 0 | 103481.3999 | 232916.4566 | 51062.8742 | 25180.3349 | 12052.1275 | 0 | 12052.1275 | 0 | 712.235 | 376.9464
WtrCldCentChlr-Conv-0.42kwpton | DEER2023 |  | 2022-03-14 21:09:18+00 | Any | MBT | Old | CZ06 | cWVVG | Cap-Tons | 363.1161 | 199999.2031 | None | 1935431.3593 | 527514.8125 | 822928.551 | 0 | 196365.7572 | 4196.9367 | 151508.7983 | 232916.4566 | 51062.8742 | 25180.3349 | 12052.1244 | 0 | 12052.1244 | 0 | 567.4723 | 285.1313
WtrCldCentChlr-Conv-0.748kwpton | DEER2023 |  | 2022-03-14 21:09:18+00 | Any | MBT | Old | CZ06 | cWVVG | Cap-Tons | 1 | 199999.2031 | None | 2088785.0781 | 527514.8125 | 822928.551 | 0 | 349581.3195 | 4378.2958 | 151465.8743 | 232916.4566 | 51062.8742 | 25180.3349 | 12052.1244 | 0 | 12052.1244 | 0 | 647.3172 | 333.1299
WtrCldCentChlr-Conv-1Cmp-0.439kwpton-VarSpd-CndRlf | DEER2023 |  | 2022-03-14 22:16:50+00 | Any | MBT | Old | CZ06 | cWVVG | Cap-Tons | 363.1161 | 199999.2031 | None | 1854093.3299 | 527514.8125 | 822928.551 | 0 | 101755.404 | 14717.082 | 154261.1685 | 232916.4566 | 51062.8742 | 25180.3349 | 12052.1244 | 0 | 12052.1244 | 0 | 529.1758 | 266.2828
WtrCldCentChlr-Conv-1Cmp-0.748kwpton-VarSpd-CndRlf | DEER2023 |  | 2022-03-14 22:16:50+00 | Any | MBT | Old | CZ06 | cWVVG | Cap-Tons | 1 | 199999.2031 | None | 1925861.6773 | 527514.8125 | 822928.551 | 0 | 173204.4631 | 15069.4936 | 154227.7064 | 232916.4566 | 51062.8742 | 25180.3349 | 12052.1244 | 0 | 12052.1244 | 0 | 568.769 | 291.8839
WtrCldCentChlr-NoFric-1Cmp-0.439kwpton-VarSpd-CndRlf | DEER2023 |  | 2022-03-14 22:54:12+00 | Any | MBT | Old | CZ06 | cWVVG | Cap-Tons | 363.1161 | 199999.2031 | None | 1855337.0258 | 527514.8125 | 822928.551 | 0 | 109766.6783 | 13808.9122 | 148401.7727 | 232916.4042 | 51062.8742 | 25180.3349 | 12052.1244 | 0 | 12052.1244 | 0 | 537.2174 | 270.3744
WtrCldCentChlr-NoFric-1Cmp-0.748kwpton-VarSpd-CndRlf | DEER2023 |  | 2022-03-14 22:54:12+00 | Any | MBT | Old | CZ06 | cWVVG | Cap-Tons | 1 | 199999.2031 | None | 1932716.9512 | 527514.8125 | 822928.551 | 0 | 186867.0875 | 14179.8029 | 148310.331 | 232916.4566 | 51062.8742 | 25180.3349 | 12052.1244 | 0 | 12052.1244 | 0 | 582.9358 | 300.65
WtrCldCentChlr-NoFric-2Cmp-0.439kwpton-VarSpd-CndRlf | DEER2023 |  | 2022-03-14 23:25:13+00 | Any | MBT | Old | CZ06 | cWVVG | Cap-Tons | 363.1161 | 199999.2031 | None | 1856181.1518 | 527514.8125 | 822928.551 | 0 | 110666.3226 | 13818.3025 | 148337.3548 | 232916.4042 | 51062.8742 | 25180.3349 | 12052.1244 | 0 | 12052.1244 | 0 | 539.6131 | 270.8849
WtrCldCentChlr-NoFric-2Cmp-0.748kwpton-VarSpd-CndRlf | DEER2023 |  | 2022-03-14 23:25:13+00 | Any | MBT | Old | CZ06 | cWVVG | Cap-Tons | 1 | 199999.2031 | None | 1934181.4516 | 527514.8125 | 822928.551 | 0 | 188407.94 | 14196.3828 | 148217.3772 | 232916.4566 | 51062.8742 | 25180.3349 | 12052.1244 | 0 | 12052.1244 | 0 | 587.0146 | 301.5199
WtrCldRecipChlr-0.42kwpton | DEER2023 |  | 2022-03-14 23:49:47+00 | Any | MBT | Old | CZ06 | cWVVG | Cap-Tons | 363.1161 | 199999.2031 | None | 1893621.2156 | 527514.8125 | 822928.551 | 0 | 157091.0654 | 3963.1945 | 149207.5838 | 232916.4566 | 51062.8742 | 25180.3349 | 12052.1244 | 0 | 12052.1244 | 0 | 555.0562 | 278.64
WtrCldRecipChlr-0.748kwpton | DEER2023 |  | 2022-03-14 23:49:47+00 | Any | MBT | Old | CZ06 | cWVVG | Cap-Tons | 1 | 199999.2031 | None | 2016199.4043 | 527514.8125 | 822928.551 | 0 | 279554.4126 | 4098.1116 | 149187.0952 | 232916.4566 | 51062.8742 | 25180.3349 | 12052.1244 | 0 | 12052.1244 | 0 | 625.6189 | 321.995
WtrCldScrewChlr-0.42kwpton | DEER2023 |  | 2022-03-15 00:09:29+00 | Any | MBT | Old | CZ06 | cWVVG | Cap-Tons | 363.1161 | 199999.2031 | None | 1896200.0778 | 527514.8125 | 822928.551 | 0 | 160041.5499 | 3968.4176 | 148830.6795 | 232916.4566 | 51062.8742 | 25180.3349 | 12052.1244 | 0 | 12052.1244 | 0 | 562.7942 | 281.5765
WtrCldScrewChlr-0.748kwpton | DEER2023 |  | 2022-03-15 00:09:29+00 | Any | MBT | Old | CZ06 | cWVVG | Cap-Tons | 1 | 199999.2031 | None | 2020236.9225 | 527514.8125 | 822928.551 | 0 | 284002.631 | 4123.8471 | 148751.1067 | 232916.4566 | 51062.8742 | 25180.3349 | 12052.1244 | 0 | 12052.1244 | 0 | 639.4226 | 327.1861
WtrCldScrewChlr-0.439kwpton-VarSpd | DEER2023 |  | 2022-03-15 00:41:21+00 | Any | MBT | Old | CZ06 | cWVVG | Cap-Tons | 363.1161 | 199999.2031 | None | 1868125.7381 | 527514.8125 | 822928.551 | 0 | 124107.0421 | 4447.5125 | 156211.5744 | 232916.4566 | 51062.8742 | 25180.3349 | 12052.1244 | 0 | 12052.1244 | 0 | 534.7465 | 269.8347
WtrCldScrewChlr-0.748kwpton-VarSpd | DEER2023 |  | 2022-03-15 00:41:21+00 | Any | MBT | Old | CZ06 | cWVVG | Cap-Tons | 1 | 199999.2031 | None | 1955027.1063 | 527514.8125 | 822928.551 | 0 | 211037.9179 | 4514.9408 | 156114.1441 | 232916.4566 | 51062.8742 | 25180.3349 | 12052.1244 | 0 | 12052.1244 | 0 | 583.3959 | 300.5518
AirCldRecipChlr-0.95kwpton | DEER2023 |  | 2022-03-14 18:21:41+00 | Any | MBT | Old | CZ07 | cAVVG | Cap-Tons | 344.1483 | 199999.2031 | None | 1901212.2959 | 527514.8125 | 808206.6622 | 0 | 234267.5158 | 0 | 100759.7232 | 230463.3623 | 46661.1476 | 21848.8236 | 10954.514 | 0 | 10954.514 | 0 | 605.4808 | 302.218
AirCldRecipChlr-1.407kwpton | DEER2023 |  | 2022-03-14 18:21:41+00 | Any | MBT | Old | CZ07 | cAVVG | Cap-Tons | 1 | 199999.2031 | None | 2013907.184 | 527514.8125 | 808206.6622 | 0 | 346962.4798 | 0 | 100759.7232 | 230463.3623 | 46661.1476 | 21848.8236 | 10954.514 | 0 | 10954.514 | 0 | 687.0454 | 349.0305
AirCldScrewChlr-0.95kwpton | DEER2023 |  | 2022-03-14 19:29:42+00 | Any | MBT | Old | CZ07 | cAVVG | Cap-Tons | 344.1483 | 199999.2031 | None | 1936839.6575 | 527514.8125 | 808206.6622 | 0 | 269894.7693 | 0 | 100759.7232 | 230463.3623 | 46661.1476 | 21848.8236 | 10954.514 | 0 | 10954.514 | 0 | 617.6569 | 307.9041
AirCldScrewChlr-1.407kwpton | DEER2023 |  | 2022-03-14 19:29:42+00 | Any | MBT | Old | CZ07 | cAVVG | Cap-Tons | 1 | 199999.2031 | None | 2066673.0355 | 527514.8125 | 808206.6622 | 0 | 399728.3733 | 0 | 100759.7232 | 230463.3623 | 46661.1476 | 21848.8236 | 10954.514 | 0 | 10954.514 | 0 | 705.079 | 357.4512
AirCldScrewChlr-0.99kwpton-VarSpd | DEER2023 |  | 2022-03-14 20:36:10+00 | Any | MBT | Old | CZ07 | cAVVG | Cap-Tons | 344.1483 | 199999.2031 | None | 1948203.788 | 527514.8125 | 808206.6622 | 0 | 281258.7753 | 0 | 100759.7232 | 230463.3623 | 46661.1476 | 21848.8236 | 10954.514 | 0 | 10954.514 | 0 | 625.3085 | 312.2406
AirCldScrewChlr-1.407kwpton-VarSpd | DEER2023 |  | 2022-03-14 20:36:10+00 | Any | MBT | Old | CZ07 | cAVVG | Cap-Tons | 1 | 199999.2031 | None | 2066673.0355 | 527514.8125 | 808206.6622 | 0 | 399728.3733 | 0 | 100759.7232 | 230463.3623 | 46661.1476 | 21848.8236 | 10954.514 | 0 | 10954.514 | 0 | 705.079 | 357.4512
WtrCldCentChlr-Conv-0.42kwpton | DEER2023 |  | 2022-03-14 21:09:18+00 | Any | MBT | Old | CZ07 | cWVVG | Cap-Tons | 344.4812 | 199999.2031 | None | 1904434.1823 | 527514.8125 | 808206.6622 | 0 | 189664.512 | 2912.3526 | 145671.8684 | 230463.3623 | 46661.1476 | 21848.8236 | 10954.514 | 0 | 10954.514 | 0 | 562.3448 | 276.5866
WtrCldCentChlr-Conv-0.748kwpton | DEER2023 |  | 2022-03-14 21:09:18+00 | Any | MBT | Old | CZ07 | cWVVG | Cap-Tons | 1 | 199999.2031 | None | 2052577.0687 | 527514.8125 | 808206.6622 | 0 | 337677.6474 | 3066.302 | 145647.9701 | 230463.3623 | 46661.1476 | 21848.8236 | 10954.514 | 0 | 10954.514 | 0 | 643.8701 | 323.673
WtrCldCentChlr-Conv-1Cmp-0.439kwpton-VarSpd-CndRlf | DEER2023 |  | 2022-03-14 22:16:50+00 | Any | MBT | Old | CZ07 | cWVVG | Cap-Tons | 344.4812 | 199999.2031 | None | 1851429.0734 | 527514.8125 | 808206.6622 | 0 | 128700.7227 | 9879.9606 | 146662.9658 | 230463.3623 | 46661.1476 | 21848.8236 | 10954.514 | 0 | 10954.514 | 0 | 535.3377 | 264.7964
WtrCldCentChlr-Conv-1Cmp-0.748kwpton-VarSpd-CndRlf | DEER2023 |  | 2022-03-14 22:16:50+00 | Any | MBT | Old | CZ07 | cWVVG | Cap-Tons | 1 | 199999.2031 | None | 1942108.7181 | 527514.8125 | 808206.6622 | 0 | 219148.8055 | 10141.1624 | 146633.5656 | 230463.3623 | 46661.1476 | 21848.8236 | 10954.514 | 0 | 10954.514 | 0 | 584.6112 | 295.8145
WtrCldCentChlr-NoFric-1Cmp-0.439kwpton-VarSpd-CndRlf | DEER2023 |  | 2022-03-14 22:54:12+00 | Any | MBT | Old | CZ07 | cWVVG | Cap-Tons | 344.4812 | 199999.2031 | None | 1831799.028 | 527514.8125 | 808206.6622 | 0 | 113582.5543 | 9291.6657 | 142739.8047 | 230463.3623 | 46661.1476 | 21848.8236 | 10954.514 | 0 | 10954.514 | 0 | 539.955 | 265.7668
WtrCldCentChlr-NoFric-1Cmp-0.748kwpton-VarSpd-CndRlf | DEER2023 |  | 2022-03-14 22:54:12+00 | Any | MBT | Old | CZ07 | cWVVG | Cap-Tons | 1 | 199999.2031 | None | 1911749.3529 | 527514.8125 | 808206.6622 | 0 | 193389.6635 | 9518.8447 | 142655.5086 | 230463.3623 | 46661.1476 | 21848.8236 | 10954.514 | 0 | 10954.514 | 0 | 592.9764 | 298.0339
WtrCldCentChlr-NoFric-2Cmp-0.439kwpton-VarSpd-CndRlf | DEER2023 |  | 2022-03-14 23:25:13+00 | Any | MBT | Old | CZ07 | cWVVG | Cap-Tons | 344.4812 | 199999.2031 | None | 1830315.8888 | 527514.8125 | 808206.6622 | 0 | 112155.9615 | 9292.3949 | 142682.6978 | 230463.3623 | 46661.1476 | 21848.8236 | 10954.514 | 0 | 10954.514 | 0 | 541.7111 | 266.4976
WtrCldCentChlr-NoFric-2Cmp-0.748kwpton-VarSpd-CndRlf | DEER2023 |  | 2022-03-14 23:25:13+00 | Any | MBT | Old | CZ07 | cWVVG | Cap-Tons | 1 | 199999.2031 | None | 1909276.0868 | 527514.8125 | 808206.6622 | 0 | 190974.2735 | 9520.4168 | 142596.3251 | 230463.3623 | 46661.1476 | 21848.8236 | 10954.514 | 0 | 10954.514 | 0 | 595.9859 | 299.2839
WtrCldRecipChlr-0.42kwpton | DEER2023 |  | 2022-03-14 23:49:47+00 | Any | MBT | Old | CZ07 | cWVVG | Cap-Tons | 344.4812 | 199999.2031 | None | 1863742.887 | 527514.8125 | 808206.6622 | 0 | 149387.4274 | 2878.9629 | 145291.0421 | 230463.3623 | 46661.1476 | 21848.8236 | 10954.514 | 0 | 10954.514 | 0 | 554.8304 | 273.6692
WtrCldRecipChlr-0.748kwpton | DEER2023 |  | 2022-03-14 23:49:47+00 | Any | MBT | Old | CZ07 | cWVVG | Cap-Tons | 1 | 199999.2031 | None | 1980220.0687 | 527514.8125 | 808206.6622 | 0 | 265798.5541 | 3001.0855 | 145235.4794 | 230463.3623 | 46661.1476 | 21848.8236 | 10954.514 | 0 | 10954.514 | 0 | 630.858 | 318.2371
WtrCldScrewChlr-0.42kwpton | DEER2023 |  | 2022-03-15 00:09:29+00 | Any | MBT | Old | CZ07 | cWVVG | Cap-Tons | 344.4812 | 199999.2031 | None | 1881851.0466 | 527514.8125 | 808206.6622 | 0 | 167615.9999 | 2921.5589 | 145128.4283 | 230463.3623 | 46661.1476 | 21848.8236 | 10954.514 | 0 | 10954.514 | 0 | 566.1101 | 279.3367
WtrCldScrewChlr-0.748kwpton | DEER2023 |  | 2022-03-15 00:09:29+00 | Any | MBT | Old | CZ07 | cWVVG | Cap-Tons | 1 | 199999.2031 | None | 2012005.5224 | 527514.8125 | 808206.6622 | 0 | 297709.2916 | 3081.0599 | 145030.2214 | 230463.3623 | 46661.1476 | 21848.8236 | 10954.514 | 0 | 10954.514 | 0 | 650.9658 | 328.3409
WtrCldScrewChlr-0.439kwpton-VarSpd | DEER2023 |  | 2022-03-15 00:41:21+00 | Any | MBT | Old | CZ07 | cWVVG | Cap-Tons | 344.4812 | 199999.2031 | None | 1862720.4805 | 527514.8125 | 808206.6622 | 0 | 144625.2022 | 3067.3067 | 148843.1405 | 230463.3623 | 46661.1476 | 21848.8236 | 10954.514 | 0 | 10954.514 | 0 | 547.66 | 271.461
WtrCldScrewChlr-0.748kwpton-VarSpd | DEER2023 |  | 2022-03-15 00:41:21+00 | Any | MBT | Old | CZ07 | cWVVG | Cap-Tons | 1 | 199999.2031 | None | 1964057.2464 | 527514.8125 | 808206.6622 | 0 | 245921.5416 | 3157.7522 | 148793.1357 | 230463.3623 | 46661.1476 | 21848.8236 | 10954.514 | 0 | 10954.514 | 0 | 610.5512 | 309.6077
AirCldRecipChlr-0.95kwpton | DEER2023 |  | 2022-03-14 18:21:41+00 | Any | MBT | Old | CZ08 | cAVVG | Cap-Tons | 395.5203 | 199999.2031 | None | 2040702.5374 | 527514.8125 | 822931.3575 | 0 | 339884.4345 | 0 | 113783.2921 | 236588.9401 | 56339.5089 | 24267.3638 | 12023.4817 | 0 | 12023.4817 | 0 | 680.4089 | 340.3766
AirCldRecipChlr-1.407kwpton | DEER2023 |  | 2022-03-14 18:21:41+00 | Any | MBT | Old | CZ08 | cAVVG | Cap-Tons | 1 | 199999.2031 | None | 2204204.8345 | 527514.8125 | 822931.3575 | 0 | 503386.7018 | 0 | 113783.2921 | 236588.9401 | 56339.5089 | 24267.3638 | 12023.4817 | 0 | 12023.4817 | 0 | 790.8426 | 400.393
AirCldScrewChlr-0.95kwpton | DEER2023 |  | 2022-03-14 19:29:42+00 | Any | MBT | Old | CZ08 | cAVVG | Cap-Tons | 395.5203 | 199999.2031 | None | 2084199.5371 | 527514.8125 | 822931.3575 | 0 | 383380.2403 | 0 | 113784.6835 | 236588.9401 | 56339.5089 | 24267.3638 | 12023.4832 | 0 | 12023.4832 | 0 | 693.5984 | 346.9501
AirCldScrewChlr-1.407kwpton | DEER2023 |  | 2022-03-14 19:29:42+00 | Any | MBT | Old | CZ08 | cAVVG | Cap-Tons | 1 | 199999.2031 | None | 2268626.1129 | 527514.8125 | 822931.3575 | 0 | 567806.3539 | 0 | 113784.6835 | 236588.9401 | 56339.5089 | 24267.3638 | 12023.4832 | 0 | 12023.4832 | 0 | 810.3774 | 410.1285
AirCldScrewChlr-0.99kwpton-VarSpd | DEER2023 |  | 2022-03-14 20:36:10+00 | Any | MBT | Old | CZ08 | cAVVG | Cap-Tons | 395.5203 | 199999.2031 | None | 2100341.739 | 527514.8125 | 822931.3575 | 0 | 399522.6209 | 0 | 113784.6835 | 236588.9401 | 56339.5089 | 24267.3638 | 12023.4832 | 0 | 12023.4832 | 0 | 703.8199 | 352.48
AirCldScrewChlr-1.407kwpton-VarSpd | DEER2023 |  | 2022-03-14 20:36:10+00 | Any | MBT | Old | CZ08 | cAVVG | Cap-Tons | 1 | 199999.2031 | None | 2268626.1129 | 527514.8125 | 822931.3575 | 0 | 567806.3539 | 0 | 113784.6835 | 236588.9401 | 56339.5089 | 24267.3638 | 12023.4832 | 0 | 12023.4832 | 0 | 810.3774 | 410.1285
WtrCldCentChlr-Conv-0.42kwpton | DEER2023 |  | 2022-03-14 21:09:18+00 | Any | MBT | Old | CZ08 | cWVVG | Cap-Tons | 395.5203 | 199999.2031 | None | 2005564.4197 | 527514.8125 | 822931.3575 | 0 | 245315.3912 | 4427.1061 | 168787.2628 | 236588.9401 | 56339.5089 | 24267.3638 | 12023.4817 | 0 | 12023.4817 | 0 | 595.2276 | 298.5336
WtrCldCentChlr-Conv-0.748kwpton | DEER2023 |  | 2022-03-14 21:09:18+00 | Any | MBT | Old | CZ08 | cWVVG | Cap-Tons | 1 | 199999.2031 | None | 2197400.7265 | 527514.8125 | 822931.3575 | 0 | 436888.4259 | 4658.3316 | 168819.424 | 236588.9401 | 56339.5089 | 24267.3638 | 12023.4817 | 0 | 12023.4817 | 0 | 688.3443 | 352.506
WtrCldCentChlr-Conv-1Cmp-0.439kwpton-VarSpd-CndRlf | DEER2023 |  | 2022-03-14 22:16:50+00 | Any | MBT | Old | CZ08 | cWVVG | Cap-Tons | 395.5203 | 199999.2031 | None | 1933067.8465 | 527514.8125 | 822931.3575 | 0 | 161851.4106 | 14147.6686 | 170033.9982 | 236588.9401 | 56339.5089 | 24267.3638 | 12023.4817 | 0 | 12023.4817 | 0 | 561.9679 | 283.0687
WtrCldCentChlr-Conv-1Cmp-0.748kwpton-VarSpd-CndRlf | DEER2023 |  | 2022-03-14 22:16:50+00 | Any | MBT | Old | CZ08 | cWVVG | Cap-Tons | 1 | 199999.2031 | None | 2047277.8357 | 527514.8125 | 822931.3575 | 0 | 275636.8778 | 14554.292 | 170051.9791 | 236588.9401 | 56339.5089 | 24267.3638 | 12023.4817 | 0 | 12023.4817 | 0 | 617.1779 | 318.5189
WtrCldCentChlr-NoFric-1Cmp-0.439kwpton-VarSpd-CndRlf | DEER2023 |  | 2022-03-14 22:54:12+00 | Any | MBT | Old | CZ08 | cWVVG | Cap-Tons | 395.5203 | 199999.2031 | None | 1917343.9293 | 527514.8125 | 822931.3575 | 0 | 151902.5535 | 13421.8794 | 164984.5847 | 236588.9401 | 56339.5089 | 24267.3638 | 12023.4817 | 0 | 12023.4817 | 0 | 567.7569 | 282.5246
WtrCldCentChlr-NoFric-1Cmp-0.748kwpton-VarSpd-CndRlf | DEER2023 |  | 2022-03-14 22:54:12+00 | Any | MBT | Old | CZ08 | cWVVG | Cap-Tons | 1 | 199999.2031 | None | 2024418.9675 | 527514.8125 | 822931.3575 | 0 | 258653.5548 | 13802.111 | 164929.2045 | 236588.9401 | 56339.5089 | 24267.3638 | 12023.4817 | 0 | 12023.4817 | 0 | 627.8509 | 318.4885
WtrCldCentChlr-NoFric-2Cmp-0.439kwpton-VarSpd-CndRlf | DEER2023 |  | 2022-03-14 23:25:13+00 | Any | MBT | Old | CZ08 | cWVVG | Cap-Tons | 395.5203 | 199999.2031 | None | 1916901.2975 | 527514.8125 | 822931.3575 | 0 | 151507.608 | 13428.8897 | 164930.1743 | 236588.9401 | 56339.5089 | 24267.3638 | 12023.4817 | 0 | 12023.4817 | 0 | 569.7523 | 283.0092
WtrCldCentChlr-NoFric-2Cmp-0.748kwpton-VarSpd-CndRlf | DEER2023 |  | 2022-03-14 23:25:13+00 | Any | MBT | Old | CZ08 | cWVVG | Cap-Tons | 1 | 199999.2031 | None | 2023723.086 | 527514.8125 | 822931.3575 | 0 | 257986.3019 | 13812.4738 | 164889.6652 | 236588.9401 | 56339.5089 | 24267.3638 | 12023.4817 | 0 | 12023.4817 | 0 | 631.2601 | 319.315
WtrCldRecipChlr-0.42kwpton | DEER2023 |  | 2022-03-14 23:49:47+00 | Any | MBT | Old | CZ08 | cWVVG | Cap-Tons | 395.5203 | 199999.2031 | None | 1960061.5426 | 527514.8125 | 822931.3575 | 0 | 200618.394 | 4343.5977 | 168064.537 | 236588.9401 | 56339.5089 | 24267.3638 | 12023.4817 | 0 | 12023.4817 | 0 | 585.9258 | 293.5459
WtrCldRecipChlr-0.748kwpton | DEER2023 |  | 2022-03-14 23:49:47+00 | Any | MBT | Old | CZ08 | cWVVG | Cap-Tons | 1 | 199999.2031 | None | 2116638.5247 | 527514.8125 | 822931.3575 | 0 | 357049.5421 | 4527.1678 | 168027.0918 | 236588.9401 | 56339.5089 | 24267.3638 | 12023.4817 | 0 | 12023.4817 | 0 | 672.1893 | 343.0205
WtrCldScrewChlr-0.42kwpton | DEER2023 |  | 2022-03-15 00:09:29+00 | Any | MBT | Old | CZ08 | cWVVG | Cap-Tons | 395.5203 | 199999.2031 | None | 1982365.8662 | 527514.8125 | 822931.3575 | 0 | 223056.0043 | 4395.704 | 167879.2625 | 236588.9401 | 56339.5089 | 24267.3638 | 12023.4817 | 0 | 12023.4817 | 0 | 597.8212 | 299.7388
WtrCldScrewChlr-0.748kwpton | DEER2023 |  | 2022-03-15 00:09:29+00 | Any | MBT | Old | CZ08 | cWVVG | Cap-Tons | 1 | 199999.2031 | None | 2155865.1145 | 527514.8125 | 822931.3575 | 0 | 396424.3446 | 4624.6071 | 167781.703 | 236588.9401 | 56339.5089 | 24267.3638 | 12023.4817 | 0 | 12023.4817 | 0 | 693.5463 | 354.0777
WtrCldScrewChlr-0.439kwpton-VarSpd | DEER2023 |  | 2022-03-15 00:41:21+00 | Any | MBT | Old | CZ08 | cWVVG | Cap-Tons | 395.5203 | 199999.2031 | None | 1952318.7252 | 527514.8125 | 822931.3575 | 0 | 187909.3647 | 4619.5463 | 172755.3389 | 236588.9401 | 56339.5089 | 24267.3638 | 12023.4817 | 0 | 12023.4817 | 0 | 575.6206 | 290.3835
WtrCldScrewChlr-0.748kwpton-VarSpd | DEER2023 |  | 2022-03-15 00:41:21+00 | Any | MBT | Old | CZ08 | cWVVG | Cap-Tons | 1 | 199999.2031 | None | 2084135.6486 | 527514.8125 | 822931.3575 | 0 | 319628.3111 | 4758.9228 | 172713.6443 | 236588.9401 | 56339.5089 | 24267.3638 | 12023.4817 | 0 | 12023.4817 | 0 | 645.4503 | 331.974
AirCldRecipChlr-0.95kwpton | DEER2023 |  | 2022-03-14 18:21:41+00 | Any | MBT | Old | CZ09 | cAVVG | Cap-Tons | 454.1458 | 199999.2031 | None | 2041102.1154 | 527514.8125 | 822960.8483 | 0 | 331036.0939 | 0 | 123776.6639 | 235814.0145 | 55482.6583 | 32497.102 | 12607.1689 | 0 | 12607.1689 | 0 | 691.9742 | 376.3753
AirCldRecipChlr-1.407kwpton | DEER2023 |  | 2022-03-14 18:21:41+00 | Any | MBT | Old | CZ09 | cAVVG | Cap-Tons | 1 | 199999.2031 | None | 2200347.7511 | 527514.8125 | 822960.8483 | 0 | 490281.7329 | 0 | 123776.6639 | 235814.0145 | 55482.6583 | 32497.102 | 12607.1689 | 0 | 12607.1689 | 0 | 806.7601 | 451.3877
AirCldScrewChlr-0.95kwpton | DEER2023 |  | 2022-03-14 19:29:42+00 | Any | MBT | Old | CZ09 | cAVVG | Cap-Tons | 454.1458 | 199999.2031 | None | 2080974.2011 | 527514.8125 | 822960.8483 | 0 | 370908.147 | 0 | 123776.6639 | 235814.0145 | 55482.6583 | 32497.102 | 12607.1689 | 0 | 12607.1689 | 0 | 708.6546 | 385.1712
AirCldScrewChlr-1.407kwpton | DEER2023 |  | 2022-03-14 19:29:42+00 | Any | MBT | Old | CZ09 | cAVVG | Cap-Tons | 1 | 199999.2031 | None | 2259400.2659 | 527514.8125 | 822960.8483 | 0 | 549334.3346 | 0 | 123776.6639 | 235814.0145 | 55482.6583 | 32497.102 | 12607.1689 | 0 | 12607.1689 | 0 | 831.4651 | 464.415
AirCldScrewChlr-0.99kwpton-VarSpd | DEER2023 |  | 2022-03-14 20:36:10+00 | Any | MBT | Old | CZ09 | cAVVG | Cap-Tons | 454.1458 | 199999.2031 | None | 2096591.3503 | 527514.8125 | 822960.8483 | 0 | 386525.3258 | 0 | 123776.6639 | 235814.0145 | 55482.6583 | 32497.102 | 12607.1689 | 0 | 12607.1689 | 0 | 719.4038 | 392.1071
AirCldScrewChlr-1.407kwpton-VarSpd | DEER2023 |  | 2022-03-14 20:36:10+00 | Any | MBT | Old | CZ09 | cAVVG | Cap-Tons | 1 | 199999.2031 | None | 2259400.2659 | 527514.8125 | 822960.8483 | 0 | 549334.3346 | 0 | 123776.6639 | 235814.0145 | 55482.6583 | 32497.102 | 12607.1689 | 0 | 12607.1689 | 0 | 831.4651 | 464.415
WtrCldCentChlr-Conv-0.42kwpton | DEER2023 |  | 2022-03-14 21:09:18+00 | Any | MBT | Old | CZ09 | cWVVG | Cap-Tons | 454.3407 | 199999.2031 | None | 2002253.4554 | 527514.8125 | 822960.8483 | 0 | 238212.0588 | 1632.4237 | 176119.5426 | 235814.0145 | 55482.6583 | 32497.102 | 12607.1689 | 0 | 12607.1689 | 0 | 607.1304 | 315.9877
WtrCldCentChlr-Conv-0.748kwpton | DEER2023 |  | 2022-03-14 21:09:18+00 | Any | MBT | Old | CZ09 | cWVVG | Cap-Tons | 1 | 199999.2031 | None | 2188461.3945 | 527514.8125 | 822960.8483 | 0 | 424307.2692 | 1721.9259 | 176142.6973 | 235814.0145 | 55482.6583 | 32497.102 | 12607.1689 | 0 | 12607.1689 | 0 | 706.8669 | 379.031
WtrCldCentChlr-Conv-1Cmp-0.439kwpton-VarSpd-CndRlf | DEER2023 |  | 2022-03-14 22:16:50+00 | Any | MBT | Old | CZ09 | cWVVG | Cap-Tons | 454.3407 | 199999.2031 | None | 1950778.3666 | 527514.8125 | 822960.8483 | 0 | 182916.5422 | 4435.807 | 177136.8043 | 235814.0145 | 55482.6583 | 32497.102 | 12607.1689 | 0 | 12607.1689 | 0 | 566.6258 | 299.4108
WtrCldCentChlr-Conv-1Cmp-0.748kwpton-VarSpd-CndRlf | DEER2023 |  | 2022-03-14 22:16:50+00 | Any | MBT | Old | CZ09 | cWVVG | Cap-Tons | 1 | 199999.2031 | None | 2079111.3286 | 527514.8125 | 822960.8483 | 0 | 311194.907 | 4551.9581 | 177075.4753 | 235814.0145 | 55482.6583 | 32497.102 | 12607.1689 | 0 | 12607.1689 | 0 | 627.1085 | 343.8819
WtrCldCentChlr-NoFric-1Cmp-0.439kwpton-VarSpd-CndRlf | DEER2023 |  | 2022-03-14 22:54:12+00 | Any | MBT | Old | CZ09 | cWVVG | Cap-Tons | 454.3407 | 199999.2031 | None | 1913515.8584 | 527514.8125 | 822960.8483 | 0 | 152432.3109 | 3930.5616 | 170863.4043 | 235814.0145 | 55482.6583 | 32497.102 | 12607.1689 | 0 | 12607.1689 | 0 | 565.7805 | 295.1379
WtrCldCentChlr-NoFric-1Cmp-0.748kwpton-VarSpd-CndRlf | DEER2023 |  | 2022-03-14 22:54:12+00 | Any | MBT | Old | CZ09 | cWVVG | Cap-Tons | 1 | 199999.2031 | None | 2020140.0202 | 527514.8125 | 822960.8483 | 0 | 259077.6262 | 4020.3905 | 170752.0658 | 235814.0145 | 55482.6583 | 32497.102 | 12607.1689 | 0 | 12607.1689 | 0 | 626.5937 | 337.7468
WtrCldCentChlr-NoFric-2Cmp-0.439kwpton-VarSpd-CndRlf | DEER2023 |  | 2022-03-14 23:25:13+00 | Any | MBT | Old | CZ09 | cWVVG | Cap-Tons | 454.3407 | 199999.2031 | None | 1908627.1168 | 527514.8125 | 822960.8483 | 0 | 147719.9865 | 3925.755 | 170691.7005 | 235814.0145 | 55482.6583 | 32497.102 | 12607.1689 | 0 | 12607.1689 | 0 | 566.1292 | 295.2888
WtrCldCentChlr-NoFric-2Cmp-0.748kwpton-VarSpd-CndRlf | DEER2023 |  | 2022-03-14 23:25:13+00 | Any | MBT | Old | CZ09 | cWVVG | Cap-Tons | 1 | 199999.2031 | None | 2011963.4773 | 527514.8125 | 822960.8483 | 0 | 251104.138 | 4012.6341 | 170557.3613 | 235814.0145 | 55482.6583 | 32497.102 | 12607.1689 | 0 | 12607.1689 | 0 | 627.1883 | 338.0045
WtrCldRecipChlr-0.42kwpton | DEER2023 |  | 2022-03-14 23:49:47+00 | Any | MBT | Old | CZ09 | cWVVG | Cap-Tons | 454.3407 | 199999.2031 | None | 1953932.2527 | 527514.8125 | 822960.8483 | 0 | 188328.4808 | 1706.9829 | 177607.0999 | 235814.0145 | 55482.6583 | 32497.102 | 12607.1689 | 0 | 12607.1689 | 0 | 591.3842 | 310.1955
WtrCldRecipChlr-0.748kwpton | DEER2023 |  | 2022-03-14 23:49:47+00 | Any | MBT | Old | CZ09 | cWVVG | Cap-Tons | 1 | 199999.2031 | None | 2100562.9251 | 527514.8125 | 822960.8483 | 0 | 334955.2725 | 1775.8015 | 177542.5787 | 235814.0145 | 55482.6583 | 32497.102 | 12607.1689 | 0 | 12607.1689 | 0 | 678.9091 | 367.4538
WtrCldScrewChlr-0.42kwpton | DEER2023 |  | 2022-03-15 00:09:29+00 | Any | MBT | Old | CZ09 | cWVVG | Cap-Tons | 454.3407 | 199999.2031 | None | 1978114.4395 | 527514.8125 | 822960.8483 | 0 | 212869.1019 | 1738.9645 | 177217.2574 | 235814.0145 | 55482.6583 | 32497.102 | 12607.1689 | 0 | 12607.1689 | 0 | 610.483 | 318.9285
WtrCldScrewChlr-0.748kwpton | DEER2023 |  | 2022-03-15 00:09:29+00 | Any | MBT | Old | CZ09 | cWVVG | Cap-Tons | 1 | 199999.2031 | None | 2143384.4856 | 527514.8125 | 822960.8483 | 0 | 378172.979 | 1839.0515 | 177083.1406 | 235814.0145 | 55482.6583 | 32497.102 | 12607.1689 | 0 | 12607.1689 | 0 | 712.9682 | 382.9572
WtrCldScrewChlr-0.439kwpton-VarSpd | DEER2023 |  | 2022-03-15 00:41:21+00 | Any | MBT | Old | CZ09 | cWVVG | Cap-Tons | 454.3407 | 199999.2031 | None | 1949703.1406 | 527514.8125 | 822960.8483 | 0 | 181917.0724 | 1775.4172 | 179721.6215 | 235814.0145 | 55482.6583 | 32497.102 | 12607.1689 | 0 | 12607.1689 | 0 | 582.0322 | 308.0091
WtrCldScrewChlr-0.748kwpton-VarSpd | DEER2023 |  | 2022-03-15 00:41:21+00 | Any | MBT | Old | CZ09 | cWVVG | Cap-Tons | 1 | 199999.2031 | None | 2076750.4883 | 527514.8125 | 822960.8483 | 0 | 309045.7511 | 1830.7834 | 179584.9928 | 235814.0145 | 55482.6583 | 32497.102 | 12607.1689 | 0 | 12607.1689 | 0 | 653.9739 | 357.6711
AirCldRecipChlr-0.95kwpton | DEER2023 |  | 2022-03-14 18:21:41+00 | Any | MBT | Old | CZ10 | cAVVG | Cap-Tons | 419.856 | 199999.2031 | None | 2028437.8927 | 527514.8125 | 805051.3968 | 0 | 349504.8693 | 0 | 111899.9631 | 234466.914 | 55384.6414 | 33497.7853 | 13253.1414 | 0 | 13253.1414 | 0 | 710.2013 | 377.8744
AirCldRecipChlr-1.407kwpton | DEER2023 |  | 2022-03-14 18:21:41+00 | Any | MBT | Old | CZ10 | cAVVG | Cap-Tons | 1 | 199999.2031 | None | 2196568.5533 | 527514.8125 | 805051.3968 | 0 | 517635.1437 | 0 | 111899.9631 | 234466.914 | 55384.6414 | 33497.7853 | 13253.1414 | 0 | 13253.1414 | 0 | 837.6842 | 456.0293
AirCldScrewChlr-0.95kwpton | DEER2023 |  | 2022-03-14 19:29:42+00 | Any | MBT | Old | CZ10 | cAVVG | Cap-Tons | 419.856 | 199999.2031 | None | 2072250.4791 | 527514.8125 | 805051.3968 | 0 | 393316.7977 | 0 | 111899.9631 | 234466.914 | 55384.6414 | 33497.7853 | 13253.1414 | 0 | 13253.1414 | 0 | 727.8897 | 388.1311
AirCldScrewChlr-1.407kwpton | DEER2023 |  | 2022-03-14 19:29:42+00 | Any | MBT | Old | CZ10 | cAVVG | Cap-Tons | 1 | 199999.2031 | None | 2261455.8638 | 527514.8125 | 805051.3968 | 0 | 582522.8639 | 0 | 111899.9631 | 234466.914 | 55384.6414 | 33497.7853 | 13253.1414 | 0 | 13253.1414 | 0 | 863.8819 | 471.2208
AirCldScrewChlr-0.99kwpton-VarSpd | DEER2023 |  | 2022-03-14 20:36:10+00 | Any | MBT | Old | CZ10 | cAVVG | Cap-Tons | 419.856 | 199999.2031 | None | 2088810.7826 | 527514.8125 | 805051.3968 | 0 | 409877.498 | 0 | 111899.9631 | 234466.914 | 55384.6414 | 33497.7853 | 13253.1414 | 0 | 13253.1414 | 0 | 739.7925 | 395.4037
AirCldScrewChlr-1.407kwpton-VarSpd | DEER2023 |  | 2022-03-14 20:36:10+00 | Any | MBT | Old | CZ10 | cAVVG | Cap-Tons | 1 | 199999.2031 | None | 2261455.8638 | 527514.8125 | 805051.3968 | 0 | 582522.8639 | 0 | 111899.9631 | 234466.914 | 55384.6414 | 33497.7853 | 13253.1414 | 0 | 13253.1414 | 0 | 863.8819 | 471.2208
WtrCldCentChlr-Conv-0.42kwpton | DEER2023 |  | 2022-03-14 21:09:18+00 | Any | MBT | Old | CZ10 | cWVVG | Cap-Tons | 419.856 | 199999.2031 | None | 1970701.2699 | 527514.8125 | 805051.3968 | 0 | 236405.1812 | 3506.5597 | 163755.8322 | 234466.914 | 55384.6414 | 33497.7853 | 13253.1414 | 0 | 13253.1414 | 0 | 600.2954 | 318.0449
WtrCldCentChlr-Conv-0.748kwpton | DEER2023 |  | 2022-03-14 21:09:18+00 | Any | MBT | Old | CZ10 | cWVVG | Cap-Tons | 1 | 199999.2031 | None | 2155368.8974 | 527514.8125 | 805051.3968 | 0 | 420919.3193 | 3682.8124 | 163732.9772 | 234466.914 | 55384.6414 | 33497.7853 | 13253.1414 | 0 | 13253.1414 | 0 | 700.6985 | 384.4999
WtrCldCentChlr-Conv-1Cmp-0.439kwpton-VarSpd-CndRlf | DEER2023 |  | 2022-03-14 22:16:50+00 | Any | MBT | Old | CZ10 | cWVVG | Cap-Tons | 419.856 | 199999.2031 | None | 1898184.2319 | 527514.8125 | 805051.3968 | 0 | 155391.3619 | 10584.7826 | 165174.0484 | 234466.914 | 55384.6414 | 33497.7853 | 13253.1414 | 0 | 13253.1414 | 0 | 564.0178 | 299.2185
WtrCldCentChlr-Conv-1Cmp-0.748kwpton-VarSpd-CndRlf | DEER2023 |  | 2022-03-14 22:16:50+00 | Any | MBT | Old | CZ10 | cWVVG | Cap-Tons | 1 | 199999.2031 | None | 2007603.513 | 527514.8125 | 805051.3968 | 0 | 264575.3958 | 10853.9024 | 165140.7239 | 234466.914 | 55384.6414 | 33497.7853 | 13253.1414 | 0 | 13253.1414 | 0 | 622.4478 | 342.3252
WtrCldCentChlr-NoFric-1Cmp-0.439kwpton-VarSpd-CndRlf | DEER2023 |  | 2022-03-14 22:54:12+00 | Any | MBT | Old | CZ10 | cWVVG | Cap-Tons | 419.856 | 199999.2031 | None | 1884339.9341 | 527514.8125 | 805051.3968 | 0 | 147762.1434 | 9888.5579 | 159655.5548 | 234466.914 | 55384.6414 | 33497.7853 | 13253.1414 | 0 | 13253.1414 | 0 | 570.2569 | 298.6764
WtrCldCentChlr-NoFric-1Cmp-0.748kwpton-VarSpd-CndRlf | DEER2023 |  | 2022-03-14 22:54:12+00 | Any | MBT | Old | CZ10 | cWVVG | Cap-Tons | 1 | 199999.2031 | None | 1988251.7098 | 527514.8125 | 805051.3968 | 0 | 251527.3103 | 10143.8022 | 159547.0844 | 234466.914 | 55384.6414 | 33497.7853 | 13253.1414 | 0 | 13253.1414 | 0 | 633.7937 | 342.6008
WtrCldCentChlr-NoFric-2Cmp-0.439kwpton-VarSpd-CndRlf | DEER2023 |  | 2022-03-14 23:25:13+00 | Any | MBT | Old | CZ10 | cWVVG | Cap-Tons | 419.856 | 199999.2031 | None | 1883747.3589 | 527514.8125 | 805051.3968 | 0 | 147258.1107 | 9893.7484 | 159561.9919 | 234466.914 | 55384.6414 | 33497.7853 | 13253.1414 | 0 | 13253.1414 | 0 | 572.5243 | 299.1461
WtrCldCentChlr-NoFric-2Cmp-0.748kwpton-VarSpd-CndRlf | DEER2023 |  | 2022-03-14 23:25:13+00 | Any | MBT | Old | CZ10 | cWVVG | Cap-Tons | 1 | 199999.2031 | None | 1987319.3929 | 527514.8125 | 805051.3968 | 0 | 250711.2259 | 10152.8142 | 159421.1098 | 234466.914 | 55384.6414 | 33497.7853 | 13253.1414 | 0 | 13253.1414 | 0 | 637.6723 | 343.4073
WtrCldRecipChlr-0.42kwpton | DEER2023 |  | 2022-03-14 23:49:47+00 | Any | MBT | Old | CZ10 | cWVVG | Cap-Tons | 419.856 | 199999.2031 | None | 1928355.4527 | 527514.8125 | 805051.3968 | 0 | 194406.5108 | 3467.8252 | 163446.8862 | 234466.914 | 55384.6414 | 33497.7853 | 13253.1414 | 0 | 13253.1414 | 0 | 590.3145 | 310.4761
WtrCldRecipChlr-0.748kwpton | DEER2023 |  | 2022-03-14 23:49:47+00 | Any | MBT | Old | CZ10 | cWVVG | Cap-Tons | 1 | 199999.2031 | None | 2079990.0679 | 527514.8125 | 805051.3968 | 0 | 345950.0674 | 3610.1361 | 163395.7118 | 234466.914 | 55384.6414 | 33497.7853 | 13253.1414 | 0 | 13253.1414 | 0 | 683.265 | 370.4357
WtrCldScrewChlr-0.42kwpton | DEER2023 |  | 2022-03-15 00:09:29+00 | Any | MBT | Old | CZ10 | cWVVG | Cap-Tons | 419.856 | 199999.2031 | None | 1947477.055 | 527514.8125 | 805051.3968 | 0 | 213855.7586 | 3503.8923 | 163083.7877 | 234466.914 | 55384.6414 | 33497.7853 | 13253.1414 | 0 | 13253.1414 | 0 | 602.8349 | 318.5375
WtrCldScrewChlr-0.748kwpton | DEER2023 |  | 2022-03-15 00:09:29+00 | Any | MBT | Old | CZ10 | cWVVG | Cap-Tons | 1 | 199999.2031 | None | 2113706.3656 | 527514.8125 | 805051.3968 | 0 | 380019.5811 | 3683.8015 | 162969.9645 | 234466.914 | 55384.6414 | 33497.7853 | 13253.1414 | 0 | 13253.1414 | 0 | 705.5948 | 384.7299
WtrCldScrewChlr-0.439kwpton-VarSpd | DEER2023 |  | 2022-03-15 00:41:21+00 | Any | MBT | Old | CZ10 | cWVVG | Cap-Tons | 419.856 | 199999.2031 | None | 1915751.438 | 527514.8125 | 805051.3968 | 0 | 176792.3758 | 3713.5011 | 168212.1887 | 234466.914 | 55384.6414 | 33497.7853 | 13253.1414 | 0 | 13253.1414 | 0 | 576.9315 | 304.4283
WtrCldScrewChlr-0.748kwpton-VarSpd | DEER2023 |  | 2022-03-15 00:41:21+00 | Any | MBT | Old | CZ10 | cWVVG | Cap-Tons | 1 | 199999.2031 | None | 2039639.517 | 527514.8125 | 805051.3968 | 0 | 300634.3924 | 3817.9874 | 168153.6648 | 234466.914 | 55384.6414 | 33497.7853 | 13253.1414 | 0 | 13253.1414 | 0 | 650.6767 | 353.0382
AirCldRecipChlr-0.95kwpton | DEER2023 |  | 2022-03-14 18:21:41+00 | Any | MBT | Old | CZ11 | cAVVG | Cap-Tons | 429.207 | 199999.2031 | None | 1989188.7129 | 527514.8125 | 818954.5449 | 0 | 302825.4927 | 0 | 103717.3582 | 236177.0251 | 49274.8274 | 55451.1754 | 16609.4869 | 0 | 16609.4869 | 0 | 721.6056 | 433.6991
AirCldRecipChlr-1.407kwpton | DEER2023 |  | 2022-03-14 18:21:41+00 | Any | MBT | Old | CZ11 | cAVVG | Cap-Tons | 1 | 199999.2031 | None | 2134863.8507 | 527514.8125 | 818954.5449 | 0 | 448500.4512 | 0 | 103717.3582 | 236177.0251 | 49274.8274 | 55451.1754 | 16609.4869 | 0 | 16609.4869 | 0 | 851.1478 | 533.3859
AirCldScrewChlr-0.95kwpton | DEER2023 |  | 2022-03-14 19:29:42+00 | Any | MBT | Old | CZ11 | cAVVG | Cap-Tons | 429.207 | 199999.2031 | None | 2039731.8006 | 527514.8125 | 818954.5449 | 0 | 353368.0051 | 0 | 103717.3582 | 236177.0251 | 49274.9775 | 55451.1754 | 16609.485 | 0 | 16609.485 | 0 | 749.1838 | 452.5985
AirCldScrewChlr-1.407kwpton | DEER2023 |  | 2022-03-14 19:29:42+00 | Any | MBT | Old | CZ11 | cAVVG | Cap-Tons | 1 | 199999.2031 | None | 2209720.3772 | 527514.8125 | 818954.5449 | 0 | 523356.3906 | 0 | 103717.3582 | 236177.0251 | 49274.9775 | 55451.1754 | 16609.485 | 0 | 16609.485 | 0 | 891.9937 | 561.3772
AirCldScrewChlr-0.99kwpton-VarSpd | DEER2023 |  | 2022-03-14 20:36:10+00 | Any | MBT | Old | CZ11 | cAVVG | Cap-Tons | 429.207 | 199999.2031 | None | 2054610.1932 | 527514.8125 | 818954.5449 | 0 | 368246.5797 | 0 | 103717.3582 | 236177.0251 | 49274.9775 | 55451.1754 | 16609.485 | 0 | 16609.485 | 0 | 761.6841 | 462.1201
AirCldScrewChlr-1.407kwpton-VarSpd | DEER2023 |  | 2022-03-14 20:36:10+00 | Any | MBT | Old | CZ11 | cAVVG | Cap-Tons | 1 | 199999.2031 | None | 2209720.3772 | 527514.8125 | 818954.5449 | 0 | 523356.3906 | 0 | 103717.3582 | 236177.0251 | 49274.9775 | 55451.1754 | 16609.485 | 0 | 16609.485 | 0 | 891.9937 | 561.3772
WtrCldCentChlr-Conv-0.42kwpton | DEER2023 |  | 2022-03-14 21:09:18+00 | Any | MBT | Old | CZ11 | cWVVG | Cap-Tons | 429.207 | 199999.2031 | None | 1925996.5938 | 527514.8125 | 818954.5449 | 0 | 194080.4062 | 1909.5279 | 147360.3434 | 236176.9713 | 49274.8221 | 55451.1754 | 16609.49 | 0 | 16609.49 | 0 | 602.5803 | 337.9582
WtrCldCentChlr-Conv-0.748kwpton | DEER2023 |  | 2022-03-14 21:09:18+00 | Any | MBT | Old | CZ11 | cWVVG | Cap-Tons | 1 | 199999.2031 | None | 2077496.2252 | 527514.8125 | 818954.5449 | 0 | 345507.8481 | 1985.5675 | 147356.6095 | 236176.9713 | 49274.8221 | 55451.1754 | 16609.49 | 0 | 16609.49 | 0 | 700.2411 | 411.6939
WtrCldCentChlr-Conv-1Cmp-0.439kwpton-VarSpd-CndRlf | DEER2023 |  | 2022-03-14 22:16:50+00 | Any | MBT | Old | CZ11 | cWVVG | Cap-Tons | 429.207 | 199999.2031 | None | 1847196.5042 | 527514.8125 | 818954.5449 | 0 | 109716.5913 | 5261.6937 | 149571.7739 | 236177.0251 | 49274.8221 | 55451.1754 | 16609.485 | 0 | 16609.485 | 0 | 549.8887 | 303.8208
WtrCldCentChlr-Conv-1Cmp-0.748kwpton-VarSpd-CndRlf | DEER2023 |  | 2022-03-14 22:16:50+00 | Any | MBT | Old | CZ11 | cWVVG | Cap-Tons | 1 | 199999.2031 | None | 1923900.6567 | 527514.8125 | 818954.5449 | 0 | 186496.6936 | 5302.6768 | 149454.8745 | 236177.0251 | 49274.8221 | 55451.1754 | 16609.485 | 0 | 16609.485 | 0 | 598.24 | 343.3214
WtrCldCentChlr-NoFric-1Cmp-0.439kwpton-VarSpd-CndRlf | DEER2023 |  | 2022-03-14 22:54:12+00 | Any | MBT | Old | CZ11 | cWVVG | Cap-Tons | 429.207 | 199999.2031 | None | 1845916.6635 | 527514.8125 | 818954.5449 | 0 | 116318.0226 | 4504.5448 | 142448.0466 | 236177.0251 | 49274.8221 | 55451.1754 | 16609.485 | 0 | 16609.485 | 0 | 562.9686 | 312.0466
WtrCldCentChlr-NoFric-1Cmp-0.748kwpton-VarSpd-CndRlf | DEER2023 |  | 2022-03-14 22:54:12+00 | Any | MBT | Old | CZ11 | cWVVG | Cap-Tons | 1 | 199999.2031 | None | 1927408.0159 | 527514.8125 | 818954.5449 | 0 | 197862.4675 | 4561.8281 | 142337.3705 | 236177.0251 | 49274.8221 | 55451.1754 | 16609.485 | 0 | 16609.485 | 0 | 624.1393 | 360.7741
WtrCldCentChlr-NoFric-2Cmp-0.439kwpton-VarSpd-CndRlf | DEER2023 |  | 2022-03-14 23:25:13+00 | Any | MBT | Old | CZ11 | cWVVG | Cap-Tons | 429.207 | 199999.2031 | None | 1846043.6386 | 527514.8125 | 818954.5449 | 0 | 116622.5881 | 4510.4493 | 142264.4709 | 236177.0251 | 49274.8221 | 55451.1754 | 16609.485 | 0 | 16609.485 | 0 | 564.7534 | 312.9585
WtrCldCentChlr-NoFric-2Cmp-0.748kwpton-VarSpd-CndRlf | DEER2023 |  | 2022-03-14 23:25:13+00 | Any | MBT | Old | CZ11 | cWVVG | Cap-Tons | 1 | 199999.2031 | None | 1927764.6786 | 527514.8125 | 818954.5449 | 0 | 198446.1979 | 4571.9066 | 142100.2328 | 236177.0251 | 49274.8221 | 55451.1754 | 16609.485 | 0 | 16609.485 | 0 | 627.1802 | 362.3286
WtrCldRecipChlr-0.42kwpton | DEER2023 |  | 2022-03-14 23:49:47+00 | Any | MBT | Old | CZ11 | cWVVG | Cap-Tons | 429.207 | 199999.2031 | None | 1890426.2179 | 527514.8125 | 818954.5449 | 0 | 158575.8714 | 1892.5999 | 147311.4109 | 236177.0251 | 49274.8196 | 55451.1754 | 16609.4902 | 0 | 16609.4902 | 0 | 588.9259 | 329.5675
WtrCldRecipChlr-0.748kwpton | DEER2023 |  | 2022-03-14 23:49:47+00 | Any | MBT | Old | CZ11 | cWVVG | Cap-Tons | 1 | 199999.2031 | None | 2013912.5147 | 527514.8125 | 818954.5449 | 0 | 282084.2131 | 1947.464 | 147234.7879 | 236177.0251 | 49274.8196 | 55451.1754 | 16609.4902 | 0 | 16609.4902 | 0 | 676.0826 | 396.9008
WtrCldScrewChlr-0.42kwpton | DEER2023 |  | 2022-03-15 00:09:29+00 | Any | MBT | Old | CZ11 | cWVVG | Cap-Tons | 429.207 | 199999.2031 | None | 1895589.9476 | 527514.8125 | 818954.5449 | 0 | 164469.1504 | 1895.0376 | 146579.6495 | 236177.0251 | 49274.8196 | 55451.1754 | 16609.4902 | 0 | 16609.4902 | 0 | 600.5931 | 335.8219
WtrCldScrewChlr-0.748kwpton | DEER2023 |  | 2022-03-15 00:09:29+00 | Any | MBT | Old | CZ11 | cWVVG | Cap-Tons | 1 | 199999.2031 | None | 2022810.1405 | 527514.8125 | 818954.5449 | 0 | 291825.1948 | 1967.5018 | 146371.3919 | 236177.0251 | 49274.8196 | 55451.1754 | 16609.4902 | 0 | 16609.4902 | 0 | 696.8971 | 408.0819
WtrCldScrewChlr-0.439kwpton-VarSpd | DEER2023 |  | 2022-03-15 00:41:21+00 | Any | MBT | Old | CZ11 | cWVVG | Cap-Tons | 429.207 | 199999.2031 | None | 1861060.9086 | 527514.8125 | 818954.5449 | 0 | 124791.4651 | 2097.0677 | 151526.1551 | 236177.0251 | 49274.8196 | 55451.1754 | 16609.4902 | 0 | 16609.4902 | 0 | 563.3993 | 313.1026
WtrCldScrewChlr-0.748kwpton-VarSpd | DEER2023 |  | 2022-03-15 00:41:21+00 | Any | MBT | Old | CZ11 | cWVVG | Cap-Tons | 1 | 199999.2031 | None | 1948170.128 | 527514.8125 | 818954.5449 | 0 | 211982.8981 | 2115.36 | 151425.7198 | 236177.0251 | 49274.8196 | 55451.1754 | 16609.4902 | 0 | 16609.4902 | 0 | 623.5604 | 359.4137
AirCldRecipChlr-0.95kwpton | DEER2023 |  | 2022-03-14 18:21:41+00 | Any | MBT | Old | CZ12 | cAVVG | Cap-Tons | 403.215 | 199999.2031 | None | 1903786.5488 | 527514.8125 | 821691.8347 | 0 | 235643.0408 | 0 | 88073.6608 | 230863.0342 | 44473.5461 | 58043.2218 | 15837.3671 | 0 | 15837.3671 | 0 | 698.2507 | 405.8277
AirCldRecipChlr-1.407kwpton | DEER2023 |  | 2022-03-14 18:21:41+00 | Any | MBT | Old | CZ12 | cAVVG | Cap-Tons | 1 | 199999.2031 | None | 2017143.1235 | 527514.8125 | 821691.8347 | 0 | 348999.7855 | 0 | 88073.6608 | 230863.0342 | 44473.5461 | 58043.2218 | 15837.3671 | 0 | 15837.3671 | 0 | 817.7982 | 493.5655
AirCldScrewChlr-0.95kwpton | DEER2023 |  | 2022-03-14 19:29:42+00 | Any | MBT | Old | CZ12 | cAVVG | Cap-Tons | 403.215 | 199999.2031 | None | 1947338.4491 | 527514.8125 | 821691.8347 | 0 | 279195.6022 | 0 | 88073.6608 | 230863.0342 | 44473.5461 | 58043.2181 | 15837.37 | 0 | 15837.37 | 0 | 722.3547 | 422.7605
AirCldScrewChlr-1.407kwpton | DEER2023 |  | 2022-03-14 19:29:42+00 | Any | MBT | Old | CZ12 | cAVVG | Cap-Tons | 1 | 199999.2031 | None | 2081646.467 | 527514.8125 | 821691.8347 | 0 | 413503.3209 | 0 | 88073.6608 | 230863.0342 | 44473.5461 | 58043.2181 | 15837.37 | 0 | 15837.37 | 0 | 853.4966 | 518.6439
AirCldScrewChlr-0.99kwpton-VarSpd | DEER2023 |  | 2022-03-14 20:36:10+00 | Any | MBT | Old | CZ12 | cAVVG | Cap-Tons | 403.215 | 199999.2031 | None | 1959093.8772 | 527514.8125 | 821691.8347 | 0 | 290951.1488 | 0 | 88073.6608 | 230863.0342 | 44473.5461 | 58043.2181 | 15837.37 | 0 | 15837.37 | 0 | 733.8328 | 431.1527
AirCldScrewChlr-1.407kwpton-VarSpd | DEER2023 |  | 2022-03-14 20:36:10+00 | Any | MBT | Old | CZ12 | cAVVG | Cap-Tons | 1 | 199999.2031 | None | 2081646.467 | 527514.8125 | 821691.8347 | 0 | 413503.3209 | 0 | 88073.6608 | 230863.0342 | 44473.5461 | 58043.2181 | 15837.37 | 0 | 15837.37 | 0 | 853.4966 | 518.6439
WtrCldCentChlr-Conv-0.42kwpton | DEER2023 |  | 2022-03-14 21:09:18+00 | Any | MBT | Old | CZ12 | cWVVG | Cap-Tons | 403.215 | 199999.2031 | None | 1867880.2185 | 527514.8125 | 821691.8347 | 0 | 161088.8429 | 2299.2921 | 124422.7686 | 230863.0342 | 44473.5461 | 58043.2218 | 15837.3671 | 0 | 15837.3671 | 0 | 594.5136 | 328.4136
WtrCldCentChlr-Conv-0.748kwpton | DEER2023 |  | 2022-03-14 21:09:18+00 | Any | MBT | Old | CZ12 | cWVVG | Cap-Tons | 1 | 199999.2031 | None | 1993685.8409 | 527514.8125 | 821691.8347 | 0 | 286844.7365 | 2394.8668 | 124376.86 | 230863.0342 | 44473.5461 | 58043.2218 | 15837.3671 | 0 | 15837.3671 | 0 | 687.7369 | 396.9586
WtrCldCentChlr-Conv-1Cmp-0.439kwpton-VarSpd-CndRlf | DEER2023 |  | 2022-03-14 22:16:50+00 | Any | MBT | Old | CZ12 | cWVVG | Cap-Tons | 403.215 | 199999.2031 | None | 1799955.6775 | 527514.8125 | 821691.8347 | 0 | 86079.3314 | 7217.887 | 126588.7694 | 230863.02 | 44473.5461 | 58043.2156 | 15837.3734 | 0 | 15837.3734 | 0 | 551.6488 | 300.1564
WtrCldCentChlr-Conv-1Cmp-0.748kwpton-VarSpd-CndRlf | DEER2023 |  | 2022-03-14 22:16:50+00 | Any | MBT | Old | CZ12 | cWVVG | Cap-Tons | 1 | 199999.2031 | None | 1860318.061 | 527514.8125 | 821691.8347 | 0 | 146439.2495 | 7320.8864 | 126488.4475 | 230863.02 | 44473.5461 | 58043.2156 | 15837.3734 | 0 | 15837.3734 | 0 | 600.0396 | 336.0415
WtrCldCentChlr-NoFric-1Cmp-0.439kwpton-VarSpd-CndRlf | DEER2023 |  | 2022-03-14 22:54:12+00 | Any | MBT | Old | CZ12 | cWVVG | Cap-Tons | 403.215 | 199999.2031 | None | 1800825.3718 | 527514.8125 | 821691.8347 | 0 | 92999.7218 | 6509.5133 | 121246.734 | 230863.0342 | 44473.5461 | 58043.2218 | 15837.3671 | 0 | 15837.3671 | 0 | 560.2208 | 306.1076
WtrCldCentChlr-NoFric-1Cmp-0.748kwpton-VarSpd-CndRlf | DEER2023 |  | 2022-03-14 22:54:12+00 | Any | MBT | Old | CZ12 | cWVVG | Cap-Tons | 1 | 199999.2031 | None | 1866125.8489 | 527514.8125 | 821691.8347 | 0 | 158282.3634 | 6628.3894 | 121145.5585 | 230863.0342 | 44473.5461 | 58043.2218 | 15837.3671 | 0 | 15837.3671 | 0 | 615.2719 | 348.7819
WtrCldCentChlr-NoFric-2Cmp-0.439kwpton-VarSpd-CndRlf | DEER2023 |  | 2022-03-14 23:25:13+00 | Any | MBT | Old | CZ12 | cWVVG | Cap-Tons | 403.215 | 199999.2031 | None | 1801734.3143 | 527514.8125 | 821691.8347 | 0 | 94004.7004 | 6518.5778 | 121141.859 | 230863.0342 | 44473.5461 | 58043.2218 | 15837.3671 | 0 | 15837.3671 | 0 | 562.856 | 307.3702
WtrCldCentChlr-NoFric-2Cmp-0.748kwpton-VarSpd-CndRlf | DEER2023 |  | 2022-03-14 23:25:13+00 | Any | MBT | Old | CZ12 | cWVVG | Cap-Tons | 1 | 199999.2031 | None | 1867754.2186 | 527514.8125 | 821691.8347 | 0 | 160042.801 | 6644.0459 | 120998.1249 | 230863.0342 | 44473.5461 | 58043.2218 | 15837.3671 | 0 | 15837.3671 | 0 | 619.7577 | 350.932
WtrCldRecipChlr-0.42kwpton | DEER2023 |  | 2022-03-14 23:49:47+00 | Any | MBT | Old | CZ12 | cWVVG | Cap-Tons | 403.215 | 199999.2031 | None | 1836676.3256 | 527514.8125 | 821691.8347 | 0 | 131307.6147 | 2187.9348 | 123110.9657 | 230863.02 | 44473.5461 | 58043.2218 | 15837.3702 | 0 | 15837.3702 | 0 | 581.7716 | 320.053
WtrCldRecipChlr-0.748kwpton | DEER2023 |  | 2022-03-14 23:49:47+00 | Any | MBT | Old | CZ12 | cWVVG | Cap-Tons | 1 | 199999.2031 | None | 1939011.0618 | 527514.8125 | 821691.8347 | 0 | 233635.6071 | 2255.4675 | 123051.226 | 230863.02 | 44473.5461 | 58043.2218 | 15837.3702 | 0 | 15837.3702 | 0 | 665.3786 | 382.4127
WtrCldScrewChlr-0.42kwpton | DEER2023 |  | 2022-03-15 00:09:29+00 | Any | MBT | Old | CZ12 | cWVVG | Cap-Tons | 403.215 | 199999.2031 | None | 1839950.9295 | 527514.8125 | 821691.8347 | 0 | 135033.5117 | 2193.4172 | 122654.1393 | 230863.02 | 44473.5461 | 58043.2218 | 15837.3702 | 0 | 15837.3702 | 0 | 591.0351 | 325.2055
WtrCldScrewChlr-0.748kwpton | DEER2023 |  | 2022-03-15 00:09:29+00 | Any | MBT | Old | CZ12 | cWVVG | Cap-Tons | 1 | 199999.2031 | None | 1944452.2897 | 527514.8125 | 821691.8347 | 0 | 239625.1161 | 2277.6685 | 122479.7914 | 230863.02 | 44473.5461 | 58043.2218 | 15837.3702 | 0 | 15837.3702 | 0 | 681.9106 | 391.6135
WtrCldScrewChlr-0.439kwpton-VarSpd | DEER2023 |  | 2022-03-15 00:41:21+00 | Any | MBT | Old | CZ12 | cWVVG | Cap-Tons | 403.215 | 199999.2031 | None | 1813462.6424 | 527514.8125 | 821691.8347 | 0 | 102753.7427 | 2480.7765 | 128158.4308 | 230863.02 | 44473.5461 | 58043.2218 | 15837.3702 | 0 | 15837.3702 | 0 | 558.5185 | 305.2835
WtrCldScrewChlr-0.748kwpton-VarSpd | DEER2023 |  | 2022-03-15 00:41:21+00 | Any | MBT | Old | CZ12 | cWVVG | Cap-Tons | 1 | 199999.2031 | None | 1885256.9714 | 527514.8125 | 821691.8347 | 0 | 174636.4202 | 2509.6913 | 128041.2595 | 230863.02 | 44473.5461 | 58043.2218 | 15837.3702 | 0 | 15837.3702 | 0 | 616.9117 | 348.2215
AirCldRecipChlr-0.95kwpton | DEER2023 |  | 2022-03-14 18:21:41+00 | Any | MBT | Old | CZ13 | cAVVG | Cap-Tons | 434.6001 | 199999.2031 | None | 2026751.2619 | 527514.8125 | 818481.0049 | 0 | 331994.1417 | 0 | 107385.4634 | 241376.6007 | 54629.9233 | 48991.7945 | 15214.9206 | 0 | 15214.9206 | 0 | 728.4572 | 432.5654
AirCldRecipChlr-1.407kwpton | DEER2023 |  | 2022-03-14 18:21:41+00 | Any | MBT | Old | CZ13 | cAVVG | Cap-Tons | 1 | 199999.2031 | None | 2186458.178 | 527514.8125 | 818481.0049 | 0 | 491700.855 | 0 | 107385.4634 | 241376.6007 | 54629.9233 | 48991.7945 | 15214.9206 | 0 | 15214.9206 | 0 | 861.3609 | 532.554
AirCldScrewChlr-0.95kwpton | DEER2023 |  | 2022-03-14 19:29:42+00 | Any | MBT | Old | CZ13 | cAVVG | Cap-Tons | 434.6001 | 199999.2031 | None | 2082208.9768 | 527514.8125 | 818481.0049 | 0 | 387451.799 | 0 | 107385.4634 | 241376.6007 | 54629.9233 | 48991.7945 | 15214.9206 | 0 | 15214.9206 | 0 | 756.4403 | 451.0997
AirCldScrewChlr-1.407kwpton | DEER2023 |  | 2022-03-14 19:29:42+00 | Any | MBT | Old | CZ13 | cAVVG | Cap-Tons | 1 | 199999.2031 | None | 2268593.7701 | 527514.8125 | 818481.0049 | 0 | 573836.4281 | 0 | 107385.4634 | 241376.6007 | 54629.9233 | 48991.7945 | 15214.9206 | 0 | 15214.9206 | 0 | 902.805 | 560.0041
AirCldScrewChlr-0.99kwpton-VarSpd | DEER2023 |  | 2022-03-14 20:36:10+00 | Any | MBT | Old | CZ13 | cAVVG | Cap-Tons | 434.6001 | 199999.2031 | None | 2098523.1066 | 527514.8125 | 818481.0049 | 0 | 403765.5411 | 0 | 107385.4634 | 241376.6007 | 54629.9233 | 48991.7945 | 15214.9206 | 0 | 15214.9206 | 0 | 769.2513 | 460.6318
AirCldScrewChlr-1.407kwpton-VarSpd | DEER2023 |  | 2022-03-14 20:36:10+00 | Any | MBT | Old | CZ13 | cAVVG | Cap-Tons | 1 | 199999.2031 | None | 2268593.7701 | 527514.8125 | 818481.0049 | 0 | 573836.4281 | 0 | 107385.4634 | 241376.6007 | 54629.9233 | 48991.7945 | 15214.9206 | 0 | 15214.9206 | 0 | 902.805 | 560.0041
WtrCldCentChlr-Conv-0.42kwpton | DEER2023 |  | 2022-03-14 21:09:18+00 | Any | MBT | Old | CZ13 | cWVVG | Cap-Tons | 434.6001 | 199999.2031 | None | 1964817.3794 | 527514.8125 | 818481.0049 | 0 | 216104.64 | 3223.4642 | 158116.6028 | 241376.6007 | 54629.9233 | 48991.7945 | 15214.9206 | 0 | 15214.9206 | 0 | 609.8564 | 342.3772
WtrCldCentChlr-Conv-0.748kwpton | DEER2023 |  | 2022-03-14 21:09:18+00 | Any | MBT | Old | CZ13 | cWVVG | Cap-Tons | 1 | 199999.2031 | None | 2133511.7855 | 527514.8125 | 818481.0049 | 0 | 384686.2666 | 3359.38 | 158093.5649 | 241376.6007 | 54629.9233 | 48991.7945 | 15214.9206 | 0 | 15214.9206 | 0 | 711.3762 | 418.6114
WtrCldCentChlr-Conv-1Cmp-0.439kwpton-VarSpd-CndRlf | DEER2023 |  | 2022-03-14 22:16:50+00 | Any | MBT | Old | CZ13 | cWVVG | Cap-Tons | 434.6001 | 199999.2031 | None | 1875139.1979 | 527514.8125 | 818481.0049 | 0 | 116633.5712 | 10143.5518 | 160990.0985 | 241376.6007 | 54629.9233 | 48991.7945 | 15214.9206 | 0 | 15214.9206 | 0 | 564.8853 | 311.5721
WtrCldCentChlr-Conv-1Cmp-0.748kwpton-VarSpd-CndRlf | DEER2023 |  | 2022-03-14 22:16:50+00 | Any | MBT | Old | CZ13 | cWVVG | Cap-Tons | 1 | 199999.2031 | None | 1956975.8123 | 527514.8125 | 818481.0049 | 0 | 198460.8677 | 10279.4375 | 160863.1955 | 241376.6007 | 54629.9233 | 48991.7945 | 15214.9206 | 0 | 15214.9206 | 0 | 618.1683 | 351.5924
WtrCldCentChlr-NoFric-1Cmp-0.439kwpton-VarSpd-CndRlf | DEER2023 |  | 2022-03-14 22:54:12+00 | Any | MBT | Old | CZ13 | cWVVG | Cap-Tons | 434.6001 | 199999.2031 | None | 1876067.7974 | 527514.8125 | 818481.0049 | 0 | 125852.9956 | 9132.6873 | 153710.0767 | 241376.5549 | 54629.9233 | 48991.7945 | 15214.9256 | 0 | 15214.9256 | 0 | 573.8461 | 319.1593
WtrCldCentChlr-NoFric-1Cmp-0.748kwpton-VarSpd-CndRlf | DEER2023 |  | 2022-03-14 22:54:12+00 | Any | MBT | Old | CZ13 | cWVVG | Cap-Tons | 1 | 199999.2031 | None | 1964476.7626 | 527514.8125 | 818481.0049 | 0 | 214244.034 | 9290.5295 | 153570.4082 | 241376.5549 | 54629.9233 | 48991.7945 | 15214.9256 | 0 | 15214.9256 | 0 | 634.1563 | 367.563
WtrCldCentChlr-NoFric-2Cmp-0.439kwpton-VarSpd-CndRlf | DEER2023 |  | 2022-03-14 23:25:13+00 | Any | MBT | Old | CZ13 | cWVVG | Cap-Tons | 434.6001 | 199999.2031 | None | 1876996.402 | 527514.8125 | 818481.0049 | 0 | 126909.2412 | 9144.4453 | 153570.9334 | 241376.5549 | 54629.9233 | 48991.7945 | 15214.9256 | 0 | 15214.9256 | 0 | 576.7524 | 320.3772
WtrCldCentChlr-NoFric-2Cmp-0.748kwpton-VarSpd-CndRlf | DEER2023 |  | 2022-03-14 23:25:13+00 | Any | MBT | Old | CZ13 | cWVVG | Cap-Tons | 1 | 199999.2031 | None | 1966198.5961 | 527514.8125 | 818481.0049 | 0 | 216079.6585 | 9310.6585 | 153436.4764 | 241376.5549 | 54629.9233 | 48991.7945 | 15214.9256 | 0 | 15214.9256 | 0 | 639.1086 | 369.6415
WtrCldRecipChlr-0.42kwpton | DEER2023 |  | 2022-03-14 23:49:47+00 | Any | MBT | Old | CZ13 | cWVVG | Cap-Tons | 434.6001 | 199999.2031 | None | 1923064.4273 | 527514.8125 | 818481.0049 | 0 | 176070.2559 | 3087.5279 | 156534.5268 | 241376.4914 | 54629.9233 | 48991.7908 | 15214.9288 | 0 | 15214.9288 | 0 | 596.3254 | 332.6479
WtrCldRecipChlr-0.748kwpton | DEER2023 |  | 2022-03-14 23:49:47+00 | Any | MBT | Old | CZ13 | cWVVG | Cap-Tons | 1 | 199999.2031 | None | 2060316.2426 | 527514.8125 | 818481.0049 | 0 | 313281.7725 | 3186.1332 | 156476.3094 | 241376.4914 | 54629.9233 | 48991.7908 | 15214.9288 | 0 | 15214.9288 | 0 | 687.6511 | 401.3208
WtrCldScrewChlr-0.42kwpton | DEER2023 |  | 2022-03-15 00:09:29+00 | Any | MBT | Old | CZ13 | cWVVG | Cap-Tons | 434.6001 | 199999.2031 | None | 1928423.0537 | 527514.8125 | 818481.0049 | 0 | 182015.2615 | 3089.3945 | 155946.3283 | 241376.4914 | 54629.9233 | 48991.7908 | 15214.9288 | 0 | 15214.9288 | 0 | 606.4575 | 338.021
WtrCldScrewChlr-0.748kwpton | DEER2023 |  | 2022-03-15 00:09:29+00 | Any | MBT | Old | CZ13 | cWVVG | Cap-Tons | 1 | 199999.2031 | None | 2069298.0554 | 527514.8125 | 818481.0049 | 0 | 323027.6626 | 3210.6401 | 155687.6597 | 241376.4914 | 54629.9233 | 48991.7908 | 15214.9288 | 0 | 15214.9288 | 0 | 705.7294 | 411.4713
WtrCldScrewChlr-0.439kwpton-VarSpd | DEER2023 |  | 2022-03-15 00:41:21+00 | Any | MBT | Old | CZ13 | cWVVG | Cap-Tons | 434.6001 | 199999.2031 | None | 1892383.628 | 527514.8125 | 818481.0049 | 0 | 138370.7865 | 3465.9952 | 163174.9791 | 241376.4914 | 54629.9233 | 48991.7908 | 15214.9288 | 0 | 15214.9288 | 0 | 570.813 | 315.1414
WtrCldScrewChlr-0.748kwpton-VarSpd | DEER2023 |  | 2022-03-15 00:41:21+00 | Any | MBT | Old | CZ13 | cWVVG | Cap-Tons | 1 | 199999.2031 | None | 1989097.1686 | 527514.8125 | 818481.0049 | 0 | 235181.4437 | 3511.9673 | 163031.8649 | 241376.4914 | 54629.9233 | 48991.7908 | 15214.9288 | 0 | 15214.9288 | 0 | 634.5035 | 362.0899
AirCldRecipChlr-0.95kwpton | DEER2023 |  | 2022-03-14 18:21:41+00 | Any | MBT | Old | CZ14 | cAVVG | Cap-Tons | 443.1315 | 199999.2031 | None | 1998085.9292 | 527514.8125 | 813404.9007 | 0 | 310976.0663 | 0 | 107787.4603 | 238402.6664 | 50590.8657 | 52820.2041 | 16626.7462 | 0 | 16626.7462 | 0 | 720.9251 | 406.512
AirCldRecipChlr-1.407kwpton | DEER2023 |  | 2022-03-14 18:21:41+00 | Any | MBT | Old | CZ14 | cAVVG | Cap-Tons | 1 | 199999.2031 | None | 2147681.8435 | 527514.8125 | 813404.9007 | 0 | 460571.8466 | 0 | 107787.4603 | 238402.6664 | 50590.8657 | 52820.2041 | 16626.7462 | 0 | 16626.7462 | 0 | 850.2549 | 495.3118
AirCldScrewChlr-0.95kwpton | DEER2023 |  | 2022-03-14 19:29:42+00 | Any | MBT | Old | CZ14 | cAVVG | Cap-Tons | 443.1315 | 199999.2031 | None | 2050028.374 | 527514.8125 | 813404.9007 | 0 | 362918.7416 | 0 | 107787.4603 | 238402.6664 | 50590.8657 | 52820.2041 | 16626.7462 | 0 | 16626.7462 | 0 | 749.1933 | 420.8838
AirCldScrewChlr-1.407kwpton | DEER2023 |  | 2022-03-14 19:29:42+00 | Any | MBT | Old | CZ14 | cAVVG | Cap-Tons | 1 | 199999.2031 | None | 2224611.5649 | 527514.8125 | 813404.9007 | 0 | 537501.5688 | 0 | 107787.4603 | 238402.6664 | 50590.8657 | 52820.2041 | 16626.7462 | 0 | 16626.7462 | 0 | 892.1215 | 516.5975
AirCldScrewChlr-0.99kwpton-VarSpd | DEER2023 |  | 2022-03-14 20:36:10+00 | Any | MBT | Old | CZ14 | cAVVG | Cap-Tons | 443.1315 | 199999.2031 | None | 2065308.9757 | 527514.8125 | 813404.9007 | 0 | 378199.4884 | 0 | 107787.4603 | 238402.6664 | 50590.8657 | 52820.2041 | 16626.7462 | 0 | 16626.7462 | 0 | 761.7037 | 429.2618
AirCldScrewChlr-1.407kwpton-VarSpd | DEER2023 |  | 2022-03-14 20:36:10+00 | Any | MBT | Old | CZ14 | cAVVG | Cap-Tons | 1 | 199999.2031 | None | 2224611.5649 | 527514.8125 | 813404.9007 | 0 | 537501.5688 | 0 | 107787.4603 | 238402.6664 | 50590.8657 | 52820.2041 | 16626.7462 | 0 | 16626.7462 | 0 | 892.1215 | 516.5975
WtrCldCentChlr-Conv-0.42kwpton | DEER2023 |  | 2022-03-14 21:09:18+00 | Any | MBT | Old | CZ14 | cWVVG | Cap-Tons | 443.1315 | 199999.2031 | None | 1926510.459 | 527514.8125 | 813404.9007 | 0 | 195873.9359 | 876.7565 | 150437.2823 | 238402.6664 | 50590.8657 | 52820.2041 | 16626.7462 | 0 | 16626.7462 | 0 | 604.1805 | 320.4044
WtrCldCentChlr-Conv-0.748kwpton | DEER2023 |  | 2022-03-14 21:09:18+00 | Any | MBT | Old | CZ14 | cWVVG | Cap-Tons | 1 | 199999.2031 | None | 2079313.9693 | 527514.8125 | 813404.9007 | 0 | 348625.9643 | 902.6212 | 150463.2782 | 238402.6664 | 50590.8657 | 52820.2041 | 16626.7462 | 0 | 16626.7462 | 0 | 703.6545 | 386.3979
WtrCldCentChlr-Conv-1Cmp-0.439kwpton-VarSpd-CndRlf | DEER2023 |  | 2022-03-14 22:16:50+00 | Any | MBT | Old | CZ14 | cWVVG | Cap-Tons | 443.1315 | 199999.2031 | None | 1851124.56 | 527514.8125 | 813404.9007 | 0 | 117048.576 | 2454.5155 | 152298.4946 | 238402.6241 | 50590.8657 | 52820.2041 | 16626.7462 | 0 | 16626.7462 | 0 | 548.0115 | 294.1183
WtrCldCentChlr-Conv-1Cmp-0.748kwpton-VarSpd-CndRlf | DEER2023 |  | 2022-03-14 22:16:50+00 | Any | MBT | Old | CZ14 | cWVVG | Cap-Tons | 1 | 199999.2031 | None | 1932317.5051 | 527514.8125 | 813404.9007 | 0 | 198434.1236 | 2461.7956 | 152099.0096 | 238402.6241 | 50590.8657 | 52820.2041 | 16626.7462 | 0 | 16626.7462 | 0 | 596.5495 | 333.9185
WtrCldCentChlr-NoFric-1Cmp-0.439kwpton-VarSpd-CndRlf | DEER2023 |  | 2022-03-14 22:54:12+00 | Any | MBT | Old | CZ14 | cWVVG | Cap-Tons | 443.1315 | 199999.2031 | None | 1845248.5548 | 527514.8125 | 813404.9007 | 0 | 118039.7604 | 2032.7071 | 145853.3911 | 238402.6309 | 50590.8657 | 52820.2041 | 16626.7501 | 0 | 16626.7501 | 0 | 568.4189 | 298.5811
WtrCldCentChlr-NoFric-1Cmp-0.748kwpton-VarSpd-CndRlf | DEER2023 |  | 2022-03-14 22:54:12+00 | Any | MBT | Old | CZ14 | cWVVG | Cap-Tons | 1 | 199999.2031 | None | 1927475.5075 | 527514.8125 | 813404.9007 | 0 | 200438.4938 | 2038.9261 | 145675.4113 | 238402.6309 | 50590.8657 | 52820.2041 | 16626.7501 | 0 | 16626.7501 | 0 | 641.1226 | 343.8966
WtrCldCentChlr-NoFric-2Cmp-0.439kwpton-VarSpd-CndRlf | DEER2023 |  | 2022-03-14 23:25:13+00 | Any | MBT | Old | CZ14 | cWVVG | Cap-Tons | 443.1315 | 199999.2031 | None | 1844596.226 | 527514.8125 | 813404.9007 | 0 | 117617.6772 | 2035.0703 | 145621.013 | 238402.5953 | 50590.8657 | 52820.2041 | 16626.7535 | 0 | 16626.7535 | 0 | 568.562 | 299.2644
WtrCldCentChlr-NoFric-2Cmp-0.748kwpton-VarSpd-CndRlf | DEER2023 |  | 2022-03-14 23:25:13+00 | Any | MBT | Old | CZ14 | cWVVG | Cap-Tons | 1 | 199999.2031 | None | 1926510.2624 | 527514.8125 | 813404.9007 | 0 | 199848.3663 | 2042.8924 | 145296.6399 | 238402.6309 | 50590.8657 | 52820.2041 | 16626.7501 | 0 | 16626.7501 | 0 | 641.3667 | 345.0613
WtrCldRecipChlr-0.42kwpton | DEER2023 |  | 2022-03-14 23:49:47+00 | Any | MBT | Old | CZ14 | cWVVG | Cap-Tons | 443.1315 | 199999.2031 | None | 1892273.7323 | 527514.8125 | 813404.9007 | 0 | 159597.2129 | 970.0727 | 152384.0125 | 238402.6664 | 50590.8657 | 52820.2041 | 16626.7462 | 0 | 16626.7462 | 0 | 588.8913 | 315.3551
WtrCldRecipChlr-0.748kwpton | DEER2023 |  | 2022-03-14 23:49:47+00 | Any | MBT | Old | CZ14 | cWVVG | Cap-Tons | 1 | 199999.2031 | None | 2016169.351 | 527514.8125 | 813404.9007 | 0 | 283610.788 | 991.0264 | 152245.1512 | 238402.6664 | 50590.8657 | 52820.2041 | 16626.7462 | 0 | 16626.7462 | 0 | 676.3078 | 376.2672
WtrCldScrewChlr-0.42kwpton | DEER2023 |  | 2022-03-15 00:09:29+00 | Any | MBT | Old | CZ14 | cWVVG | Cap-Tons | 443.1315 | 199999.2031 | None | 1894987.869 | 527514.8125 | 813404.9007 | 0 | 163454.0994 | 958.4492 | 151253.062 | 238402.6664 | 50590.8657 | 52820.2041 | 16626.7462 | 0 | 16626.7462 | 0 | 603.116 | 318.5637
WtrCldScrewChlr-0.748kwpton | DEER2023 |  | 2022-03-15 00:09:29+00 | Any | MBT | Old | CZ14 | cWVVG | Cap-Tons | 1 | 199999.2031 | None | 2020920.4234 | 527514.8125 | 813404.9007 | 0 | 289672.6423 | 989.8233 | 150935.4772 | 238402.6664 | 50590.8657 | 52820.2041 | 16626.7462 | 0 | 16626.7462 | 0 | 701.7013 | 383.0352
WtrCldScrewChlr-0.439kwpton-VarSpd | DEER2023 |  | 2022-03-15 00:41:21+00 | Any | MBT | Old | CZ14 | cWVVG | Cap-Tons | 443.1315 | 199999.2031 | None | 1860096.4209 | 527514.8125 | 813404.9007 | 0 | 125234.5492 | 1049.5385 | 154489.6289 | 238402.6664 | 50590.8657 | 52820.2041 | 16626.7462 | 0 | 16626.7462 | 0 | 562.2685 | 301.3602
WtrCldScrewChlr-0.748kwpton-VarSpd | DEER2023 |  | 2022-03-15 00:41:21+00 | Any | MBT | Old | CZ14 | cWVVG | Cap-Tons | 1 | 199999.2031 | None | 1946961.5192 | 527514.8125 | 813404.9007 | 0 | 212271.2631 | 1049.1096 | 154318.3997 | 238402.6664 | 50590.8657 | 52820.2041 | 16626.7462 | 0 | 16626.7462 | 0 | 622.1208 | 345.3084
AirCldRecipChlr-0.95kwpton | DEER2023 |  | 2022-03-14 18:21:41+00 | Any | MBT | Old | CZ15 | cAVVG | Cap-Tons | 536.3251 | 199999.2031 | None | 2355469.5982 | 527514.8125 | 805052.9045 | 0 | 586098.1475 | 0 | 173572.0807 | 263231.0829 | 80201.9834 | 15680.7332 | 11785.8253 | 0 | 11785.8253 | 0 | 803.125 | 488.9108
AirCldRecipChlr-1.407kwpton | DEER2023 |  | 2022-03-14 18:21:41+00 | Any | MBT | Old | CZ15 | cAVVG | Cap-Tons | 1 | 199999.2031 | None | 2637413.746 | 527514.8125 | 805052.9045 | 0 | 868042.0421 | 0 | 173572.0807 | 263231.0829 | 80201.9834 | 15680.7332 | 11785.8253 | 0 | 11785.8253 | 0 | 969.646 | 613.3732
AirCldScrewChlr-0.95kwpton | DEER2023 |  | 2022-03-14 19:29:42+00 | Any | MBT | Old | CZ15 | cAVVG | Cap-Tons | 536.3251 | 199999.2031 | None | 2445644.7635 | 527514.8125 | 805052.9045 | 0 | 676273.5749 | 0 | 173572.0807 | 263231.0829 | 80201.9834 | 15680.7332 | 11785.8253 | 0 | 11785.8253 | 0 | 844.284 | 515.7251
AirCldScrewChlr-1.407kwpton | DEER2023 |  | 2022-03-14 19:29:42+00 | Any | MBT | Old | CZ15 | cAVVG | Cap-Tons | 1 | 199999.2031 | None | 2770968.2371 | 527514.8125 | 805052.9045 | 0 | 1001596.6748 | 0 | 173572.0807 | 263231.0829 | 80201.9834 | 15680.7332 | 11785.8253 | 0 | 11785.8253 | 0 | 1030.6045 | 653.0872
AirCldScrewChlr-0.99kwpton-VarSpd | DEER2023 |  | 2022-03-14 20:36:10+00 | Any | MBT | Old | CZ15 | cAVVG | Cap-Tons | 536.3251 | 199999.2031 | None | 2474119.8095 | 527514.8125 | 805052.9045 | 0 | 704748.225 | 0 | 173572.0807 | 263231.0829 | 80201.9834 | 15680.7332 | 11785.8253 | 0 | 11785.8253 | 0 | 860.5922 | 527.7481
AirCldScrewChlr-1.407kwpton-VarSpd | DEER2023 |  | 2022-03-14 20:36:10+00 | Any | MBT | Old | CZ15 | cAVVG | Cap-Tons | 1 | 199999.2031 | None | 2770968.2371 | 527514.8125 | 805052.9045 | 0 | 1001596.6748 | 0 | 173572.0807 | 263231.0829 | 80201.9834 | 15680.7332 | 11785.8253 | 0 | 11785.8253 | 0 | 1030.6045 | 653.0872
WtrCldCentChlr-Conv-0.42kwpton | DEER2023 |  | 2022-03-14 21:09:18+00 | Any | MBT | Old | CZ15 | cWVVG | Cap-Tons | 536.3251 | 199999.2031 | None | 2203935.9237 | 527514.8125 | 805052.9045 | 0 | 352742.793 | 2278.5414 | 253115.6812 | 263231.0829 | 80201.9801 | 15680.7332 | 11785.8253 | 0 | 11785.8253 | 0 | 631.1305 | 352.072
WtrCldCentChlr-Conv-0.748kwpton | DEER2023 |  | 2022-03-14 21:09:18+00 | Any | MBT | Old | CZ15 | cWVVG | Cap-Tons | 1 | 199999.2031 | None | 2479100.7147 | 527514.8125 | 805052.9045 | 0 | 627743.7506 | 2351.665 | 253206.5279 | 263231.0829 | 80201.9801 | 15680.7332 | 11785.8253 | 0 | 11785.8253 | 0 | 745.4465 | 434.1547
WtrCldCentChlr-Conv-1Cmp-0.439kwpton-VarSpd-CndRlf | DEER2023 |  | 2022-03-14 22:16:50+00 | Any | MBT | Old | CZ15 | cWVVG | Cap-Tons | 536.3251 | 199999.2031 | None | 2068253.8892 | 527514.8125 | 805052.9045 | 0 | 209021.4334 | 7308.5965 | 256124.6408 | 263230.9756 | 80201.9801 | 15680.7332 | 11785.8303 | 0 | 11785.8303 | 0 | 570.063 | 320.4836
WtrCldCentChlr-Conv-1Cmp-0.748kwpton-VarSpd-CndRlf | DEER2023 |  | 2022-03-14 22:16:50+00 | Any | MBT | Old | CZ15 | cWVVG | Cap-Tons | 1 | 199999.2031 | None | 2213841.7359 | 527514.8125 | 805052.9045 | 0 | 354752.4745 | 7354.2051 | 255935.8091 | 263230.9756 | 80201.9801 | 15680.7332 | 11785.8347 | 0 | 11785.8347 | 0 | 625.1752 | 369.7071
WtrCldCentChlr-NoFric-1Cmp-0.439kwpton-VarSpd-CndRlf | DEER2023 |  | 2022-03-14 22:54:12+00 | Any | MBT | Old | CZ15 | cWVVG | Cap-Tons | 536.3251 | 199999.2031 | None | 2058901.4514 | 527514.8125 | 805052.9045 | 0 | 209421.4198 | 6343.4701 | 247337.654 | 263231.0829 | 80201.9801 | 15680.7332 | 11785.8253 | 0 | 11785.8253 | 0 | 593.6093 | 327.2525
WtrCldCentChlr-NoFric-1Cmp-0.748kwpton-VarSpd-CndRlf | DEER2023 |  | 2022-03-14 22:54:12+00 | Any | MBT | Old | CZ15 | cWVVG | Cap-Tons | 1 | 199999.2031 | None | 2205075.643 | 527514.8125 | 805052.9045 | 0 | 355765.4793 | 6395.9045 | 247115.136 | 263231.0829 | 80201.9801 | 15680.7332 | 11785.8253 | 0 | 11785.8253 | 0 | 676.8214 | 383.4156
WtrCldCentChlr-NoFric-2Cmp-0.439kwpton-VarSpd-CndRlf | DEER2023 |  | 2022-03-14 23:25:13+00 | Any | MBT | Old | CZ15 | cWVVG | Cap-Tons | 536.3251 | 199999.2031 | None | 2057794.5303 | 527514.8125 | 805052.9045 | 0 | 208635.9044 | 6348.4659 | 247010.9234 | 263231.0829 | 80201.9801 | 15680.7332 | 11785.8253 | 0 | 11785.8253 | 0 | 593.8651 | 328.1884
WtrCldCentChlr-NoFric-2Cmp-0.748kwpton-VarSpd-CndRlf | DEER2023 |  | 2022-03-14 23:25:13+00 | Any | MBT | Old | CZ15 | cWVVG | Cap-Tons | 1 | 199999.2031 | None | 2203598.0296 | 527514.8125 | 805052.9045 | 0 | 354673.4242 | 6404.2303 | 246720.7786 | 263231.0829 | 80201.9801 | 15680.7332 | 11785.8253 | 0 | 11785.8253 | 0 | 677.2572 | 385.0108
WtrCldRecipChlr-0.42kwpton | DEER2023 |  | 2022-03-14 23:49:47+00 | Any | MBT | Old | CZ15 | cWVVG | Cap-Tons | 536.3251 | 199999.2031 | None | 2138694.4362 | 527514.8125 | 805052.9045 | 0 | 285408.9062 | 2393.458 | 255093.0275 | 263231.0829 | 80201.9801 | 15680.7332 | 11785.8253 | 0 | 11785.8253 | 0 | 617.1633 | 346.1717
WtrCldRecipChlr-0.748kwpton | DEER2023 |  | 2022-03-14 23:49:47+00 | Any | MBT | Old | CZ15 | cWVVG | Cap-Tons | 1 | 199999.2031 | None | 2360551.9479 | 527514.8125 | 805052.9045 | 0 | 507350.5833 | 2443.3528 | 254958.9066 | 263231.0829 | 80201.9801 | 15680.7332 | 11785.8253 | 0 | 11785.8253 | 0 | 718.3776 | 422.2981
WtrCldScrewChlr-0.42kwpton | DEER2023 |  | 2022-03-15 00:09:29+00 | Any | MBT | Old | CZ15 | cWVVG | Cap-Tons | 536.3251 | 199999.2031 | None | 2150990.797 | 527514.8125 | 805052.9045 | 0 | 299312.9164 | 2379.4248 | 253499.6699 | 263231.0829 | 80201.9801 | 15680.7332 | 11785.8253 | 0 | 11785.8253 | 0 | 634.131 | 353.8714
WtrCldScrewChlr-0.748kwpton | DEER2023 |  | 2022-03-15 00:09:29+00 | Any | MBT | Old | CZ15 | cWVVG | Cap-Tons | 1 | 199999.2031 | None | 2382184.789 | 527514.8125 | 805052.9045 | 0 | 530792.6558 | 2455.4436 | 253137.8716 | 263231.0829 | 80201.9801 | 15680.7332 | 11785.8253 | 0 | 11785.8253 | 0 | 748.6581 | 436.0696
WtrCldScrewChlr-0.439kwpton-VarSpd | DEER2023 |  | 2022-03-15 00:41:21+00 | Any | MBT | Old | CZ15 | cWVVG | Cap-Tons | 536.3251 | 199999.2031 | None | 2083919.7766 | 527514.8125 | 805052.9045 | 0 | 225685.4576 | 2624.0635 | 259811.1532 | 263231.0829 | 80201.9801 | 15680.7332 | 11785.8253 | 0 | 11785.8253 | 0 | 585.9188 | 328.9568
WtrCldScrewChlr-0.748kwpton-VarSpd | DEER2023 |  | 2022-03-15 00:41:21+00 | Any | MBT | Old | CZ15 | cWVVG | Cap-Tons | 1 | 199999.2031 | None | 2240777.9621 | 527514.8125 | 805052.9045 | 0 | 382777.7698 | 2625.6479 | 259575.3952 | 263231.0829 | 80201.9801 | 15680.7332 | 11785.8253 | 0 | 11785.8253 | 0 | 654.8637 | 382.9623
AirCldRecipChlr-0.95kwpton | DEER2023 |  | 2022-03-14 18:21:41+00 | Any | MBT | Old | CZ16 | cAVVG | Cap-Tons | 283.9727 | 199999.2031 | None | 1731335.9101 | 527514.8125 | 809458.932 | 0 | 105990.006 | 0 | 60675.1744 | 227696.5961 | 27069.6458 | 102176.7169 | 27358.0592 | 0 | 27358.0592 | 0 | 578.0667 | 294.5854
AirCldRecipChlr-1.407kwpton | DEER2023 |  | 2022-03-14 18:21:41+00 | Any | MBT | Old | CZ16 | cAVVG | Cap-Tons | 1 | 199999.2031 | None | 1782322.7905 | 527514.8125 | 809458.932 | 0 | 156976.8034 | 0 | 60675.1744 | 227696.5961 | 27069.6458 | 102176.7169 | 27358.0592 | 0 | 27358.0592 | 0 | 645.335 | 336.9231
AirCldScrewChlr-0.95kwpton | DEER2023 |  | 2022-03-14 19:29:42+00 | Any | MBT | Old | CZ16 | cAVVG | Cap-Tons | 283.9727 | 199999.2031 | None | 1753980.4479 | 527514.8125 | 809458.932 | 0 | 128634.4467 | 0 | 60675.1744 | 227696.5961 | 27069.6458 | 102176.7169 | 27358.0592 | 0 | 27358.0592 | 0 | 596.9996 | 302.541
AirCldScrewChlr-1.407kwpton | DEER2023 |  | 2022-03-14 19:29:42+00 | Any | MBT | Old | CZ16 | cAVVG | Cap-Tons | 1 | 199999.2031 | None | 1815860.3419 | 527514.8125 | 809458.932 | 0 | 190514.401 | 0 | 60675.1744 | 227696.5961 | 27069.6458 | 102176.7169 | 27358.0592 | 0 | 27358.0592 | 0 | 673.3759 | 348.7059
AirCldScrewChlr-0.99kwpton-VarSpd | DEER2023 |  | 2022-03-14 20:36:10+00 | Any | MBT | Old | CZ16 | cAVVG | Cap-Tons | 283.9727 | 199999.2031 | None | 1759396.4833 | 527514.8125 | 809458.932 | 0 | 134050.6163 | 0 | 60675.1744 | 227696.5961 | 27069.6458 | 102176.7169 | 27358.0592 | 0 | 27358.0592 | 0 | 603.6846 | 306.5816
AirCldScrewChlr-1.407kwpton-VarSpd | DEER2023 |  | 2022-03-14 20:36:10+00 | Any | MBT | Old | CZ16 | cAVVG | Cap-Tons | 1 | 199999.2031 | None | 1815860.3419 | 527514.8125 | 809458.932 | 0 | 190514.401 | 0 | 60675.1744 | 227696.5961 | 27069.6458 | 102176.7169 | 27358.0592 | 0 | 27358.0592 | 0 | 673.3759 | 348.7059
WtrCldCentChlr-Conv-0.42kwpton | DEER2023 |  | 2022-03-14 21:09:18+00 | Any | MBT | Old | CZ16 | cWVVG | Cap-Tons | 283.9727 | 199999.2031 | None | 1722404.6385 | 527514.8125 | 809458.932 | 0 | 78426.7172 | 918.781 | 78388.298 | 227696.5961 | 27069.6458 | 102176.7169 | 27358.0592 | 0 | 27358.0592 | 0 | 540.488 | 268.4529
WtrCldCentChlr-Conv-0.748kwpton | DEER2023 |  | 2022-03-14 21:09:18+00 | Any | MBT | Old | CZ16 | cWVVG | Cap-Tons | 1 | 199999.2031 | None | 1783753.0074 | 527514.8125 | 809458.932 | 0 | 139664.4156 | 960.1126 | 78458.0762 | 227696.5961 | 27069.6458 | 102176.7169 | 27358.0592 | 0 | 27358.0592 | 0 | 606.7336 | 308.8867
WtrCldCentChlr-Conv-1Cmp-0.439kwpton-VarSpd-CndRlf | DEER2023 |  | 2022-03-14 22:16:50+00 | Any | MBT | Old | CZ16 | cWVVG | Cap-Tons | 283.9727 | 199999.2031 | None | 1686552.1966 | 527514.8125 | 809458.932 | 0 | 40295.5311 | 2223.8426 | 79362.2349 | 227696.5961 | 27069.6458 | 102176.7169 | 27358.0592 | 0 | 27358.0592 | 0 | 505.8778 | 249.7284
WtrCldCentChlr-Conv-1Cmp-0.748kwpton-VarSpd-CndRlf | DEER2023 |  | 2022-03-14 22:16:50+00 | Any | MBT | Old | CZ16 | cWVVG | Cap-Tons | 1 | 199999.2031 | None | 1714724.0527 | 527514.8125 | 809458.932 | 0 | 68576.8345 | 2244.6056 | 79231.8767 | 227696.5961 | 27069.6458 | 102176.7169 | 27358.0592 | 0 | 27358.0592 | 0 | 539.731 | 271.6938
WtrCldCentChlr-NoFric-1Cmp-0.439kwpton-VarSpd-CndRlf | DEER2023 |  | 2022-03-14 22:54:12+00 | Any | MBT | Old | CZ16 | cWVVG | Cap-Tons | 283.9727 | 199999.2031 | None | 1688636.6286 | 527514.8125 | 809458.932 | 0 | 45005.1727 | 2025.8899 | 76934.8103 | 227696.5961 | 27069.6458 | 102176.7169 | 27358.0592 | 0 | 27358.0592 | 0 | 512.1859 | 253.2979
WtrCldCentChlr-NoFric-1Cmp-0.748kwpton-VarSpd-CndRlf | DEER2023 |  | 2022-03-14 22:54:12+00 | Any | MBT | Old | CZ16 | cWVVG | Cap-Tons | 1 | 199999.2031 | None | 1720238.4496 | 527514.8125 | 809458.932 | 0 | 76632.0117 | 2056.1624 | 76879.2938 | 227696.5961 | 27069.6458 | 102176.7169 | 27358.0592 | 0 | 27358.0592 | 0 | 551.0618 | 278.9067
WtrCldCentChlr-NoFric-2Cmp-0.439kwpton-VarSpd-CndRlf | DEER2023 |  | 2022-03-14 23:25:13+00 | Any | MBT | Old | CZ16 | cWVVG | Cap-Tons | 283.9727 | 199999.2031 | None | 1689331.583 | 527514.8125 | 809458.932 | 0 | 45775.2393 | 2030.1556 | 76855.38 | 227696.5961 | 27069.6458 | 102176.7169 | 27358.0592 | 0 | 27358.0592 | 0 | 513.797 | 253.7998
WtrCldCentChlr-NoFric-2Cmp-0.748kwpton-VarSpd-CndRlf | DEER2023 |  | 2022-03-14 23:25:13+00 | Any | MBT | Old | CZ16 | cWVVG | Cap-Tons | 1 | 199999.2031 | None | 1721446.1274 | 527514.8125 | 809458.932 | 0 | 77952.7387 | 2063.5144 | 76759.3279 | 227696.5961 | 27069.6458 | 102176.7169 | 27358.0592 | 0 | 27358.0592 | 0 | 553.8067 | 279.7621
WtrCldRecipChlr-0.42kwpton | DEER2023 |  | 2022-03-14 23:49:47+00 | Any | MBT | Old | CZ16 | cWVVG | Cap-Tons | 283.9727 | 199999.2031 | None | 1707279.1232 | 527514.8125 | 809458.932 | 0 | 64354.3472 | 851.5362 | 77402.58 | 227696.5961 | 27069.6458 | 102176.7169 | 27358.0592 | 0 | 27358.0592 | 0 | 531.3063 | 263.0879
WtrCldRecipChlr-0.748kwpton | DEER2023 |  | 2022-03-14 23:49:47+00 | Any | MBT | Old | CZ16 | cWVVG | Cap-Tons | 1 | 199999.2031 | None | 1757451.6114 | 527514.8125 | 809458.932 | 0 | 114519.8212 | 879.9932 | 77381.0103 | 227696.5961 | 27069.6458 | 102176.7169 | 27358.0592 | 0 | 27358.0592 | 0 | 590.6998 | 299.8504
WtrCldScrewChlr-0.42kwpton | DEER2023 |  | 2022-03-15 00:09:29+00 | Any | MBT | Old | CZ16 | cWVVG | Cap-Tons | 283.9727 | 199999.2031 | None | 1707188.6708 | 527514.8125 | 809458.932 | 0 | 64658.5304 | 853.2517 | 77005.8735 | 227696.5961 | 27069.6458 | 102176.7169 | 27358.0592 | 0 | 27358.0592 | 0 | 537.3104 | 265.5464
WtrCldScrewChlr-0.748kwpton | DEER2023 |  | 2022-03-15 00:09:29+00 | Any | MBT | Old | CZ16 | cWVVG | Cap-Tons | 1 | 199999.2031 | None | 1757290.226 | 527514.8125 | 809458.932 | 0 | 114847.3708 | 888.2024 | 76883.7578 | 227696.5961 | 27069.6458 | 102176.7169 | 27358.0592 | 0 | 27358.0592 | 0 | 601.4122 | 304.2252
WtrCldScrewChlr-0.439kwpton-VarSpd | DEER2023 |  | 2022-03-15 00:41:21+00 | Any | MBT | Old | CZ16 | cWVVG | Cap-Tons | 283.9727 | 199999.2031 | None | 1695338.1123 | 527514.8125 | 809458.932 | 0 | 49651.0058 | 973.1391 | 80042.9647 | 227696.5961 | 27069.6458 | 102176.7169 | 27358.0592 | 0 | 27358.0592 | 0 | 515.2282 | 255.192
WtrCldScrewChlr-0.748kwpton-VarSpd | DEER2023 |  | 2022-03-15 00:41:21+00 | Any | MBT | Old | CZ16 | cWVVG | Cap-Tons | 1 | 199999.2031 | None | 1729984.6651 | 527514.8125 | 809458.932 | 0 | 84415.7051 | 984.7969 | 79913.4444 | 227696.5961 | 27069.6458 | 102176.7169 | 27358.0592 | 0 | 27358.0592 | 0 | 556.9401 | 280.9222
AirCldRecipChlr-0.95kwpton | DEER2023 |  | 2022-03-14 18:21:41+00 | Any | MBT | Rec | CZ01 | cAVVG | Cap-Tons | 181.2303 | 199999.2031 | None | 1336094.3429 | 452444.0696 | 737073.3125 | 0 | 24894.7566 | 0 | 4729.0473 | 116947.4397 | 1929.1398 | 52359.5801 | 13553.8093 | 0 | 13553.8093 | 0 | 436.7707 | 189.9792
AirCldRecipChlr-1.407kwpton | DEER2023 |  | 2022-03-14 18:21:41+00 | Any | MBT | Rec | CZ01 | cAVVG | Cap-Tons | 1 | 199999.2031 | None | 1348070.2571 | 452444.0696 | 737073.3125 | 0 | 36870.4449 | 0 | 4729.0473 | 116947.4397 | 1929.1398 | 52359.5801 | 13553.8093 | 0 | 13553.8093 | 0 | 475.0762 | 205.3563
AirCldScrewChlr-0.95kwpton | DEER2023 |  | 2022-03-14 19:29:42+00 | Any | MBT | Rec | CZ01 | cAVVG | Cap-Tons | 181.2303 | 199999.2031 | None | 1345477.1143 | 452444.0696 | 737073.3125 | 0 | 34231.9505 | 0 | 4774.4376 | 116947.4658 | 1929.1396 | 52359.5946 | 13553.7965 | 0 | 13553.7965 | 0 | 445.0624 | 195.8411
AirCldScrewChlr-1.407kwpton | DEER2023 |  | 2022-03-14 19:29:42+00 | Any | MBT | Rec | CZ01 | cAVVG | Cap-Tons | 1 | 199999.2031 | None | 1361944.0857 | 452444.0696 | 737073.3125 | 0 | 50699.317 | 0 | 4774.4376 | 116947.4658 | 1929.1396 | 52359.5946 | 13553.7965 | 0 | 13553.7965 | 0 | 487.3424 | 214.0389
AirCldScrewChlr-0.99kwpton-VarSpd | DEER2023 |  | 2022-03-14 20:36:10+00 | Any | MBT | Rec | CZ01 | cAVVG | Cap-Tons | 181.2303 | 199999.2031 | None | 1346917.9143 | 452444.0696 | 737073.3125 | 0 | 35673.3027 | 0 | 4774.4376 | 116947.4658 | 1929.1396 | 52359.5946 | 13553.7965 | 0 | 13553.7965 | 0 | 448.7636 | 197.4338
AirCldScrewChlr-1.407kwpton-VarSpd | DEER2023 |  | 2022-03-14 20:36:10+00 | Any | MBT | Rec | CZ01 | cAVVG | Cap-Tons | 1 | 199999.2031 | None | 1361944.0857 | 452444.0696 | 737073.3125 | 0 | 50699.317 | 0 | 4774.4376 | 116947.4658 | 1929.1396 | 52359.5946 | 13553.7965 | 0 | 13553.7965 | 0 | 487.3424 | 214.0389
WtrCldCentChlr-Conv-0.42kwpton | DEER2023 |  | 2022-03-14 21:09:18+00 | Any | MBT | Rec | CZ01 | cWVVG | Cap-Tons | 181.2303 | 199999.2031 | None | 1343930.9714 | 452444.0696 | 737073.3125 | 0 | 24513.4414 | 189.9162 | 12757.4902 | 116947.4658 | 1929.1403 | 52359.5967 | 13553.7965 | 0 | 13553.7965 | 0 | 416.3801 | 185.8762
WtrCldCentChlr-Conv-0.748kwpton | DEER2023 |  | 2022-03-14 21:09:18+00 | Any | MBT | Rec | CZ01 | cWVVG | Cap-Tons | 1 | 199999.2031 | None | 1363048.4286 | 452444.0696 | 737073.3125 | 0 | 43640.7265 | 198.7107 | 12738.8316 | 116947.4658 | 1929.1403 | 52359.5967 | 13553.7965 | 0 | 13553.7965 | 0 | 455.2813 | 203.4335
WtrCldCentChlr-Conv-1Cmp-0.439kwpton-VarSpd-CndRlf | DEER2023 |  | 2022-03-14 22:16:50+00 | Any | MBT | Rec | CZ01 | cWVVG | Cap-Tons | 181.2303 | 199999.2031 | None | 1332116.9714 | 452444.0696 | 737073.3125 | 0 | 12413.8324 | 537.4267 | 12695.4828 | 116947.4658 | 1929.1396 | 52359.5859 | 13553.7991 | 0 | 13553.7991 | 0 | 401.9027 | 177.1248
WtrCldCentChlr-Conv-1Cmp-0.748kwpton-VarSpd-CndRlf | DEER2023 |  | 2022-03-14 22:16:50+00 | Any | MBT | Rec | CZ01 | cWVVG | Cap-Tons | 1 | 199999.2031 | None | 1340671.5429 | 452444.0696 | 737073.3125 | 0 | 21033.2359 | 537.9132 | 12630.1583 | 116947.4658 | 1929.1396 | 52359.5859 | 13553.7991 | 0 | 13553.7991 | 0 | 425.5328 | 186.2221
WtrCldCentChlr-NoFric-1Cmp-0.439kwpton-VarSpd-CndRlf | DEER2023 |  | 2022-03-14 22:54:12+00 | Any | MBT | Rec | CZ01 | cWVVG | Cap-Tons | 181.2303 | 199999.2031 | None | 1330878.1143 | 452444.0696 | 737073.3125 | 0 | 11128.8942 | 537.7018 | 12740.8453 | 116947.4658 | 1929.1396 | 52359.5967 | 13553.7991 | 0 | 13553.7991 | 0 | 405.1893 | 177.9489
WtrCldCentChlr-NoFric-1Cmp-0.748kwpton-VarSpd-CndRlf | DEER2023 |  | 2022-03-14 22:54:12+00 | Any | MBT | Rec | CZ01 | cWVVG | Cap-Tons | 1 | 199999.2031 | None | 1338537.9143 | 452444.0696 | 737073.3125 | 0 | 18894.5786 | 538.2491 | 12634.7267 | 116947.4658 | 1929.1396 | 52359.5967 | 13553.7991 | 0 | 13553.7991 | 0 | 431.1367 | 187.6356
WtrCldCentChlr-NoFric-2Cmp-0.439kwpton-VarSpd-CndRlf | DEER2023 |  | 2022-03-14 23:25:13+00 | Any | MBT | Rec | CZ01 | cWVVG | Cap-Tons | 181.2303 | 199999.2031 | None | 1330581.0857 | 452444.0696 | 737073.3125 | 0 | 10878.6982 | 538.1507 | 12693.9677 | 116947.4658 | 1929.1396 | 52359.5967 | 13553.7991 | 0 | 13553.7991 | 0 | 405.9006 | 178.1653
WtrCldCentChlr-NoFric-2Cmp-0.748kwpton-VarSpd-CndRlf | DEER2023 |  | 2022-03-14 23:25:13+00 | Any | MBT | Rec | CZ01 | cWVVG | Cap-Tons | 1 | 199999.2031 | None | 1338085.7143 | 452444.0696 | 737073.3125 | 0 | 18476.7132 | 539.1932 | 12599.6793 | 116947.4658 | 1929.1396 | 52359.5967 | 13553.7991 | 0 | 13553.7991 | 0 | 432.3489 | 188.0044
WtrCldRecipChlr-0.42kwpton | DEER2023 |  | 2022-03-14 23:49:47+00 | Any | MBT | Rec | CZ01 | cWVVG | Cap-Tons | 181.2303 | 199999.2031 | None | 1336772.3429 | 452444.0696 | 737073.3125 | 0 | 17149.8273 | 191.7865 | 12959.7798 | 116947.4658 | 1929.1396 | 52359.5997 | 13553.7872 | 0 | 13553.7872 | 0 | 413.9022 | 182.8646
WtrCldRecipChlr-0.748kwpton | DEER2023 |  | 2022-03-14 23:49:47+00 | Any | MBT | Rec | CZ01 | cWVVG | Cap-Tons | 1 | 199999.2031 | None | 1350012.5143 | 452444.0696 | 737073.3125 | 0 | 30452.7802 | 197.8132 | 12890.9559 | 116947.4658 | 1929.1398 | 52359.5997 | 13553.7872 | 0 | 13553.7872 | 0 | 450.8563 | 197.7748
WtrCldScrewChlr-0.42kwpton | DEER2023 |  | 2022-03-15 00:09:29+00 | Any | MBT | Rec | CZ01 | cWVVG | Cap-Tons | 181.2303 | 199999.2031 | None | 1335604.2286 | 452444.0696 | 737073.3125 | 0 | 16052.7028 | 194.8539 | 12885.9295 | 116947.4658 | 1929.1398 | 52359.5997 | 13553.7872 | 0 | 13553.7872 | 0 | 417.5701 | 183.9903
WtrCldScrewChlr-0.748kwpton | DEER2023 |  | 2022-03-15 00:09:29+00 | Any | MBT | Rec | CZ01 | cWVVG | Cap-Tons | 1 | 199999.2031 | None | 1347574.9429 | 452444.0696 | 737073.3125 | 0 | 28173.4161 | 203.0294 | 12728.28 | 116947.4658 | 1929.1398 | 52359.5997 | 13553.7872 | 0 | 13553.7872 | 0 | 457.3917 | 199.6993
WtrCldScrewChlr-0.439kwpton-VarSpd | DEER2023 |  | 2022-03-15 00:41:21+00 | Any | MBT | Rec | CZ01 | cWVVG | Cap-Tons | 181.2303 | 199999.2031 | None | 1333969.2571 | 452444.0696 | 737073.3125 | 0 | 14443.7064 | 187.0239 | 12867.8382 | 116947.4658 | 1929.1396 | 52359.6084 | 13553.7872 | 0 | 13553.7872 | 0 | 408.4948 | 179.3756
WtrCldScrewChlr-0.748kwpton-VarSpd | DEER2023 |  | 2022-03-15 00:41:21+00 | Any | MBT | Rec | CZ01 | cWVVG | Cap-Tons | 1 | 199999.2031 | None | 1343930.7429 | 452444.0696 | 737073.3125 | 0 | 24449.7727 | 189.1641 | 12821.2664 | 116947.4658 | 1929.1398 | 52359.5997 | 13553.7872 | 0 | 13553.7872 | 0 | 437.9975 | 190.3339
AirCldRecipChlr-0.95kwpton | DEER2023 |  | 2022-03-14 18:21:41+00 | Any | MBT | Rec | CZ02 | cAVVG | Cap-Tons | 295.137 | 199999.2031 | None | 1455328.4944 | 453381.3566 | 737073.3125 | 0 | 127893.8149 | 0 | 10980.3688 | 125994.6435 | 7923.5255 | 32136.8839 | 10841.2802 | 0 | 10841.2802 | 0 | 540.4442 | 255.7639
AirCldRecipChlr-1.407kwpton | DEER2023 |  | 2022-03-14 18:21:41+00 | Any | MBT | Rec | CZ02 | cAVVG | Cap-Tons | 1 | 199999.2031 | None | 1516852.5353 | 453381.3566 | 737073.3125 | 0 | 189417.3846 | 0 | 10980.3688 | 125994.6435 | 7923.5255 | 32136.8839 | 10841.2802 | 0 | 10841.2802 | 0 | 622.6621 | 300.5122
AirCldScrewChlr-0.95kwpton | DEER2023 |  | 2022-03-14 19:29:42+00 | Any | MBT | Rec | CZ02 | cAVVG | Cap-Tons | 295.137 | 199999.2031 | None | 1480524.4275 | 453381.3566 | 737073.3125 | 0 | 152892.2563 | 0 | 11177.7506 | 125994.3447 | 7923.5245 | 32136.8936 | 10841.29 | 0 | 10841.29 | 0 | 553.4889 | 264.9795
AirCldScrewChlr-1.407kwpton | DEER2023 |  | 2022-03-14 19:29:42+00 | Any | MBT | Rec | CZ02 | cAVVG | Cap-Tons | 1 | 199999.2031 | None | 1554073.3048 | 453381.3566 | 737073.3125 | 0 | 226441.4153 | 0 | 11177.7506 | 125994.3447 | 7923.5245 | 32136.8936 | 10841.29 | 0 | 10841.29 | 0 | 641.9787 | 314.0963
AirCldScrewChlr-0.99kwpton-VarSpd | DEER2023 |  | 2022-03-14 20:36:10+00 | Any | MBT | Rec | CZ02 | cAVVG | Cap-Tons | 295.137 | 199999.2031 | None | 1486961.5167 | 453381.3566 | 737073.3125 | 0 | 159329.7949 | 0 | 11177.7506 | 125994.3447 | 7923.5245 | 32136.8936 | 10841.29 | 0 | 10841.29 | 0 | 561.2337 | 269.2782
AirCldScrewChlr-1.407kwpton-VarSpd | DEER2023 |  | 2022-03-14 20:36:10+00 | Any | MBT | Rec | CZ02 | cAVVG | Cap-Tons | 1 | 199999.2031 | None | 1554073.3048 | 453381.3566 | 737073.3125 | 0 | 226441.4153 | 0 | 11177.7506 | 125994.3447 | 7923.5245 | 32136.8936 | 10841.29 | 0 | 10841.29 | 0 | 641.9787 | 314.0963
WtrCldCentChlr-Conv-0.42kwpton | DEER2023 |  | 2022-03-14 21:09:18+00 | Any | MBT | Rec | CZ02 | cWVVG | Cap-Tons | 295.137 | 199999.2031 | None | 1446906.7621 | 453381.3566 | 737073.3125 | 0 | 94214.6315 | 1016.7713 | 35222.2554 | 125992.9454 | 7923.5221 | 32136.8765 | 10841.3874 | 0 | 10841.3874 | 0 | 473.9248 | 221.7973
WtrCldCentChlr-Conv-0.748kwpton | DEER2023 |  | 2022-03-14 21:09:18+00 | Any | MBT | Rec | CZ02 | cWVVG | Cap-Tons | 1 | 199999.2031 | None | 1520411.8327 | 453381.3566 | 737073.3125 | 0 | 167692.3967 | 1059.7993 | 35206.8373 | 125992.9454 | 7923.5221 | 32136.8765 | 10841.3874 | 0 | 10841.3874 | 0 | 541.3582 | 260.5652
WtrCldCentChlr-Conv-1Cmp-0.439kwpton-VarSpd-CndRlf | DEER2023 |  | 2022-03-14 22:16:50+00 | Any | MBT | Rec | CZ02 | cWVVG | Cap-Tons | 295.137 | 199999.2031 | None | 1408298.9591 | 453381.3566 | 737073.3125 | 0 | 55137.4288 | 2585.2922 | 34123.2453 | 125992.7676 | 7923.5218 | 32136.857 | 10841.407 | 0 | 10841.407 | 0 | 440.5815 | 202.6536
WtrCldCentChlr-Conv-1Cmp-0.748kwpton-VarSpd-CndRlf | DEER2023 |  | 2022-03-14 22:16:50+00 | Any | MBT | Rec | CZ02 | cWVVG | Cap-Tons | 1 | 199999.2031 | None | 1446722.0595 | 453381.3566 | 737073.3125 | 0 | 93639.7511 | 2616.1489 | 34013.0992 | 125992.7676 | 7923.5218 | 32136.857 | 10841.407 | 0 | 10841.407 | 0 | 476.2999 | 223.3676
WtrCldCentChlr-NoFric-1Cmp-0.439kwpton-VarSpd-CndRlf | DEER2023 |  | 2022-03-14 22:54:12+00 | Any | MBT | Rec | CZ02 | cWVVG | Cap-Tons | 295.137 | 199999.2031 | None | 1408139.7918 | 453381.3566 | 737073.3125 | 0 | 54878.1697 | 2597.5262 | 34211.297 | 125992.7676 | 7923.5218 | 32136.8643 | 10841.407 | 0 | 10841.407 | 0 | 447.0064 | 206.1117
WtrCldCentChlr-NoFric-1Cmp-0.748kwpton-VarSpd-CndRlf | DEER2023 |  | 2022-03-14 22:54:12+00 | Any | MBT | Rec | CZ02 | cWVVG | Cap-Tons | 1 | 199999.2031 | None | 1446511.7918 | 453381.3566 | 737073.3125 | 0 | 93334.4801 | 2635.1017 | 34089.6488 | 125992.7676 | 7923.5221 | 32136.8643 | 10841.407 | 0 | 10841.407 | 0 | 487.254 | 229.2591
WtrCldCentChlr-NoFric-2Cmp-0.439kwpton-VarSpd-CndRlf | DEER2023 |  | 2022-03-14 23:25:13+00 | Any | MBT | Rec | CZ02 | cWVVG | Cap-Tons | 295.137 | 199999.2031 | None | 1408175.5911 | 453381.3566 | 737073.3125 | 0 | 54995.1205 | 2600.7679 | 34127.3968 | 125992.7676 | 7923.5218 | 32136.8643 | 10841.407 | 0 | 10841.407 | 0 | 448.7278 | 207.085
WtrCldCentChlr-NoFric-2Cmp-0.748kwpton-VarSpd-CndRlf | DEER2023 |  | 2022-03-14 23:25:13+00 | Any | MBT | Rec | CZ02 | cWVVG | Cap-Tons | 1 | 199999.2031 | None | 1446634.6729 | 453381.3566 | 737073.3125 | 0 | 93555.3 | 2640.7021 | 33985.5398 | 125992.7676 | 7923.5221 | 32136.8643 | 10841.407 | 0 | 10841.407 | 0 | 490.1871 | 230.9171
WtrCldRecipChlr-0.42kwpton | DEER2023 |  | 2022-03-14 23:49:47+00 | Any | MBT | Rec | CZ02 | cWVVG | Cap-Tons | 295.137 | 199999.2031 | None | 1430401.1933 | 453381.3566 | 737073.3125 | 0 | 76051.5802 | 1051.1737 | 36845.7465 | 125993.0703 | 7923.8786 | 32136.8961 | 10841.3571 | 0 | 10841.3571 | 0 | 466.5503 | 219.0367
WtrCldRecipChlr-0.748kwpton | DEER2023 |  | 2022-03-14 23:49:47+00 | Any | MBT | Rec | CZ02 | cWVVG | Cap-Tons | 1 | 199999.2031 | None | 1489561.4944 | 453381.3566 | 737073.3125 | 0 | 135250.1272 | 1084.6341 | 36773.8191 | 125993.0703 | 7923.8793 | 32136.8961 | 10841.3571 | 0 | 10841.3571 | 0 | 528.2401 | 254.1928
WtrCldScrewChlr-0.42kwpton | DEER2023 |  | 2022-03-15 00:09:29+00 | Any | MBT | Rec | CZ02 | cWVVG | Cap-Tons | 295.137 | 199999.2031 | None | 1434820.6506 | 453381.3566 | 737073.3125 | 0 | 80624.0481 | 1066.7507 | 36676.6917 | 125993.1407 | 7923.5226 | 32136.9049 | 10841.3499 | 0 | 10841.3499 | 0 | 475.796 | 224.3277
WtrCldScrewChlr-0.748kwpton | DEER2023 |  | 2022-03-15 00:09:29+00 | Any | MBT | Rec | CZ02 | cWVVG | Cap-Tons | 1 | 199999.2031 | None | 1496947.9517 | 453381.3566 | 737073.3125 | 0 | 142867.0797 | 1111.6818 | 36516.4704 | 125993.0703 | 7923.8793 | 32136.8961 | 10841.3571 | 0 | 10841.3571 | 0 | 544.7032 | 263.615
WtrCldScrewChlr-0.439kwpton-VarSpd | DEER2023 |  | 2022-03-15 00:41:21+00 | Any | MBT | Rec | CZ02 | cWVVG | Cap-Tons | 295.137 | 199999.2031 | None | 1418198.539 | 453381.3566 | 737073.3125 | 0 | 64008.2867 | 1027.7241 | 36710.0235 | 125993.0703 | 7923.8786 | 32136.8961 | 10841.3571 | 0 | 10841.3571 | 0 | 453.6597 | 209.7659
WtrCldScrewChlr-0.748kwpton-VarSpd | DEER2023 |  | 2022-03-15 00:41:21+00 | Any | MBT | Rec | CZ02 | cWVVG | Cap-Tons | 1 | 199999.2031 | None | 1462791.5242 | 453381.3566 | 737073.3125 | 0 | 108681.7776 | 1042.8136 | 36614.0491 | 125993.0703 | 7923.8788 | 32136.8961 | 10841.3571 | 0 | 10841.3571 | 0 | 500.1909 | 234.9261
AirCldRecipChlr-0.95kwpton | DEER2023 |  | 2022-03-14 18:21:41+00 | Any | MBT | Rec | CZ03 | cAVVG | Cap-Tons | 230.737 | 199999.2031 | None | 1414978.7407 | 453301.2234 | 737073.3125 | 0 | 88525.0578 | 0 | 9228.2492 | 126845.2672 | 6663.5567 | 26637.6987 | 9872.5002 | 0 | 9872.5002 | 0 | 475.3747 | 213.7169
AirCldRecipChlr-1.407kwpton | DEER2023 |  | 2022-03-14 18:21:41+00 | Any | MBT | Rec | CZ03 | cAVVG | Cap-Tons | 1 | 199999.2031 | None | 1457563.3713 | 453301.2234 | 737073.3125 | 0 | 131110.2474 | 0 | 9228.2492 | 126845.2672 | 6663.5567 | 26637.6987 | 9872.5002 | 0 | 9872.5002 | 0 | 528.8744 | 239.3252
AirCldScrewChlr-0.95kwpton | DEER2023 |  | 2022-03-14 19:29:42+00 | Any | MBT | Rec | CZ03 | cAVVG | Cap-Tons | 230.737 | 199999.2031 | None | 1437364.7742 | 453301.2234 | 737073.3125 | 0 | 110642.6358 | 0 | 9496.9711 | 126845.361 | 6663.5564 | 26637.7099 | 9872.4876 | 0 | 9872.4876 | 0 | 485.6874 | 221.1582
AirCldScrewChlr-1.407kwpton | DEER2023 |  | 2022-03-14 19:29:42+00 | Any | MBT | Rec | CZ03 | cAVVG | Cap-Tons | 1 | 199999.2031 | None | 1490589.7876 | 453301.2234 | 737073.3125 | 0 | 163867.5496 | 0 | 9496.9711 | 126845.361 | 6663.5564 | 26637.7099 | 9872.4876 | 0 | 9872.4876 | 0 | 544.1396 | 250.3443
AirCldScrewChlr-0.99kwpton-VarSpd | DEER2023 |  | 2022-03-14 20:36:10+00 | Any | MBT | Rec | CZ03 | cAVVG | Cap-Tons | 230.737 | 199999.2031 | None | 1442024.0909 | 453301.2234 | 737073.3125 | 0 | 115301.2768 | 0 | 9496.9711 | 126845.361 | 6663.5564 | 26637.7099 | 9872.4876 | 0 | 9872.4876 | 0 | 490.8037 | 223.7132
AirCldScrewChlr-1.407kwpton-VarSpd | DEER2023 |  | 2022-03-14 20:36:10+00 | Any | MBT | Rec | CZ03 | cAVVG | Cap-Tons | 1 | 199999.2031 | None | 1490589.7876 | 453301.2234 | 737073.3125 | 0 | 163867.5496 | 0 | 9496.9711 | 126845.361 | 6663.5564 | 26637.7099 | 9872.4876 | 0 | 9872.4876 | 0 | 544.1396 | 250.3443
WtrCldCentChlr-Conv-0.42kwpton | DEER2023 |  | 2022-03-14 21:09:18+00 | Any | MBT | Rec | CZ03 | cWVVG | Cap-Tons | 230.737 | 199999.2031 | None | 1421059.7761 | 453301.2234 | 737073.3125 | 0 | 73817.6101 | 1017.9698 | 28998.601 | 126845.361 | 6663.5567 | 26637.7012 | 9872.4817 | 0 | 9872.4817 | 0 | 445.7943 | 202.1717
WtrCldCentChlr-Conv-0.748kwpton | DEER2023 |  | 2022-03-14 21:09:18+00 | Any | MBT | Rec | CZ03 | cWVVG | Cap-Tons | 1 | 199999.2031 | None | 1478704.577 | 453301.2234 | 737073.3125 | 0 | 131434.1294 | 1064.853 | 28980.3163 | 126845.361 | 6663.5567 | 26637.7012 | 9872.4817 | 0 | 9872.4817 | 0 | 498.3142 | 228.9861
WtrCldCentChlr-Conv-1Cmp-0.439kwpton-VarSpd-CndRlf | DEER2023 |  | 2022-03-14 22:16:50+00 | Any | MBT | Rec | CZ03 | cWVVG | Cap-Tons | 230.737 | 199999.2031 | None | 1388917.1981 | 453301.2234 | 737073.3125 | 0 | 40238.8665 | 2767.574 | 28685.1296 | 126845.361 | 6663.5567 | 26637.7012 | 9872.4871 | 0 | 9872.4871 | 0 | 421.8242 | 188.7727
WtrCldCentChlr-Conv-1Cmp-0.748kwpton-VarSpd-CndRlf | DEER2023 |  | 2022-03-14 22:16:50+00 | Any | MBT | Rec | CZ03 | cWVVG | Cap-Tons | 1 | 199999.2031 | None | 1417162.8689 | 453301.2234 | 737073.3125 | 0 | 68463.8778 | 2805.3217 | 28668.6235 | 126845.361 | 6663.5567 | 26637.7012 | 9872.4871 | 0 | 9872.4871 | 0 | 450.2437 | 202.4175
WtrCldCentChlr-NoFric-1Cmp-0.439kwpton-VarSpd-CndRlf | DEER2023 |  | 2022-03-14 22:54:12+00 | Any | MBT | Rec | CZ03 | cWVVG | Cap-Tons | 230.7371 | 199999.2031 | None | 1389392.5206 | 453301.2234 | 737073.3125 | 0 | 40494.6628 | 2782.6802 | 28889.6237 | 126845.361 | 6663.5567 | 26637.7099 | 9872.4842 | 0 | 9872.4842 | 0 | 426.8608 | 191.5657
WtrCldCentChlr-NoFric-1Cmp-0.748kwpton-VarSpd-CndRlf | DEER2023 |  | 2022-03-14 22:54:12+00 | Any | MBT | Rec | CZ03 | cWVVG | Cap-Tons | 1 | 199999.2031 | None | 1417754.4507 | 453301.2234 | 737073.3125 | 0 | 68933.9645 | 2826.3977 | 28768.4287 | 126845.361 | 6663.5567 | 26637.7099 | 9872.4842 | 0 | 9872.4842 | 0 | 458.8279 | 207.1957
WtrCldCentChlr-NoFric-2Cmp-0.439kwpton-VarSpd-CndRlf | DEER2023 |  | 2022-03-14 23:25:13+00 | Any | MBT | Rec | CZ03 | cWVVG | Cap-Tons | 230.7371 | 199999.2031 | None | 1389611.7789 | 453301.2234 | 737073.3125 | 0 | 40879.0898 | 2786.6416 | 28721.3153 | 126845.361 | 6663.5567 | 26637.7099 | 9872.4842 | 0 | 9872.4842 | 0 | 428.2103 | 192.276
WtrCldCentChlr-NoFric-2Cmp-0.748kwpton-VarSpd-CndRlf | DEER2023 |  | 2022-03-14 23:25:13+00 | Any | MBT | Rec | CZ03 | cWVVG | Cap-Tons | 1 | 199999.2031 | None | 1418310.9943 | 453301.2234 | 737073.3125 | 0 | 69599.745 | 2833.0885 | 28652.9471 | 126845.4372 | 6663.5567 | 26637.7099 | 9872.4842 | 0 | 9872.4842 | 0 | 461.1262 | 208.4052
WtrCldRecipChlr-0.42kwpton | DEER2023 |  | 2022-03-14 23:49:47+00 | Any | MBT | Rec | CZ03 | cWVVG | Cap-Tons | 230.737 | 199999.2031 | None | 1406696.6172 | 453301.2234 | 737073.3125 | 0 | 58793.5293 | 1024.1422 | 29653.7957 | 126845.5387 | 6663.5567 | 26637.7173 | 9872.4599 | 0 | 9872.4599 | 0 | 440.372 | 198.7903
WtrCldRecipChlr-0.748kwpton | DEER2023 |  | 2022-03-14 23:49:47+00 | Any | MBT | Rec | CZ03 | cWVVG | Cap-Tons | 1 | 199999.2031 | None | 1452462.8211 | 453301.2234 | 737073.3125 | 0 | 104588.4339 | 1059.7613 | 29589.0172 | 126845.5387 | 6663.5567 | 26637.7173 | 9872.4599 | 0 | 9872.4599 | 0 | 488.6203 | 222.8223
WtrCldScrewChlr-0.42kwpton | DEER2023 |  | 2022-03-15 00:09:29+00 | Any | MBT | Rec | CZ03 | cWVVG | Cap-Tons | 230.737 | 199999.2031 | None | 1408865.1962 | 453301.2234 | 737073.3125 | 0 | 61202.7906 | 1037.1137 | 29399.8901 | 126845.5387 | 6663.5567 | 26637.7173 | 9872.4599 | 0 | 9872.4599 | 0 | 446.8908 | 201.7615
WtrCldScrewChlr-0.748kwpton | DEER2023 |  | 2022-03-15 00:09:29+00 | Any | MBT | Rec | CZ03 | cWVVG | Cap-Tons | 1 | 199999.2031 | None | 1456082.9378 | 453301.2234 | 737073.3125 | 0 | 108480.1326 | 1082.449 | 29294.8833 | 126845.5387 | 6663.5567 | 26637.7173 | 9872.4599 | 0 | 9872.4599 | 0 | 500.2327 | 228.1141
WtrCldScrewChlr-0.439kwpton-VarSpd | DEER2023 |  | 2022-03-15 00:41:21+00 | Any | MBT | Rec | CZ03 | cWVVG | Cap-Tons | 230.737 | 199999.2031 | None | 1397694.7388 | 453301.2234 | 737073.3125 | 0 | 49996.6626 | 1003.1337 | 29469.3905 | 126845.5387 | 6663.5567 | 26637.7173 | 9872.4609 | 0 | 9872.4609 | 0 | 431.3666 | 192.8392
WtrCldScrewChlr-0.748kwpton-VarSpd | DEER2023 |  | 2022-03-15 00:41:21+00 | Any | MBT | Rec | CZ03 | cWVVG | Cap-Tons | 1 | 199999.2031 | None | 1432626.0163 | 453301.2234 | 737073.3125 | 0 | 84955.1578 | 1021.3225 | 29423.705 | 126845.5387 | 6663.5567 | 26637.7173 | 9872.4609 | 0 | 9872.4609 | 0 | 468.52 | 210.3144
AirCldRecipChlr-0.95kwpton | DEER2023 |  | 2022-03-14 18:21:41+00 | Any | MBT | Rec | CZ04 | cAVVG | Cap-Tons | 286.5153 | 199999.2031 | None | 1491829 | 453273.4453 | 737073.3125 | 0 | 157729.8203 | 0 | 12953.3003 | 130793.623 | 10585.3879 | 22207.8247 | 8962.8557 | 0 | 8962.8557 | 0 | 542.0443 | 261.451
AirCldRecipChlr-1.407kwpton | DEER2023 |  | 2022-03-14 18:21:41+00 | Any | MBT | Rec | CZ04 | cAVVG | Cap-Tons | 1 | 199999.2031 | None | 1567705 | 453273.4453 | 737073.3125 | 0 | 233606.125 | 0 | 12953.3003 | 130793.623 | 10585.3879 | 22207.8247 | 8962.8557 | 0 | 8962.8557 | 0 | 625.1555 | 308.796
AirCldScrewChlr-0.95kwpton | DEER2023 |  | 2022-03-14 19:29:42+00 | Any | MBT | Rec | CZ04 | cAVVG | Cap-Tons | 288.1238 | 199999.2031 | None | 1522140.5 | 453273.4453 | 737073.3125 | 0 | 187641.6797 | 0 | 13353.2051 | 130793.7051 | 10585.3882 | 22207.832 | 8962.8416 | 0 | 8962.8416 | 0 | 553.7903 | 271.0582
AirCldScrewChlr-1.407kwpton | DEER2023 |  | 2022-03-14 19:29:42+00 | Any | MBT | Rec | CZ04 | cAVVG | Cap-Tons | 1 | 199999.2031 | None | 1612406.75 | 453273.4453 | 737073.3125 | 0 | 277907.2188 | 0 | 13353.2051 | 130793.7051 | 10585.3882 | 22207.832 | 8962.8416 | 0 | 8962.8416 | 0 | 642.559 | 323.025
AirCldScrewChlr-0.99kwpton-VarSpd | DEER2023 |  | 2022-03-14 20:36:10+00 | Any | MBT | Rec | CZ04 | cAVVG | Cap-Tons | 288.1238 | 199999.2031 | None | 1530041.25 | 453273.4453 | 737073.3125 | 0 | 195542.4688 | 0 | 13353.2051 | 130793.7051 | 10585.3882 | 22207.832 | 8962.8416 | 0 | 8962.8416 | 0 | 561.5598 | 275.6073
AirCldScrewChlr-1.407kwpton-VarSpd | DEER2023 |  | 2022-03-14 20:36:10+00 | Any | MBT | Rec | CZ04 | cAVVG | Cap-Tons | 1 | 199999.2031 | None | 1612406.75 | 453273.4453 | 737073.3125 | 0 | 277907.2188 | 0 | 13353.2051 | 130793.7051 | 10585.3882 | 22207.832 | 8962.8416 | 0 | 8962.8416 | 0 | 642.559 | 323.025
WtrCldCentChlr-Conv-0.42kwpton | DEER2023 |  | 2022-03-14 21:09:18+00 | Any | MBT | Rec | CZ04 | cWVVG | Cap-Tons | 288.1238 | 199999.2031 | None | 1481910.75 | 453273.4453 | 737073.3125 | 0 | 116018.502 | 1979.0183 | 42767.0068 | 130793.7051 | 10585.3882 | 22207.8247 | 8962.847 | 0 | 8962.847 | 0 | 474.502 | 224.9092
WtrCldCentChlr-Conv-0.748kwpton | DEER2023 |  | 2022-03-14 21:09:18+00 | Any | MBT | Rec | CZ04 | cWVVG | Cap-Tons | 1 | 199999.2031 | None | 1572481.75 | 453273.4453 | 737073.3125 | 0 | 206542.0703 | 2064.059 | 42730.1465 | 130793.7051 | 10585.3882 | 22207.8247 | 8962.847 | 0 | 8962.847 | 0 | 542.132 | 265.2228
WtrCldCentChlr-Conv-1Cmp-0.439kwpton-VarSpd-CndRlf | DEER2023 |  | 2022-03-14 22:16:50+00 | Any | MBT | Rec | CZ04 | cWVVG | Cap-Tons | 288.1238 | 199999.2031 | None | 1434878.25 | 453273.4453 | 737073.3125 | 0 | 65332.1826 | 6095.9016 | 42304.2842 | 130793.623 | 10585.3882 | 22207.8247 | 8962.852 | 0 | 8962.852 | 0 | 447.215 | 207.8903
WtrCldCentChlr-Conv-1Cmp-0.748kwpton-VarSpd-CndRlf | DEER2023 |  | 2022-03-14 22:16:50+00 | Any | MBT | Rec | CZ04 | cWVVG | Cap-Tons | 1 | 199999.2031 | None | 1480704 | 453273.4453 | 737073.3125 | 0 | 111159.5234 | 6222.9443 | 42176.0029 | 130793.623 | 10585.3882 | 22207.8247 | 8962.852 | 0 | 8962.852 | 0 | 485.4352 | 230.0283
WtrCldCentChlr-NoFric-1Cmp-0.439kwpton-VarSpd-CndRlf | DEER2023 |  | 2022-03-14 22:54:12+00 | Any | MBT | Rec | CZ04 | cWVVG | Cap-Tons | 288.1238 | 199999.2031 | None | 1436673.75 | 453273.4453 | 737073.3125 | 0 | 66776.0596 | 6131.5981 | 42620.2461 | 130793.7051 | 10585.3882 | 22207.8247 | 8962.8485 | 0 | 8962.8485 | 0 | 453.815 | 211.7007
WtrCldCentChlr-NoFric-1Cmp-0.748kwpton-VarSpd-CndRlf | DEER2023 |  | 2022-03-14 22:54:12+00 | Any | MBT | Rec | CZ04 | cWVVG | Cap-Tons | 1 | 199999.2031 | None | 1483527.5 | 453273.4453 | 737073.3125 | 0 | 113680.2969 | 6271.9126 | 42429.5098 | 130793.7051 | 10585.3882 | 22207.8247 | 8962.8472 | 0 | 8962.8472 | 0 | 496.6905 | 236.5238
WtrCldCentChlr-NoFric-2Cmp-0.439kwpton-VarSpd-CndRlf | DEER2023 |  | 2022-03-14 23:25:13+00 | Any | MBT | Rec | CZ04 | cWVVG | Cap-Tons | 288.1238 | 199999.2031 | None | 1437442 | 453273.4453 | 737073.3125 | 0 | 67601.8252 | 6139.0964 | 42555.3467 | 130793.7051 | 10585.3882 | 22207.8247 | 8962.847 | 0 | 8962.847 | 0 | 455.4815 | 212.622
WtrCldCentChlr-NoFric-2Cmp-0.748kwpton-VarSpd-CndRlf | DEER2023 |  | 2022-03-14 23:25:13+00 | Any | MBT | Rec | CZ04 | cWVVG | Cap-Tons | 1 | 199999.2031 | None | 1484860 | 453273.4453 | 737073.3125 | 0 | 115117.502 | 6284.7274 | 42312.2871 | 130793.7051 | 10585.3882 | 22207.8247 | 8962.8486 | 0 | 8962.8486 | 0 | 499.5403 | 238.1012
WtrCldRecipChlr-0.42kwpton | DEER2023 |  | 2022-03-14 23:49:47+00 | Any | MBT | Rec | CZ04 | cWVVG | Cap-Tons | 288.1238 | 199999.2031 | None | 1462876 | 453273.4453 | 737073.3125 | 0 | 94719.2402 | 2031.6708 | 44979.2822 | 130793.9199 | 10585.3882 | 22207.8345 | 8962.8059 | 0 | 8962.8059 | 0 | 468.2308 | 222.0507
WtrCldRecipChlr-0.748kwpton | DEER2023 |  | 2022-03-14 23:49:47+00 | Any | MBT | Rec | CZ04 | cWVVG | Cap-Tons | 1 | 199999.2031 | None | 1536619.25 | 453273.4453 | 737073.3125 | 0 | 168527.1719 | 2099.1932 | 44847.3896 | 130793.9199 | 10585.3882 | 22207.8345 | 8962.8059 | 0 | 8962.8059 | 0 | 530.947 | 258.6695
WtrCldScrewChlr-0.42kwpton | DEER2023 |  | 2022-03-15 00:09:29+00 | Any | MBT | Rec | CZ04 | cWVVG | Cap-Tons | 288.1238 | 199999.2031 | None | 1467662.75 | 453273.4453 | 737073.3125 | 0 | 99685.3125 | 2053.9543 | 44777.8711 | 130793.9199 | 10585.3882 | 22207.8345 | 8962.8059 | 0 | 8962.8059 | 0 | 476.1583 | 226.6513
WtrCldScrewChlr-0.748kwpton | DEER2023 |  | 2022-03-15 00:09:29+00 | Any | MBT | Rec | CZ04 | cWVVG | Cap-Tons | 1 | 199999.2031 | None | 1544698 | 453273.4453 | 737073.3125 | 0 | 176886.4805 | 2138.526 | 44527.2842 | 130793.9199 | 10585.3882 | 22207.8345 | 8962.8059 | 0 | 8962.8059 | 0 | 545.066 | 266.8598
WtrCldScrewChlr-0.439kwpton-VarSpd | DEER2023 |  | 2022-03-15 00:41:21+00 | Any | MBT | Rec | CZ04 | cWVVG | Cap-Tons | 288.1238 | 199999.2031 | None | 1447806.5 | 453273.4453 | 737073.3125 | 0 | 79897.6797 | 1993.0575 | 44769.9971 | 130793.9199 | 10585.3884 | 22207.8345 | 8962.8064 | 0 | 8962.8064 | 0 | 456.8707 | 212.717
WtrCldScrewChlr-0.748kwpton-VarSpd | DEER2023 |  | 2022-03-15 00:41:21+00 | Any | MBT | Rec | CZ04 | cWVVG | Cap-Tons | 1 | 199999.2031 | None | 1503644.5 | 453273.4453 | 737073.3125 | 0 | 135824.4277 | 2028.6635 | 44645.4629 | 130793.9199 | 10585.3882 | 22207.8345 | 8962.8059 | 0 | 8962.8059 | 0 | 505.4045 | 239.149
AirCldRecipChlr-0.95kwpton | DEER2023 |  | 2022-03-14 18:21:41+00 | Any | MBT | Rec | CZ05 | cAVVG | Cap-Tons | 224.0641 | 199999.2031 | None | 1436120.6 | 452967.8859 | 737073.3125 | 0 | 107196.7408 | 0 | 10146.8169 | 128730.6451 | 7634.0991 | 24770.3751 | 9706.4566 | 0 | 9706.4566 | 0 | 467.3953 | 200.3533
AirCldRecipChlr-1.407kwpton | DEER2023 |  | 2022-03-14 18:21:41+00 | Any | MBT | Rec | CZ05 | cAVVG | Cap-Tons | 1 | 199999.2031 | None | 1487688.6 | 452967.8859 | 737073.3125 | 0 | 158763.9421 | 0 | 10146.8169 | 128730.6451 | 7634.0991 | 24770.3751 | 9706.4566 | 0 | 9706.4566 | 0 | 516.8924 | 219.82
AirCldScrewChlr-0.95kwpton | DEER2023 |  | 2022-03-14 19:29:42+00 | Any | MBT | Rec | CZ05 | cAVVG | Cap-Tons | 224.0641 | 199999.2031 | None | 1459325.2105 | 452967.8859 | 737073.3125 | 0 | 130076.7474 | 0 | 10470.8758 | 128730.6708 | 7634.0991 | 24770.3849 | 9706.4445 | 0 | 9706.4445 | 0 | 478.8759 | 207.9383
AirCldScrewChlr-1.407kwpton | DEER2023 |  | 2022-03-14 19:29:42+00 | Any | MBT | Rec | CZ05 | cAVVG | Cap-Tons | 1 | 199999.2031 | None | 1521899.3684 | 452967.8859 | 737073.3125 | 0 | 192650.4544 | 0 | 10470.8758 | 128730.6708 | 7634.0991 | 24770.3849 | 9706.4445 | 0 | 9706.4445 | 0 | 533.8946 | 231.0558
AirCldScrewChlr-0.99kwpton-VarSpd | DEER2023 |  | 2022-03-14 20:36:10+00 | Any | MBT | Rec | CZ05 | cAVVG | Cap-Tons | 224.0641 | 199999.2031 | None | 1464802.3053 | 452967.8859 | 737073.3125 | 0 | 135553.639 | 0 | 10470.8758 | 128730.6708 | 7634.0991 | 24770.3849 | 9706.4445 | 0 | 9706.4445 | 0 | 483.6917 | 209.962
AirCldScrewChlr-1.407kwpton-VarSpd | DEER2023 |  | 2022-03-14 20:36:10+00 | Any | MBT | Rec | CZ05 | cAVVG | Cap-Tons | 1 | 199999.2031 | None | 1521899.3684 | 452967.8859 | 737073.3125 | 0 | 192650.4544 | 0 | 10470.8758 | 128730.6708 | 7634.0991 | 24770.3849 | 9706.4445 | 0 | 9706.4445 | 0 | 533.8946 | 231.0558
WtrCldCentChlr-Conv-0.42kwpton | DEER2023 |  | 2022-03-14 21:09:18+00 | Any | MBT | Rec | CZ05 | cWVVG | Cap-Tons | 224.0641 | 199999.2031 | None | 1434776.3684 | 452967.8859 | 737073.3125 | 0 | 83832.5928 | 1250.1833 | 30916.3102 | 128730.6708 | 7634.0991 | 24770.3849 | 9706.443 | 0 | 9706.443 | 0 | 441.6883 | 195.2105
WtrCldCentChlr-Conv-0.748kwpton | DEER2023 |  | 2022-03-14 21:09:18+00 | Any | MBT | Rec | CZ05 | cWVVG | Cap-Tons | 1 | 199999.2031 | None | 1500264.5684 | 452967.8859 | 737073.3125 | 0 | 149266.7569 | 1308.9132 | 30911.8 | 128730.6708 | 7634.0998 | 24770.3849 | 9706.4421 | 0 | 9706.4421 | 0 | 491.2946 | 217.6666
WtrCldCentChlr-Conv-1Cmp-0.439kwpton-VarSpd-CndRlf | DEER2023 |  | 2022-03-14 22:16:50+00 | Any | MBT | Rec | CZ05 | cWVVG | Cap-Tons | 224.0641 | 199999.2031 | None | 1399948.2211 | 452967.8859 | 737073.3125 | 0 | 47257.3989 | 3160.9419 | 30752.4419 | 128730.6451 | 7634.0994 | 24770.3849 | 9706.445 | 0 | 9706.445 | 0 | 416.3844 | 182.2405
WtrCldCentChlr-Conv-1Cmp-0.748kwpton-VarSpd-CndRlf | DEER2023 |  | 2022-03-14 22:16:50+00 | Any | MBT | Rec | CZ05 | cWVVG | Cap-Tons | 1 | 199999.2031 | None | 1433113.6842 | 452967.8859 | 737073.3125 | 0 | 80434.9841 | 3207.5498 | 30693.7648 | 128730.6451 | 7634.0994 | 24770.3849 | 9706.445 | 0 | 9706.445 | 0 | 442.0257 | 192.8665
WtrCldCentChlr-NoFric-1Cmp-0.439kwpton-VarSpd-CndRlf | DEER2023 |  | 2022-03-14 22:54:12+00 | Any | MBT | Rec | CZ05 | cWVVG | Cap-Tons | 224.0641 | 199999.2031 | None | 1401751.7474 | 452967.8859 | 737073.3125 | 0 | 48919.8358 | 3179.0116 | 30875.3389 | 128730.6708 | 7634.0991 | 24770.3849 | 9706.4445 | 0 | 9706.4445 | 0 | 421.5156 | 184.1588
WtrCldCentChlr-NoFric-1Cmp-0.748kwpton-VarSpd-CndRlf | DEER2023 |  | 2022-03-14 22:54:12+00 | Any | MBT | Rec | CZ05 | cWVVG | Cap-Tons | 1 | 199999.2031 | None | 1436127.5158 | 452967.8859 | 737073.3125 | 0 | 83301.4522 | 3234.6118 | 30813.5118 | 128730.6708 | 7634.0991 | 24770.3849 | 9706.4445 | 0 | 9706.4445 | 0 | 450.7725 | 196.1344
WtrCldCentChlr-NoFric-2Cmp-0.439kwpton-VarSpd-CndRlf | DEER2023 |  | 2022-03-14 23:25:13+00 | Any | MBT | Rec | CZ05 | cWVVG | Cap-Tons | 224.0641 | 199999.2031 | None | 1402451.0632 | 452967.8859 | 737073.3125 | 0 | 49653.0977 | 3183.8636 | 30836.6275 | 128730.6708 | 7634.0991 | 24770.3849 | 9706.4445 | 0 | 9706.4445 | 0 | 422.9002 | 184.7527
WtrCldCentChlr-NoFric-2Cmp-0.748kwpton-VarSpd-CndRlf | DEER2023 |  | 2022-03-14 23:25:13+00 | Any | MBT | Rec | CZ05 | cWVVG | Cap-Tons | 1 | 199999.2031 | None | 1437348.7053 | 452967.8859 | 737073.3125 | 0 | 84556.4113 | 3242.9345 | 30772.3056 | 128730.6708 | 7634.0991 | 24770.3849 | 9706.4445 | 0 | 9706.4445 | 0 | 453.1311 | 197.1465
WtrCldRecipChlr-0.42kwpton | DEER2023 |  | 2022-03-14 23:49:47+00 | Any | MBT | Rec | CZ05 | cWVVG | Cap-Tons | 224.0641 | 199999.2031 | None | 1421616.2737 | 452967.8859 | 737073.3125 | 0 | 69383.9697 | 1271.5015 | 32183.2892 | 128730.8483 | 7634.1001 | 24770.4044 | 9706.4065 | 0 | 9706.4065 | 0 | 435.963 | 191.1972
WtrCldRecipChlr-0.748kwpton | DEER2023 |  | 2022-03-14 23:49:47+00 | Any | MBT | Rec | CZ05 | cWVVG | Cap-Tons | 1 | 199999.2031 | None | 1475690.5579 | 452967.8859 | 737073.3125 | 0 | 123456.9888 | 1318.9725 | 32137.1737 | 128730.8483 | 7634.1001 | 24770.4044 | 9706.4065 | 0 | 9706.4065 | 0 | 481.1001 | 210.51
WtrCldScrewChlr-0.42kwpton | DEER2023 |  | 2022-03-15 00:09:29+00 | Any | MBT | Rec | CZ05 | cWVVG | Cap-Tons | 224.0641 | 199999.2031 | None | 1425621.1474 | 452967.8859 | 737073.3125 | 0 | 73439.9891 | 1286.4289 | 32117.3714 | 128730.8483 | 7634.1001 | 24770.4044 | 9706.4056 | 0 | 9706.4056 | 0 | 442.1208 | 193.4086
WtrCldScrewChlr-0.748kwpton | DEER2023 |  | 2022-03-15 00:09:29+00 | Any | MBT | Rec | CZ05 | cWVVG | Cap-Tons | 1 | 199999.2031 | None | 1482406.8105 | 452967.8859 | 737073.3125 | 0 | 130267.8641 | 1345.5198 | 32015.538 | 128730.8483 | 7634.1001 | 24770.402 | 9706.4056 | 0 | 9706.4056 | 0 | 492.0701 | 214.4002
WtrCldScrewChlr-0.439kwpton-VarSpd | DEER2023 |  | 2022-03-15 00:41:21+00 | Any | MBT | Rec | CZ05 | cWVVG | Cap-Tons | 224.0641 | 199999.2031 | None | 1410889.3895 | 452967.8859 | 737073.3125 | 0 | 58732.0159 | 1246.4744 | 32133.269 | 128730.8483 | 7634.1001 | 24770.402 | 9706.4075 | 0 | 9706.4075 | 0 | 426.2997 | 186.1293
WtrCldScrewChlr-0.748kwpton-VarSpd | DEER2023 |  | 2022-03-15 00:41:21+00 | Any | MBT | Rec | CZ05 | cWVVG | Cap-Tons | 1 | 199999.2031 | None | 1451954.4737 | 452967.8859 | 737073.3125 | 0 | 99843.8329 | 1272.7927 | 32060.0445 | 128730.8483 | 7634.1001 | 24770.4093 | 9706.4075 | 0 | 9706.4075 | 0 | 460.1818 | 199.9471
AirCldRecipChlr-0.95kwpton | DEER2023 |  | 2022-03-14 18:21:41+00 | Any | MBT | Rec | CZ06 | cAVVG | Cap-Tons | 310.1539 | 199999.2031 | None | 1549002.045 | 453253.6579 | 737073.3125 | 0 | 207345.9042 | 0 | 16903.3926 | 134420.3199 | 12866.3918 | 11374.823 | 7762.8691 | 0 | 7762.8691 | 0 | 507.3875 | 231.7962
AirCldRecipChlr-1.407kwpton | DEER2023 |  | 2022-03-14 18:21:41+00 | Any | MBT | Rec | CZ06 | cAVVG | Cap-Tons | 1 | 199999.2031 | None | 1648746.2849 | 453253.6579 | 737073.3125 | 0 | 307090.1325 | 0 | 16903.3926 | 134420.3199 | 12866.3918 | 11374.823 | 7762.8691 | 0 | 7762.8691 | 0 | 574.531 | 266.0899
AirCldScrewChlr-0.95kwpton | DEER2023 |  | 2022-03-14 19:29:42+00 | Any | MBT | Rec | CZ06 | cAVVG | Cap-Tons | 310.1539 | 199999.2031 | None | 1593132.6871 | 453253.6579 | 737073.3125 | 0 | 250698.4348 | 0 | 17680.9888 | 134420.7945 | 12866.3918 | 11374.8303 | 7762.8025 | 0 | 7762.8025 | 0 | 524.6446 | 241.041
AirCldScrewChlr-1.407kwpton | DEER2023 |  | 2022-03-14 19:29:42+00 | Any | MBT | Rec | CZ06 | cAVVG | Cap-Tons | 1 | 199999.2031 | None | 1713732.0245 | 453253.6579 | 737073.3125 | 0 | 371297.4285 | 0 | 17680.9888 | 134420.7945 | 12866.3918 | 11374.8303 | 7762.8025 | 0 | 7762.8025 | 0 | 600.0859 | 279.8719
AirCldScrewChlr-0.99kwpton-VarSpd | DEER2023 |  | 2022-03-14 20:36:10+00 | Any | MBT | Rec | CZ06 | cAVVG | Cap-Tons | 310.1539 | 199999.2031 | None | 1603688.3354 | 453253.6579 | 737073.3125 | 0 | 261254.1416 | 0 | 17680.9888 | 134420.7945 | 12866.3918 | 11374.8303 | 7762.8025 | 0 | 7762.8025 | 0 | 531.2481 | 244.4395
AirCldScrewChlr-1.407kwpton-VarSpd | DEER2023 |  | 2022-03-14 20:36:10+00 | Any | MBT | Rec | CZ06 | cAVVG | Cap-Tons | 1 | 199999.2031 | None | 1713732.0245 | 453253.6579 | 737073.3125 | 0 | 371297.4285 | 0 | 17680.9888 | 134420.7945 | 12866.3918 | 11374.8303 | 7762.8025 | 0 | 7762.8025 | 0 | 600.0859 | 279.8719
WtrCldCentChlr-Conv-0.42kwpton | DEER2023 |  | 2022-03-14 21:09:18+00 | Any | MBT | Rec | CZ06 | cWVVG | Cap-Tons | 310.1539 | 199999.2031 | None | 1547953.5126 | 453253.6579 | 737073.3125 | 0 | 160483.2674 | 3558.5782 | 59158.3282 | 134420.8199 | 12866.3918 | 11374.823 | 7762.8008 | 0 | 7762.8008 | 0 | 476.098 | 214.7313
WtrCldCentChlr-Conv-0.748kwpton | DEER2023 |  | 2022-03-14 21:09:18+00 | Any | MBT | Rec | CZ06 | cWVVG | Cap-Tons | 1 | 199999.2031 | None | 1673308.5542 | 453253.6579 | 737073.3125 | 0 | 285710.3209 | 3703.2367 | 59142.2826 | 134420.8199 | 12866.3918 | 11374.8303 | 7762.8008 | 0 | 7762.8008 | 0 | 544.8601 | 249.4098
WtrCldCentChlr-Conv-1Cmp-0.439kwpton-VarSpd-CndRlf | DEER2023 |  | 2022-03-14 22:16:50+00 | Any | MBT | Rec | CZ06 | cWVVG | Cap-Tons | 310.1539 | 199999.2031 | None | 1484527.6803 | 453253.6579 | 737073.3125 | 0 | 89706.8773 | 11285.6574 | 58782.2777 | 134420.6988 | 12866.3918 | 11374.823 | 7762.8136 | 0 | 7762.8136 | 0 | 445.0424 | 199.4099
WtrCldCentChlr-Conv-1Cmp-0.748kwpton-VarSpd-CndRlf | DEER2023 |  | 2022-03-14 22:16:50+00 | Any | MBT | Rec | CZ06 | cWVVG | Cap-Tons | 1 | 199999.2031 | None | 1547741.3088 | 453253.6579 | 737073.3125 | 0 | 152668.9863 | 11586.7204 | 58732.3572 | 134420.6988 | 12866.3918 | 11374.823 | 7762.8121 | 0 | 7762.8121 | 0 | 481.0478 | 217.6755
WtrCldCentChlr-NoFric-1Cmp-0.439kwpton-VarSpd-CndRlf | DEER2023 |  | 2022-03-14 22:54:12+00 | Any | MBT | Rec | CZ06 | cWVVG | Cap-Tons | 310.1539 | 199999.2031 | None | 1487862.1002 | 453253.6579 | 737073.3125 | 0 | 92680.2021 | 11335.1837 | 59093.8366 | 134420.7945 | 12866.3918 | 11374.8303 | 7762.8013 | 0 | 7762.8013 | 0 | 452.6563 | 202.7454
WtrCldCentChlr-NoFric-1Cmp-0.748kwpton-VarSpd-CndRlf | DEER2023 |  | 2022-03-14 22:54:12+00 | Any | MBT | Rec | CZ06 | cWVVG | Cap-Tons | 1 | 199999.2031 | None | 1553240.1609 | 453253.6579 | 737073.3125 | 0 | 157779.9567 | 11653.8541 | 59053.2808 | 134420.7945 | 12866.3918 | 11374.8303 | 7762.8008 | 0 | 7762.8008 | 0 | 494.0205 | 223.359
WtrCldCentChlr-NoFric-2Cmp-0.439kwpton-VarSpd-CndRlf | DEER2023 |  | 2022-03-14 23:25:13+00 | Any | MBT | Rec | CZ06 | cWVVG | Cap-Tons | 310.1539 | 199999.2031 | None | 1489208.332 | 453253.6579 | 737073.3125 | 0 | 94052.496 | 11344.8572 | 59057.8972 | 134420.7945 | 12866.3918 | 11374.8303 | 7762.8013 | 0 | 7762.8013 | 0 | 454.6363 | 203.6314
WtrCldCentChlr-NoFric-2Cmp-0.748kwpton-VarSpd-CndRlf | DEER2023 |  | 2022-03-14 23:25:13+00 | Any | MBT | Rec | CZ06 | cWVVG | Cap-Tons | 1 | 199999.2031 | None | 1555568.6244 | 453253.6579 | 737073.3125 | 0 | 160128.0997 | 11671.3102 | 59015.9415 | 134420.7945 | 12866.3918 | 11374.8303 | 7762.8013 | 0 | 7762.8013 | 0 | 497.4025 | 224.8702
WtrCldRecipChlr-0.42kwpton | DEER2023 |  | 2022-03-14 23:49:47+00 | Any | MBT | Rec | CZ06 | cWVVG | Cap-Tons | 310.1539 | 199999.2031 | None | 1521928.1793 | 453253.6579 | 737073.3125 | 0 | 131120.5171 | 3640.6533 | 62412.6353 | 134421.7945 | 12866.3918 | 11374.8401 | 7762.6622 | 0 | 7762.6622 | 0 | 467.8841 | 212.0499
WtrCldRecipChlr-0.748kwpton | DEER2023 |  | 2022-03-14 23:49:47+00 | Any | MBT | Rec | CZ06 | cWVVG | Cap-Tons | 1 | 199999.2031 | None | 1624233.3995 | 453253.6579 | 737073.3125 | 0 | 233359.6316 | 3754.329 | 62365.0647 | 134421.7945 | 12866.3918 | 11374.8401 | 7762.6622 | 0 | 7762.6622 | 0 | 530.2631 | 243.0746
WtrCldScrewChlr-0.42kwpton | DEER2023 |  | 2022-03-15 00:09:29+00 | Any | MBT | Rec | CZ06 | cWVVG | Cap-Tons | 310.1539 | 199999.2031 | None | 1530234.8105 | 453253.6579 | 737073.3125 | 0 | 139475.5701 | 3672.6621 | 62332.5582 | 134421.7945 | 12866.3918 | 11374.8401 | 7762.6622 | 0 | 7762.6622 | 0 | 476.2233 | 216.2038
WtrCldScrewChlr-0.748kwpton | DEER2023 |  | 2022-03-15 00:09:29+00 | Any | MBT | Rec | CZ06 | cWVVG | Cap-Tons | 1 | 199999.2031 | None | 1638543.9305 | 453253.6579 | 737073.3125 | 0 | 247692.3776 | 3810.8985 | 62286.1346 | 134421.7945 | 12866.3918 | 11374.8401 | 7762.6622 | 0 | 7762.6622 | 0 | 545.115 | 250.4793
WtrCldScrewChlr-0.439kwpton-VarSpd | DEER2023 |  | 2022-03-15 00:41:21+00 | Any | MBT | Rec | CZ06 | cWVVG | Cap-Tons | 310.1539 | 199999.2031 | None | 1499761.3763 | 453253.6579 | 737073.3125 | 0 | 109072.2303 | 3576.1093 | 62358.8534 | 134421.7945 | 12866.3918 | 11374.8401 | 7762.6621 | 0 | 7762.6621 | 0 | 453.1639 | 203.3667
WtrCldScrewChlr-0.748kwpton-VarSpd | DEER2023 |  | 2022-03-15 00:41:21+00 | Any | MBT | Rec | CZ06 | cWVVG | Cap-Tons | 1 | 199999.2031 | None | 1576231.5842 | 453253.6579 | 737073.3125 | 0 | 185517.7421 | 3635.1265 | 62324.8981 | 134421.7945 | 12866.3918 | 11374.8328 | 7762.6622 | 0 | 7762.6622 | 0 | 499.0258 | 225.221
AirCldRecipChlr-0.95kwpton | DEER2023 |  | 2022-03-14 18:21:41+00 | Any | MBT | Rec | CZ07 | cAVVG | Cap-Tons | 309.9017 | 199999.2031 | None | 1510512.2417 | 453222.6079 | 737073.3125 | 0 | 172189.2873 | 0 | 13803.3888 | 134218.3442 | 12446.6653 | 8344.35 | 7310.6562 | 0 | 7310.6562 | 0 | 498.6638 | 219.1957
AirCldRecipChlr-1.407kwpton | DEER2023 |  | 2022-03-14 18:21:41+00 | Any | MBT | Rec | CZ07 | cAVVG | Cap-Tons | 1 | 199999.2031 | None | 1593344.4501 | 453222.6079 | 737073.3125 | 0 | 255021.3434 | 0 | 13803.3888 | 134218.3442 | 12446.6653 | 8344.35 | 7310.6562 | 0 | 7310.6562 | 0 | 561.925 | 247.5489
AirCldScrewChlr-0.95kwpton | DEER2023 |  | 2022-03-14 19:29:42+00 | Any | MBT | Rec | CZ07 | cAVVG | Cap-Tons | 309.9017 | 199999.2031 | None | 1553844.0263 | 453222.6079 | 737073.3125 | 0 | 214992.6971 | 0 | 14331.2367 | 134218.6411 | 12446.5851 | 8344.35 | 7310.6261 | 0 | 7310.6261 | 0 | 516.938 | 229.7108
AirCldScrewChlr-1.407kwpton | DEER2023 |  | 2022-03-14 19:29:42+00 | Any | MBT | Rec | CZ07 | cAVVG | Cap-Tons | 1 | 199999.2031 | None | 1657266.5429 | 453222.6079 | 737073.3125 | 0 | 318415.4209 | 0 | 14331.2367 | 134218.6411 | 12446.5851 | 8344.35 | 7310.6261 | 0 | 7310.6261 | 0 | 588.9664 | 263.1214
AirCldScrewChlr-0.99kwpton-VarSpd | DEER2023 |  | 2022-03-14 20:36:10+00 | Any | MBT | Rec | CZ07 | cAVVG | Cap-Tons | 309.9017 | 199999.2031 | None | 1562896.2872 | 453222.6079 | 737073.3125 | 0 | 224044.9774 | 0 | 14331.2367 | 134218.6411 | 12446.5851 | 8344.35 | 7310.6261 | 0 | 7310.6261 | 0 | 523.2427 | 232.635
AirCldScrewChlr-1.407kwpton-VarSpd | DEER2023 |  | 2022-03-14 20:36:10+00 | Any | MBT | Rec | CZ07 | cAVVG | Cap-Tons | 1 | 199999.2031 | None | 1657266.5429 | 453222.6079 | 737073.3125 | 0 | 318415.4209 | 0 | 14331.2367 | 134218.6411 | 12446.5851 | 8344.35 | 7310.6261 | 0 | 7310.6261 | 0 | 588.9664 | 263.1214
WtrCldCentChlr-Conv-0.42kwpton | DEER2023 |  | 2022-03-14 21:09:18+00 | Any | MBT | Rec | CZ07 | cWVVG | Cap-Tons | 309.9017 | 199999.2031 | None | 1522975.0981 | 453222.6079 | 737073.3125 | 0 | 142149.6199 | 2382.3604 | 53922.8352 | 134218.6411 | 12446.5851 | 8344.3492 | 7310.6203 | 0 | 7310.6203 | 0 | 472.6619 | 210.9018
WtrCldCentChlr-Conv-0.748kwpton | DEER2023 |  | 2022-03-14 21:09:18+00 | Any | MBT | Rec | CZ07 | cWVVG | Cap-Tons | 1 | 199999.2031 | None | 1633955.2014 | 453222.6079 | 737073.3125 | 0 | 253051.8235 | 2477.9702 | 53905.4345 | 134218.6411 | 12446.5851 | 8344.35 | 7310.6205 | 0 | 7310.6205 | 0 | 539.3869 | 242.8802
WtrCldCentChlr-Conv-1Cmp-0.439kwpton-VarSpd-CndRlf | DEER2023 |  | 2022-03-14 22:16:50+00 | Any | MBT | Rec | CZ07 | cWVVG | Cap-Tons | 309.9017 | 199999.2031 | None | 1462289.6165 | 453222.6079 | 737073.3125 | 0 | 76575.5978 | 7593.7561 | 53600.532 | 134218.5708 | 12446.5851 | 8344.35 | 7310.6288 | 0 | 7310.6288 | 0 | 440.7082 | 194.3036
WtrCldCentChlr-Conv-1Cmp-0.748kwpton-VarSpd-CndRlf | DEER2023 |  | 2022-03-14 22:16:50+00 | Any | MBT | Rec | CZ07 | cWVVG | Cap-Tons | 1 | 199999.2031 | None | 1516076.3065 | 453222.6079 | 737073.3125 | 0 | 130346.6661 | 7703.3306 | 53506.1794 | 134218.5708 | 12446.5851 | 8344.35 | 7310.629 | 0 | 7310.629 | 0 | 474.1809 | 209.328
WtrCldCentChlr-NoFric-1Cmp-0.439kwpton-VarSpd-CndRlf | DEER2023 |  | 2022-03-14 22:54:12+00 | Any | MBT | Rec | CZ07 | cWVVG | Cap-Tons | 309.9017 | 199999.2031 | None | 1462813.7863 | 453222.6079 | 737073.3125 | 0 | 76819.1102 | 7632.808 | 53841.5379 | 134218.6411 | 12446.5851 | 8344.3492 | 7310.6222 | 0 | 7310.6222 | 0 | 448.1359 | 197.762
WtrCldCentChlr-NoFric-1Cmp-0.748kwpton-VarSpd-CndRlf | DEER2023 |  | 2022-03-14 22:54:12+00 | Any | MBT | Rec | CZ07 | cWVVG | Cap-Tons | 1 | 199999.2031 | None | 1516841.2259 | 453222.6079 | 737073.3125 | 0 | 130814.839 | 7754.6622 | 53751.5356 | 134218.6411 | 12446.5851 | 8344.3492 | 7310.6222 | 0 | 7310.6222 | 0 | 486.8524 | 215.2104
WtrCldCentChlr-NoFric-2Cmp-0.439kwpton-VarSpd-CndRlf | DEER2023 |  | 2022-03-14 23:25:13+00 | Any | MBT | Rec | CZ07 | cWVVG | Cap-Tons | 309.9017 | 199999.2031 | None | 1463443.0298 | 453222.6079 | 737073.3125 | 0 | 77509.2499 | 7641.2087 | 53773.0685 | 134218.6411 | 12446.5851 | 8344.3492 | 7310.6222 | 0 | 7310.6222 | 0 | 450.1541 | 198.7763
WtrCldCentChlr-NoFric-2Cmp-0.748kwpton-VarSpd-CndRlf | DEER2023 |  | 2022-03-14 23:25:13+00 | Any | MBT | Rec | CZ07 | cWVVG | Cap-Tons | 1 | 199999.2031 | None | 1517949.7145 | 453222.6079 | 737073.3125 | 0 | 131993.2582 | 7769.459 | 53667.1288 | 134218.6411 | 12446.5851 | 8344.3492 | 7310.6222 | 0 | 7310.6222 | 0 | 490.2996 | 216.9399
WtrCldRecipChlr-0.42kwpton | DEER2023 |  | 2022-03-14 23:49:47+00 | Any | MBT | Rec | CZ07 | cWVVG | Cap-Tons | 309.9017 | 199999.2031 | None | 1495458.1751 | 453222.6079 | 737073.3125 | 0 | 111898.4868 | 2442.7786 | 56596.4324 | 134219.1665 | 12446.5624 | 8344.3509 | 7310.5493 | 0 | 7310.5493 | 0 | 463.846 | 205.9156
WtrCldRecipChlr-0.748kwpton | DEER2023 |  | 2022-03-14 23:49:47+00 | Any | MBT | Rec | CZ07 | cWVVG | Cap-Tons | 1 | 199999.2031 | None | 1582671.4851 | 453222.6079 | 737073.3125 | 0 | 199088.1491 | 2512.2624 | 56550.7655 | 134219.1665 | 12446.5624 | 8344.3509 | 7310.5491 | 0 | 7310.5491 | 0 | 523.7045 | 233.998
WtrCldScrewChlr-0.42kwpton | DEER2023 |  | 2022-03-15 00:09:29+00 | Any | MBT | Rec | CZ07 | cWVVG | Cap-Tons | 309.9017 | 199999.2031 | None | 1500349.4764 | 453222.6079 | 737073.3125 | 0 | 116899.7268 | 2467.5216 | 56462.099 | 134219.1665 | 12446.5624 | 8344.3507 | 7310.5493 | 0 | 7310.5493 | 0 | 472.0383 | 209.6483
WtrCldScrewChlr-0.748kwpton | DEER2023 |  | 2022-03-15 00:09:29+00 | Any | MBT | Rec | CZ07 | cWVVG | Cap-Tons | 1 | 199999.2031 | None | 1590678.641 | 453222.6079 | 737073.3125 | 0 | 207255.9464 | 2555.3596 | 56346.9672 | 134219.1665 | 12446.5624 | 8344.35 | 7310.5498 | 0 | 7310.5498 | 0 | 538.2994 | 240.6495
WtrCldScrewChlr-0.439kwpton-VarSpd | DEER2023 |  | 2022-03-15 00:41:21+00 | Any | MBT | Rec | CZ07 | cWVVG | Cap-Tons | 309.9017 | 199999.2031 | None | 1476802.31 | 453222.6079 | 737073.3125 | 0 | 93342.3137 | 2392.0002 | 56547.7527 | 134219.1665 | 12446.5851 | 8344.3507 | 7310.5498 | 0 | 7310.5498 | 0 | 448.8433 | 198.1434
WtrCldScrewChlr-0.748kwpton-VarSpd | DEER2023 |  | 2022-03-15 00:41:21+00 | Any | MBT | Rec | CZ07 | cWVVG | Cap-Tons | 1 | 199999.2031 | None | 1542018.6585 | 453222.6079 | 737073.3125 | 0 | 158628.4999 | 2419.8861 | 56449.9609 | 134219.1665 | 12446.5851 | 8344.3507 | 7310.5498 | 0 | 7310.5498 | 0 | 492.238 | 217.9825
AirCldRecipChlr-0.95kwpton | DEER2023 |  | 2022-03-14 18:21:41+00 | Any | MBT | Rec | CZ08 | cAVVG | Cap-Tons | 343.4841 | 199999.2031 | None | 1584985.3002 | 453259.849 | 737073.3125 | 0 | 239497.0026 | 0 | 17722.6083 | 137427.334 | 15580.3747 | 10340.7739 | 7368.5639 | 0 | 7368.5639 | 0 | 547.9554 | 244.1642
AirCldRecipChlr-1.407kwpton | DEER2023 |  | 2022-03-14 18:21:41+00 | Any | MBT | Rec | CZ08 | cAVVG | Cap-Tons | 1 | 199999.2031 | None | 1700196.3054 | 453259.849 | 737073.3125 | 0 | 354707.5898 | 0 | 17722.6083 | 137427.334 | 15580.3747 | 10340.7739 | 7368.5639 | 0 | 7368.5639 | 0 | 632.1679 | 283.8926
AirCldScrewChlr-0.95kwpton | DEER2023 |  | 2022-03-14 19:29:42+00 | Any | MBT | Rec | CZ08 | cAVVG | Cap-Tons | 343.4841 | 199999.2031 | None | 1629963.3218 | 453259.849 | 737073.3125 | 0 | 283972.059 | 0 | 18225.3253 | 137427.5097 | 15580.4199 | 10340.7813 | 7368.5471 | 0 | 7368.5471 | 0 | 563.2756 | 252.693
AirCldScrewChlr-1.407kwpton | DEER2023 |  | 2022-03-14 19:29:42+00 | Any | MBT | Rec | CZ08 | cAVVG | Cap-Tons | 1 | 199999.2031 | None | 1766568.4707 | 453259.849 | 737073.3125 | 0 | 420577.6376 | 0 | 18225.3253 | 137427.5097 | 15580.4199 | 10340.7813 | 7368.5471 | 0 | 7368.5471 | 0 | 654.8567 | 296.523
AirCldScrewChlr-0.99kwpton-VarSpd | DEER2023 |  | 2022-03-14 20:36:10+00 | Any | MBT | Rec | CZ08 | cAVVG | Cap-Tons | 343.4841 | 199999.2031 | None | 1641919.9972 | 453259.849 | 737073.3125 | 0 | 295928.7501 | 0 | 18225.3253 | 137427.5097 | 15580.4199 | 10340.7813 | 7368.5471 | 0 | 7368.5471 | 0 | 571.2908 | 256.5289
AirCldScrewChlr-1.407kwpton-VarSpd | DEER2023 |  | 2022-03-14 20:36:10+00 | Any | MBT | Rec | CZ08 | cAVVG | Cap-Tons | 1 | 199999.2031 | None | 1766568.4707 | 453259.849 | 737073.3125 | 0 | 420577.6376 | 0 | 18225.3253 | 137427.5097 | 15580.4199 | 10340.7813 | 7368.5471 | 0 | 7368.5471 | 0 | 654.8567 | 296.523
WtrCldCentChlr-Conv-0.42kwpton | DEER2023 |  | 2022-03-14 21:09:18+00 | Any | MBT | Rec | CZ08 | cWVVG | Cap-Tons | 343.4841 | 199999.2031 | None | 1570541.8567 | 453259.849 | 737073.3125 | 0 | 175680.5808 | 3285.8496 | 63809.186 | 137427.4394 | 15580.3747 | 10340.7739 | 7368.5569 | 0 | 7368.5569 | 0 | 489.5554 | 219.9605
WtrCldCentChlr-Conv-0.748kwpton | DEER2023 |  | 2022-03-14 21:09:18+00 | Any | MBT | Rec | CZ08 | cWVVG | Cap-Tons | 1 | 199999.2031 | None | 1707739.2473 | 453259.849 | 737073.3125 | 0 | 312729.3495 | 3424.1033 | 63820.566 | 137427.4394 | 15580.3747 | 10340.7739 | 7368.5569 | 0 | 7368.5569 | 0 | 563.4475 | 257.3009
WtrCldCentChlr-Conv-1Cmp-0.439kwpton-VarSpd-CndRlf | DEER2023 |  | 2022-03-14 22:16:50+00 | Any | MBT | Rec | CZ08 | cWVVG | Cap-Tons | 343.4841 | 199999.2031 | None | 1500582.0136 | 453259.849 | 737073.3125 | 0 | 99531.5456 | 10154.3257 | 63130.1691 | 137427.3066 | 15580.3747 | 10340.7739 | 7368.567 | 0 | 7368.567 | 0 | 454.848 | 201.3725
WtrCldCentChlr-Conv-1Cmp-0.748kwpton-VarSpd-CndRlf | DEER2023 |  | 2022-03-14 22:16:50+00 | Any | MBT | Rec | CZ08 | cWVVG | Cap-Tons | 1 | 199999.2031 | None | 1570614.2815 | 453259.849 | 737073.3125 | 0 | 169410.0516 | 10366.1683 | 63072.8318 | 137427.3886 | 15580.3747 | 10340.7739 | 7368.567 | 0 | 7368.567 | 0 | 492.948 | 220.387
WtrCldCentChlr-NoFric-1Cmp-0.439kwpton-VarSpd-CndRlf | DEER2023 |  | 2022-03-14 22:54:12+00 | Any | MBT | Rec | CZ08 | cWVVG | Cap-Tons | 343.4841 | 199999.2031 | None | 1502641.9845 | 453259.849 | 737073.3125 | 0 | 101264.3566 | 10200.036 | 63411.8272 | 137427.416 | 15580.3747 | 10340.7739 | 7368.5627 | 0 | 7368.5627 | 0 | 462.4112 | 204.9208
WtrCldCentChlr-NoFric-1Cmp-0.748kwpton-VarSpd-CndRlf | DEER2023 |  | 2022-03-14 22:54:12+00 | Any | MBT | Rec | CZ08 | cWVVG | Cap-Tons | 1 | 199999.2031 | None | 1573925.9827 | 453259.849 | 737073.3125 | 0 | 172405.5308 | 10428.6147 | 63325.8234 | 137427.416 | 15580.3747 | 10340.7739 | 7368.5627 | 0 | 7368.5627 | 0 | 505.8414 | 226.4359
WtrCldCentChlr-NoFric-2Cmp-0.439kwpton-VarSpd-CndRlf | DEER2023 |  | 2022-03-14 23:25:13+00 | Any | MBT | Rec | CZ08 | cWVVG | Cap-Tons | 343.4841 | 199999.2031 | None | 1503721.9785 | 453259.849 | 737073.3125 | 0 | 102395.9758 | 10209.8286 | 63350.4923 | 137427.416 | 15580.3747 | 10340.7739 | 7368.563 | 0 | 7368.563 | 0 | 464.5437 | 205.9368
WtrCldCentChlr-NoFric-2Cmp-0.748kwpton-VarSpd-CndRlf | DEER2023 |  | 2022-03-14 23:25:13+00 | Any | MBT | Rec | CZ08 | cWVVG | Cap-Tons | 1 | 199999.2031 | None | 1575842.2201 | 453259.849 | 737073.3125 | 0 | 174353.4472 | 10445.7769 | 63277.2887 | 137427.416 | 15580.3747 | 10340.7739 | 7368.5627 | 0 | 7368.5627 | 0 | 509.4839 | 228.1672
WtrCldRecipChlr-0.42kwpton | DEER2023 |  | 2022-03-14 23:49:47+00 | Any | MBT | Rec | CZ08 | cWVVG | Cap-Tons | 343.4841 | 199999.2031 | None | 1541495.4529 | 453259.849 | 737073.3125 | 0 | 142979.7461 | 3375.8664 | 67373.6824 | 137427.916 | 15580.3774 | 10340.7813 | 7368.5023 | 0 | 7368.5023 | 0 | 480.0706 | 215.1613
WtrCldRecipChlr-0.748kwpton | DEER2023 |  | 2022-03-14 23:49:47+00 | Any | MBT | Rec | CZ08 | cWVVG | Cap-Tons | 1 | 199999.2031 | None | 1652998.7251 | 453259.849 | 737073.3125 | 0 | 254428.5544 | 3483.7306 | 67320.0085 | 137427.916 | 15580.3774 | 10340.7813 | 7368.5018 | 0 | 7368.5018 | 0 | 546.538 | 248.8702
WtrCldScrewChlr-0.42kwpton | DEER2023 |  | 2022-03-15 00:09:29+00 | Any | MBT | Rec | CZ08 | cWVVG | Cap-Tons | 343.4842 | 199999.2031 | None | 1550229.5925 | 453259.849 | 737073.3125 | 0 | 151799.7442 | 3409.4075 | 67254.4504 | 137427.916 | 15580.3774 | 10340.7813 | 7368.502 | 0 | 7368.502 | 0 | 489.7021 | 219.055
WtrCldScrewChlr-0.748kwpton | DEER2023 |  | 2022-03-15 00:09:29+00 | Any | MBT | Rec | CZ08 | cWVVG | Cap-Tons | 1 | 199999.2031 | None | 1667933.5218 | 453259.849 | 737073.3125 | 0 | 269414.3882 | 3543.3345 | 67209.9753 | 137427.916 | 15580.3774 | 10340.7813 | 7368.5015 | 0 | 7368.5015 | 0 | 563.6859 | 255.7999
WtrCldScrewChlr-0.439kwpton-VarSpd | DEER2023 |  | 2022-03-15 00:41:21+00 | Any | MBT | Rec | CZ08 | cWVVG | Cap-Tons | 343.4841 | 199999.2031 | None | 1519245.8464 | 453259.849 | 737073.3125 | 0 | 120893.5126 | 3313.3914 | 67272.8095 | 137427.916 | 15580.3747 | 10340.7813 | 7368.5028 | 0 | 7368.5028 | 0 | 465.2729 | 207.6841
WtrCldScrewChlr-0.748kwpton-VarSpd | DEER2023 |  | 2022-03-15 00:41:21+00 | Any | MBT | Rec | CZ08 | cWVVG | Cap-Tons | 1 | 199999.2031 | None | 1603880.5358 | 453259.849 | 737073.3125 | 0 | 205535.9084 | 3369.6725 | 67208.3041 | 137427.916 | 15580.3747 | 10340.7813 | 7368.502 | 0 | 7368.502 | 0 | 514.7538 | 232.8007
AirCldRecipChlr-0.95kwpton | DEER2023 |  | 2022-03-14 18:21:41+00 | Any | MBT | Rec | CZ09 | cAVVG | Cap-Tons | 373.8062 | 199999.2031 | None | 1557984.7601 | 453243.4265 | 737073.3125 | 0 | 216334.4053 | 0 | 15287.3077 | 136040.9949 | 14469.0168 | 13500.2392 | 7612.4154 | 0 | 7612.4154 | 0 | 547.5077 | 264.9502
AirCldRecipChlr-1.407kwpton | DEER2023 |  | 2022-03-14 18:21:41+00 | Any | MBT | Rec | CZ09 | cAVVG | Cap-Tons | 1 | 199999.2031 | None | 1662052.484 | 453243.4265 | 737073.3125 | 0 | 320402.6524 | 0 | 15287.3077 | 136040.9949 | 14469.0168 | 13500.2392 | 7612.4154 | 0 | 7612.4154 | 0 | 630.9821 | 314.059
AirCldScrewChlr-0.95kwpton | DEER2023 |  | 2022-03-14 19:29:42+00 | Any | MBT | Rec | CZ09 | cAVVG | Cap-Tons | 373.8062 | 199999.2031 | None | 1601509.3237 | 453243.4265 | 737073.3125 | 0 | 259666.9104 | 0 | 15479.7665 | 136040.9949 | 14469.0168 | 13500.2392 | 7612.4163 | 0 | 7612.4163 | 0 | 565.1638 | 274.4529
AirCldScrewChlr-1.407kwpton | DEER2023 |  | 2022-03-14 19:29:42+00 | Any | MBT | Rec | CZ09 | cAVVG | Cap-Tons | 1 | 199999.2031 | None | 1726422.8449 | 453243.4265 | 737073.3125 | 0 | 384580.2951 | 0 | 15479.7665 | 136040.9949 | 14469.0168 | 13500.2392 | 7612.4163 | 0 | 7612.4163 | 0 | 657.1234 | 328.1335
AirCldScrewChlr-0.99kwpton-VarSpd | DEER2023 |  | 2022-03-14 20:36:10+00 | Any | MBT | Rec | CZ09 | cAVVG | Cap-Tons | 373.8062 | 199999.2031 | None | 1612442.9224 | 453243.4265 | 737073.3125 | 0 | 270600.2474 | 0 | 15479.7665 | 136040.9949 | 14469.0168 | 13500.2392 | 7612.4163 | 0 | 7612.4163 | 0 | 573.2128 | 279.1511
AirCldScrewChlr-1.407kwpton-VarSpd | DEER2023 |  | 2022-03-14 20:36:10+00 | Any | MBT | Rec | CZ09 | cAVVG | Cap-Tons | 1 | 199999.2031 | None | 1726422.8449 | 453243.4265 | 737073.3125 | 0 | 384580.2951 | 0 | 15479.7665 | 136040.9949 | 14469.0168 | 13500.2392 | 7612.4163 | 0 | 7612.4163 | 0 | 657.1234 | 328.1335
WtrCldCentChlr-Conv-0.42kwpton | DEER2023 |  | 2022-03-14 21:09:18+00 | Any | MBT | Rec | CZ09 | cWVVG | Cap-Tons | 387.1661 | 199999.2031 | None | 1549002.4478 | 453243.4265 | 737073.3125 | 0 | 161371.8012 | 1201.84 | 60065.8613 | 136040.9949 | 14469.0168 | 13500.2392 | 7612.424 | 0 | 7612.424 | 0 | 490.4935 | 225.9984
WtrCldCentChlr-Conv-0.748kwpton | DEER2023 |  | 2022-03-14 21:09:18+00 | Any | MBT | Rec | CZ09 | cWVVG | Cap-Tons | 1 | 199999.2031 | None | 1674808.243 | 453243.4265 | 737073.3125 | 0 | 287157.9337 | 1250.6659 | 60036.818 | 136040.9949 | 14469.0168 | 13500.2392 | 7612.424 | 0 | 7612.424 | 0 | 565.4371 | 268.0326
WtrCldCentChlr-Conv-1Cmp-0.439kwpton-VarSpd-CndRlf | DEER2023 |  | 2022-03-14 22:16:50+00 | Any | MBT | Rec | CZ09 | cWVVG | Cap-Tons | 387.1662 | 199999.2031 | None | 1482890.5367 | 453243.4265 | 737073.3125 | 0 | 95347.0795 | 3040.031 | 58140.8574 | 136040.9949 | 14469.0168 | 13500.2392 | 7612.4239 | 0 | 7612.4239 | 0 | 448.3844 | 205.4133
WtrCldCentChlr-Conv-1Cmp-0.748kwpton-VarSpd-CndRlf | DEER2023 |  | 2022-03-14 22:16:50+00 | Any | MBT | Rec | CZ09 | cWVVG | Cap-Tons | 1 | 199999.2031 | None | 1549229.2234 | 453243.4265 | 737073.3125 | 0 | 161788.8568 | 3048.4401 | 58028.8161 | 136040.9949 | 14469.0168 | 13500.2392 | 7612.424 | 0 | 7612.424 | 0 | 497.6496 | 230.3208
WtrCldCentChlr-NoFric-1Cmp-0.439kwpton-VarSpd-CndRlf | DEER2023 |  | 2022-03-14 22:54:12+00 | Any | MBT | Rec | CZ09 | cWVVG | Cap-Tons | 387.1662 | 199999.2031 | None | 1478806.0569 | 453243.4265 | 737073.3125 | 0 | 91168.6343 | 3048.8649 | 58225.3606 | 136040.9695 | 14469.0168 | 13500.2392 | 7612.424 | 0 | 7612.424 | 0 | 449.336 | 208.032
WtrCldCentChlr-NoFric-1Cmp-0.748kwpton-VarSpd-CndRlf | DEER2023 |  | 2022-03-14 22:54:12+00 | Any | MBT | Rec | CZ09 | cWVVG | Cap-Tons | 1 | 199999.2031 | None | 1542380.2699 | 453243.4265 | 737073.3125 | 0 | 154912.915 | 3062.8333 | 58041.3825 | 136040.9695 | 14469.0168 | 13500.2392 | 7612.424 | 0 | 7612.424 | 0 | 499.271 | 234.7833
WtrCldCentChlr-NoFric-2Cmp-0.439kwpton-VarSpd-CndRlf | DEER2023 |  | 2022-03-14 23:25:13+00 | Any | MBT | Rec | CZ09 | cWVVG | Cap-Tons | 387.1662 | 199999.2031 | None | 1477684.0445 | 453243.4265 | 737073.3125 | 0 | 90162.2285 | 3050.9368 | 58107.8038 | 136040.9695 | 14469.0168 | 13500.2392 | 7612.4234 | 0 | 7612.4234 | 0 | 449.9718 | 208.8095
WtrCldCentChlr-NoFric-2Cmp-0.748kwpton-VarSpd-CndRlf | DEER2023 |  | 2022-03-14 23:25:13+00 | Any | MBT | Rec | CZ09 | cWVVG | Cap-Tons | 1 | 199999.2031 | None | 1540518.9948 | 453243.4265 | 737073.3125 | 0 | 153252.9057 | 3066.6535 | 57836.6346 | 136040.9949 | 14469.0168 | 13500.2392 | 7612.4231 | 0 | 7612.4231 | 0 | 500.3538 | 236.108
WtrCldRecipChlr-0.42kwpton | DEER2023 |  | 2022-03-14 23:49:47+00 | Any | MBT | Rec | CZ09 | cWVVG | Cap-Tons | 387.1662 | 199999.2031 | None | 1515644.6701 | 453243.4265 | 737073.3125 | 0 | 125947.6479 | 1238.2856 | 62096.5283 | 136040.9695 | 14469.0168 | 13500.2392 | 7612.4267 | 0 | 7612.4267 | 0 | 478.9368 | 222.301
WtrCldRecipChlr-0.748kwpton | DEER2023 |  | 2022-03-14 23:49:47+00 | Any | MBT | Rec | CZ09 | cWVVG | Cap-Tons | 1 | 199999.2031 | None | 1613473.213 | 453243.4265 | 737073.3125 | 0 | 223884.7132 | 1271.748 | 61953.8287 | 136040.9949 | 14469.0168 | 13500.2392 | 7612.4272 | 0 | 7612.4272 | 0 | 542.8781 | 260.2742
WtrCldScrewChlr-0.42kwpton | DEER2023 |  | 2022-03-15 00:09:29+00 | Any | MBT | Rec | CZ09 | cWVVG | Cap-Tons | 387.1662 | 199999.2031 | None | 1523118.001 | 453243.4265 | 737073.3125 | 0 | 133773.1183 | 1261.9712 | 61720.4341 | 136040.9949 | 14469.0168 | 13500.2392 | 7612.4274 | 0 | 7612.4274 | 0 | 492.6374 | 228.1094
WtrCldScrewChlr-0.748kwpton | DEER2023 |  | 2022-03-15 00:09:29+00 | Any | MBT | Rec | CZ09 | cWVVG | Cap-Tons | 1 | 199999.2031 | None | 1625964.6639 | 453243.4265 | 737073.3125 | 0 | 236828.5152 | 1312.4403 | 61460.7558 | 136040.9695 | 14469.0168 | 13500.2392 | 7612.4269 | 0 | 7612.4269 | 0 | 567.2701 | 270.6198
WtrCldScrewChlr-0.439kwpton-VarSpd | DEER2023 |  | 2022-03-15 00:41:21+00 | Any | MBT | Rec | CZ09 | cWVVG | Cap-Tons | 387.1662 | 199999.2031 | None | 1495791.3878 | 453243.4265 | 737073.3125 | 0 | 106385.509 | 1204.6093 | 61838.5957 | 136040.9949 | 14469.0168 | 13500.2392 | 7612.4272 | 0 | 7612.4272 | 0 | 462.9479 | 213.4113
WtrCldScrewChlr-0.748kwpton-VarSpd | DEER2023 |  | 2022-03-15 00:41:21+00 | Any | MBT | Rec | CZ09 | cWVVG | Cap-Tons | 1 | 199999.2031 | None | 1569677.2223 | 453243.4265 | 737073.3125 | 0 | 180450.9674 | 1213.8398 | 61649.7668 | 136040.9949 | 14469.0168 | 13500.2392 | 7612.4274 | 0 | 7612.4274 | 0 | 509.3286 | 241.381
AirCldRecipChlr-0.95kwpton | DEER2023 |  | 2022-03-14 18:21:41+00 | Any | MBT | Rec | CZ10 | cAVVG | Cap-Tons | 349.1321 | 199999.2031 | None | 1589697.8418 | 453263.5684 | 737073.3125 | 0 | 245282.2482 | 0 | 17579.4194 | 136493.737 | 15154.7047 | 15063.8802 | 7919.2643 | 0 | 7919.2643 | 0 | 587.0634 | 275.0069
AirCldRecipChlr-1.407kwpton | DEER2023 |  | 2022-03-14 18:21:41+00 | Any | MBT | Rec | CZ10 | cAVVG | Cap-Tons | 1 | 199999.2031 | None | 1707691.311 | 453263.5684 | 737073.3125 | 0 | 363275.8736 | 0 | 17579.4194 | 136493.737 | 15154.7047 | 15063.8802 | 7919.2643 | 0 | 7919.2643 | 0 | 689.9199 | 328.172
AirCldScrewChlr-0.95kwpton | DEER2023 |  | 2022-03-14 19:29:42+00 | Any | MBT | Rec | CZ10 | cAVVG | Cap-Tons | 349.1321 | 199999.2031 | None | 1630471.4331 | 453263.5684 | 737073.3125 | 0 | 285771.3656 | 0 | 17864.2283 | 136493.8073 | 15154.7047 | 15063.9556 | 7919.2486 | 0 | 7919.2486 | 0 | 601.5176 | 286.0958
AirCldScrewChlr-1.407kwpton | DEER2023 |  | 2022-03-14 19:29:42+00 | Any | MBT | Rec | CZ10 | cAVVG | Cap-Tons | 1 | 199999.2031 | None | 1767943.0772 | 453263.5684 | 737073.3125 | 0 | 423242.3301 | 0 | 17864.2283 | 136493.8073 | 15154.7047 | 15063.9556 | 7919.2486 | 0 | 7919.2486 | 0 | 711.3263 | 344.5954
AirCldScrewChlr-0.99kwpton-VarSpd | DEER2023 |  | 2022-03-14 20:36:10+00 | Any | MBT | Rec | CZ10 | cAVVG | Cap-Tons | 349.1321 | 199999.2031 | None | 1642504.3801 | 453263.5684 | 737073.3125 | 0 | 297803.8438 | 0 | 17864.2283 | 136493.8073 | 15154.7047 | 15063.9556 | 7919.2486 | 0 | 7919.2486 | 0 | 611.1291 | 291.2161
AirCldScrewChlr-1.407kwpton-VarSpd | DEER2023 |  | 2022-03-14 20:36:10+00 | Any | MBT | Rec | CZ10 | cAVVG | Cap-Tons | 1 | 199999.2031 | None | 1767943.0772 | 453263.5684 | 737073.3125 | 0 | 423242.3301 | 0 | 17864.2283 | 136493.8073 | 15154.7047 | 15063.9556 | 7919.2486 | 0 | 7919.2486 | 0 | 711.3263 | 344.5954
WtrCldCentChlr-Conv-0.42kwpton | DEER2023 |  | 2022-03-14 21:09:18+00 | Any | MBT | Rec | CZ10 | cWVVG | Cap-Tons | 349.1321 | 199999.2031 | None | 1558612.6785 | 453263.5684 | 737073.3125 | 0 | 168828.4725 | 2587.6148 | 60360.8047 | 136493.5573 | 15154.7047 | 15063.8702 | 7919.2817 | 0 | 7919.2817 | 0 | 499.5956 | 235.5014
WtrCldCentChlr-Conv-0.748kwpton | DEER2023 |  | 2022-03-14 21:09:18+00 | Any | MBT | Rec | CZ10 | cWVVG | Cap-Tons | 1 | 199999.2031 | None | 1690395.3392 | 453263.5684 | 737073.3125 | 0 | 300492.9463 | 2700.6804 | 60365.6173 | 136493.5573 | 15154.7047 | 15063.8702 | 7919.2816 | 0 | 7919.2816 | 0 | 580.7056 | 281.5622
WtrCldCentChlr-Conv-1Cmp-0.439kwpton-VarSpd-CndRlf | DEER2023 |  | 2022-03-14 22:16:50+00 | Any | MBT | Rec | CZ10 | cWVVG | Cap-Tons | 349.1321 | 199999.2031 | None | 1491856.3386 | 453263.5684 | 737073.3125 | 0 | 98476.3446 | 7447.3124 | 59097.3142 | 136493.4362 | 15154.7047 | 15063.8702 | 7919.2939 | 0 | 7919.2939 | 0 | 466.9055 | 216.1126
WtrCldCentChlr-Conv-1Cmp-0.748kwpton-VarSpd-CndRlf | DEER2023 |  | 2022-03-14 22:16:50+00 | Any | MBT | Rec | CZ10 | cWVVG | Cap-Tons | 1 | 199999.2031 | None | 1561030.2538 | 453263.5684 | 737073.3125 | 0 | 167552.9737 | 7584.6997 | 59057.3097 | 136493.4636 | 15154.7047 | 15063.8702 | 7919.2944 | 0 | 7919.2944 | 0 | 512.1944 | 242.0968
WtrCldCentChlr-NoFric-1Cmp-0.439kwpton-VarSpd-CndRlf | DEER2023 |  | 2022-03-14 22:54:12+00 | Any | MBT | Rec | CZ10 | cWVVG | Cap-Tons | 349.1321 | 199999.2031 | None | 1493218.0759 | 453263.5684 | 737073.3125 | 0 | 99512.7909 | 7484.8294 | 59385.1004 | 136493.5339 | 15154.7047 | 15063.9449 | 7919.2856 | 0 | 7919.2856 | 0 | 474.4222 | 219.6564
WtrCldCentChlr-NoFric-1Cmp-0.748kwpton-VarSpd-CndRlf | DEER2023 |  | 2022-03-14 22:54:12+00 | Any | MBT | Rec | CZ10 | cWVVG | Cap-Tons | 1 | 199999.2031 | None | 1563108.5063 | 453263.5684 | 737073.3125 | 0 | 169390.6643 | 7637.2181 | 59245.3809 | 136493.5339 | 15154.7047 | 15063.9449 | 7919.2848 | 0 | 7919.2848 | 0 | 525.0203 | 248.137
WtrCldCentChlr-NoFric-2Cmp-0.439kwpton-VarSpd-CndRlf | DEER2023 |  | 2022-03-14 23:25:13+00 | Any | MBT | Rec | CZ10 | cWVVG | Cap-Tons | 349.1321 | 199999.2031 | None | 1494050.5726 | 453263.5684 | 737073.3125 | 0 | 100402.5366 | 7493.0259 | 59319.5764 | 136493.5339 | 15154.7047 | 15063.9449 | 7919.2856 | 0 | 7919.2856 | 0 | 476.4112 | 220.5896
WtrCldCentChlr-NoFric-2Cmp-0.748kwpton-VarSpd-CndRlf | DEER2023 |  | 2022-03-14 23:25:13+00 | Any | MBT | Rec | CZ10 | cWVVG | Cap-Tons | 1 | 199999.2031 | None | 1564654.4852 | 453263.5684 | 737073.3125 | 0 | 170942.4266 | 7651.2316 | 59225.4006 | 136493.5339 | 15154.7047 | 15063.9449 | 7919.2848 | 0 | 7919.2848 | 0 | 528.4271 | 249.7308
WtrCldRecipChlr-0.42kwpton | DEER2023 |  | 2022-03-14 23:49:47+00 | Any | MBT | Rec | CZ10 | cWVVG | Cap-Tons | 349.1321 | 199999.2031 | None | 1531915.2756 | 453263.5684 | 737073.3125 | 0 | 138359.0293 | 2672.6994 | 64047.0746 | 136494.0339 | 15154.712 | 15063.8802 | 7919.2278 | 0 | 7919.2278 | 0 | 491.8214 | 231.9799
WtrCldRecipChlr-0.748kwpton | DEER2023 |  | 2022-03-14 23:49:47+00 | Any | MBT | Rec | CZ10 | cWVVG | Cap-Tons | 1 | 199999.2031 | None | 1639768.785 | 453263.5684 | 737073.3125 | 0 | 246174.0319 | 2762.9221 | 63996.0919 | 136494.0339 | 15154.712 | 15063.8802 | 7919.228 | 0 | 7919.228 | 0 | 566.8336 | 273.4483
WtrCldScrewChlr-0.42kwpton | DEER2023 |  | 2022-03-15 00:09:29+00 | Any | MBT | Rec | CZ10 | cWVVG | Cap-Tons | 349.1321 | 199999.2031 | None | 1541359.2195 | 453263.5684 | 737073.3125 | 0 | 147977.5734 | 2704.3703 | 63841.1148 | 136494.0339 | 15154.712 | 15063.8802 | 7919.228 | 0 | 7919.228 | 0 | 502.6986 | 237.8859
WtrCldScrewChlr-0.748kwpton | DEER2023 |  | 2022-03-15 00:09:29+00 | Any | MBT | Rec | CZ10 | cWVVG | Cap-Tons | 1 | 199999.2031 | None | 1655917.6894 | 453263.5684 | 737073.3125 | 0 | 262564.1438 | 2818.9142 | 63698.5492 | 136494.0339 | 15154.712 | 15063.8802 | 7919.2265 | 0 | 7919.2265 | 0 | 586.2083 | 283.9663
WtrCldScrewChlr-0.439kwpton-VarSpd | DEER2023 |  | 2022-03-15 00:41:21+00 | Any | MBT | Rec | CZ10 | cWVVG | Cap-Tons | 349.1321 | 199999.2031 | None | 1510581.3722 | 453263.5684 | 737073.3125 | 0 | 117236.0459 | 2621.3907 | 63888.0836 | 136494.0339 | 15154.712 | 15063.8802 | 7919.228 | 0 | 7919.228 | 0 | 478.6769 | 221.6672
WtrCldScrewChlr-0.748kwpton-VarSpd | DEER2023 |  | 2022-03-15 00:41:21+00 | Any | MBT | Rec | CZ10 | cWVVG | Cap-Tons | 1 | 199999.2031 | None | 1592601.7482 | 453263.5684 | 737073.3125 | 0 | 199268.0989 | 2668.8053 | 63828.6903 | 136494.0339 | 15154.712 | 15063.8802 | 7919.2275 | 0 | 7919.2275 | 0 | 537.0375 | 251.7866
AirCldRecipChlr-0.95kwpton | DEER2023 |  | 2022-03-14 18:21:41+00 | Any | MBT | Rec | CZ11 | cAVVG | Cap-Tons | 354.5586 | 199999.2031 | None | 1567826.25 | 453273.4453 | 737073.3125 | 0 | 227783.8789 | 0 | 16777.0894 | 132913.0547 | 14367.1003 | 25251.3232 | 9994.6565 | 0 | 9994.6565 | 0 | 612.6247 | 321.4912
AirCldRecipChlr-1.407kwpton | DEER2023 |  | 2022-03-14 18:21:41+00 | Any | MBT | Rec | CZ11 | cAVVG | Cap-Tons | 1 | 199999.2031 | None | 1677402 | 453273.4453 | 737073.3125 | 0 | 337359.7734 | 0 | 16777.0894 | 132913.0547 | 14367.1003 | 25251.3232 | 9994.6565 | 0 | 9994.6565 | 0 | 726.8112 | 395.4148
AirCldScrewChlr-0.95kwpton | DEER2023 |  | 2022-03-14 19:29:42+00 | Any | MBT | Rec | CZ11 | cAVVG | Cap-Tons | 354.5586 | 199999.2031 | None | 1604542.75 | 453273.4453 | 737073.3125 | 0 | 264377.8008 | 0 | 16899.8293 | 132913.1504 | 14367.1523 | 25251.3306 | 9994.6512 | 0 | 9994.6512 | 0 | 630.186 | 336.5457
AirCldScrewChlr-1.407kwpton | DEER2023 |  | 2022-03-14 19:29:42+00 | Any | MBT | Rec | CZ11 | cAVVG | Cap-Tons | 1 | 199999.2031 | None | 1731722.75 | 453273.4453 | 737073.3125 | 0 | 391557.3828 | 0 | 16899.8293 | 132913.1504 | 14367.1523 | 25251.3306 | 9994.6512 | 0 | 9994.6512 | 0 | 752.8033 | 417.777
AirCldScrewChlr-0.99kwpton-VarSpd | DEER2023 |  | 2022-03-14 20:36:10+00 | Any | MBT | Rec | CZ11 | cAVVG | Cap-Tons | 354.5586 | 199999.2031 | None | 1615674.75 | 453273.4453 | 737073.3125 | 0 | 275509.4531 | 0 | 16899.8293 | 132913.1504 | 14367.1523 | 25251.3306 | 9994.6512 | 0 | 9994.6512 | 0 | 640.918 | 343.6562
AirCldScrewChlr-1.407kwpton-VarSpd | DEER2023 |  | 2022-03-14 20:36:10+00 | Any | MBT | Rec | CZ11 | cAVVG | Cap-Tons | 1 | 199999.2031 | None | 1731722.75 | 453273.4453 | 737073.3125 | 0 | 391557.3828 | 0 | 16899.8293 | 132913.1504 | 14367.1523 | 25251.3306 | 9994.6512 | 0 | 9994.6512 | 0 | 752.8033 | 417.777
WtrCldCentChlr-Conv-0.42kwpton | DEER2023 |  | 2022-03-14 21:09:18+00 | Any | MBT | Rec | CZ11 | cWVVG | Cap-Tons | 354.5586 | 199999.2031 | None | 1530093 | 453273.4453 | 737073.3125 | 0 | 149846.1523 | 1557.4283 | 55432.373 | 132904.8242 | 14366.4973 | 25253.2778 | 9992.9326 | 0 | 9992.9326 | 0 | 503.0155 | 255.4737
WtrCldCentChlr-Conv-0.748kwpton | DEER2023 |  | 2022-03-14 21:09:18+00 | Any | MBT | Rec | CZ11 | cWVVG | Cap-Tons | 1 | 199999.2031 | None | 1646899.75 | 453273.4453 | 737073.3125 | 0 | 266644.875 | 1623.6567 | 55374.8418 | 132904.8242 | 14366.4973 | 25253.2778 | 9992.9326 | 0 | 9992.9326 | 0 | 585.8727 | 311.9592
WtrCldCentChlr-Conv-1Cmp-0.439kwpton-VarSpd-CndRlf | DEER2023 |  | 2022-03-14 22:16:50+00 | Any | MBT | Rec | CZ11 | cWVVG | Cap-Tons | 354.5586 | 199999.2031 | None | 1469724 | 453273.4453 | 737073.3125 | 0 | 89979.7461 | 3723.6522 | 52763.9785 | 132904.375 | 14366.4973 | 25253.2705 | 9992.9768 | 0 | 9992.9768 | 0 | 464.4375 | 226.509
WtrCldCentChlr-Conv-1Cmp-0.748kwpton-VarSpd-CndRlf | DEER2023 |  | 2022-03-14 22:16:50+00 | Any | MBT | Rec | CZ11 | cWVVG | Cap-Tons | 1 | 199999.2031 | None | 1532580 | 453273.4453 | 737073.3125 | 0 | 152894.1484 | 3755.267 | 52666.834 | 132911.4297 | 14366.4973 | 25251.3208 | 9994.7274 | 0 | 9994.7274 | 0 | 510.2755 | 256.911
WtrCldCentChlr-NoFric-1Cmp-0.439kwpton-VarSpd-CndRlf | DEER2023 |  | 2022-03-14 22:54:12+00 | Any | MBT | Rec | CZ11 | cWVVG | Cap-Tons | 354.5586 | 199999.2031 | None | 1468826 | 453273.4453 | 737073.3125 | 0 | 88790.4004 | 3750.0475 | 53029.0488 | 132904.375 | 14366.4973 | 25253.2705 | 9992.9739 | 0 | 9992.9739 | 0 | 471.2265 | 230.439
WtrCldCentChlr-NoFric-1Cmp-0.748kwpton-VarSpd-CndRlf | DEER2023 |  | 2022-03-14 22:54:12+00 | Any | MBT | Rec | CZ11 | cWVVG | Cap-Tons | 1 | 199999.2031 | None | 1531002.5 | 453273.4453 | 737073.3125 | 0 | 151043.6758 | 3790.4259 | 52904.7129 | 132911.5 | 14366.4973 | 25251.3208 | 9994.724 | 0 | 9994.724 | 0 | 521.82 | 263.605
WtrCldCentChlr-NoFric-2Cmp-0.439kwpton-VarSpd-CndRlf | DEER2023 |  | 2022-03-14 23:25:13+00 | Any | MBT | Rec | CZ11 | cWVVG | Cap-Tons | 354.5586 | 199999.2031 | None | 1468638.25 | 453273.4453 | 737073.3125 | 0 | 88773.4844 | 3754.0934 | 52854.335 | 132904.375 | 14366.4973 | 25253.2705 | 9992.9739 | 0 | 9992.9739 | 0 | 472.95 | 231.5708
WtrCldCentChlr-NoFric-2Cmp-0.748kwpton-VarSpd-CndRlf | DEER2023 |  | 2022-03-14 23:25:13+00 | Any | MBT | Rec | CZ11 | cWVVG | Cap-Tons | 1 | 199999.2031 | None | 1530803.75 | 453273.4453 | 737073.3125 | 0 | 151042.3516 | 3797.4379 | 52700.0498 | 132911.5 | 14366.4973 | 25251.3208 | 9994.724 | 0 | 9994.724 | 0 | 524.7558 | 265.5333
WtrCldRecipChlr-0.42kwpton | DEER2023 |  | 2022-03-14 23:49:47+00 | Any | MBT | Rec | CZ11 | cWVVG | Cap-Tons | 354.5586 | 199999.2031 | None | 1504389.75 | 453273.4453 | 737073.3125 | 0 | 120953.3496 | 1622.303 | 58557.0205 | 132905.2539 | 14366.1921 | 25253.2803 | 9992.8797 | 0 | 9992.8797 | 0 | 494.4268 | 247.9932
WtrCldRecipChlr-0.748kwpton | DEER2023 |  | 2022-03-14 23:49:47+00 | Any | MBT | Rec | CZ11 | cWVVG | Cap-Tons | 1 | 199999.2031 | None | 1598506.25 | 453273.4453 | 737073.3125 | 0 | 215101.2969 | 1673.7465 | 58473.8418 | 132905.2539 | 14366.4998 | 25253.2803 | 9992.8797 | 0 | 9992.8797 | 0 | 570.587 | 297.9382
WtrCldScrewChlr-0.42kwpton | DEER2023 |  | 2022-03-15 00:09:29+00 | Any | MBT | Rec | CZ11 | cWVVG | Cap-Tons | 354.5586 | 199999.2031 | None | 1513276.25 | 453273.4453 | 737073.3125 | 0 | 130104.0723 | 1647.3727 | 58260.0352 | 132912.2969 | 14366.1824 | 25251.3306 | 9994.6302 | 0 | 9994.6302 | 0 | 506.3952 | 255.7622
WtrCldScrewChlr-0.748kwpton | DEER2023 |  | 2022-03-15 00:09:29+00 | Any | MBT | Rec | CZ11 | cWVVG | Cap-Tons | 1 | 199999.2031 | None | 1613651.75 | 453273.4453 | 737073.3125 | 0 | 230679.8242 | 1717.4993 | 57997.2852 | 132905.2539 | 14366.1921 | 25253.2803 | 9992.8792 | 0 | 9992.8792 | 0 | 591.8993 | 311.7445
WtrCldScrewChlr-0.439kwpton-VarSpd | DEER2023 |  | 2022-03-15 00:41:21+00 | Any | MBT | Rec | CZ11 | cWVVG | Cap-Tons | 354.5586 | 199999.2031 | None | 1484567.25 | 453273.4453 | 737073.3125 | 0 | 101452.166 | 1586.076 | 58271.668 | 132905.2539 | 14366.1921 | 25253.2803 | 9992.8792 | 0 | 9992.8792 | 0 | 480.9995 | 236.3007
WtrCldScrewChlr-0.748kwpton-VarSpd | DEER2023 |  | 2022-03-15 00:41:21+00 | Any | MBT | Rec | CZ11 | cWVVG | Cap-Tons | 1 | 199999.2031 | None | 1555314 | 453273.4453 | 737073.3125 | 0 | 172274.0039 | 1608.148 | 58174.5508 | 132905.2539 | 14366.1921 | 25253.2803 | 9992.8792 | 0 | 9992.8792 | 0 | 540.1912 | 273.0707
AirCldRecipChlr-0.95kwpton | DEER2023 |  | 2022-03-14 18:21:41+00 | Any | MBT | Rec | CZ12 | cAVVG | Cap-Tons | 334.6681 | 199999.2031 | None | 1516084 | 453273.4453 | 737073.3125 | 0 | 181115.8789 | 0 | 13865.9651 | 130749.9453 | 11588.0798 | 27440.0542 | 9945.907 | 0 | 9945.907 | 0 | 594.1788 | 301.3132
AirCldRecipChlr-1.407kwpton | DEER2023 |  | 2022-03-14 18:21:41+00 | Any | MBT | Rec | CZ12 | cAVVG | Cap-Tons | 1 | 199999.2031 | None | 1603210 | 453273.4453 | 737073.3125 | 0 | 268242.2109 | 0 | 13865.9651 | 130749.9453 | 11588.0798 | 27440.0542 | 9945.907 | 0 | 9945.907 | 0 | 700.3515 | 366.479
AirCldScrewChlr-0.95kwpton | DEER2023 |  | 2022-03-14 19:29:42+00 | Any | MBT | Rec | CZ12 | cAVVG | Cap-Tons | 334.6681 | 199999.2031 | None | 1547653.25 | 453273.4453 | 737073.3125 | 0 | 212436.1758 | 0 | 14115.1472 | 130750.0273 | 11588.0798 | 27440.0566 | 9945.8968 | 0 | 9945.8968 | 0 | 609.0955 | 313.4708
AirCldScrewChlr-1.407kwpton | DEER2023 |  | 2022-03-14 19:29:42+00 | Any | MBT | Rec | CZ12 | cAVVG | Cap-Tons | 1 | 199999.2031 | None | 1649846 | 453273.4453 | 737073.3125 | 0 | 314629.0078 | 0 | 14115.1472 | 130750.0273 | 11588.0798 | 27440.0566 | 9945.8968 | 0 | 9945.8968 | 0 | 722.4378 | 384.4805
AirCldScrewChlr-0.99kwpton-VarSpd | DEER2023 |  | 2022-03-14 20:36:10+00 | Any | MBT | Rec | CZ12 | cAVVG | Cap-Tons | 334.6681 | 199999.2031 | None | 1556597.75 | 453273.4453 | 737073.3125 | 0 | 221380.7969 | 0 | 14115.1472 | 130750.0273 | 11588.0798 | 27440.0566 | 9945.8968 | 0 | 9945.8968 | 0 | 619.0163 | 319.686
AirCldScrewChlr-1.407kwpton-VarSpd | DEER2023 |  | 2022-03-14 20:36:10+00 | Any | MBT | Rec | CZ12 | cAVVG | Cap-Tons | 1 | 199999.2031 | None | 1649846 | 453273.4453 | 737073.3125 | 0 | 314629.0078 | 0 | 14115.1472 | 130750.0273 | 11588.0798 | 27440.0566 | 9945.8968 | 0 | 9945.8968 | 0 | 722.4378 | 384.4805
WtrCldCentChlr-Conv-0.42kwpton | DEER2023 |  | 2022-03-14 21:09:18+00 | Any | MBT | Rec | CZ12 | cWVVG | Cap-Tons | 334.6681 | 199999.2031 | None | 1494032.25 | 453273.4453 | 737073.3125 | 0 | 125724.377 | 1776.3727 | 45429.4414 | 130749.8496 | 11588.0798 | 27440.0469 | 9945.9254 | 0 | 9945.9254 | 0 | 496.508 | 244.302
WtrCldCentChlr-Conv-0.748kwpton | DEER2023 |  | 2022-03-14 21:09:18+00 | Any | MBT | Rec | CZ12 | cWVVG | Cap-Tons | 1 | 199999.2031 | None | 1592137.5 | 453273.4453 | 737073.3125 | 0 | 223798.8477 | 1850.696 | 45386.2754 | 130749.8496 | 11588.0798 | 27440.0469 | 9945.9254 | 0 | 9945.9254 | 0 | 575.7603 | 294.931
WtrCldCentChlr-Conv-1Cmp-0.439kwpton-VarSpd-CndRlf | DEER2023 |  | 2022-03-14 22:16:50+00 | Any | MBT | Rec | CZ12 | cWVVG | Cap-Tons | 334.6681 | 199999.2031 | None | 1442924.75 | 453273.4453 | 737073.3125 | 0 | 72438.7109 | 5080.0923 | 44304.2217 | 130749.7539 | 11587.8477 | 27440.0469 | 9945.941 | 0 | 9945.941 | 0 | 465.2795 | 222.1425
WtrCldCentChlr-Conv-1Cmp-0.748kwpton-VarSpd-CndRlf | DEER2023 |  | 2022-03-14 22:16:50+00 | Any | MBT | Rec | CZ12 | cWVVG | Cap-Tons | 1 | 199999.2031 | None | 1493592.5 | 453273.4453 | 737073.3125 | 0 | 123198.3242 | 5157.6187 | 44135 | 130749.7305 | 11587.8477 | 27440.0444 | 9945.941 | 0 | 9945.941 | 0 | 510.7295 | 249.161
WtrCldCentChlr-NoFric-1Cmp-0.439kwpton-VarSpd-CndRlf | DEER2023 |  | 2022-03-14 22:54:12+00 | Any | MBT | Rec | CZ12 | cWVVG | Cap-Tons | 334.6681 | 199999.2031 | None | 1444102.5 | 453273.4453 | 737073.3125 | 0 | 73310.4004 | 5115.0216 | 44575.0264 | 130749.7539 | 11588.0798 | 27440.0444 | 9945.941 | 0 | 9945.941 | 0 | 472.364 | 226.696
WtrCldCentChlr-NoFric-1Cmp-0.748kwpton-VarSpd-CndRlf | DEER2023 |  | 2022-03-14 22:54:12+00 | Any | MBT | Rec | CZ12 | cWVVG | Cap-Tons | 1 | 199999.2031 | None | 1495514.25 | 453273.4453 | 737073.3125 | 0 | 124771.8516 | 5204.3228 | 44436.002 | 130749.7539 | 11588.0798 | 27440.0444 | 9945.941 | 0 | 9945.941 | 0 | 522.8388 | 256.9398
WtrCldCentChlr-NoFric-2Cmp-0.439kwpton-VarSpd-CndRlf | DEER2023 |  | 2022-03-14 23:25:13+00 | Any | MBT | Rec | CZ12 | cWVVG | Cap-Tons | 334.6681 | 199999.2031 | None | 1444701.25 | 453273.4453 | 737073.3125 | 0 | 74003.5898 | 5121.6206 | 44474.1113 | 130749.7539 | 11588.0798 | 27440.0444 | 9945.9414 | 0 | 9945.9414 | 0 | 474.2285 | 227.9837
WtrCldCentChlr-NoFric-2Cmp-0.748kwpton-VarSpd-CndRlf | DEER2023 |  | 2022-03-14 23:25:13+00 | Any | MBT | Rec | CZ12 | cWVVG | Cap-Tons | 1 | 199999.2031 | None | 1496564 | 453273.4453 | 737073.3125 | 0 | 125981.623 | 5215.6093 | 44265.2178 | 130749.7539 | 11588.0798 | 27440.0444 | 9945.941 | 0 | 9945.941 | 0 | 526.0267 | 259.1395
WtrCldRecipChlr-0.42kwpton | DEER2023 |  | 2022-03-14 23:49:47+00 | Any | MBT | Rec | CZ12 | cWVVG | Cap-Tons | 334.6681 | 199999.2031 | None | 1473563.75 | 453273.4453 | 737073.3125 | 0 | 102576.6504 | 1838.3192 | 48046.1582 | 130750.3242 | 11588.0798 | 27440.0757 | 9945.8598 | 0 | 9945.8598 | 0 | 489.3333 | 239.2328
WtrCldRecipChlr-0.748kwpton | DEER2023 |  | 2022-03-14 23:49:47+00 | Any | MBT | Rec | CZ12 | cWVVG | Cap-Tons | 1 | 199999.2031 | None | 1553340.75 | 453273.4453 | 737073.3125 | 0 | 182480.125 | 1896.3625 | 47862.1846 | 130750.3242 | 11588.0798 | 27440.0757 | 9945.8598 | 0 | 9945.8598 | 0 | 562.9768 | 285.024
WtrCldScrewChlr-0.42kwpton | DEER2023 |  | 2022-03-15 00:09:29+00 | Any | MBT | Rec | CZ12 | cWVVG | Cap-Tons | 334.6681 | 199999.2031 | None | 1480172.75 | 453273.4453 | 737073.3125 | 0 | 109396.9512 | 1861.7517 | 47811.7646 | 130750.3242 | 11588.0798 | 27440.0728 | 9945.8598 | 0 | 9945.8598 | 0 | 499.1065 | 245.391
WtrCldScrewChlr-0.748kwpton | DEER2023 |  | 2022-03-15 00:09:29+00 | Any | MBT | Rec | CZ12 | cWVVG | Cap-Tons | 1 | 199999.2031 | None | 1564681 | 453273.4453 | 737073.3125 | 0 | 194077.0234 | 1937.3727 | 47564.4775 | 130750.3242 | 11588.0798 | 27440.0654 | 9945.8598 | 0 | 9945.8598 | 0 | 580.384 | 295.9898
WtrCldScrewChlr-0.439kwpton-VarSpd | DEER2023 |  | 2022-03-15 00:41:21+00 | Any | MBT | Rec | CZ12 | cWVVG | Cap-Tons | 334.6681 | 199999.2031 | None | 1456739.25 | 453273.4453 | 737073.3125 | 0 | 85960.332 | 1800.024 | 47876.0293 | 130750.3242 | 11588.0798 | 27440.0757 | 9945.8589 | 0 | 9945.8589 | 0 | 476.8687 | 228.3495
WtrCldScrewChlr-0.748kwpton-VarSpd | DEER2023 |  | 2022-03-15 00:41:21+00 | Any | MBT | Rec | CZ12 | cWVVG | Cap-Tons | 1 | 199999.2031 | None | 1516688.75 | 453273.4453 | 737073.3125 | 0 | 146070.9219 | 1826.0378 | 47689.7217 | 130750.3242 | 11588.0798 | 27440.0757 | 9945.8598 | 0 | 9945.8598 | 0 | 534.4713 | 261.9622
AirCldRecipChlr-0.95kwpton | DEER2023 |  | 2022-03-14 18:21:41+00 | Any | MBT | Rec | CZ13 | cAVVG | Cap-Tons | 362.3392 | 199999.2031 | None | 1591906.2164 | 453235.599 | 737073.3125 | 0 | 247378.0576 | 0 | 17312.7375 | 136901.1746 | 15932.1266 | 24116.3816 | 9279.2851 | 0 | 9279.2851 | 0 | 621.4209 | 321.2194
AirCldRecipChlr-1.407kwpton | DEER2023 |  | 2022-03-14 18:21:41+00 | Any | MBT | Rec | CZ13 | cAVVG | Cap-Tons | 1 | 199999.2031 | None | 1710907.382 | 453235.599 | 737073.3125 | 0 | 366379.8052 | 0 | 17312.7375 | 136901.1746 | 15932.1266 | 24116.3816 | 9279.2851 | 0 | 9279.2851 | 0 | 739.8181 | 395.3924
AirCldScrewChlr-0.95kwpton | DEER2023 |  | 2022-03-14 19:29:42+00 | Any | MBT | Rec | CZ13 | cAVVG | Cap-Tons | 362.3392 | 199999.2031 | None | 1631562.7119 | 453235.599 | 737073.3125 | 0 | 286886.9017 | 0 | 17460.3831 | 136901.1981 | 15932.129 | 24116.3816 | 9279.2801 | 0 | 9279.2801 | 0 | 638.6485 | 336.7535
AirCldScrewChlr-1.407kwpton | DEER2023 |  | 2022-03-14 19:29:42+00 | Any | MBT | Rec | CZ13 | cAVVG | Cap-Tons | 1 | 199999.2031 | None | 1769570.1317 | 453235.599 | 737073.3125 | 0 | 424894.6415 | 0 | 17460.3831 | 136901.1981 | 15932.129 | 24116.3816 | 9279.2801 | 0 | 9279.2801 | 0 | 765.3356 | 418.3994
AirCldScrewChlr-0.99kwpton-VarSpd | DEER2023 |  | 2022-03-14 20:36:10+00 | Any | MBT | Rec | CZ13 | cAVVG | Cap-Tons | 362.3392 | 199999.2031 | None | 1643641.7797 | 453235.599 | 737073.3125 | 0 | 298966.4305 | 0 | 17460.3831 | 136901.1981 | 15932.129 | 24116.3816 | 9279.2801 | 0 | 9279.2801 | 0 | 649.7374 | 343.8994
AirCldScrewChlr-1.407kwpton-VarSpd | DEER2023 |  | 2022-03-14 20:36:10+00 | Any | MBT | Rec | CZ13 | cAVVG | Cap-Tons | 1 | 199999.2031 | None | 1769570.1317 | 453235.599 | 737073.3125 | 0 | 424894.6415 | 0 | 17460.3831 | 136901.1981 | 15932.129 | 24116.3816 | 9279.2801 | 0 | 9279.2801 | 0 | 765.3356 | 418.3994
WtrCldCentChlr-Conv-0.42kwpton | DEER2023 |  | 2022-03-14 21:09:18+00 | Any | MBT | Rec | CZ13 | cWVVG | Cap-Tons | 362.3392 | 199999.2031 | None | 1552981.7171 | 453235.599 | 737073.3125 | 0 | 163395.2781 | 2421.4355 | 59950.0647 | 136901.0106 | 15932.1518 | 24116.3816 | 9279.3113 | 0 | 9279.3113 | 0 | 509.6665 | 256.9286
WtrCldCentChlr-Conv-0.748kwpton | DEER2023 |  | 2022-03-14 21:09:18+00 | Any | MBT | Rec | CZ13 | cWVVG | Cap-Tons | 1 | 199999.2031 | None | 1680437.5098 | 453235.599 | 737073.3125 | 0 | 290782.9995 | 2523.5749 | 59915.8425 | 136901.0106 | 15932.1518 | 24116.3816 | 9279.3109 | 0 | 9279.3109 | 0 | 596.2106 | 314.3694
WtrCldCentChlr-Conv-1Cmp-0.439kwpton-VarSpd-CndRlf | DEER2023 |  | 2022-03-14 22:16:50+00 | Any | MBT | Rec | CZ13 | cWVVG | Cap-Tons | 362.3392 | 199999.2031 | None | 1487106.4107 | 453235.599 | 737073.3125 | 0 | 94410.5482 | 7041.7484 | 58439.145 | 136900.6981 | 15932.1518 | 24116.3816 | 9279.3357 | 0 | 9279.3357 | 0 | 476.9108 | 232.879
WtrCldCentChlr-Conv-1Cmp-0.748kwpton-VarSpd-CndRlf | DEER2023 |  | 2022-03-14 22:16:50+00 | Any | MBT | Rec | CZ13 | cWVVG | Cap-Tons | 1 | 199999.2031 | None | 1553226.2973 | 453235.599 | 737073.3125 | 0 | 160585.6926 | 7142.0739 | 58283.7481 | 136900.6981 | 15932.1518 | 24116.3816 | 9279.3357 | 0 | 9279.3357 | 0 | 526.9849 | 263.5031
WtrCldCentChlr-NoFric-1Cmp-0.439kwpton-VarSpd-CndRlf | DEER2023 |  | 2022-03-14 22:54:12+00 | Any | MBT | Rec | CZ13 | cWVVG | Cap-Tons | 362.3392 | 199999.2031 | None | 1488059.3312 | 453235.599 | 737073.3125 | 0 | 95106.8279 | 7077.7531 | 58659.7485 | 136900.8074 | 15932.1518 | 24116.3816 | 9279.3325 | 0 | 9279.3325 | 0 | 484.8005 | 237.8285
WtrCldCentChlr-NoFric-1Cmp-0.748kwpton-VarSpd-CndRlf | DEER2023 |  | 2022-03-14 22:54:12+00 | Any | MBT | Rec | CZ13 | cWVVG | Cap-Tons | 1 | 199999.2031 | None | 1554753.9778 | 453235.599 | 737073.3125 | 0 | 161887.2529 | 7193.0353 | 58458.7934 | 136900.8074 | 15932.1518 | 24116.3816 | 9279.3325 | 0 | 9279.3325 | 0 | 540.437 | 271.9543
WtrCldCentChlr-NoFric-2Cmp-0.439kwpton-VarSpd-CndRlf | DEER2023 |  | 2022-03-14 23:25:13+00 | Any | MBT | Rec | CZ13 | cWVVG | Cap-Tons | 362.3392 | 199999.2031 | None | 1488729.0665 | 453235.599 | 737073.3125 | 0 | 95893.8857 | 7086.203 | 58533.6935 | 136900.7254 | 15932.1518 | 24116.3816 | 9279.3325 | 0 | 9279.3325 | 0 | 486.8162 | 239.2137
WtrCldCentChlr-NoFric-2Cmp-0.748kwpton-VarSpd-CndRlf | DEER2023 |  | 2022-03-14 23:25:13+00 | Any | MBT | Rec | CZ13 | cWVVG | Cap-Tons | 1 | 199999.2031 | None | 1555963.6832 | 453235.599 | 737073.3125 | 0 | 163250.8353 | 7207.5218 | 58290.3613 | 136900.8074 | 15932.1518 | 24116.3816 | 9279.3325 | 0 | 9279.3325 | 0 | 543.8855 | 274.3277
WtrCldRecipChlr-0.42kwpton | DEER2023 |  | 2022-03-14 23:49:47+00 | Any | MBT | Rec | CZ13 | cWVVG | Cap-Tons | 362.3392 | 199999.2031 | None | 1525640.9492 | 453235.599 | 737073.3125 | 0 | 132750.5801 | 2500.874 | 63173.8795 | 136901.5106 | 15932.1542 | 24116.3816 | 9279.2573 | 0 | 9279.2573 | 0 | 502.1433 | 251.1532
WtrCldRecipChlr-0.748kwpton | DEER2023 |  | 2022-03-14 23:49:47+00 | Any | MBT | Rec | CZ13 | cWVVG | Cap-Tons | 1 | 199999.2031 | None | 1629023.5411 | 453235.599 | 737073.3125 | 0 | 236164.6847 | 2580.0674 | 63063.1203 | 136901.5106 | 15932.1542 | 24116.3816 | 9279.2571 | 0 | 9279.2571 | 0 | 582.8046 | 302.4336
WtrCldScrewChlr-0.42kwpton | DEER2023 |  | 2022-03-15 00:09:29+00 | Any | MBT | Rec | CZ13 | cWVVG | Cap-Tons | 362.3392 | 199999.2031 | None | 1534759.2151 | 453235.599 | 737073.3125 | 0 | 142025.788 | 2531.6108 | 62986.2921 | 136901.5106 | 15932.1542 | 24116.3816 | 9279.2576 | 0 | 9279.2576 | 0 | 513.0802 | 258.7226
WtrCldScrewChlr-0.748kwpton | DEER2023 |  | 2022-03-15 00:09:29+00 | Any | MBT | Rec | CZ13 | cWVVG | Cap-Tons | 1 | 199999.2031 | None | 1644506.1173 | 453235.599 | 737073.3125 | 0 | 251968.3841 | 2633.1216 | 62689.0819 | 136901.5106 | 15932.1542 | 24116.3816 | 9279.2571 | 0 | 9279.2571 | 0 | 602.2791 | 315.9137
WtrCldScrewChlr-0.439kwpton-VarSpd | DEER2023 |  | 2022-03-15 00:41:21+00 | Any | MBT | Rec | CZ13 | cWVVG | Cap-Tons | 362.3392 | 199999.2031 | None | 1504228.0143 | 453235.599 | 737073.3125 | 0 | 111526.5768 | 2449.8878 | 63035.6383 | 136901.5106 | 15932.1623 | 24116.3816 | 9279.2576 | 0 | 9279.2576 | 0 | 488.4489 | 238.0421
WtrCldScrewChlr-0.748kwpton-VarSpd | DEER2023 |  | 2022-03-15 00:41:21+00 | Any | MBT | Rec | CZ13 | cWVVG | Cap-Tons | 1 | 199999.2031 | None | 1582059.4772 | 453235.599 | 737073.3125 | 0 | 189516.217 | 2487.2696 | 62840.6288 | 136901.5106 | 15932.1623 | 24116.3816 | 9279.2571 | 0 | 9279.2571 | 0 | 551.5056 | 275.0336
AirCldRecipChlr-0.95kwpton | DEER2023 |  | 2022-03-14 18:21:41+00 | Any | MBT | Rec | CZ14 | cAVVG | Cap-Tons | 373.7565 | 199999.2031 | None | 1575843.4815 | 453153.9879 | 737073.3125 | 0 | 233587.317 | 0 | 17081.678 | 134941.8324 | 14438.5465 | 23359.5627 | 10214.1574 | 0 | 10214.1574 | 0 | 608.2232 | 303.3199
AirCldRecipChlr-1.407kwpton | DEER2023 |  | 2022-03-14 18:21:41+00 | Any | MBT | Rec | CZ14 | cAVVG | Cap-Tons | 1 | 199999.2031 | None | 1688211.1934 | 453153.9879 | 737073.3125 | 0 | 345955.0258 | 0 | 17081.678 | 134941.8324 | 14438.5465 | 23359.5627 | 10214.1574 | 0 | 10214.1574 | 0 | 720.0598 | 369.4179
AirCldScrewChlr-0.95kwpton | DEER2023 |  | 2022-03-14 19:29:42+00 | Any | MBT | Rec | CZ14 | cAVVG | Cap-Tons | 373.7565 | 199999.2031 | None | 1614875.6379 | 453153.9879 | 737073.3125 | 0 | 272488.1184 | 0 | 17212.9027 | 134941.8579 | 14438.5465 | 23359.5627 | 10214.1574 | 0 | 10214.1574 | 0 | 627.5786 | 316.5586
AirCldScrewChlr-1.407kwpton | DEER2023 |  | 2022-03-14 19:29:42+00 | Any | MBT | Rec | CZ14 | cAVVG | Cap-Tons | 1 | 199999.2031 | None | 1745956.5967 | 453153.9879 | 737073.3125 | 0 | 403569.1541 | 0 | 17212.9027 | 134941.8579 | 14438.5465 | 23359.5627 | 10214.1574 | 0 | 10214.1574 | 0 | 748.7397 | 389.0337
AirCldScrewChlr-0.99kwpton-VarSpd | DEER2023 |  | 2022-03-14 20:36:10+00 | Any | MBT | Rec | CZ14 | cAVVG | Cap-Tons | 373.7565 | 199999.2031 | None | 1626348.8148 | 453153.9879 | 737073.3125 | 0 | 283961.3036 | 0 | 17212.9027 | 134941.8579 | 14438.5465 | 23359.5627 | 10214.1574 | 0 | 10214.1574 | 0 | 638.1839 | 322.9026
AirCldScrewChlr-1.407kwpton-VarSpd | DEER2023 |  | 2022-03-14 20:36:10+00 | Any | MBT | Rec | CZ14 | cAVVG | Cap-Tons | 1 | 199999.2031 | None | 1745956.5967 | 453153.9879 | 737073.3125 | 0 | 403569.1541 | 0 | 17212.9027 | 134941.8579 | 14438.5465 | 23359.5627 | 10214.1574 | 0 | 10214.1574 | 0 | 748.7397 | 389.0337
WtrCldCentChlr-Conv-0.42kwpton | DEER2023 |  | 2022-03-14 21:09:18+00 | Any | MBT | Rec | CZ14 | cWVVG | Cap-Tons | 373.7565 | 199999.2031 | None | 1535757.8477 | 453153.9879 | 737073.3125 | 0 | 153601.8826 | 868.7168 | 56112.9419 | 134941.725 | 14438.5465 | 23359.5627 | 10214.1697 | 0 | 10214.1697 | 0 | 506.1448 | 243.6038
WtrCldCentChlr-Conv-0.748kwpton | DEER2023 |  | 2022-03-14 21:09:18+00 | Any | MBT | Rec | CZ14 | cWVVG | Cap-Tons | 1 | 199999.2031 | None | 1655466.5309 | 453153.9879 | 737073.3125 | 0 | 273238.1299 | 901.4618 | 56152.6891 | 134941.725 | 14438.5465 | 23359.5627 | 10214.1697 | 0 | 10214.1697 | 0 | 590.8271 | 295.2356
WtrCldCentChlr-Conv-1Cmp-0.439kwpton-VarSpd-CndRlf | DEER2023 |  | 2022-03-14 22:16:50+00 | Any | MBT | Rec | CZ14 | cWVVG | Cap-Tons | 373.7565 | 199999.2031 | None | 1473527.93 | 453153.9879 | 737073.3125 | 0 | 95236.0189 | 1804.3851 | 51313.6404 | 134941.4281 | 14438.5465 | 23359.5627 | 10214.2022 | 0 | 10214.2022 | 0 | 463.9671 | 218.8242
WtrCldCentChlr-Conv-1Cmp-0.748kwpton-VarSpd-CndRlf | DEER2023 |  | 2022-03-14 22:16:50+00 | Any | MBT | Rec | CZ14 | cWVVG | Cap-Tons | 1 | 199999.2031 | None | 1539454.3704 | 453153.9879 | 737073.3125 | 0 | 161308.7781 | 1814.0102 | 51157.612 | 134941.4281 | 14438.5465 | 23359.5627 | 10214.2022 | 0 | 10214.2022 | 0 | 509.6627 | 249.0882
WtrCldCentChlr-NoFric-1Cmp-0.439kwpton-VarSpd-CndRlf | DEER2023 |  | 2022-03-14 22:54:12+00 | Any | MBT | Rec | CZ14 | cWVVG | Cap-Tons | 373.7565 | 199999.2031 | None | 1470997.2469 | 453153.9879 | 737073.3125 | 0 | 92678.625 | 1806.9789 | 51337.4969 | 134941.4026 | 14438.5465 | 23359.5627 | 10214.2022 | 0 | 10214.2022 | 0 | 469.7658 | 221.6242
WtrCldCentChlr-NoFric-1Cmp-0.748kwpton-VarSpd-CndRlf | DEER2023 |  | 2022-03-14 22:54:12+00 | Any | MBT | Rec | CZ14 | cWVVG | Cap-Tons | 1 | 199999.2031 | None | 1535423.9918 | 453153.9879 | 737073.3125 | 0 | 157278.0648 | 1821.2021 | 51150.6516 | 134941.4026 | 14438.5465 | 23359.5627 | 10214.2022 | 0 | 10214.2022 | 0 | 520.0038 | 253.8879
WtrCldCentChlr-NoFric-2Cmp-0.439kwpton-VarSpd-CndRlf | DEER2023 |  | 2022-03-14 23:25:13+00 | Any | MBT | Rec | CZ14 | cWVVG | Cap-Tons | 373.7565 | 199999.2031 | None | 1469608.0617 | 453153.9879 | 737073.3125 | 0 | 91498.2767 | 1807.7956 | 51127.8126 | 134941.4026 | 14438.5465 | 23359.5627 | 10214.2022 | 0 | 10214.2022 | 0 | 470.5515 | 222.367
WtrCldCentChlr-NoFric-2Cmp-0.748kwpton-VarSpd-CndRlf | DEER2023 |  | 2022-03-14 23:25:13+00 | Any | MBT | Rec | CZ14 | cWVVG | Cap-Tons | 1 | 199999.2031 | None | 1533227.5761 | 453153.9879 | 737073.3125 | 0 | 155392.403 | 1822.6193 | 50838.223 | 134941.4026 | 14438.5465 | 23359.5627 | 10214.2022 | 0 | 10214.2022 | 0 | 521.3415 | 255.1527
WtrCldRecipChlr-0.42kwpton | DEER2023 |  | 2022-03-14 23:49:47+00 | Any | MBT | Rec | CZ14 | cWVVG | Cap-Tons | 373.7565 | 199999.2031 | None | 1507494.2716 | 453153.9879 | 737073.3125 | 0 | 122048.2874 | 923.379 | 59348.436 | 134941.9281 | 14438.5465 | 23359.5627 | 10214.1497 | 0 | 10214.1497 | 0 | 494.1309 | 239.3922
WtrCldRecipChlr-0.748kwpton | DEER2023 |  | 2022-03-14 23:49:47+00 | Any | MBT | Rec | CZ14 | cWVVG | Cap-Tons | 1 | 199999.2031 | None | 1602215.3333 | 453153.9879 | 737073.3125 | 0 | 216842.5469 | 948.2992 | 59249.5905 | 134941.9281 | 14438.5465 | 23359.5627 | 10214.1497 | 0 | 10214.1497 | 0 | 569.477 | 285.8657
WtrCldScrewChlr-0.42kwpton | DEER2023 |  | 2022-03-15 00:09:29+00 | Any | MBT | Rec | CZ14 | cWVVG | Cap-Tons | 373.7565 | 199999.2031 | None | 1515574.3292 | 453153.9879 | 737073.3125 | 0 | 130533.0607 | 942.9709 | 58924.0074 | 134941.9536 | 14438.5465 | 23359.5627 | 10214.1497 | 0 | 10214.1497 | 0 | 508.5201 | 247.3209
WtrCldScrewChlr-0.748kwpton | DEER2023 |  | 2022-03-15 00:09:29+00 | Any | MBT | Rec | CZ14 | cWVVG | Cap-Tons | 1 | 199999.2031 | None | 1615864.321 | 453153.9879 | 737073.3125 | 0 | 231157.7944 | 981.3969 | 58550.8227 | 134941.9536 | 14438.5465 | 23359.5627 | 10214.1497 | 0 | 10214.1497 | 0 | 595.0979 | 299.96
WtrCldScrewChlr-0.439kwpton-VarSpd | DEER2023 |  | 2022-03-15 00:41:21+00 | Any | MBT | Rec | CZ14 | cWVVG | Cap-Tons | 373.7565 | 199999.2031 | None | 1485806.2263 | 453153.9879 | 737073.3125 | 0 | 100746.8469 | 897.8364 | 58987.2348 | 134941.9281 | 14438.5465 | 23359.5651 | 10214.1497 | 0 | 10214.1497 | 0 | 478.8879 | 228.8907
WtrCldScrewChlr-0.748kwpton-VarSpd | DEER2023 |  | 2022-03-15 00:41:21+00 | Any | MBT | Rec | CZ14 | cWVVG | Cap-Tons | 1 | 199999.2031 | None | 1555568.1111 | 453153.9879 | 737073.3125 | 0 | 170697.4716 | 903.083 | 58792.751 | 134941.9281 | 14438.5465 | 23359.5627 | 10214.1497 | 0 | 10214.1497 | 0 | 536.071 | 263.3815
AirCldRecipChlr-0.95kwpton | DEER2023 |  | 2022-03-14 18:21:41+00 | Any | MBT | Rec | CZ15 | cAVVG | Cap-Tons | 462.5672 | 199999.2031 | None | 1804232.25 | 453273.4453 | 737073.3125 | 0 | 434173.5469 | 0 | 27306.2979 | 152400.2266 | 25457.7178 | 6835.017 | 6592.803 | 0 | 6592.803 | 0 | 685.4493 | 363.0465
AirCldRecipChlr-1.407kwpton | DEER2023 |  | 2022-03-14 18:21:41+00 | Any | MBT | Rec | CZ15 | cAVVG | Cap-Tons | 1 | 199999.2031 | None | 2013092.5 | 453273.4453 | 737073.3125 | 0 | 643033.7969 | 0 | 27306.2979 | 152400.2266 | 25457.7178 | 6835.017 | 6592.803 | 0 | 6592.803 | 0 | 831.5757 | 456.0147
AirCldScrewChlr-0.95kwpton | DEER2023 |  | 2022-03-14 19:29:42+00 | Any | MBT | Rec | CZ15 | cAVVG | Cap-Tons | 462.5672 | 199999.2031 | None | 1872612 | 453273.4453 | 737073.3125 | 0 | 502621.4375 | 0 | 27238.4404 | 152400.2539 | 25458.0205 | 6835.0177 | 6592.8027 | 0 | 6592.8027 | 0 | 717.2002 | 386.7128
AirCldScrewChlr-1.407kwpton | DEER2023 |  | 2022-03-14 19:29:42+00 | Any | MBT | Rec | CZ15 | cAVVG | Cap-Tons | 1 | 199999.2031 | None | 2114399.5 | 453273.4453 | 737073.3125 | 0 | 744408.7031 | 0 | 27238.4404 | 152400.2539 | 25458.0205 | 6835.0177 | 6592.8027 | 0 | 6592.8027 | 0 | 878.5938 | 491.0648
AirCldScrewChlr-0.99kwpton-VarSpd | DEER2023 |  | 2022-03-14 20:36:10+00 | Any | MBT | Rec | CZ15 | cAVVG | Cap-Tons | 462.5672 | 199999.2031 | None | 1893775.25 | 453273.4453 | 737073.3125 | 0 | 523784.5469 | 0 | 27238.4404 | 152400.2539 | 25458.0205 | 6835.0177 | 6592.8027 | 0 | 6592.8027 | 0 | 731.3267 | 395.846
AirCldScrewChlr-1.407kwpton-VarSpd | DEER2023 |  | 2022-03-14 20:36:10+00 | Any | MBT | Rec | CZ15 | cAVVG | Cap-Tons | 1 | 199999.2031 | None | 2114399.5 | 453273.4453 | 737073.3125 | 0 | 744408.7031 | 0 | 27238.4404 | 152400.2539 | 25458.0205 | 6835.0177 | 6592.8027 | 0 | 6592.8027 | 0 | 878.594 | 491.0648
WtrCldCentChlr-Conv-0.42kwpton | DEER2023 |  | 2022-03-14 21:09:18+00 | Any | MBT | Rec | CZ15 | cWVVG | Cap-Tons | 462.5672 | 199999.2031 | None | 1714960 | 453273.4453 | 737073.3125 | 0 | 271505.3984 | 2033.7481 | 98669.1895 | 152399.8789 | 25457.5771 | 6835.017 | 6592.8323 | 0 | 6592.8323 | 0 | 538.5432 | 264.0992
WtrCldCentChlr-Conv-0.748kwpton | DEER2023 |  | 2022-03-14 21:09:18+00 | Any | MBT | Rec | CZ15 | cWVVG | Cap-Tons | 1 | 199999.2031 | None | 1926388.25 | 453273.4453 | 737073.3125 | 0 | 482933.7109 | 2107.4823 | 98595.1992 | 152399.8789 | 25457.5771 | 6835.017 | 6592.8328 | 0 | 6592.8328 | 0 | 639.6078 | 327.4812
WtrCldCentChlr-Conv-1Cmp-0.439kwpton-VarSpd-CndRlf | DEER2023 |  | 2022-03-14 22:16:50+00 | Any | MBT | Rec | CZ15 | cWVVG | Cap-Tons | 462.5672 | 199999.2031 | None | 1606411.5 | 453273.4453 | 737073.3125 | 0 | 166003.3789 | 5362.5521 | 92293.6953 | 152399.4062 | 25457.5698 | 6835.017 | 6592.8722 | 0 | 6592.8722 | 0 | 487.24 | 236.81
WtrCldCentChlr-Conv-1Cmp-0.748kwpton-VarSpd-CndRlf | DEER2023 |  | 2022-03-14 22:16:50+00 | Any | MBT | Rec | CZ15 | cWVVG | Cap-Tons | 1 | 199999.2031 | None | 1721580.75 | 453273.4453 | 737073.3125 | 0 | 281434.3828 | 5392.5309 | 92002.3906 | 152399.3789 | 25457.5698 | 6835.017 | 6592.8722 | 0 | 6592.8722 | 0 | 540.7347 | 274.7178
WtrCldCentChlr-NoFric-1Cmp-0.439kwpton-VarSpd-CndRlf | DEER2023 |  | 2022-03-14 22:54:12+00 | Any | MBT | Rec | CZ15 | cWVVG | Cap-Tons | 462.5672 | 199999.2031 | None | 1599852 | 453273.4453 | 737073.3125 | 0 | 159326.875 | 5370.2894 | 92403.2129 | 152399.4062 | 25457.8408 | 6835.017 | 6592.8755 | 0 | 6592.8755 | 0 | 494.1388 | 239.6962
WtrCldCentChlr-NoFric-1Cmp-0.748kwpton-VarSpd-CndRlf | DEER2023 |  | 2022-03-14 22:54:12+00 | Any | MBT | Rec | CZ15 | cWVVG | Cap-Tons | 1 | 199999.2031 | None | 1710843 | 453273.4453 | 737073.3125 | 0 | 270651.4453 | 5408.1588 | 92032.3242 | 152399.3789 | 25457.8408 | 6835.017 | 6592.8752 | 0 | 6592.8752 | 0 | 552.4942 | 279.6357
WtrCldCentChlr-NoFric-2Cmp-0.439kwpton-VarSpd-CndRlf | DEER2023 |  | 2022-03-14 23:25:13+00 | Any | MBT | Rec | CZ15 | cWVVG | Cap-Tons | 462.5672 | 199999.2031 | None | 1597633 | 453273.4453 | 737073.3125 | 0 | 157289.0938 | 5371.4591 | 92220.5781 | 152399.3789 | 25457.8408 | 6835.017 | 6592.8752 | 0 | 6592.8752 | 0 | 495.2582 | 240.583
WtrCldCentChlr-NoFric-2Cmp-0.748kwpton-VarSpd-CndRlf | DEER2023 |  | 2022-03-14 23:25:13+00 | Any | MBT | Rec | CZ15 | cWVVG | Cap-Tons | 1 | 199999.2031 | None | 1707178.5 | 453273.4453 | 737073.3125 | 0 | 267286.9453 | 5410.5108 | 91729.7266 | 152399.3789 | 25457.8408 | 6835.017 | 6592.8749 | 0 | 6592.8749 | 0 | 554.4025 | 281.146
WtrCldRecipChlr-0.42kwpton | DEER2023 |  | 2022-03-14 23:49:47+00 | Any | MBT | Rec | CZ15 | cWVVG | Cap-Tons | 462.5672 | 199999.2031 | None | 1662251 | 453273.4453 | 737073.3125 | 0 | 213207.8711 | 2143.7975 | 104147.1758 | 152400.1758 | 25457.5771 | 6835.0179 | 6592.8061 | 0 | 6592.8061 | 0 | 522.7708 | 260.8077
WtrCldRecipChlr-0.748kwpton | DEER2023 |  | 2022-03-14 23:49:47+00 | Any | MBT | Rec | CZ15 | cWVVG | Cap-Tons | 1 | 199999.2031 | None | 1827800.75 | 453273.4453 | 737073.3125 | 0 | 378891.0234 | 2196.2285 | 103961.0996 | 152400.1758 | 25457.5771 | 6835.017 | 6592.8061 | 0 | 6592.8061 | 0 | 611.5098 | 318.0095
WtrCldScrewChlr-0.42kwpton | DEER2023 |  | 2022-03-15 00:09:29+00 | Any | MBT | Rec | CZ15 | cWVVG | Cap-Tons | 462.5672 | 199999.2031 | None | 1679736 | 453273.4453 | 737073.3125 | 0 | 231067.8711 | 2184.2475 | 103731.8008 | 152400.1758 | 25457.5771 | 6835.0172 | 6592.8061 | 0 | 6592.8061 | 0 | 540.413 | 270.2747
WtrCldScrewChlr-0.748kwpton | DEER2023 |  | 2022-03-15 00:09:29+00 | Any | MBT | Rec | CZ15 | cWVVG | Cap-Tons | 1 | 199999.2031 | None | 1857380.25 | 453273.4453 | 737073.3125 | 0 | 409188.2656 | 2265.4746 | 103174.3809 | 152400.1758 | 25457.5771 | 6835.0162 | 6592.807 | 0 | 6592.807 | 0 | 642.9272 | 334.8098
WtrCldScrewChlr-0.439kwpton-VarSpd | DEER2023 |  | 2022-03-15 00:41:21+00 | Any | MBT | Rec | CZ15 | cWVVG | Cap-Tons | 462.5672 | 199999.2031 | None | 1626056.75 | 453273.4453 | 737073.3125 | 0 | 177462.0977 | 2088.4655 | 103754.0508 | 152400.1758 | 25457.5771 | 6835.017 | 6592.807 | 0 | 6592.807 | 0 | 503.535 | 247.4365
WtrCldScrewChlr-0.748kwpton-VarSpd | DEER2023 |  | 2022-03-15 00:41:21+00 | Any | MBT | Rec | CZ15 | cWVVG | Cap-Tons | 1 | 199999.2031 | None | 1749125.5 | 453273.4453 | 737073.3125 | 0 | 300812.8672 | 2099.2182 | 103461.2598 | 152400.1758 | 25457.5771 | 6835.017 | 6592.807 | 0 | 6592.807 | 0 | 569.9718 | 289.5512
AirCldRecipChlr-0.95kwpton | DEER2023 |  | 2022-03-14 18:21:41+00 | Any | MBT | Rec | CZ16 | cAVVG | Cap-Tons | 232.6557 | 199999.2031 | None | 1400579.5081 | 453178.8911 | 737073.3125 | 0 | 83167.5196 | 0 | 8569.1736 | 118585.0085 | 6651.9546 | 44127.5968 | 18309.5556 | 0 | 18309.5556 | 0 | 486.3402 | 225.3137
AirCldRecipChlr-1.407kwpton | DEER2023 |  | 2022-03-14 18:21:41+00 | Any | MBT | Rec | CZ16 | cAVVG | Cap-Tons | 1 | 199999.2031 | None | 1440587.1922 | 453178.8911 | 737073.3125 | 0 | 123175.4653 | 0 | 8569.1736 | 118585.0085 | 6651.9546 | 44127.5968 | 18309.5556 | 0 | 18309.5556 | 0 | 544.1563 | 256.1865
AirCldScrewChlr-0.95kwpton | DEER2023 |  | 2022-03-14 19:29:42+00 | Any | MBT | Rec | CZ16 | cAVVG | Cap-Tons | 232.6557 | 199999.2031 | None | 1417046.215 | 453178.8911 | 737073.3125 | 0 | 99354.0672 | 0 | 8849.0945 | 118585.0339 | 6651.9546 | 44127.6056 | 18309.5428 | 0 | 18309.5428 | 0 | 496.4715 | 232.6873
AirCldScrewChlr-1.407kwpton | DEER2023 |  | 2022-03-14 19:29:42+00 | Any | MBT | Rec | CZ16 | cAVVG | Cap-Tons | 1 | 199999.2031 | None | 1464840.759 | 453178.8911 | 737073.3125 | 0 | 147148.5609 | 0 | 8849.0945 | 118585.0339 | 6651.9546 | 44127.6056 | 18309.5428 | 0 | 18309.5428 | 0 | 559.167 | 266.9965
AirCldScrewChlr-0.99kwpton-VarSpd | DEER2023 |  | 2022-03-14 20:36:10+00 | Any | MBT | Rec | CZ16 | cAVVG | Cap-Tons | 232.6557 | 199999.2031 | None | 1421229 | 453178.8911 | 737073.3125 | 0 | 103537.3797 | 0 | 8849.0945 | 118585.0339 | 6651.9546 | 44127.6056 | 18309.5428 | 0 | 18309.5428 | 0 | 501.9593 | 235.6904
AirCldScrewChlr-1.407kwpton-VarSpd | DEER2023 |  | 2022-03-14 20:36:10+00 | Any | MBT | Rec | CZ16 | cAVVG | Cap-Tons | 1 | 199999.2031 | None | 1464840.759 | 453178.8911 | 737073.3125 | 0 | 147148.5609 | 0 | 8849.0945 | 118585.0339 | 6651.9546 | 44127.6056 | 18309.5428 | 0 | 18309.5428 | 0 | 559.167 | 266.9965
WtrCldCentChlr-Conv-0.42kwpton | DEER2023 |  | 2022-03-14 21:09:18+00 | Any | MBT | Rec | CZ16 | cWVVG | Cap-Tons | 232.6557 | 199999.2031 | None | 1395130.8925 | 453178.8911 | 737073.3125 | 0 | 62024.6667 | 734.5671 | 23528.9354 | 118585.0339 | 6651.9546 | 44127.6056 | 18309.5428 | 0 | 18309.5428 | 0 | 449.9764 | 207.8583
WtrCldCentChlr-Conv-0.748kwpton | DEER2023 |  | 2022-03-14 21:09:18+00 | Any | MBT | Rec | CZ16 | cWVVG | Cap-Tons | 1 | 199999.2031 | None | 1443561.3648 | 453178.8911 | 737073.3125 | 0 | 110417.0248 | 768.7281 | 23533.145 | 118585.0339 | 6651.9546 | 44127.6056 | 18309.5428 | 0 | 18309.5428 | 0 | 504.4327 | 238.2194
WtrCldCentChlr-Conv-1Cmp-0.439kwpton-VarSpd-CndRlf | DEER2023 |  | 2022-03-14 22:16:50+00 | Any | MBT | Rec | CZ16 | cWVVG | Cap-Tons | 232.6557 | 199999.2031 | None | 1368487.4984 | 453178.8911 | 737073.3125 | 0 | 34681.6919 | 1604.2839 | 23358.9886 | 118585.0339 | 6651.9546 | 44127.6056 | 18309.5454 | 0 | 18309.5454 | 0 | 424.1897 | 192.8379
WtrCldCentChlr-Conv-1Cmp-0.748kwpton-VarSpd-CndRlf | DEER2023 |  | 2022-03-14 22:16:50+00 | Any | MBT | Rec | CZ16 | cWVVG | Cap-Tons | 1 | 199999.2031 | None | 1392729.0163 | 453178.8911 | 737073.3125 | 0 | 58994.6123 | 1623.4624 | 23268.677 | 118585.0339 | 6651.9546 | 44127.6056 | 18309.5454 | 0 | 18309.5454 | 0 | 454.1196 | 209.0875
WtrCldCentChlr-NoFric-1Cmp-0.439kwpton-VarSpd-CndRlf | DEER2023 |  | 2022-03-14 22:54:12+00 | Any | MBT | Rec | CZ16 | cWVVG | Cap-Tons | 232.6557 | 199999.2031 | None | 1370177.9088 | 453178.8911 | 737073.3125 | 0 | 36245.8629 | 1617.7155 | 23471.6059 | 118585.0339 | 6651.9546 | 44127.6056 | 18309.5428 | 0 | 18309.5428 | 0 | 429.6348 | 195.7703
WtrCldCentChlr-NoFric-1Cmp-0.748kwpton-VarSpd-CndRlf | DEER2023 |  | 2022-03-14 22:54:12+00 | Any | MBT | Rec | CZ16 | cWVVG | Cap-Tons | 1 | 199999.2031 | None | 1395566.2769 | 453178.8911 | 737073.3125 | 0 | 61702.9718 | 1643.8305 | 23376.9799 | 118585.0339 | 6651.9546 | 44127.6056 | 18309.5428 | 0 | 18309.5428 | 0 | 463.3988 | 214.0853
WtrCldCentChlr-NoFric-2Cmp-0.439kwpton-VarSpd-CndRlf | DEER2023 |  | 2022-03-14 23:25:13+00 | Any | MBT | Rec | CZ16 | cWVVG | Cap-Tons | 232.6557 | 199999.2031 | None | 1370786.8469 | 453178.8911 | 737073.3125 | 0 | 36896.9284 | 1621.0008 | 23426.0939 | 118585.0339 | 6651.9546 | 44127.6056 | 18309.5428 | 0 | 18309.5428 | 0 | 430.9953 | 196.4911
WtrCldCentChlr-NoFric-2Cmp-0.748kwpton-VarSpd-CndRlf | DEER2023 |  | 2022-03-14 23:25:13+00 | Any | MBT | Rec | CZ16 | cWVVG | Cap-Tons | 1 | 199999.2031 | None | 1396601.7492 | 453178.8911 | 737073.3125 | 0 | 62824.4205 | 1649.6359 | 23284.5667 | 118585.0339 | 6651.9546 | 44127.6056 | 18309.5428 | 0 | 18309.5428 | 0 | 465.7177 | 215.3138
WtrCldRecipChlr-0.42kwpton | DEER2023 |  | 2022-03-14 23:49:47+00 | Any | MBT | Rec | CZ16 | cWVVG | Cap-Tons | 232.6557 | 199999.2031 | None | 1385490.3225 | 453178.8911 | 737073.3125 | 0 | 51508.5686 | 745.9208 | 24393.3089 | 118585.2351 | 6651.9546 | 44127.6076 | 18309.5233 | 0 | 18309.5233 | 0 | 444.9561 | 205.0167
WtrCldRecipChlr-0.748kwpton | DEER2023 |  | 2022-03-14 23:49:47+00 | Any | MBT | Rec | CZ16 | cWVVG | Cap-Tons | 1 | 199999.2031 | None | 1425606.9935 | 453178.8911 | 737073.3125 | 0 | 91651.1037 | 773.4051 | 24339.2057 | 118585.2351 | 6651.9546 | 44127.6076 | 18309.5233 | 0 | 18309.5233 | 0 | 495.5042 | 232.5513
WtrCldScrewChlr-0.42kwpton | DEER2023 |  | 2022-03-15 00:09:29+00 | Any | MBT | Rec | CZ16 | cWVVG | Cap-Tons | 232.6557 | 199999.2031 | None | 1387596.4593 | 453178.8911 | 737073.3125 | 0 | 53741.8177 | 755.6603 | 24255.7679 | 118585.2351 | 6651.9546 | 44127.6076 | 18309.5233 | 0 | 18309.5233 | 0 | 451.5238 | 208.3765
WtrCldScrewChlr-0.748kwpton | DEER2023 |  | 2022-03-15 00:09:29+00 | Any | MBT | Rec | CZ16 | cWVVG | Cap-Tons | 1 | 199999.2031 | None | 1429128.7199 | 453178.8911 | 737073.3125 | 0 | 95398.3757 | 790.7261 | 24096.5424 | 118585.2351 | 6651.9546 | 44127.6076 | 18309.5233 | 0 | 18309.5233 | 0 | 507.1981 | 238.5341
WtrCldScrewChlr-0.439kwpton-VarSpd | DEER2023 |  | 2022-03-15 00:41:21+00 | Any | MBT | Rec | CZ16 | cWVVG | Cap-Tons | 232.6557 | 199999.2031 | None | 1376892.1889 | 453178.8911 | 737073.3125 | 0 | 43025.7465 | 729.1368 | 24294.6626 | 118585.2351 | 6651.9546 | 44127.6076 | 18309.5233 | 0 | 18309.5233 | 0 | 435.5865 | 198.2797
WtrCldScrewChlr-0.748kwpton-VarSpd | DEER2023 |  | 2022-03-15 00:41:21+00 | Any | MBT | Rec | CZ16 | cWVVG | Cap-Tons | 1 | 199999.2031 | None | 1406933.0261 | 453178.8911 | 737073.3125 | 0 | 73146.6777 | 742.5791 | 24200.6507 | 118585.2351 | 6651.9546 | 44127.6076 | 18309.5233 | 0 | 18309.5233 | 0 | 474.5512 | 218.3526
AirCldRecipChlr-0.95kwpton | DEER2023 |  | 2022-03-14 18:21:41+00 | Any | Nrs | Ex | CZ01 | cAVVG | Cap-Tons | 64.5737 | 60654.5781 | None | 730975.4424 | 187320.4781 | 419568.5938 | 0 | 5555.6994 | 0 | 23082.2572 | 95448.1011 | 2145.7478 | 70969.418 | 24800.0359 | 117.2249 | 24682.816 | 0 | 128.8054 | 120.0143
AirCldRecipChlr-1.407kwpton | DEER2023 |  | 2022-03-14 18:21:41+00 | Any | Nrs | Ex | CZ01 | cAVVG | Cap-Tons | 1 | 60654.5781 | None | 733648.0842 | 187320.4781 | 419568.5938 | 0 | 8228.2819 | 0 | 23082.2572 | 95448.1011 | 2145.7478 | 70969.418 | 24800.0359 | 117.2249 | 24682.816 | 0 | 139.4852 | 127.7205
AirCldScrewChlr-0.95kwpton | DEER2023 |  | 2022-03-14 19:29:42+00 | Any | Nrs | Ex | CZ01 | cAVVG | Cap-Tons | 64.5737 | 60654.5781 | None | 733156.2704 | 187320.4781 | 419568.5938 | 0 | 7735.8483 | 0 | 23082.8704 | 95448.1011 | 2145.7478 | 70969.418 | 24800.0391 | 117.2249 | 24682.816 | 0 | 130.9072 | 121.9285
AirCldScrewChlr-1.407kwpton | DEER2023 |  | 2022-03-14 19:29:42+00 | Any | Nrs | Ex | CZ01 | cAVVG | Cap-Tons | 1 | 60654.5781 | None | 736877.4973 | 187320.4781 | 419568.5938 | 0 | 11457.197 | 0 | 23082.8704 | 95448.1011 | 2145.7478 | 70969.418 | 24800.0391 | 117.2249 | 24682.816 | 0 | 142.5645 | 130.5357
AirCldScrewChlr-0.99kwpton-VarSpd | DEER2023 |  | 2022-03-14 20:36:10+00 | Any | Nrs | Ex | CZ01 | cAVVG | Cap-Tons | 64.5737 | 60654.5781 | None | 733481.91 | 187320.4781 | 419568.5938 | 0 | 8061.5685 | 0 | 23082.8704 | 95448.1011 | 2145.7478 | 70969.418 | 24800.0391 | 117.2249 | 24682.816 | 0 | 131.9273 | 122.6822
AirCldScrewChlr-1.407kwpton-VarSpd | DEER2023 |  | 2022-03-14 20:36:10+00 | Any | Nrs | Ex | CZ01 | cAVVG | Cap-Tons | 1 | 60654.5781 | None | 736877.4973 | 187320.4781 | 419568.5938 | 0 | 11457.197 | 0 | 23082.8704 | 95448.1011 | 2145.7478 | 70969.418 | 24800.0391 | 117.2249 | 24682.816 | 0 | 142.5645 | 130.5357
WtrCldCentChlr-Conv-0.42kwpton | DEER2023 |  | 2022-03-14 21:09:18+00 | Any | Nrs | Ex | CZ01 | cWVVG | Cap-Tons | 64.6221 | 60654.5781 | None | 734081.8794 | 187320.4781 | 419568.5938 | 0 | 6275.5461 | 23.7925 | 25445.0961 | 95448.1011 | 2145.7478 | 70969.418 | 24800.0391 | 117.2249 | 24682.816 | 0 | 123.6978 | 117.4637
WtrCldCentChlr-Conv-0.748kwpton | DEER2023 |  | 2022-03-14 21:09:18+00 | Any | Nrs | Ex | CZ01 | cWVVG | Cap-Tons | 1 | 60654.5781 | None | 738979.6427 | 187320.4781 | 419568.5938 | 0 | 11179.3302 | 25.1409 | 25437.6546 | 95448.1011 | 2145.7478 | 70969.418 | 24800.0391 | 117.2249 | 24682.816 | 0 | 134.7024 | 125.9727
WtrCldCentChlr-Conv-1Cmp-0.439kwpton-VarSpd-CndRlf | DEER2023 |  | 2022-03-14 22:16:50+00 | Any | Nrs | Ex | CZ01 | cWVVG | Cap-Tons | 64.6221 | 60654.5781 | None | 731665.2367 | 187320.4781 | 419568.5938 | 0 | 3741.6177 | 111.6583 | 25474.5566 | 95448.1011 | 2145.7478 | 70969.418 | 24800.0391 | 117.2249 | 24682.816 | 0 | 119.7591 | 114.3224
WtrCldCentChlr-Conv-1Cmp-0.748kwpton-VarSpd-CndRlf | DEER2023 |  | 2022-03-14 22:16:50+00 | Any | Nrs | Ex | CZ01 | cWVVG | Cap-Tons | 1 | 60654.5781 | None | 734251.0824 | 187320.4781 | 419568.5938 | 0 | 6344.2962 | 111.285 | 25458.0188 | 95448.1011 | 2145.7478 | 70969.418 | 24800.0391 | 117.2249 | 24682.816 | 0 | 126.512 | 119.49
WtrCldCentChlr-NoFric-1Cmp-0.439kwpton-VarSpd-CndRlf | DEER2023 |  | 2022-03-14 22:54:12+00 | Any | Nrs | Ex | CZ01 | cWVVG | Cap-Tons | 64.6221 | 60654.5781 | None | 730336.4783 | 187320.4781 | 419568.5938 | 0 | 2536.3522 | 101.6414 | 25361.0554 | 95448.1011 | 2145.7478 | 70969.418 | 24800.0391 | 117.2249 | 24682.816 | 0 | 120.0926 | 114.1985
WtrCldCentChlr-NoFric-1Cmp-0.748kwpton-VarSpd-CndRlf | DEER2023 |  | 2022-03-14 22:54:12+00 | Any | Nrs | Ex | CZ01 | cWVVG | Cap-Tons | 1 | 60654.5781 | None | 732077.8236 | 187320.4781 | 419568.5938 | 0 | 4304.3382 | 99.4662 | 25336.5505 | 95448.1011 | 2145.7478 | 70969.418 | 24800.0391 | 117.2249 | 24682.816 | 0 | 127.1369 | 119.3393
WtrCldCentChlr-NoFric-2Cmp-0.439kwpton-VarSpd-CndRlf | DEER2023 |  | 2022-03-14 23:25:13+00 | Any | Nrs | Ex | CZ01 | cWVVG | Cap-Tons | 64.6221 | 60654.5781 | None | 730101.5838 | 187320.4781 | 419568.5938 | 0 | 2317.6299 | 101.3134 | 25345.1262 | 95448.1011 | 2145.7478 | 70969.418 | 24800.0391 | 117.2249 | 24682.816 | 0 | 120.2777 | 114.2605
WtrCldCentChlr-NoFric-2Cmp-0.748kwpton-VarSpd-CndRlf | DEER2023 |  | 2022-03-14 23:25:13+00 | Any | Nrs | Ex | CZ01 | cWVVG | Cap-Tons | 1 | 60654.5781 | None | 731681.5071 | 187320.4781 | 419568.5938 | 0 | 3931.6923 | 98.9397 | 25313.3574 | 95448.1011 | 2145.7478 | 70969.418 | 24800.0391 | 117.2249 | 24682.816 | 0 | 127.4515 | 119.4449
WtrCldRecipChlr-0.42kwpton | DEER2023 |  | 2022-03-14 23:49:47+00 | Any | Nrs | Ex | CZ01 | cWVVG | Cap-Tons | 64.6221 | 60654.5781 | None | 731515.2008 | 187320.4781 | 419568.5938 | 0 | 3753.727 | 22.2347 | 25401.8594 | 95448.1011 | 2145.7478 | 70969.418 | 24800.0391 | 117.2249 | 24682.816 | 0 | 122.6147 | 116.0477
WtrCldRecipChlr-0.748kwpton | DEER2023 |  | 2022-03-14 23:49:47+00 | Any | Nrs | Ex | CZ01 | cWVVG | Cap-Tons | 1 | 60654.5781 | None | 734403.1622 | 187320.4781 | 419568.5938 | 0 | 6658.2098 | 22.7742 | 25384.7925 | 95448.1011 | 2145.7478 | 70969.418 | 24800.0391 | 117.2249 | 24682.816 | 0 | 132.6931 | 123.468
WtrCldScrewChlr-0.42kwpton | DEER2023 |  | 2022-03-15 00:09:29+00 | Any | Nrs | Ex | CZ01 | cWVVG | Cap-Tons | 64.6221 | 60654.5781 | None | 731386.2473 | 187320.4781 | 419568.5938 | 0 | 3646.6239 | 22.8714 | 25379.3383 | 95448.1011 | 2145.7478 | 70969.418 | 24800.0391 | 117.2249 | 24682.816 | 0 | 123.842 | 116.7564
WtrCldScrewChlr-0.748kwpton | DEER2023 |  | 2022-03-15 00:09:29+00 | Any | Nrs | Ex | CZ01 | cWVVG | Cap-Tons | 1 | 60654.5781 | None | 734103.3023 | 187320.4781 | 419568.5938 | 0 | 6396.7682 | 23.8871 | 25345.1506 | 95448.1011 | 2145.7478 | 70969.418 | 24800.0391 | 117.2249 | 24682.816 | 0 | 134.8777 | 124.7086
WtrCldScrewChlr-0.439kwpton-VarSpd | DEER2023 |  | 2022-03-15 00:41:21+00 | Any | Nrs | Ex | CZ01 | cWVVG | Cap-Tons | 64.6221 | 60654.5781 | None | 731422.1645 | 187320.4781 | 419568.5938 | 0 | 3578.6796 | 23.1172 | 25482.9718 | 95448.1011 | 2145.7478 | 70969.418 | 24800.0391 | 117.2249 | 24682.816 | 0 | 121.6229 | 115.489
WtrCldScrewChlr-0.748kwpton-VarSpd | DEER2023 |  | 2022-03-15 00:41:21+00 | Any | Nrs | Ex | CZ01 | cWVVG | Cap-Tons | 1 | 60654.5781 | None | 733862.9246 | 187320.4781 | 419568.5938 | 0 | 6041.6139 | 23.2552 | 25460.6163 | 95448.1011 | 2145.7478 | 70969.418 | 24800.0391 | 117.2249 | 24682.816 | 0 | 129.9712 | 121.7391
AirCldRecipChlr-0.95kwpton | DEER2023 |  | 2022-03-14 18:21:41+00 | Any | Nrs | Ex | CZ02 | cAVVG | Cap-Tons | 102.7591 | 60654.5781 | None | 789910.922 | 187153.8062 | 419568.5938 | 0 | 58408.866 | 0 | 28733.3945 | 96046.3099 | 16892.544 | 48204.6659 | 17992.8896 | 117.2249 | 17875.6654 | 0 | 175.8187 | 158.3113
AirCldRecipChlr-1.407kwpton | DEER2023 |  | 2022-03-14 18:21:41+00 | Any | Nrs | Ex | CZ02 | cAVVG | Cap-Tons | 1 | 60654.5781 | None | 818008.6183 | 187153.8062 | 419568.5938 | 0 | 86506.5875 | 0 | 28733.3945 | 96046.3099 | 16892.544 | 48204.6659 | 17992.8896 | 117.2249 | 17875.6654 | 0 | 208.0032 | 183.5647
AirCldScrewChlr-0.95kwpton | DEER2023 |  | 2022-03-14 19:29:42+00 | Any | Nrs | Ex | CZ02 | cAVVG | Cap-Tons | 102.7591 | 60654.5781 | None | 800038.5756 | 187153.8062 | 419568.5938 | 0 | 68515.1829 | 0 | 28754.8087 | 96046.3042 | 16892.544 | 48204.6659 | 17992.8955 | 117.2249 | 17875.6713 | 0 | 179.6988 | 161.7782
AirCldScrewChlr-1.407kwpton | DEER2023 |  | 2022-03-14 19:29:42+00 | Any | Nrs | Ex | CZ02 | cAVVG | Cap-Tons | 1 | 60654.5781 | None | 832998.0511 | 187153.8062 | 419568.5938 | 0 | 101474.578 | 0 | 28754.8087 | 96046.3042 | 16892.544 | 48204.6659 | 17992.8955 | 117.2249 | 17875.6713 | 0 | 213.7491 | 188.6994
AirCldScrewChlr-0.99kwpton-VarSpd | DEER2023 |  | 2022-03-14 20:36:10+00 | Any | Nrs | Ex | CZ02 | cAVVG | Cap-Tons | 102.7591 | 60654.5781 | None | 802923.4959 | 187153.8062 | 419568.5938 | 0 | 71400.0267 | 0 | 28754.8087 | 96046.3042 | 16892.544 | 48204.6659 | 17992.8955 | 117.2249 | 17875.6713 | 0 | 182.679 | 164.1344
AirCldScrewChlr-1.407kwpton-VarSpd | DEER2023 |  | 2022-03-14 20:36:10+00 | Any | Nrs | Ex | CZ02 | cAVVG | Cap-Tons | 1 | 60654.5781 | None | 832998.0511 | 187153.8062 | 419568.5938 | 0 | 101474.578 | 0 | 28754.8087 | 96046.3042 | 16892.544 | 48204.6659 | 17992.8955 | 117.2249 | 17875.6713 | 0 | 213.7491 | 188.6994
WtrCldCentChlr-Conv-0.42kwpton | DEER2023 |  | 2022-03-14 21:09:18+00 | Any | Nrs | Ex | CZ02 | cWVVG | Cap-Tons | 102.7712 | 60654.5781 | None | 785622.0328 | 187153.8062 | 419568.5938 | 0 | 42740.1303 | 486.7319 | 39626.5122 | 96046.3107 | 16892.544 | 48204.6659 | 17992.8912 | 117.2249 | 17875.6692 | 0 | 148.0977 | 139.0581
WtrCldCentChlr-Conv-0.748kwpton | DEER2023 |  | 2022-03-14 21:09:18+00 | Any | Nrs | Ex | CZ02 | cWVVG | Cap-Tons | 1 | 60654.5781 | None | 819002.2187 | 187153.8062 | 419568.5938 | 0 | 76110.2432 | 509.3957 | 39613.9613 | 96046.3107 | 16892.544 | 48204.6659 | 17992.8912 | 117.2249 | 17875.6692 | 0 | 173.6294 | 160.737
WtrCldCentChlr-Conv-1Cmp-0.439kwpton-VarSpd-CndRlf | DEER2023 |  | 2022-03-14 22:16:50+00 | Any | Nrs | Ex | CZ02 | cWVVG | Cap-Tons | 102.7712 | 60654.5781 | None | 770952.4409 | 187153.8062 | 419568.5938 | 0 | 27574.2669 | 1229.2891 | 39380.3009 | 96046.3156 | 16892.544 | 48204.6659 | 17992.881 | 117.2249 | 17875.659 | 0 | 138.171 | 130.4086
WtrCldCentChlr-Conv-1Cmp-0.748kwpton-VarSpd-CndRlf | DEER2023 |  | 2022-03-14 22:16:50+00 | Any | Nrs | Ex | CZ02 | cWVVG | Cap-Tons | 1 | 60654.5781 | None | 790216.6009 | 187153.8062 | 419568.5938 | 0 | 46843.5327 | 1255.6973 | 39348.7591 | 96046.3156 | 16892.544 | 48204.6659 | 17992.881 | 117.2249 | 17875.659 | 0 | 153.5565 | 143.4902
WtrCldCentChlr-NoFric-1Cmp-0.439kwpton-VarSpd-CndRlf | DEER2023 |  | 2022-03-14 22:54:12+00 | Any | Nrs | Ex | CZ02 | cWVVG | Cap-Tons | 102.7712 | 60654.5781 | None | 768315.6229 | 187153.8062 | 419568.5938 | 0 | 25201.1533 | 1211.9911 | 39133.7927 | 96046.3181 | 16892.544 | 48204.6659 | 17992.881 | 117.2249 | 17875.6574 | 0 | 139.5593 | 131.452
WtrCldCentChlr-NoFric-1Cmp-0.748kwpton-VarSpd-CndRlf | DEER2023 |  | 2022-03-14 22:54:12+00 | Any | Nrs | Ex | CZ02 | cWVVG | Cap-Tons | 1 | 60654.5781 | None | 785937.4436 | 187153.8062 | 419568.5938 | 0 | 42842.3382 | 1237.5082 | 39088.9116 | 96046.3181 | 16892.544 | 48204.6659 | 17992.881 | 117.2249 | 17875.659 | 0 | 155.9987 | 145.3424
WtrCldCentChlr-NoFric-2Cmp-0.439kwpton-VarSpd-CndRlf | DEER2023 |  | 2022-03-14 23:25:13+00 | Any | Nrs | Ex | CZ02 | cWVVG | Cap-Tons | 102.7712 | 60654.5781 | None | 767988.1749 | 187153.8062 | 419568.5938 | 0 | 24913.198 | 1212.7391 | 39093.5051 | 96046.3181 | 16892.544 | 48204.6659 | 17992.881 | 117.2249 | 17875.6574 | 0 | 140.0711 | 131.8577
WtrCldCentChlr-NoFric-2Cmp-0.748kwpton-VarSpd-CndRlf | DEER2023 |  | 2022-03-14 23:25:13+00 | Any | Nrs | Ex | CZ02 | cWVVG | Cap-Tons | 1 | 60654.5781 | None | 785406.9352 | 187153.8062 | 419568.5938 | 0 | 42356.885 | 1238.8866 | 39042.4943 | 96046.3181 | 16892.544 | 48204.6659 | 17992.881 | 117.2249 | 17875.659 | 0 | 156.871 | 146.0345
WtrCldRecipChlr-0.42kwpton | DEER2023 |  | 2022-03-14 23:49:47+00 | Any | Nrs | Ex | CZ02 | cWVVG | Cap-Tons | 102.7712 | 60654.5781 | None | 777137.9498 | 187153.8062 | 419568.5938 | 0 | 33835.1157 | 498.1611 | 40036.1569 | 96046.2948 | 16892.406 | 48204.6659 | 17992.911 | 117.2249 | 17875.689 | 0 | 145.9097 | 137.1014
WtrCldRecipChlr-0.748kwpton | DEER2023 |  | 2022-03-14 23:49:47+00 | Any | Nrs | Ex | CZ02 | cWVVG | Cap-Tons | 1 | 60654.5781 | None | 803453.4192 | 187153.8062 | 419568.5938 | 0 | 60170.4876 | 516.245 | 39998.0598 | 96046.2948 | 16892.406 | 48204.6659 | 17992.911 | 117.2249 | 17875.689 | 0 | 169.7452 | 157.2008
WtrCldScrewChlr-0.42kwpton | DEER2023 |  | 2022-03-15 00:09:29+00 | Any | Nrs | Ex | CZ02 | cWVVG | Cap-Tons | 102.7712 | 60654.5781 | None | 779669.9001 | 187153.8062 | 419568.5938 | 0 | 36441.1461 | 505.5966 | 39954.5865 | 96046.2948 | 16892.406 | 48204.6659 | 17992.911 | 117.2249 | 17875.689 | 0 | 148.7888 | 139.7289
WtrCldScrewChlr-0.748kwpton | DEER2023 |  | 2022-03-15 00:09:29+00 | Any | Nrs | Ex | CZ02 | cWVVG | Cap-Tons | 1 | 60654.5781 | None | 807789.0159 | 187153.8062 | 419568.5938 | 0 | 64610.265 | 529.3074 | 39880.9209 | 96046.2948 | 16892.406 | 48204.6659 | 17992.911 | 117.2249 | 17875.689 | 0 | 174.8756 | 161.8819
WtrCldScrewChlr-0.439kwpton-VarSpd | DEER2023 |  | 2022-03-15 00:41:21+00 | Any | Nrs | Ex | CZ02 | cWVVG | Cap-Tons | 102.7712 | 60654.5781 | None | 773409.9245 | 187153.8062 | 419568.5938 | 0 | 30011.3035 | 495.7631 | 40134.2955 | 96046.2965 | 16892.406 | 48204.6659 | 17992.911 | 117.2249 | 17875.689 | 0 | 142.9447 | 134.5118
WtrCldScrewChlr-0.748kwpton-VarSpd | DEER2023 |  | 2022-03-15 00:41:21+00 | Any | Nrs | Ex | CZ02 | cWVVG | Cap-Tons | 1 | 60654.5781 | None | 794321.6263 | 187153.8062 | 419568.5938 | 0 | 50963.5331 | 506.7202 | 40082.7557 | 96046.2965 | 16892.406 | 48204.6659 | 17992.911 | 117.2249 | 17875.689 | 0 | 162.3087 | 150.773
AirCldRecipChlr-0.95kwpton | DEER2023 |  | 2022-03-14 18:21:41+00 | Any | Nrs | Ex | CZ03 | cAVVG | Cap-Tons | 89.42 | 60654.5781 | None | 757626.399 | 186954.738 | 419568.5938 | 0 | 35360.1328 | 0 | 18792.9559 | 96949.5597 | 13698.6594 | 47144.3331 | 14183.0626 | 117.2249 | 14065.8407 | 0 | 147.2717 | 136.9436
AirCldRecipChlr-1.407kwpton | DEER2023 |  | 2022-03-14 18:21:41+00 | Any | Nrs | Ex | CZ03 | cAVVG | Cap-Tons | 1 | 60654.5781 | None | 774636.3708 | 186954.738 | 419568.5938 | 0 | 52370.219 | 0 | 18792.9559 | 96949.5597 | 13698.6594 | 47144.3331 | 14183.0626 | 117.2249 | 14065.8407 | 0 | 166.8462 | 153.0015
AirCldScrewChlr-0.95kwpton | DEER2023 |  | 2022-03-14 19:29:42+00 | Any | Nrs | Ex | CZ03 | cAVVG | Cap-Tons | 89.42 | 60654.5781 | None | 768326.2153 | 186954.738 | 419568.5938 | 0 | 46029.815 | 0 | 18823.0665 | 96949.5576 | 13698.6594 | 47144.3331 | 14183.0653 | 117.2249 | 14065.8407 | 0 | 150.9606 | 140.294
AirCldScrewChlr-1.407kwpton | DEER2023 |  | 2022-03-14 19:29:42+00 | Any | Nrs | Ex | CZ03 | cAVVG | Cap-Tons | 1 | 60654.5781 | None | 790468.8928 | 186954.738 | 419568.5938 | 0 | 68172.5715 | 0 | 18823.0665 | 96949.5576 | 13698.6594 | 47144.3331 | 14183.0653 | 117.2249 | 14065.8407 | 0 | 172.3109 | 157.963
AirCldScrewChlr-0.99kwpton-VarSpd | DEER2023 |  | 2022-03-14 20:36:10+00 | Any | Nrs | Ex | CZ03 | cAVVG | Cap-Tons | 89.42 | 60654.5781 | None | 770264.3091 | 186954.738 | 419568.5938 | 0 | 47967.9073 | 0 | 18823.0665 | 96949.5576 | 13698.6594 | 47144.3331 | 14183.0653 | 117.2249 | 14065.8407 | 0 | 152.8292 | 141.8406
AirCldScrewChlr-1.407kwpton-VarSpd | DEER2023 |  | 2022-03-14 20:36:10+00 | Any | Nrs | Ex | CZ03 | cAVVG | Cap-Tons | 1 | 60654.5781 | None | 790468.8928 | 186954.738 | 419568.5938 | 0 | 68172.5715 | 0 | 18823.0665 | 96949.5576 | 13698.6594 | 47144.3331 | 14183.0653 | 117.2249 | 14065.8407 | 0 | 172.3109 | 157.963
WtrCldCentChlr-Conv-0.42kwpton | DEER2023 |  | 2022-03-14 21:09:18+00 | Any | Nrs | Ex | CZ03 | cWVVG | Cap-Tons | 89.4309 | 60654.5781 | None | 765439.4963 | 186954.738 | 419568.5938 | 0 | 32525.5391 | 364.0546 | 29076.7373 | 96949.5576 | 13698.6594 | 47144.3331 | 14183.0626 | 117.2249 | 14065.8407 | 0 | 136.2177 | 128.8104
WtrCldCentChlr-Conv-0.748kwpton | DEER2023 |  | 2022-03-14 21:09:18+00 | Any | Nrs | Ex | CZ03 | cWVVG | Cap-Tons | 1 | 60654.5781 | None | 790847.0311 | 186954.738 | 419568.5938 | 0 | 57902.324 | 381.4108 | 29090.1101 | 96949.5576 | 13698.6594 | 47144.3331 | 14183.0626 | 117.2249 | 14065.8407 | 0 | 155.2921 | 145.0829
WtrCldCentChlr-Conv-1Cmp-0.439kwpton-VarSpd-CndRlf | DEER2023 |  | 2022-03-14 22:16:50+00 | Any | Nrs | Ex | CZ03 | cWVVG | Cap-Tons | 89.4309 | 60654.5781 | None | 751624.5287 | 186954.738 | 419568.5938 | 0 | 17925.5279 | 1161.8679 | 29063.9857 | 96949.5597 | 13698.6594 | 47144.3331 | 14183.0626 | 117.2249 | 14065.8407 | 0 | 128.573 | 122.3425
WtrCldCentChlr-Conv-1Cmp-0.748kwpton-VarSpd-CndRlf | DEER2023 |  | 2022-03-14 22:16:50+00 | Any | Nrs | Ex | CZ03 | cWVVG | Cap-Tons | 1 | 60654.5781 | None | 764148.7381 | 186954.738 | 419568.5938 | 0 | 30480.4792 | 1171.9439 | 29023.0751 | 96949.5597 | 13698.6594 | 47144.3331 | 14183.0626 | 117.2249 | 14065.8407 | 0 | 139.6353 | 131.778
WtrCldCentChlr-NoFric-1Cmp-0.439kwpton-VarSpd-CndRlf | DEER2023 |  | 2022-03-14 22:54:12+00 | Any | Nrs | Ex | CZ03 | cWVVG | Cap-Tons | 89.4309 | 60654.5781 | None | 749201.3506 | 186954.738 | 419568.5938 | 0 | 15657.373 | 1143.6669 | 28927.0962 | 96949.5576 | 13698.6594 | 47144.3331 | 14183.0626 | 117.2249 | 14065.8407 | 0 | 129.9246 | 123.4718
WtrCldCentChlr-NoFric-1Cmp-0.748kwpton-VarSpd-CndRlf | DEER2023 |  | 2022-03-14 22:54:12+00 | Any | Nrs | Ex | CZ03 | cWVVG | Cap-Tons | 1 | 60654.5781 | None | 760139.8325 | 186954.738 | 419568.5938 | 0 | 26643.6843 | 1151.4645 | 28871.4601 | 96949.5576 | 13698.6594 | 47144.3331 | 14183.0626 | 117.2249 | 14065.8407 | 0 | 141.9103 | 133.7359
WtrCldCentChlr-NoFric-2Cmp-0.439kwpton-VarSpd-CndRlf | DEER2023 |  | 2022-03-14 23:25:13+00 | Any | Nrs | Ex | CZ03 | cWVVG | Cap-Tons | 89.4309 | 60654.5781 | None | 748819.3792 | 186954.738 | 419568.5938 | 0 | 15322.1333 | 1144.3049 | 28879.7689 | 96949.5576 | 13698.6594 | 47144.3331 | 14183.0626 | 117.2249 | 14065.8407 | 0 | 130.3345 | 123.8059
WtrCldCentChlr-NoFric-2Cmp-0.748kwpton-VarSpd-CndRlf | DEER2023 |  | 2022-03-14 23:25:13+00 | Any | Nrs | Ex | CZ03 | cWVVG | Cap-Tons | 1 | 60654.5781 | None | 759500.8357 | 186954.738 | 419568.5938 | 0 | 26072.6109 | 1152.5853 | 28802.448 | 96949.5576 | 13698.6594 | 47144.3331 | 14183.0626 | 117.2249 | 14065.8407 | 0 | 142.608 | 134.3059
WtrCldRecipChlr-0.42kwpton | DEER2023 |  | 2022-03-14 23:49:47+00 | Any | Nrs | Ex | CZ03 | cWVVG | Cap-Tons | 89.4309 | 60654.5781 | None | 756315.4119 | 186954.738 | 419568.5938 | 0 | 23209.0893 | 365.3032 | 29267.7582 | 96949.5534 | 13698.6594 | 47144.3331 | 14183.0729 | 117.2249 | 14065.8482 | 0 | 134.6041 | 127.4805
WtrCldRecipChlr-0.748kwpton | DEER2023 |  | 2022-03-14 23:49:47+00 | Any | Nrs | Ex | CZ03 | cWVVG | Cap-Tons | 1 | 60654.5781 | None | 774322.6096 | 186954.738 | 419568.5938 | 0 | 41250.8398 | 376.7713 | 29221.8333 | 96949.5534 | 13698.6594 | 47144.3331 | 14183.0729 | 117.2249 | 14065.8482 | 0 | 152.1904 | 142.5099
WtrCldScrewChlr-0.42kwpton | DEER2023 |  | 2022-03-15 00:09:29+00 | Any | Nrs | Ex | CZ03 | cWVVG | Cap-Tons | 89.4309 | 60654.5781 | None | 756392.0477 | 186954.738 | 419568.5938 | 0 | 23359.135 | 370.3996 | 29189.2702 | 96949.5534 | 13698.6594 | 47144.3331 | 14183.0729 | 117.2249 | 14065.8482 | 0 | 136.9141 | 129.4074
WtrCldScrewChlr-0.748kwpton | DEER2023 |  | 2022-03-15 00:09:29+00 | Any | Nrs | Ex | CZ03 | cWVVG | Cap-Tons | 1 | 60654.5781 | None | 774231.0544 | 186954.738 | 419568.5938 | 0 | 41258.5905 | 385.8522 | 29113.3747 | 96949.5534 | 13698.6594 | 47144.3331 | 14183.0729 | 117.2249 | 14065.8482 | 0 | 156.2978 | 145.9355
WtrCldScrewChlr-0.439kwpton-VarSpd | DEER2023 |  | 2022-03-15 00:41:21+00 | Any | Nrs | Ex | CZ03 | cWVVG | Cap-Tons | 89.4309 | 60654.5781 | None | 753468.212 | 186954.738 | 419568.5938 | 0 | 20287.8505 | 363.1042 | 29344.042 | 96949.5534 | 13698.6594 | 47144.3331 | 14183.0729 | 117.2249 | 14065.8482 | 0 | 131.4618 | 125.0538
WtrCldScrewChlr-0.748kwpton-VarSpd | DEER2023 |  | 2022-03-15 00:41:21+00 | Any | Nrs | Ex | CZ03 | cWVVG | Cap-Tons | 1 | 60654.5781 | None | 767538.5344 | 186954.738 | 419568.5938 | 0 | 34403.7816 | 368.2056 | 29293.2765 | 96949.5534 | 13698.6594 | 47144.3331 | 14183.0729 | 117.2249 | 14065.8482 | 0 | 145.0706 | 136.8989
AirCldRecipChlr-0.95kwpton | DEER2023 |  | 2022-03-14 18:21:41+00 | Any | Nrs | Ex | CZ04 | cAVVG | Cap-Tons | 116.3601 | 60654.5781 | None | 829397.2632 | 187167.5753 | 419568.5938 | 0 | 87844.062 | 0 | 36343.208 | 98473.6695 | 24443.7904 | 35938.308 | 13257.5783 | 117.2249 | 13140.3526 | 0 | 184.8295 | 171.342
AirCldRecipChlr-1.407kwpton | DEER2023 |  | 2022-03-14 18:21:41+00 | Any | Nrs | Ex | CZ04 | cAVVG | Cap-Tons | 1 | 60654.5781 | None | 871654.8855 | 187167.5753 | 419568.5938 | 0 | 130101.6843 | 0 | 36343.208 | 98473.6695 | 24443.7904 | 35938.308 | 13257.5783 | 117.2249 | 13140.3526 | 0 | 220.8594 | 202.4397
AirCldScrewChlr-0.95kwpton | DEER2023 |  | 2022-03-14 19:29:42+00 | Any | Nrs | Ex | CZ04 | cAVVG | Cap-Tons | 116.3601 | 60654.5781 | None | 845589.7294 | 187167.5753 | 419568.5938 | 0 | 103993.2715 | 0 | 36386.4932 | 98473.6695 | 24443.7904 | 35938.3104 | 13257.5783 | 117.2249 | 13140.3547 | 0 | 189.0532 | 175.2612
AirCldScrewChlr-1.407kwpton | DEER2023 |  | 2022-03-14 19:29:42+00 | Any | Nrs | Ex | CZ04 | cAVVG | Cap-Tons | 1 | 60654.5781 | None | 895615.9705 | 187167.5753 | 419568.5938 | 0 | 154019.4909 | 0 | 36386.4932 | 98473.6695 | 24443.7904 | 35938.3104 | 13257.5783 | 117.2249 | 13140.3547 | 0 | 227.1146 | 208.2435
AirCldScrewChlr-0.99kwpton-VarSpd | DEER2023 |  | 2022-03-14 20:36:10+00 | Any | Nrs | Ex | CZ04 | cAVVG | Cap-Tons | 116.3601 | 60654.5781 | None | 849968.3733 | 187167.5753 | 419568.5938 | 0 | 108371.9081 | 0 | 36386.4932 | 98473.6695 | 24443.7904 | 35938.3104 | 13257.5783 | 117.2249 | 13140.3547 | 0 | 192.3847 | 178.1481
AirCldScrewChlr-1.407kwpton-VarSpd | DEER2023 |  | 2022-03-14 20:36:10+00 | Any | Nrs | Ex | CZ04 | cAVVG | Cap-Tons | 1 | 60654.5781 | None | 895615.9705 | 187167.5753 | 419568.5938 | 0 | 154019.4909 | 0 | 36386.4932 | 98473.6695 | 24443.7904 | 35938.3104 | 13257.5783 | 117.2249 | 13140.3547 | 0 | 227.1146 | 208.2435
WtrCldCentChlr-Conv-0.42kwpton | DEER2023 |  | 2022-03-14 21:09:18+00 | Any | Nrs | Ex | CZ04 | cWVVG | Cap-Tons | 116.3601 | 60654.5781 | None | 827053.8907 | 187167.5753 | 419568.5938 | 0 | 66609.0976 | 1092.5073 | 54142.3781 | 98473.6695 | 24443.7904 | 35938.308 | 13257.5783 | 117.2249 | 13140.3526 | 0 | 154.5678 | 146.6074
WtrCldCentChlr-Conv-0.748kwpton | DEER2023 |  | 2022-03-14 21:09:18+00 | Any | Nrs | Ex | CZ04 | cWVVG | Cap-Tons | 1 | 60654.5781 | None | 879086.7632 | 187167.5753 | 419568.5938 | 0 | 118601.546 | 1144.3831 | 54130.9168 | 98473.6695 | 24443.7904 | 35938.308 | 13257.5783 | 117.2249 | 13140.3526 | 0 | 183.3397 | 172.3755
WtrCldCentChlr-Conv-1Cmp-0.439kwpton-VarSpd-CndRlf | DEER2023 |  | 2022-03-14 22:16:50+00 | Any | Nrs | Ex | CZ04 | cWVVG | Cap-Tons | 116.3601 | 60654.5781 | None | 803675.7947 | 187167.5753 | 419568.5938 | 0 | 40946.9309 | 3371.3521 | 54147.4238 | 98473.676 | 24443.7904 | 35938.308 | 13257.5767 | 117.2249 | 13140.3526 | 0 | 145.1504 | 137.9272
WtrCldCentChlr-Conv-1Cmp-0.748kwpton-VarSpd-CndRlf | DEER2023 |  | 2022-03-14 22:16:50+00 | Any | Nrs | Ex | CZ04 | cWVVG | Cap-Tons | 1 | 60654.5781 | None | 832398.1712 | 187167.5753 | 419568.5938 | 0 | 69650.6574 | 3457.9853 | 54079.3759 | 98473.6744 | 24443.7904 | 35938.308 | 13257.5767 | 117.2249 | 13140.3526 | 0 | 162.9062 | 153.6986
WtrCldCentChlr-NoFric-1Cmp-0.439kwpton-VarSpd-CndRlf | DEER2023 |  | 2022-03-14 22:54:12+00 | Any | Nrs | Ex | CZ04 | cWVVG | Cap-Tons | 116.3601 | 60654.5781 | None | 799880.2289 | 187167.5753 | 419568.5938 | 0 | 37669.7024 | 3327.207 | 53673.4923 | 98473.6712 | 24443.7904 | 35938.308 | 13257.5783 | 117.2249 | 13140.3526 | 0 | 146.9931 | 139.4829
WtrCldCentChlr-NoFric-1Cmp-0.748kwpton-VarSpd-CndRlf | DEER2023 |  | 2022-03-14 22:54:12+00 | Any | Nrs | Ex | CZ04 | cWVVG | Cap-Tons | 1 | 60654.5781 | None | 826322.0413 | 187167.5753 | 419568.5938 | 0 | 64106.3934 | 3410.9154 | 53594.8774 | 98473.6712 | 24443.7904 | 35938.308 | 13257.5783 | 117.2249 | 13140.3526 | 0 | 166.1248 | 156.432
WtrCldCentChlr-NoFric-2Cmp-0.439kwpton-VarSpd-CndRlf | DEER2023 |  | 2022-03-14 23:25:13+00 | Any | Nrs | Ex | CZ04 | cWVVG | Cap-Tons | 116.3601 | 60654.5781 | None | 799509.0365 | 187167.5753 | 419568.5938 | 0 | 37377.7949 | 3328.8242 | 53592.5448 | 98473.6712 | 24443.7904 | 35938.308 | 13257.5783 | 117.2249 | 13140.3526 | 0 | 147.575 | 139.991
WtrCldCentChlr-NoFric-2Cmp-0.748kwpton-VarSpd-CndRlf | DEER2023 |  | 2022-03-14 23:25:13+00 | Any | Nrs | Ex | CZ04 | cWVVG | Cap-Tons | 1 | 60654.5781 | None | 825730.7459 | 187167.5753 | 419568.5938 | 0 | 63610.5161 | 3413.8963 | 53496.4473 | 98473.6712 | 24443.7904 | 35938.308 | 13257.5783 | 117.2249 | 13140.3526 | 0 | 167.1167 | 157.298
WtrCldRecipChlr-0.42kwpton | DEER2023 |  | 2022-03-14 23:49:47+00 | Any | Nrs | Ex | CZ04 | cWVVG | Cap-Tons | 116.3601 | 60654.5781 | None | 812863.4627 | 187167.5753 | 419568.5938 | 0 | 51954.5133 | 1106.6275 | 54592.3621 | 98473.6595 | 24443.7904 | 35938.4439 | 13257.584 | 117.2249 | 13140.3625 | 0 | 152.2061 | 144.5648
WtrCldRecipChlr-0.748kwpton | DEER2023 |  | 2022-03-14 23:49:47+00 | Any | Nrs | Ex | CZ04 | cWVVG | Cap-Tons | 1 | 60654.5781 | None | 853303.6456 | 187167.5753 | 419568.5938 | 0 | 92410.9565 | 1148.167 | 54534.5969 | 98473.6595 | 24443.7904 | 35938.4439 | 13257.5861 | 117.2249 | 13140.3625 | 0 | 179.1728 | 168.6108
WtrCldScrewChlr-0.42kwpton | DEER2023 |  | 2022-03-15 00:09:29+00 | Any | Nrs | Ex | CZ04 | cWVVG | Cap-Tons | 116.3601 | 60654.5781 | None | 815509.8387 | 187167.5753 | 419568.5938 | 0 | 54746.4466 | 1119.6993 | 54433.7198 | 98473.6595 | 24443.7904 | 35938.4439 | 13257.5861 | 117.2249 | 13140.3625 | 0 | 155.2076 | 147.5024
WtrCldScrewChlr-0.748kwpton | DEER2023 |  | 2022-03-15 00:09:29+00 | Any | Nrs | Ex | CZ04 | cWVVG | Cap-Tons | 1 | 60654.5781 | None | 857753.8236 | 187167.5753 | 419568.5938 | 0 | 97046.3496 | 1171.5499 | 54325.9969 | 98473.6595 | 24443.7904 | 35938.4439 | 13257.5861 | 117.2249 | 13140.3625 | 0 | 184.52 | 173.8428
WtrCldScrewChlr-0.439kwpton-VarSpd | DEER2023 |  | 2022-03-15 00:41:21+00 | Any | Nrs | Ex | CZ04 | cWVVG | Cap-Tons | 116.3601 | 60654.5781 | None | 807900.4725 | 187167.5753 | 419568.5938 | 0 | 46667.3229 | 1109.2848 | 54913.7856 | 98473.6579 | 24443.7904 | 35938.4439 | 13257.5861 | 117.2249 | 13140.3625 | 0 | 149.0315 | 141.5507
WtrCldScrewChlr-0.748kwpton-VarSpd | DEER2023 |  | 2022-03-15 00:41:21+00 | Any | Nrs | Ex | CZ04 | cWVVG | Cap-Tons | 1 | 60654.5781 | None | 840455.9886 | 187167.5753 | 419568.5938 | 0 | 79282.148 | 1136.6288 | 54827.164 | 98473.6579 | 24443.7904 | 35938.4439 | 13257.5861 | 117.2249 | 13140.3625 | 0 | 171.0361 | 161.091
AirCldRecipChlr-0.95kwpton | DEER2023 |  | 2022-03-14 18:21:41+00 | Any | Nrs | Ex | CZ05 | cAVVG | Cap-Tons | 81.4296 | 60654.5781 | None | 778527.6438 | 187165.1064 | 419568.5938 | 0 | 45703.2547 | 0 | 28785.5572 | 97305.4143 | 16664.8382 | 45001.9122 | 15422.3333 | 117.2249 | 15305.1129 | 0 | 149.8357 | 129.0398
AirCldRecipChlr-1.407kwpton | DEER2023 |  | 2022-03-14 18:21:41+00 | Any | Nrs | Ex | CZ05 | cAVVG | Cap-Tons | 1 | 60654.5781 | None | 800513.3307 | 187165.1064 | 419568.5938 | 0 | 67688.9012 | 0 | 28785.5572 | 97305.4143 | 16664.8382 | 45001.9122 | 15422.3333 | 117.2249 | 15305.1129 | 0 | 169.8442 | 140.7347
AirCldScrewChlr-0.95kwpton | DEER2023 |  | 2022-03-14 19:29:42+00 | Any | Nrs | Ex | CZ05 | cAVVG | Cap-Tons | 81.5839 | 60654.5781 | None | 788446.0244 | 187165.1064 | 419568.5938 | 0 | 55569.0495 | 0 | 28838.0841 | 97305.3964 | 16664.8382 | 45001.9122 | 15422.3516 | 117.2249 | 15305.1302 | 0 | 153.291 | 132.2191
AirCldScrewChlr-1.407kwpton | DEER2023 |  | 2022-03-14 19:29:42+00 | Any | Nrs | Ex | CZ05 | cAVVG | Cap-Tons | 1 | 60654.5781 | None | 815177.6562 | 187165.1064 | 419568.5938 | 0 | 82300.6825 | 0 | 28838.0841 | 97305.3964 | 16664.8382 | 45001.9122 | 15422.3516 | 117.2249 | 15305.1302 | 0 | 174.9649 | 145.4352
AirCldScrewChlr-0.99kwpton-VarSpd | DEER2023 |  | 2022-03-14 20:36:10+00 | Any | Nrs | Ex | CZ05 | cAVVG | Cap-Tons | 81.5839 | 60654.5781 | None | 790785.6943 | 187165.1064 | 419568.5938 | 0 | 57908.801 | 0 | 28838.0841 | 97305.3964 | 16664.8382 | 45001.9122 | 15422.3516 | 117.2249 | 15305.1302 | 0 | 155.1884 | 133.3757
AirCldScrewChlr-1.407kwpton-VarSpd | DEER2023 |  | 2022-03-14 20:36:10+00 | Any | Nrs | Ex | CZ05 | cAVVG | Cap-Tons | 1 | 60654.5781 | None | 815177.6562 | 187165.1064 | 419568.5938 | 0 | 82300.6825 | 0 | 28838.0841 | 97305.3964 | 16664.8382 | 45001.9122 | 15422.3516 | 117.2249 | 15305.1302 | 0 | 174.9649 | 145.4352
WtrCldCentChlr-Conv-0.42kwpton | DEER2023 |  | 2022-03-14 21:09:18+00 | Any | Nrs | Ex | CZ05 | cWVVG | Cap-Tons | 81.6192 | 60654.5781 | None | 781211.9176 | 187165.1064 | 419568.5938 | 0 | 37631.833 | 483.0684 | 39057.9837 | 97305.3874 | 16664.5544 | 45001.9122 | 15422.3634 | 117.2249 | 15305.143 | 0 | 138.4073 | 125.2977
WtrCldCentChlr-Conv-0.748kwpton | DEER2023 |  | 2022-03-14 21:09:18+00 | Any | Nrs | Ex | CZ05 | cWVVG | Cap-Tons | 1 | 60654.5781 | None | 810612.3886 | 187165.1064 | 419568.5938 | 0 | 67017.0832 | 507.3114 | 39048.9684 | 97305.3874 | 16664.5544 | 45001.9122 | 15422.3634 | 117.2249 | 15305.143 | 0 | 157.8849 | 138.3734
WtrCldCentChlr-Conv-1Cmp-0.439kwpton-VarSpd-CndRlf | DEER2023 |  | 2022-03-14 22:16:50+00 | Any | Nrs | Ex | CZ05 | cWVVG | Cap-Tons | 81.6192 | 60654.5781 | None | 767365.2222 | 187165.1064 | 419568.5938 | 0 | 22959.7062 | 1335.6253 | 39030.8209 | 97305.3874 | 16664.5544 | 45001.9122 | 15422.3634 | 117.2249 | 15305.143 | 0 | 130.4752 | 119.3404
WtrCldCentChlr-Conv-1Cmp-0.748kwpton-VarSpd-CndRlf | DEER2023 |  | 2022-03-14 22:16:50+00 | Any | Nrs | Ex | CZ05 | cWVVG | Cap-Tons | 1 | 60654.5781 | None | 783448.1756 | 187165.1064 | 419568.5938 | 0 | 39056.9547 | 1359.8394 | 38992.2445 | 97305.3874 | 16664.5544 | 45001.9122 | 15422.3634 | 117.2249 | 15305.143 | 0 | 141.9196 | 126.6722
WtrCldCentChlr-NoFric-1Cmp-0.439kwpton-VarSpd-CndRlf | DEER2023 |  | 2022-03-14 22:54:12+00 | Any | Nrs | Ex | CZ05 | cWVVG | Cap-Tons | 81.6192 | 60654.5781 | None | 765272.8472 | 187165.1064 | 419568.5938 | 0 | 21094.8892 | 1314.2225 | 38824.7453 | 97305.3874 | 16664.5544 | 45001.9122 | 15422.3634 | 117.2249 | 15305.143 | 0 | 131.7508 | 119.8053
WtrCldCentChlr-NoFric-1Cmp-0.748kwpton-VarSpd-CndRlf | DEER2023 |  | 2022-03-14 22:54:12+00 | Any | Nrs | Ex | CZ05 | cWVVG | Cap-Tons | 1 | 60654.5781 | None | 780048.4131 | 187165.1064 | 419568.5938 | 0 | 35902.8197 | 1336.6312 | 38769.9349 | 97305.3874 | 16664.5544 | 45001.9122 | 15422.3634 | 117.2249 | 15305.143 | 0 | 144.1475 | 127.4774
WtrCldCentChlr-NoFric-2Cmp-0.439kwpton-VarSpd-CndRlf | DEER2023 |  | 2022-03-14 23:25:13+00 | Any | Nrs | Ex | CZ05 | cWVVG | Cap-Tons | 81.6192 | 60654.5781 | None | 765114.5415 | 187165.1064 | 419568.5938 | 0 | 20962.1525 | 1315.2029 | 38798.1487 | 97305.3874 | 16664.5544 | 45001.9122 | 15422.3634 | 117.2249 | 15305.143 | 0 | 132.185 | 120.0414
WtrCldCentChlr-NoFric-2Cmp-0.748kwpton-VarSpd-CndRlf | DEER2023 |  | 2022-03-14 23:25:13+00 | Any | Nrs | Ex | CZ05 | cWVVG | Cap-Tons | 1 | 60654.5781 | None | 779772.4443 | 187165.1064 | 419568.5938 | 0 | 35676.7916 | 1338.3505 | 38718.3736 | 97305.3874 | 16664.5544 | 45001.9122 | 15422.3634 | 117.2249 | 15305.143 | 0 | 144.8869 | 127.8797
WtrCldRecipChlr-0.42kwpton | DEER2023 |  | 2022-03-14 23:49:47+00 | Any | Nrs | Ex | CZ05 | cWVVG | Cap-Tons | 81.6192 | 60654.5781 | None | 773110.8341 | 187165.1064 | 419568.5938 | 0 | 29307.9073 | 486.1729 | 39277.8011 | 97305.3979 | 16665.1262 | 45001.9122 | 15422.3566 | 117.2249 | 15305.1325 | 0 | 136.6958 | 123.4227
WtrCldRecipChlr-0.748kwpton | DEER2023 |  | 2022-03-14 23:49:47+00 | Any | Nrs | Ex | CZ05 | cWVVG | Cap-Tons | 1 | 60654.5781 | None | 795903.4153 | 187165.1064 | 419568.5938 | 0 | 52125.6307 | 504.459 | 39234.4469 | 97305.3979 | 16665.1262 | 45001.9122 | 15422.3566 | 117.2249 | 15305.1325 | 0 | 154.796 | 134.9528
WtrCldScrewChlr-0.42kwpton | DEER2023 |  | 2022-03-15 00:09:29+00 | Any | Nrs | Ex | CZ05 | cWVVG | Cap-Tons | 81.6192 | 60654.5781 | None | 774746.229 | 187165.1064 | 419568.5938 | 0 | 31006.9779 | 493.0135 | 39207.2861 | 97305.3945 | 16665.1262 | 45001.9122 | 15422.361 | 117.2249 | 15305.1325 | 0 | 138.8669 | 124.9766
WtrCldScrewChlr-0.748kwpton | DEER2023 |  | 2022-03-15 00:09:29+00 | Any | Nrs | Ex | CZ05 | cWVVG | Cap-Tons | 1 | 60654.5781 | None | 798646.404 | 187165.1064 | 419568.5938 | 0 | 54956.2059 | 516.7181 | 39134.4572 | 97305.3945 | 16665.1262 | 45001.9122 | 15422.361 | 117.2249 | 15305.1325 | 0 | 158.6639 | 137.7054
WtrCldScrewChlr-0.439kwpton-VarSpd | DEER2023 |  | 2022-03-15 00:41:21+00 | Any | Nrs | Ex | CZ05 | cWVVG | Cap-Tons | 81.6192 | 60654.5781 | None | 770358.1653 | 187165.1064 | 419568.5938 | 0 | 26396.7028 | 486.7716 | 39435.6776 | 97305.3979 | 16665.1262 | 45001.9122 | 15422.3524 | 117.2249 | 15305.1309 | 0 | 134.3097 | 121.7482
WtrCldScrewChlr-0.748kwpton-VarSpd | DEER2023 |  | 2022-03-15 00:41:21+00 | Any | Nrs | Ex | CZ05 | cWVVG | Cap-Tons | 1 | 60654.5781 | None | 788756.1301 | 187165.1064 | 419568.5938 | 0 | 44836.9988 | 498.4044 | 39381.6783 | 97305.3979 | 16665.1262 | 45001.9122 | 15422.3524 | 117.2249 | 15305.1309 | 0 | 148.9074 | 130.9197
AirCldRecipChlr-0.95kwpton | DEER2023 |  | 2022-03-14 18:21:41+00 | Any | Nrs | Ex | CZ06 | cAVVG | Cap-Tons | 117.1331 | 60654.5781 | None | 860909.4967 | 187292.8241 | 419568.5938 | 0 | 105909.1074 | 0 | 48601.1848 | 99538.2277 | 30945.0042 | 24186.4137 | 9770.8747 | 117.2249 | 9653.6518 | 0 | 161.2439 | 153.6989
AirCldRecipChlr-1.407kwpton | DEER2023 |  | 2022-03-14 18:21:41+00 | Any | Nrs | Ex | CZ06 | cAVVG | Cap-Tons | 1 | 60654.5781 | None | 911857.4188 | 187292.8241 | 419568.5938 | 0 | 156856.9511 | 0 | 48601.1848 | 99538.2277 | 30945.0042 | 24186.4137 | 9770.8747 | 117.2249 | 9653.6518 | 0 | 185.7355 | 176.035
AirCldScrewChlr-0.95kwpton | DEER2023 |  | 2022-03-14 19:29:42+00 | Any | Nrs | Ex | CZ06 | cAVVG | Cap-Tons | 117.1331 | 60654.5781 | None | 881234.243 | 187292.8241 | 419568.5938 | 0 | 126165.7066 | 0 | 48669.2045 | 99538.2277 | 30945.0042 | 24186.4137 | 9770.878 | 117.2249 | 9653.6551 | 0 | 166.2463 | 157.2414
AirCldScrewChlr-1.407kwpton | DEER2023 |  | 2022-03-14 19:29:42+00 | Any | Nrs | Ex | CZ06 | cAVVG | Cap-Tons | 1 | 60654.5781 | None | 941926.4905 | 187292.8241 | 419568.5938 | 0 | 186858.0119 | 0 | 48669.2045 | 99538.2277 | 30945.0042 | 24186.4137 | 9770.878 | 117.2249 | 9653.6551 | 0 | 193.1441 | 181.2805
AirCldScrewChlr-0.99kwpton-VarSpd | DEER2023 |  | 2022-03-14 20:36:10+00 | Any | Nrs | Ex | CZ06 | cAVVG | Cap-Tons | 117.1331 | 60654.5781 | None | 886546.6185 | 187292.8241 | 419568.5938 | 0 | 131477.9595 | 0 | 48669.2045 | 99538.2277 | 30945.0042 | 24186.4137 | 9770.878 | 117.2249 | 9653.6551 | 0 | 168.6006 | 159.3452
AirCldScrewChlr-1.407kwpton-VarSpd | DEER2023 |  | 2022-03-14 20:36:10+00 | Any | Nrs | Ex | CZ06 | cAVVG | Cap-Tons | 1 | 60654.5781 | None | 941926.4905 | 187292.8241 | 419568.5938 | 0 | 186858.0119 | 0 | 48669.2045 | 99538.2277 | 30945.0042 | 24186.4137 | 9770.878 | 117.2249 | 9653.6551 | 0 | 193.1441 | 181.2805
WtrCldCentChlr-Conv-0.42kwpton | DEER2023 |  | 2022-03-14 21:09:18+00 | Any | Nrs | Ex | CZ06 | cWVVG | Cap-Tons | 117.1395 | 60654.5781 | None | 865257.6282 | 187292.8241 | 419568.5938 | 0 | 86297.7552 | 1587.6283 | 70972.9566 | 99538.2297 | 30945.0042 | 24186.4137 | 9770.8736 | 117.2249 | 9653.6508 | 0 | 150.3081 | 141.3179
WtrCldCentChlr-Conv-0.748kwpton | DEER2023 |  | 2022-03-14 21:09:18+00 | Any | Nrs | Ex | CZ06 | cWVVG | Cap-Tons | 1 | 60654.5781 | None | 932727.3761 | 187292.8241 | 419568.5938 | 0 | 153691.6775 | 1667.647 | 70968.6262 | 99538.2297 | 30945.0042 | 24186.4137 | 9770.8736 | 117.2249 | 9653.6508 | 0 | 175.547 | 163.1957
WtrCldCentChlr-Conv-1Cmp-0.439kwpton-VarSpd-CndRlf | DEER2023 |  | 2022-03-14 22:16:50+00 | Any | Nrs | Ex | CZ06 | cWVVG | Cap-Tons | 117.1395 | 60654.5781 | None | 837283.9881 | 187292.8241 | 419568.5938 | 0 | 54616.541 | 5358.1967 | 70909.6086 | 99538.2297 | 30945.0042 | 24186.4137 | 9770.8728 | 117.2249 | 9653.6501 | 0 | 140.6634 | 134.023
WtrCldCentChlr-Conv-1Cmp-0.748kwpton-VarSpd-CndRlf | DEER2023 |  | 2022-03-14 22:16:50+00 | Any | Nrs | Ex | CZ06 | cWVVG | Cap-Tons | 1 | 60654.5781 | None | 875761.4641 | 187292.8241 | 419568.5938 | 0 | 92974.1753 | 5516.0677 | 70871.5991 | 99538.2297 | 30945.0042 | 24186.4137 | 9770.8728 | 117.2249 | 9653.6501 | 0 | 154.8592 | 147.3923
WtrCldCentChlr-NoFric-1Cmp-0.439kwpton-VarSpd-CndRlf | DEER2023 |  | 2022-03-14 22:54:12+00 | Any | Nrs | Ex | CZ06 | cWVVG | Cap-Tons | 117.1395 | 60654.5781 | None | 831239.716 | 187292.8241 | 419568.5938 | 0 | 49191.9274 | 5282.3169 | 70366.3722 | 99538.2297 | 30945.0042 | 24186.4137 | 9770.8729 | 117.2249 | 9653.6501 | 0 | 142.1764 | 135.0182
WtrCldCentChlr-NoFric-1Cmp-0.748kwpton-VarSpd-CndRlf | DEER2023 |  | 2022-03-14 22:54:12+00 | Any | Nrs | Ex | CZ06 | cWVVG | Cap-Tons | 1 | 60654.5781 | None | 865893.9083 | 187292.8241 | 419568.5938 | 0 | 83758.3983 | 5426.9811 | 70309.4135 | 99538.2297 | 30945.0042 | 24186.4137 | 9770.873 | 117.2249 | 9653.6501 | 0 | 157.5135 | 149.0758
WtrCldCentChlr-NoFric-2Cmp-0.439kwpton-VarSpd-CndRlf | DEER2023 |  | 2022-03-14 23:25:13+00 | Any | Nrs | Ex | CZ06 | cWVVG | Cap-Tons | 117.1395 | 60654.5781 | None | 830759.1845 | 187292.8241 | 419568.5938 | 0 | 48753.307 | 5282.6577 | 70324.1645 | 99538.2297 | 30945.0042 | 24186.4137 | 9770.8729 | 117.2249 | 9653.6499 | 0 | 142.7601 | 135.4545
WtrCldCentChlr-NoFric-2Cmp-0.748kwpton-VarSpd-CndRlf | DEER2023 |  | 2022-03-14 23:25:13+00 | Any | Nrs | Ex | CZ06 | cWVVG | Cap-Tons | 1 | 60654.5781 | None | 865100.4437 | 187292.8241 | 419568.5938 | 0 | 83013.7217 | 5427.6826 | 70260.0512 | 99538.2297 | 30945.0042 | 24186.4137 | 9770.873 | 117.2249 | 9653.6501 | 0 | 158.5156 | 149.8215
WtrCldRecipChlr-0.42kwpton | DEER2023 |  | 2022-03-14 23:49:47+00 | Any | Nrs | Ex | CZ06 | cWVVG | Cap-Tons | 117.1395 | 60654.5781 | None | 846905.5434 | 187292.8241 | 419568.5938 | 0 | 67113.235 | 1618.6312 | 71774.2774 | 99538.1941 | 30945.0042 | 24186.6366 | 9770.8896 | 117.2249 | 9653.6667 | 0 | 147.1395 | 139.3332
WtrCldRecipChlr-0.748kwpton | DEER2023 |  | 2022-03-14 23:49:47+00 | Any | Nrs | Ex | CZ06 | cWVVG | Cap-Tons | 1 | 60654.5781 | None | 899229.2151 | 187292.8241 | 419568.5938 | 0 | 119414.3762 | 1678.4388 | 71736.9309 | 99538.1941 | 30945.0042 | 24186.6366 | 9770.8896 | 117.2249 | 9653.6667 | 0 | 169.8484 | 159.5001
WtrCldScrewChlr-0.42kwpton | DEER2023 |  | 2022-03-15 00:09:29+00 | Any | Nrs | Ex | CZ06 | cWVVG | Cap-Tons | 117.1395 | 60654.5781 | None | 853787.2804 | 187292.8241 | 419568.5938 | 0 | 73214.6772 | 1672.1107 | 72500.9518 | 99538.1941 | 30945.0042 | 24186.6366 | 9770.8896 | 117.2249 | 9653.6667 | 0 | 150.8008 | 142.2918
WtrCldScrewChlr-0.748kwpton | DEER2023 |  | 2022-03-15 00:09:29+00 | Any | Nrs | Ex | CZ06 | cWVVG | Cap-Tons | 1 | 60654.5781 | None | 910535.7675 | 187292.8241 | 419568.5938 | 0 | 129949.9374 | 1748.5115 | 72437.8562 | 99538.1941 | 30945.0042 | 24186.6366 | 9770.8896 | 117.2249 | 9653.6667 | 0 | 176.3682 | 164.7384
WtrCldScrewChlr-0.439kwpton-VarSpd | DEER2023 |  | 2022-03-15 00:41:21+00 | Any | Nrs | Ex | CZ06 | cWVVG | Cap-Tons | 117.1395 | 60654.5781 | None | 842133.4722 | 187292.8241 | 419568.5938 | 0 | 61847.7707 | 1629.4619 | 72257.1334 | 99538.1931 | 30945.0042 | 24186.6366 | 9770.8902 | 117.2249 | 9653.6673 | 0 | 143.6898 | 136.8628
WtrCldScrewChlr-0.748kwpton-VarSpd | DEER2023 |  | 2022-03-15 00:41:21+00 | Any | Nrs | Ex | CZ06 | cWVVG | Cap-Tons | 1 | 60654.5781 | None | 885427.0306 | 187292.8241 | 419568.5938 | 0 | 105155.7085 | 1670.3687 | 72201.8354 | 99538.1931 | 30945.0042 | 24186.6366 | 9770.8902 | 117.2249 | 9653.6673 | 0 | 161.6546 | 153.3204
AirCldRecipChlr-0.95kwpton | DEER2023 |  | 2022-03-14 18:21:41+00 | Any | Nrs | Ex | CZ07 | cAVVG | Cap-Tons | 109.7119 | 60654.5781 | None | 840903.9291 | 187252.5251 | 419568.5938 | 0 | 89146.7936 | 0 | 46071.5999 | 98864.4922 | 30333.2851 | 21144.9469 | 8275.9654 | 117.2249 | 8158.7429 | 0 | 155.3477 | 141.1673
AirCldRecipChlr-1.407kwpton | DEER2023 |  | 2022-03-14 18:21:41+00 | Any | Nrs | Ex | CZ07 | cAVVG | Cap-Tons | 1 | 60654.5781 | None | 883788.1777 | 187252.5251 | 419568.5938 | 0 | 132031.0744 | 0 | 46071.5999 | 98864.4922 | 30333.2851 | 21144.9469 | 8275.9654 | 117.2249 | 8158.7429 | 0 | 177.5338 | 158.0699
AirCldScrewChlr-0.95kwpton | DEER2023 |  | 2022-03-14 19:29:42+00 | Any | Nrs | Ex | CZ07 | cAVVG | Cap-Tons | 109.7119 | 60654.5781 | None | 861588.9471 | 187252.5251 | 419568.5938 | 0 | 109789.6268 | 0 | 46113.7098 | 98864.4827 | 30333.2851 | 21144.9469 | 8275.9698 | 117.2249 | 8158.7477 | 0 | 160.1236 | 144.7553
AirCldScrewChlr-1.407kwpton | DEER2023 |  | 2022-03-14 19:29:42+00 | Any | Nrs | Ex | CZ07 | cAVVG | Cap-Tons | 1 | 60654.5781 | None | 914403.4383 | 187252.5251 | 419568.5938 | 0 | 162604.1727 | 0 | 46113.7098 | 98864.4827 | 30333.2851 | 21144.9469 | 8275.9698 | 117.2249 | 8158.7477 | 0 | 184.6071 | 163.3837
AirCldScrewChlr-0.99kwpton-VarSpd | DEER2023 |  | 2022-03-14 20:36:10+00 | Any | Nrs | Ex | CZ07 | cAVVG | Cap-Tons | 109.7119 | 60654.5781 | None | 866211.7899 | 187252.5251 | 419568.5938 | 0 | 114412.3599 | 0 | 46113.7098 | 98864.4827 | 30333.2851 | 21144.9469 | 8275.9698 | 117.2249 | 8158.7477 | 0 | 162.2669 | 146.3857
AirCldScrewChlr-1.407kwpton-VarSpd | DEER2023 |  | 2022-03-14 20:36:10+00 | Any | Nrs | Ex | CZ07 | cAVVG | Cap-Tons | 1 | 60654.5781 | None | 914403.4383 | 187252.5251 | 419568.5938 | 0 | 162604.1727 | 0 | 46113.7098 | 98864.4827 | 30333.2851 | 21144.9469 | 8275.9698 | 117.2249 | 8158.7477 | 0 | 184.6071 | 163.3837
WtrCldCentChlr-Conv-0.42kwpton | DEER2023 |  | 2022-03-14 21:09:18+00 | Any | Nrs | Ex | CZ07 | cWVVG | Cap-Tons | 109.7171 | 60654.5781 | None | 852999.6419 | 187252.5251 | 419568.5938 | 0 | 78055.8222 | 1126.7116 | 68131.0648 | 98864.4855 | 30333.2851 | 21144.9469 | 8275.9665 | 117.2249 | 8158.7443 | 0 | 145.8241 | 133.958
WtrCldCentChlr-Conv-0.748kwpton | DEER2023 |  | 2022-03-14 21:09:18+00 | Any | Nrs | Ex | CZ07 | cWVVG | Cap-Tons | 1 | 60654.5781 | None | 914000.6425 | 187252.5251 | 419568.5938 | 0 | 139014.5689 | 1184.1105 | 68116.0758 | 98864.4855 | 30333.2851 | 21144.9469 | 8275.9665 | 117.2249 | 8158.7443 | 0 | 168.9977 | 151.9008
WtrCldCentChlr-Conv-1Cmp-0.439kwpton-VarSpd-CndRlf | DEER2023 |  | 2022-03-14 22:16:50+00 | Any | Nrs | Ex | CZ07 | cWVVG | Cap-Tons | 109.7171 | 60654.5781 | None | 825406.4905 | 187252.5251 | 419568.5938 | 0 | 47774.6272 | 3827.1413 | 68119.1648 | 98864.4855 | 30333.2851 | 21144.9469 | 8275.9663 | 117.2249 | 8158.7442 | 0 | 137.0243 | 127.8159
WtrCldCentChlr-Conv-1Cmp-0.748kwpton-VarSpd-CndRlf | DEER2023 |  | 2022-03-14 22:16:50+00 | Any | Nrs | Ex | CZ07 | cWVVG | Cap-Tons | 1 | 60654.5781 | None | 859025.0085 | 187252.5251 | 419568.5938 | 0 | 81342.9868 | 3909.6893 | 68086.7579 | 98864.4855 | 30333.2851 | 21144.9469 | 8275.9664 | 117.2249 | 8158.7442 | 0 | 150.089 | 138.4918
WtrCldCentChlr-NoFric-1Cmp-0.439kwpton-VarSpd-CndRlf | DEER2023 |  | 2022-03-14 22:54:12+00 | Any | Nrs | Ex | CZ07 | cWVVG | Cap-Tons | 109.7171 | 60654.5781 | None | 818379.2699 | 187252.5251 | 419568.5938 | 0 | 41353.1776 | 3752.4005 | 67587.8361 | 98864.4855 | 30333.2851 | 21144.9469 | 8275.9671 | 117.2249 | 8158.7449 | 0 | 138.3891 | 128.7108
WtrCldCentChlr-NoFric-1Cmp-0.748kwpton-VarSpd-CndRlf | DEER2023 |  | 2022-03-14 22:54:12+00 | Any | Nrs | Ex | CZ07 | cWVVG | Cap-Tons | 1 | 60654.5781 | None | 847452.0815 | 187252.5251 | 419568.5938 | 0 | 70411.2979 | 3819.0835 | 67535.7639 | 98864.4855 | 30333.2851 | 21144.9469 | 8275.9671 | 117.2249 | 8158.745 | 0 | 152.4815 | 140.0981
WtrCldCentChlr-NoFric-2Cmp-0.439kwpton-VarSpd-CndRlf | DEER2023 |  | 2022-03-14 23:25:13+00 | Any | Nrs | Ex | CZ07 | cWVVG | Cap-Tons | 109.7171 | 60654.5781 | None | 817610.5332 | 187252.5251 | 419568.5938 | 0 | 40616.8956 | 3752.2357 | 67555.5202 | 98864.4855 | 30333.2851 | 21144.9469 | 8275.9671 | 117.2249 | 8158.7449 | 0 | 138.9083 | 129.0626
WtrCldCentChlr-NoFric-2Cmp-0.748kwpton-VarSpd-CndRlf | DEER2023 |  | 2022-03-14 23:25:13+00 | Any | Nrs | Ex | CZ07 | cWVVG | Cap-Tons | 1 | 60654.5781 | None | 846140.0037 | 187252.5251 | 419568.5938 | 0 | 69157.289 | 3818.6814 | 67478.0897 | 98864.4855 | 30333.2851 | 21144.9469 | 8275.9671 | 117.2249 | 8158.745 | 0 | 153.3707 | 140.6995
WtrCldRecipChlr-0.42kwpton | DEER2023 |  | 2022-03-14 23:49:47+00 | Any | Nrs | Ex | CZ07 | cWVVG | Cap-Tons | 109.7171 | 60654.5781 | None | 833388.1065 | 187252.5251 | 419568.5938 | 0 | 57924.1536 | 1136.6322 | 68641.6051 | 98864.4548 | 30333.2851 | 21144.9469 | 8275.9834 | 117.2249 | 8158.761 | 0 | 143.0714 | 132.4415
WtrCldRecipChlr-0.748kwpton | DEER2023 |  | 2022-03-14 23:49:47+00 | Any | Nrs | Ex | CZ07 | cWVVG | Cap-Tons | 1 | 60654.5781 | None | 878486.0933 | 187252.5251 | 419568.5938 | 0 | 103019.8363 | 1175.7201 | 68604.9658 | 98864.4548 | 30333.2851 | 21144.9469 | 8275.9832 | 117.2249 | 8158.761 | 0 | 163.9506 | 148.8774
WtrCldScrewChlr-0.42kwpton | DEER2023 |  | 2022-03-15 00:09:29+00 | Any | Nrs | Ex | CZ07 | cWVVG | Cap-Tons | 109.7171 | 60654.5781 | None | 837510.8296 | 187252.5251 | 419568.5938 | 0 | 62122.698 | 1152.7492 | 68549.9357 | 98864.4548 | 30333.2851 | 21144.9469 | 8275.9832 | 117.2249 | 8158.761 | 0 | 146.3967 | 134.9763
WtrCldScrewChlr-0.748kwpton | DEER2023 |  | 2022-03-15 00:09:29+00 | Any | Nrs | Ex | CZ07 | cWVVG | Cap-Tons | 1 | 60654.5781 | None | 885436.7513 | 187252.5251 | 419568.5938 | 0 | 110077.3301 | 1204.5731 | 68469.3575 | 98864.4548 | 30333.2851 | 21144.9469 | 8275.9832 | 117.2249 | 8158.761 | 0 | 169.874 | 153.3927
WtrCldScrewChlr-0.439kwpton-VarSpd | DEER2023 |  | 2022-03-15 00:41:21+00 | Any | Nrs | Ex | CZ07 | cWVVG | Cap-Tons | 109.7171 | 60654.5781 | None | 829275.6701 | 187252.5251 | 419568.5938 | 0 | 53370.8364 | 1143.4474 | 69075.8048 | 98864.4548 | 30333.2851 | 21144.9469 | 8275.9825 | 117.2249 | 8158.7605 | 0 | 139.793 | 130.0857
WtrCldScrewChlr-0.748kwpton-VarSpd | DEER2023 |  | 2022-03-15 00:41:21+00 | Any | Nrs | Ex | CZ07 | cWVVG | Cap-Tons | 1 | 60654.5781 | None | 866543.277 | 187252.5251 | 419568.5938 | 0 | 90661.952 | 1167.8439 | 69027.943 | 98864.4548 | 30333.2851 | 21144.9469 | 8275.9825 | 117.2249 | 8158.7605 | 0 | 156.2423 | 143.1806
AirCldRecipChlr-0.95kwpton | DEER2023 |  | 2022-03-14 18:21:41+00 | Any | Nrs | Ex | CZ08 | cAVVG | Cap-Tons | 123.9923 | 60654.5781 | None | 894514.7358 | 187287.3849 | 419568.5938 | 0 | 134372.334 | 0 | 52334.1372 | 100952.256 | 35086.0183 | 22344.9353 | 9520.3162 | 117.2249 | 9403.0886 | 0 | 189.0896 | 163.0658
AirCldRecipChlr-1.407kwpton | DEER2023 |  | 2022-03-14 18:21:41+00 | Any | Nrs | Ex | CZ08 | cAVVG | Cap-Tons | 1 | 60654.5781 | None | 959154.5649 | 187287.3849 | 419568.5938 | 0 | 199012.4639 | 0 | 52334.1372 | 100952.256 | 35086.0183 | 22344.9353 | 9520.3162 | 117.2249 | 9403.0886 | 0 | 226.1966 | 189.4182
AirCldScrewChlr-0.95kwpton | DEER2023 |  | 2022-03-14 19:29:42+00 | Any | Nrs | Ex | CZ08 | cAVVG | Cap-Tons | 124.3588 | 60654.5781 | None | 916422.9628 | 187287.3849 | 419568.5938 | 0 | 156221.5325 | 0 | 52393.1508 | 100952.2367 | 35086.0183 | 22344.9353 | 9520.3237 | 117.2249 | 9403.0962 | 0 | 193.3448 | 166.7914
AirCldScrewChlr-1.407kwpton | DEER2023 |  | 2022-03-14 19:29:42+00 | Any | Nrs | Ex | CZ08 | cAVVG | Cap-Tons | 1 | 60654.5781 | None | 991573.999 | 187287.3849 | 419568.5938 | 0 | 231372.3275 | 0 | 52393.1508 | 100952.2367 | 35086.0183 | 22344.9353 | 9520.3237 | 117.2249 | 9403.0962 | 0 | 232.4966 | 194.9351
AirCldScrewChlr-0.99kwpton-VarSpd | DEER2023 |  | 2022-03-14 20:36:10+00 | Any | Nrs | Ex | CZ08 | cAVVG | Cap-Tons | 124.3588 | 60654.5781 | None | 923000.7481 | 187287.3849 | 419568.5938 | 0 | 162799.3119 | 0 | 52393.1508 | 100952.2367 | 35086.0183 | 22344.9353 | 9520.3237 | 117.2249 | 9403.0962 | 0 | 196.7714 | 169.255
AirCldScrewChlr-1.407kwpton-VarSpd | DEER2023 |  | 2022-03-14 20:36:10+00 | Any | Nrs | Ex | CZ08 | cAVVG | Cap-Tons | 1 | 60654.5781 | None | 991573.999 | 187287.3849 | 419568.5938 | 0 | 231372.3275 | 0 | 52393.1508 | 100952.2367 | 35086.0183 | 22344.9353 | 9520.3237 | 117.2249 | 9403.0962 | 0 | 232.4966 | 194.9351
WtrCldCentChlr-Conv-0.42kwpton | DEER2023 |  | 2022-03-14 21:09:18+00 | Any | Nrs | Ex | CZ08 | cWVVG | Cap-Tons | 125.8586 | 60654.5781 | None | 888382.5482 | 187287.3849 | 419568.5938 | 0 | 101165.0343 | 1825.2981 | 77583.6685 | 100952.2753 | 35086.0183 | 22344.9353 | 9520.3171 | 117.2249 | 9403.0893 | 0 | 159.9294 | 145.603
WtrCldCentChlr-Conv-0.748kwpton | DEER2023 |  | 2022-03-14 21:09:18+00 | Any | Nrs | Ex | CZ08 | cWVVG | Cap-Tons | 1 | 60654.5781 | None | 967497.42 | 187287.3849 | 419568.5938 | 0 | 180181.0052 | 1917.4494 | 77590.7818 | 100952.2753 | 35086.0183 | 22344.9353 | 9520.3168 | 117.2249 | 9403.0893 | 0 | 190.802 | 169.7488
WtrCldCentChlr-Conv-1Cmp-0.439kwpton-VarSpd-CndRlf | DEER2023 |  | 2022-03-14 22:16:50+00 | Any | Nrs | Ex | CZ08 | cWVVG | Cap-Tons | 125.8586 | 60654.5781 | None | 855364.8844 | 187287.3849 | 419568.5938 | 0 | 64641.8386 | 5525.8097 | 77388.9429 | 100952.2753 | 35086.1026 | 22344.9353 | 9520.3142 | 117.2249 | 9403.0863 | 0 | 149.7852 | 136.7195
WtrCldCentChlr-Conv-1Cmp-0.748kwpton-VarSpd-CndRlf | DEER2023 |  | 2022-03-14 22:16:50+00 | Any | Nrs | Ex | CZ08 | cWVVG | Cap-Tons | 1 | 60654.5781 | None | 900918.4569 | 187287.3849 | 419568.5938 | 0 | 110047.3278 | 5685.9601 | 77376.9406 | 100952.2753 | 35086.1026 | 22344.9353 | 9520.314 | 117.2249 | 9403.0863 | 0 | 168.8004 | 151.2335
WtrCldCentChlr-NoFric-1Cmp-0.439kwpton-VarSpd-CndRlf | DEER2023 |  | 2022-03-14 22:54:12+00 | Any | Nrs | Ex | CZ08 | cWVVG | Cap-Tons | 125.8586 | 60654.5781 | None | 849455.5106 | 187287.3849 | 419568.5938 | 0 | 59312.5973 | 5468.7814 | 76866.1175 | 100952.2753 | 35086.0183 | 22344.9353 | 9520.315 | 117.2249 | 9403.0872 | 0 | 151.6518 | 137.9662
WtrCldCentChlr-NoFric-1Cmp-0.748kwpton-VarSpd-CndRlf | DEER2023 |  | 2022-03-14 22:54:12+00 | Any | Nrs | Ex | CZ08 | cWVVG | Cap-Tons | 1 | 60654.5781 | None | 891242.4019 | 187287.3849 | 419568.5938 | 0 | 100987.0768 | 5615.8583 | 76831.2941 | 100952.2753 | 35086.0183 | 22344.9353 | 9520.315 | 117.2249 | 9403.0874 | 0 | 172.0734 | 153.4626
WtrCldCentChlr-NoFric-2Cmp-0.439kwpton-VarSpd-CndRlf | DEER2023 |  | 2022-03-14 23:25:13+00 | Any | Nrs | Ex | CZ08 | cWVVG | Cap-Tons | 125.8586 | 60654.5781 | None | 849099.8109 | 187287.3849 | 419568.5938 | 0 | 59000.3056 | 5469.796 | 76821.6342 | 100952.2753 | 35086.0183 | 22344.9353 | 9520.3152 | 117.2249 | 9403.0872 | 0 | 152.3066 | 138.4561
WtrCldCentChlr-NoFric-2Cmp-0.748kwpton-VarSpd-CndRlf | DEER2023 |  | 2022-03-14 23:25:13+00 | Any | Nrs | Ex | CZ08 | cWVVG | Cap-Tons | 1 | 60654.5781 | None | 890663.5828 | 187287.3849 | 419568.5938 | 0 | 100460.3854 | 5617.6908 | 76777.4541 | 100952.2753 | 35086.0183 | 22344.9353 | 9520.315 | 117.2249 | 9403.0874 | 0 | 173.1913 | 154.2963
WtrCldRecipChlr-0.42kwpton | DEER2023 |  | 2022-03-14 23:49:47+00 | Any | Nrs | Ex | CZ08 | cWVVG | Cap-Tons | 125.8586 | 60654.5781 | None | 868550.8679 | 187287.3849 | 419568.5938 | 0 | 80349.3938 | 1853.006 | 78540.3857 | 100952.2297 | 35086.0169 | 22344.9353 | 9520.3408 | 117.2249 | 9403.1132 | 0 | 157.3266 | 143.5804
WtrCldRecipChlr-0.748kwpton | DEER2023 |  | 2022-03-14 23:49:47+00 | Any | Nrs | Ex | CZ08 | cWVVG | Cap-Tons | 1 | 60654.5781 | None | 931221.6521 | 187287.3849 | 419568.5938 | 0 | 142971.1894 | 1924.7227 | 78517.653 | 100952.2297 | 35086.0169 | 22344.9353 | 9520.3408 | 117.2249 | 9403.1132 | 0 | 186.2134 | 165.9258
WtrCldScrewChlr-0.42kwpton | DEER2023 |  | 2022-03-15 00:09:29+00 | Any | Nrs | Ex | CZ08 | cWVVG | Cap-Tons | 125.8586 | 60654.5781 | None | 875957.1487 | 187287.3849 | 419568.5938 | 0 | 87820.3513 | 1876.0621 | 78452.7531 | 100952.2124 | 35086.0169 | 22344.9353 | 9520.3408 | 117.2249 | 9403.1133 | 0 | 160.8805 | 146.7143
WtrCldScrewChlr-0.748kwpton | DEER2023 |  | 2022-03-15 00:09:29+00 | Any | Nrs | Ex | CZ08 | cWVVG | Cap-Tons | 1 | 60654.5781 | None | 944089.794 | 187287.3849 | 419568.5938 | 0 | 155928.0346 | 1965.9968 | 78387.9413 | 100952.2124 | 35086.0169 | 22344.9353 | 9520.3408 | 117.2249 | 9403.1133 | 0 | 192.5447 | 171.508
WtrCldScrewChlr-0.439kwpton-VarSpd | DEER2023 |  | 2022-03-15 00:41:21+00 | Any | Nrs | Ex | CZ08 | cWVVG | Cap-Tons | 125.8586 | 60654.5781 | None | 862241.9345 | 187287.3849 | 419568.5938 | 0 | 73561.4323 | 1859.8972 | 79012.0571 | 100952.2144 | 35086.0169 | 22344.9353 | 9520.3408 | 117.2249 | 9403.1132 | 0 | 154.0302 | 140.8421
WtrCldScrewChlr-0.748kwpton-VarSpd | DEER2023 |  | 2022-03-15 00:41:21+00 | Any | Nrs | Ex | CZ08 | cWVVG | Cap-Tons | 1 | 60654.5781 | None | 913792.0581 | 187287.3849 | 419568.5938 | 0 | 125084.9467 | 1909.5618 | 78989.2156 | 100952.2144 | 35086.0169 | 22344.9353 | 9520.3408 | 117.2249 | 9403.1132 | 0 | 177.6696 | 159.0793
AirCldRecipChlr-0.95kwpton | DEER2023 |  | 2022-03-14 18:21:41+00 | Any | Nrs | Ex | CZ09 | cAVVG | Cap-Tons | 153.2121 | 60654.5781 | None | 891283.2908 | 187222.6649 | 419568.5938 | 0 | 131814.7304 | 0 | 51389.9967 | 101287.5679 | 33229.4709 | 25685.9945 | 10136.0849 | 117.2249 | 10018.8574 | 0 | 191.1078 | 176.3153
AirCldRecipChlr-1.407kwpton | DEER2023 |  | 2022-03-14 18:21:41+00 | Any | Nrs | Ex | CZ09 | cAVVG | Cap-Tons | 1 | 60654.5781 | None | 954693.3482 | 187222.6649 | 419568.5938 | 0 | 195224.6042 | 0 | 51389.9967 | 101287.5679 | 33229.4709 | 25685.9945 | 10136.0849 | 117.2249 | 10018.8574 | 0 | 229.0431 | 208.7224
AirCldScrewChlr-0.95kwpton | DEER2023 |  | 2022-03-14 19:29:42+00 | Any | Nrs | Ex | CZ09 | cAVVG | Cap-Tons | 153.2121 | 60654.5781 | None | 915284.2691 | 187222.6649 | 419568.5938 | 0 | 155794.9299 | 0 | 51410.7888 | 101287.5679 | 33229.3879 | 25685.9945 | 10136.0869 | 117.2249 | 10018.8593 | 0 | 197.6692 | 181.4475
AirCldScrewChlr-1.407kwpton | DEER2023 |  | 2022-03-14 19:29:42+00 | Any | Nrs | Ex | CZ09 | cAVVG | Cap-Tons | 1 | 60654.5781 | None | 990229.7539 | 187222.6649 | 419568.5938 | 0 | 230740.5224 | 0 | 51410.7888 | 101287.5679 | 33229.3879 | 25685.9945 | 10136.0869 | 117.2249 | 10018.8593 | 0 | 238.7608 | 216.3228
AirCldScrewChlr-0.99kwpton-VarSpd | DEER2023 |  | 2022-03-14 20:36:10+00 | Any | Nrs | Ex | CZ09 | cAVVG | Cap-Tons | 153.2121 | 60654.5781 | None | 921844.1177 | 187222.6649 | 419568.5938 | 0 | 162354.7744 | 0 | 51410.7888 | 101287.5679 | 33229.3879 | 25685.9945 | 10136.0869 | 117.2249 | 10018.8593 | 0 | 201.2656 | 184.5
AirCldScrewChlr-1.407kwpton-VarSpd | DEER2023 |  | 2022-03-14 20:36:10+00 | Any | Nrs | Ex | CZ09 | cAVVG | Cap-Tons | 1 | 60654.5781 | None | 990229.7539 | 187222.6649 | 419568.5938 | 0 | 230740.5224 | 0 | 51410.7888 | 101287.5679 | 33229.3879 | 25685.9945 | 10136.0869 | 117.2249 | 10018.8593 | 0 | 238.7608 | 216.3228
WtrCldCentChlr-Conv-0.42kwpton | DEER2023 |  | 2022-03-14 21:09:18+00 | Any | Nrs | Ex | CZ09 | cWVVG | Cap-Tons | 153.2121 | 60654.5781 | None | 886749.1385 | 187222.6649 | 419568.5938 | 0 | 100161.5153 | 720.6078 | 77788.456 | 101287.6096 | 33229.7773 | 25685.9945 | 10136.0783 | 117.2249 | 10018.851 | 0 | 163.9321 | 152.1424
WtrCldCentChlr-Conv-0.748kwpton | DEER2023 |  | 2022-03-14 21:09:18+00 | Any | Nrs | Ex | CZ09 | cWVVG | Cap-Tons | 1 | 60654.5781 | None | 965008.5431 | 187222.6649 | 419568.5938 | 0 | 178387.6164 | 754.7896 | 77787.581 | 101287.6096 | 33229.7773 | 25685.9945 | 10136.0783 | 117.2249 | 10018.851 | 0 | 197.022 | 180.3529
WtrCldCentChlr-Conv-1Cmp-0.439kwpton-VarSpd-CndRlf | DEER2023 |  | 2022-03-14 22:16:50+00 | Any | Nrs | Ex | CZ09 | cWVVG | Cap-Tons | 153.2121 | 60654.5781 | None | 856287.2617 | 187222.6649 | 419568.5938 | 0 | 68965.8757 | 1838.9997 | 77403.459 | 101287.6343 | 33229.9019 | 25685.9945 | 10136.0692 | 117.2249 | 10018.8415 | 0 | 149.002 | 140.6487
WtrCldCentChlr-Conv-1Cmp-0.748kwpton-VarSpd-CndRlf | DEER2023 |  | 2022-03-14 22:16:50+00 | Any | Nrs | Ex | CZ09 | cWVVG | Cap-Tons | 1 | 60654.5781 | None | 904399.4251 | 187222.6649 | 419568.5938 | 0 | 117157.5319 | 1875.7102 | 77287.1933 | 101287.6343 | 33229.9019 | 25685.9945 | 10136.0691 | 117.2249 | 10018.8415 | 0 | 168.7478 | 157.9866
WtrCldCentChlr-NoFric-1Cmp-0.439kwpton-VarSpd-CndRlf | DEER2023 |  | 2022-03-14 22:54:12+00 | Any | Nrs | Ex | CZ09 | cWVVG | Cap-Tons | 153.2121 | 60654.5781 | None | 844322.0811 | 187222.6649 | 419568.5938 | 0 | 58180.9864 | 1760.6324 | 76301.7122 | 101287.6343 | 33229.9019 | 25685.9945 | 10136.0692 | 117.2249 | 10018.8418 | 0 | 149.417 | 141.156
WtrCldCentChlr-NoFric-1Cmp-0.748kwpton-VarSpd-CndRlf | DEER2023 |  | 2022-03-14 22:54:12+00 | Any | Nrs | Ex | CZ09 | cWVVG | Cap-Tons | 1 | 60654.5781 | None | 884862.3413 | 187222.6649 | 419568.5938 | 0 | 98811.3858 | 1788.8806 | 76183.4511 | 101287.6343 | 33229.9019 | 25685.9945 | 10136.0692 | 117.2249 | 10018.8418 | 0 | 169.5088 | 158.8846
WtrCldCentChlr-NoFric-2Cmp-0.439kwpton-VarSpd-CndRlf | DEER2023 |  | 2022-03-14 23:25:13+00 | Any | Nrs | Ex | CZ09 | cWVVG | Cap-Tons | 153.2121 | 60654.5781 | None | 842388.3837 | 187222.6649 | 419568.5938 | 0 | 56359.6152 | 1759.543 | 76190.495 | 101287.6343 | 33229.9019 | 25685.9945 | 10136.0692 | 117.2249 | 10018.8418 | 0 | 149.7102 | 141.5007
WtrCldCentChlr-NoFric-2Cmp-0.748kwpton-VarSpd-CndRlf | DEER2023 |  | 2022-03-14 23:25:13+00 | Any | Nrs | Ex | CZ09 | cWVVG | Cap-Tons | 1 | 60654.5781 | None | 881564.5409 | 187222.6649 | 419568.5938 | 0 | 95710.0817 | 1787.4562 | 75988.138 | 101287.6343 | 33229.9019 | 25685.9945 | 10136.0692 | 117.2249 | 10018.8418 | 0 | 170.0081 | 159.4715
WtrCldRecipChlr-0.42kwpton | DEER2023 |  | 2022-03-14 23:49:47+00 | Any | Nrs | Ex | CZ09 | cWVVG | Cap-Tons | 153.2121 | 60654.5781 | None | 863361.7754 | 187222.6649 | 419568.5938 | 0 | 75905.4269 | 746.4364 | 78630.89 | 101287.5635 | 33229.2942 | 25685.9945 | 10136.092 | 117.2249 | 10018.864 | 0 | 158.6161 | 149.1899
WtrCldRecipChlr-0.748kwpton | DEER2023 |  | 2022-03-14 23:49:47+00 | Any | Nrs | Ex | CZ09 | cWVVG | Cap-Tons | 1 | 60654.5781 | None | 922327.5579 | 187222.6649 | 419568.5938 | 0 | 134937.7238 | 771.5614 | 78539.3762 | 101287.5635 | 33229.2942 | 25685.9945 | 10136.092 | 117.2249 | 10018.8643 | 0 | 187.5575 | 174.6462
WtrCldScrewChlr-0.42kwpton | DEER2023 |  | 2022-03-15 00:09:29+00 | Any | Nrs | Ex | CZ09 | cWVVG | Cap-Tons | 153.2121 | 60654.5781 | None | 869315.2217 | 187222.6649 | 419568.5938 | 0 | 82111.495 | 760.4567 | 78364.8236 | 101287.5635 | 33229.2942 | 25685.9945 | 10136.0918 | 117.2249 | 10018.8639 | 0 | 164.3792 | 153.7652
WtrCldScrewChlr-0.748kwpton | DEER2023 |  | 2022-03-15 00:09:29+00 | Any | Nrs | Ex | CZ09 | cWVVG | Cap-Tons | 1 | 60654.5781 | None | 932455.006 | 187222.6649 | 419568.5938 | 0 | 145462.9541 | 797.0058 | 78116.5777 | 101287.5635 | 33229.2942 | 25685.9945 | 10136.0918 | 117.2249 | 10018.8639 | 0 | 197.824 | 182.7971
WtrCldScrewChlr-0.439kwpton-VarSpd | DEER2023 |  | 2022-03-15 00:41:21+00 | Any | Nrs | Ex | CZ09 | cWVVG | Cap-Tons | 153.2121 | 60654.5781 | None | 856634.2736 | 187222.6649 | 419568.5938 | 0 | 69036.4031 | 743.2941 | 78776.0569 | 101287.5635 | 33229.2942 | 25685.9945 | 10136.0921 | 117.2249 | 10018.8641 | 0 | 153.832 | 145.496
WtrCldScrewChlr-0.748kwpton-VarSpd | DEER2023 |  | 2022-03-15 00:41:21+00 | Any | Nrs | Ex | CZ09 | cWVVG | Cap-Tons | 1 | 60654.5781 | None | 904645.6822 | 187222.6649 | 419568.5938 | 0 | 117152.5874 | 757.5051 | 78657.042 | 101287.5635 | 33229.2942 | 25685.9945 | 10136.0921 | 117.2249 | 10018.8641 | 0 | 176.5075 | 165.8012
AirCldRecipChlr-0.95kwpton | DEER2023 |  | 2022-03-14 18:21:41+00 | Any | Nrs | Ex | CZ10 | cAVVG | Cap-Tons | 124.2505 | 60654.5781 | None | 857150.718 | 187019.6336 | 419568.5938 | 0 | 122587.9328 | 0 | 31308.0361 | 96666.801 | 31180.6034 | 26894.1229 | 10541.4599 | 117.2249 | 10424.2338 | 0 | 188.1403 | 167.3342
AirCldRecipChlr-1.407kwpton | DEER2023 |  | 2022-03-14 18:21:41+00 | Any | Nrs | Ex | CZ10 | cAVVG | Cap-Tons | 1 | 60654.5781 | None | 916121.8378 | 187019.6336 | 419568.5938 | 0 | 181559.151 | 0 | 31308.0361 | 96666.801 | 31180.6034 | 26894.1229 | 10541.4599 | 117.2249 | 10424.2338 | 0 | 226.1817 | 197.0872
AirCldScrewChlr-0.95kwpton | DEER2023 |  | 2022-03-14 19:29:42+00 | Any | Nrs | Ex | CZ10 | cAVVG | Cap-Tons | 124.2505 | 60654.5781 | None | 877736.5021 | 187019.6336 | 419568.5938 | 0 | 143133.2012 | 0 | 31348.4969 | 96666.7957 | 31180.7151 | 26894.1229 | 10541.467 | 117.2249 | 10424.242 | 0 | 193.3752 | 171.8083
AirCldScrewChlr-1.407kwpton | DEER2023 |  | 2022-03-14 19:29:42+00 | Any | Nrs | Ex | CZ10 | cAVVG | Cap-Tons | 1 | 60654.5781 | None | 946591.1381 | 187019.6336 | 419568.5938 | 0 | 211987.7555 | 0 | 31348.4969 | 96666.7957 | 31180.7151 | 26894.1229 | 10541.467 | 117.2249 | 10424.242 | 0 | 233.9346 | 203.7136
AirCldScrewChlr-0.99kwpton-VarSpd | DEER2023 |  | 2022-03-14 20:36:10+00 | Any | Nrs | Ex | CZ10 | cAVVG | Cap-Tons | 124.2505 | 60654.5781 | None | 883763.1018 | 187019.6336 | 419568.5938 | 0 | 149159.8221 | 0 | 31348.4969 | 96666.7957 | 31180.7151 | 26894.1229 | 10541.467 | 117.2249 | 10424.242 | 0 | 196.9254 | 174.6009
AirCldScrewChlr-1.407kwpton-VarSpd | DEER2023 |  | 2022-03-14 20:36:10+00 | Any | Nrs | Ex | CZ10 | cAVVG | Cap-Tons | 1 | 60654.5781 | None | 946591.1381 | 187019.6336 | 419568.5938 | 0 | 211987.7555 | 0 | 31348.4969 | 96666.7957 | 31180.7151 | 26894.1229 | 10541.467 | 117.2249 | 10424.242 | 0 | 233.9346 | 203.7136
WtrCldCentChlr-Conv-0.42kwpton | DEER2023 |  | 2022-03-14 21:09:18+00 | Any | Nrs | Ex | CZ10 | cWVVG | Cap-Tons | 124.2505 | 60654.5781 | None | 844401.7154 | 187019.6336 | 419568.5938 | 0 | 86422.9976 | 1373.2836 | 53350.6418 | 96666.8126 | 31180.8244 | 26894.287 | 10541.4734 | 117.2249 | 10424.2487 | 0 | 155.5128 | 144.5345
WtrCldCentChlr-Conv-0.748kwpton | DEER2023 |  | 2022-03-14 21:09:18+00 | Any | Nrs | Ex | CZ10 | cWVVG | Cap-Tons | 1 | 60654.5781 | None | 911948.8695 | 187019.6336 | 419568.5938 | 0 | 153893.8772 | 1438.1532 | 53361.9704 | 96666.8126 | 31180.8244 | 26894.287 | 10541.4734 | 117.2249 | 10424.2481 | 0 | 185.3082 | 169.7198
WtrCldCentChlr-Conv-1Cmp-0.439kwpton-VarSpd-CndRlf | DEER2023 |  | 2022-03-14 22:16:50+00 | Any | Nrs | Ex | CZ10 | cWVVG | Cap-Tons | 124.2505 | 60654.5781 | None | 812756.5645 | 187019.6336 | 419568.5938 | 0 | 52708.7917 | 3838.2666 | 52954.5002 | 96666.8379 | 31180.8244 | 26894.287 | 10541.4653 | 117.2249 | 10424.2394 | 0 | 144.5941 | 135.7305
WtrCldCentChlr-Conv-1Cmp-0.748kwpton-VarSpd-CndRlf | DEER2023 |  | 2022-03-14 22:16:50+00 | Any | Nrs | Ex | CZ10 | cWVVG | Cap-Tons | 1 | 60654.5781 | None | 849769.7431 | 187019.6336 | 419568.5938 | 0 | 89664.6934 | 3929.5948 | 52920.454 | 96666.8379 | 31180.8244 | 26894.287 | 10541.4654 | 117.2249 | 10424.2394 | 0 | 161.8958 | 150.891
WtrCldCentChlr-NoFric-1Cmp-0.439kwpton-VarSpd-CndRlf | DEER2023 |  | 2022-03-14 22:54:12+00 | Any | Nrs | Ex | CZ10 | cWVVG | Cap-Tons | 124.2505 | 60654.5781 | None | 809517.5881 | 187019.6336 | 419568.5938 | 0 | 49834.8385 | 3807.7379 | 52620.1538 | 96666.8292 | 31180.8244 | 26894.287 | 10541.4661 | 117.2249 | 10424.2407 | 0 | 146.8402 | 137.1867
WtrCldCentChlr-NoFric-1Cmp-0.748kwpton-VarSpd-CndRlf | DEER2023 |  | 2022-03-14 22:54:12+00 | Any | Nrs | Ex | CZ10 | cWVVG | Cap-Tons | 1 | 60654.5781 | None | 844544.6905 | 187019.6336 | 419568.5938 | 0 | 84812.0038 | 3897.5819 | 52580.2742 | 96666.8292 | 31180.8244 | 26894.287 | 10541.4661 | 117.2249 | 10424.2406 | 0 | 165.7831 | 153.3764
WtrCldCentChlr-NoFric-2Cmp-0.439kwpton-VarSpd-CndRlf | DEER2023 |  | 2022-03-14 23:25:13+00 | Any | Nrs | Ex | CZ10 | cWVVG | Cap-Tons | 124.2505 | 60654.5781 | None | 809323.6251 | 187019.6336 | 419568.5938 | 0 | 49691.602 | 3809.9552 | 52567.2032 | 96666.8292 | 31180.8244 | 26894.287 | 10541.4661 | 117.2249 | 10424.2407 | 0 | 147.5314 | 137.6745
WtrCldCentChlr-NoFric-2Cmp-0.748kwpton-VarSpd-CndRlf | DEER2023 |  | 2022-03-14 23:25:13+00 | Any | Nrs | Ex | CZ10 | cWVVG | Cap-Tons | 1 | 60654.5781 | None | 844227.8998 | 187019.6336 | 419568.5938 | 0 | 84573.718 | 3901.6059 | 52497.6731 | 96666.8292 | 31180.8244 | 26894.287 | 10541.4663 | 117.2249 | 10424.2406 | 0 | 166.9644 | 154.2095
WtrCldRecipChlr-0.42kwpton | DEER2023 |  | 2022-03-14 23:49:47+00 | Any | Nrs | Ex | CZ10 | cWVVG | Cap-Tons | 124.2505 | 60654.5781 | None | 827601.4425 | 187019.6336 | 419568.5938 | 0 | 68707.1825 | 1396.0079 | 54243.2825 | 96666.7714 | 31180.8244 | 26894.287 | 10541.4974 | 117.2249 | 10424.2722 | 0 | 152.752 | 142.4935
WtrCldRecipChlr-0.748kwpton | DEER2023 |  | 2022-03-14 23:49:47+00 | Any | Nrs | Ex | CZ10 | cWVVG | Cap-Tons | 1 | 60654.5781 | None | 881153.4584 | 187019.6336 | 419568.5938 | 0 | 122235.6498 | 1446.8679 | 54216.0826 | 96666.7714 | 31180.8244 | 26894.287 | 10541.4974 | 117.2249 | 10424.2725 | 0 | 180.4105 | 165.8072
WtrCldScrewChlr-0.42kwpton | DEER2023 |  | 2022-03-15 00:09:29+00 | Any | Nrs | Ex | CZ10 | cWVVG | Cap-Tons | 124.2505 | 60654.5781 | None | 832459.3536 | 187019.6336 | 419568.5938 | 0 | 73670.49 | 1413.2833 | 54120.5879 | 96666.7733 | 31180.8244 | 26894.287 | 10541.4979 | 117.2249 | 10424.2722 | 0 | 156.3745 | 145.6931
WtrCldScrewChlr-0.748kwpton | DEER2023 |  | 2022-03-15 00:09:29+00 | Any | Nrs | Ex | CZ10 | cWVVG | Cap-Tons | 1 | 60654.5781 | None | 889442.82 | 187019.6336 | 419568.5938 | 0 | 130693.4319 | 1477.3774 | 54017.0683 | 96666.7733 | 31180.8244 | 26894.287 | 10541.4977 | 117.2249 | 10424.2722 | 0 | 186.8654 | 171.5078
WtrCldScrewChlr-0.439kwpton-VarSpd | DEER2023 |  | 2022-03-15 00:41:21+00 | Any | Nrs | Ex | CZ10 | cWVVG | Cap-Tons | 124.2505 | 60654.5781 | None | 819046.3174 | 187019.6336 | 419568.5938 | 0 | 59967.9675 | 1386.8291 | 54436.6799 | 96666.7694 | 31180.8244 | 26894.287 | 10541.4979 | 117.2249 | 10424.2725 | 0 | 148.3619 | 138.737
WtrCldScrewChlr-0.748kwpton-VarSpd | DEER2023 |  | 2022-03-15 00:41:21+00 | Any | Nrs | Ex | CZ10 | cWVVG | Cap-Tons | 1 | 60654.5781 | None | 860980.866 | 187019.6336 | 419568.5938 | 0 | 101920.319 | 1417.2732 | 54388.4153 | 96666.7694 | 31180.8244 | 26894.287 | 10541.4979 | 117.2249 | 10424.2725 | 0 | 170.1582 | 157.0646
AirCldRecipChlr-0.95kwpton | DEER2023 |  | 2022-03-14 18:21:41+00 | Any | Nrs | Ex | CZ11 | cAVVG | Cap-Tons | 133.0702 | 60654.5781 | None | 879825.4013 | 187199.3405 | 419568.5938 | 0 | 136067.3035 | 0 | 40134.007 | 96856.6054 | 28469.2557 | 35796.5304 | 15796.6552 | 117.2249 | 15679.4269 | 0 | 208.0535 | 201.9368
AirCldRecipChlr-1.407kwpton | DEER2023 |  | 2022-03-14 18:21:41+00 | Any | Nrs | Ex | CZ11 | cAVVG | Cap-Tons | 1 | 60654.5781 | None | 945280.815 | 187199.3405 | 419568.5938 | 0 | 201522.8104 | 0 | 40134.007 | 96856.6054 | 28469.2557 | 35796.5304 | 15796.6552 | 117.2249 | 15679.4269 | 0 | 254.9228 | 247.1664
AirCldScrewChlr-0.95kwpton | DEER2023 |  | 2022-03-14 19:29:42+00 | Any | Nrs | Ex | CZ11 | cAVVG | Cap-Tons | 133.0702 | 60654.5781 | None | 898171.2745 | 187199.3405 | 419568.5938 | 0 | 154394.1667 | 0 | 40153.0776 | 96856.6023 | 28469.2557 | 35796.6614 | 15796.657 | 117.2249 | 15679.4309 | 0 | 214.3509 | 208.0601
AirCldScrewChlr-1.407kwpton | DEER2023 |  | 2022-03-14 19:29:42+00 | Any | Nrs | Ex | CZ11 | cAVVG | Cap-Tons | 1 | 60654.5781 | None | 972442.9473 | 187199.3405 | 419568.5938 | 0 | 228665.8742 | 0 | 40153.0776 | 96856.6023 | 28469.2557 | 35796.6614 | 15796.657 | 117.2249 | 15679.4309 | 0 | 264.2501 | 256.2392
AirCldScrewChlr-0.99kwpton-VarSpd | DEER2023 |  | 2022-03-14 20:36:10+00 | Any | Nrs | Ex | CZ11 | cAVVG | Cap-Tons | 133.0702 | 60654.5781 | None | 904672.0754 | 187199.3405 | 419568.5938 | 0 | 160894.9631 | 0 | 40153.0776 | 96856.6023 | 28469.2557 | 35796.6614 | 15796.657 | 117.2249 | 15679.4309 | 0 | 218.7181 | 212.2773
AirCldScrewChlr-1.407kwpton-VarSpd | DEER2023 |  | 2022-03-14 20:36:10+00 | Any | Nrs | Ex | CZ11 | cAVVG | Cap-Tons | 1 | 60654.5781 | None | 972442.9473 | 187199.3405 | 419568.5938 | 0 | 228665.8742 | 0 | 40153.0776 | 96856.6023 | 28469.2557 | 35796.6614 | 15796.657 | 117.2249 | 15679.4309 | 0 | 264.2501 | 256.2392
WtrCldCentChlr-Conv-0.42kwpton | DEER2023 |  | 2022-03-14 21:09:18+00 | Any | Nrs | Ex | CZ11 | cWVVG | Cap-Tons | 133.0702 | 60654.5781 | None | 853275.6985 | 187199.3405 | 419568.5938 | 0 | 87792.2521 | 1025.6009 | 60833.3702 | 96856.6242 | 28468.9927 | 35796.6598 | 15796.6647 | 117.2249 | 15679.4367 | 0 | 161.4479 | 157.7533
WtrCldCentChlr-Conv-0.748kwpton | DEER2023 |  | 2022-03-14 21:09:18+00 | Any | Nrs | Ex | CZ11 | cWVVG | Cap-Tons | 1 | 60654.5781 | None | 921873.9124 | 187199.3405 | 419568.5938 | 0 | 156353.7787 | 1073.9138 | 60821.8925 | 96856.6242 | 28468.9927 | 35796.6598 | 15796.6647 | 117.2249 | 15679.4367 | 0 | 194.6344 | 190.3095
WtrCldCentChlr-Conv-1Cmp-0.439kwpton-VarSpd-CndRlf | DEER2023 |  | 2022-03-14 22:16:50+00 | Any | Nrs | Ex | CZ11 | cWVVG | Cap-Tons | 133.0702 | 60654.5781 | None | 824235.9363 | 187199.3405 | 419568.5938 | 0 | 58259.4299 | 2373.466 | 59978.9225 | 96856.6471 | 28468.9927 | 35796.6598 | 15796.654 | 117.2249 | 15679.4259 | 0 | 148.615 | 145.2289
WtrCldCentChlr-Conv-1Cmp-0.748kwpton-VarSpd-CndRlf | DEER2023 |  | 2022-03-14 22:16:50+00 | Any | Nrs | Ex | CZ11 | cWVVG | Cap-Tons | 1 | 60654.5781 | None | 864998.0839 | 187199.3405 | 419568.5938 | 0 | 99059.311 | 2425.4901 | 59889.1909 | 96856.6471 | 28468.9927 | 35796.6598 | 15796.654 | 117.2249 | 15679.4259 | 0 | 168.7324 | 165.1269
WtrCldCentChlr-NoFric-1Cmp-0.439kwpton-VarSpd-CndRlf | DEER2023 |  | 2022-03-14 22:54:12+00 | Any | Nrs | Ex | CZ11 | cWVVG | Cap-Tons | 133.0702 | 60654.5781 | None | 819296.231 | 187199.3405 | 419568.5938 | 0 | 53948.4276 | 2328.8937 | 59394.5528 | 96856.6487 | 28468.9927 | 35796.6598 | 15796.654 | 117.2249 | 15679.4279 | 0 | 150.2369 | 146.6399
WtrCldCentChlr-NoFric-1Cmp-0.748kwpton-VarSpd-CndRlf | DEER2023 |  | 2022-03-14 22:54:12+00 | Any | Nrs | Ex | CZ11 | cWVVG | Cap-Tons | 1 | 60654.5781 | None | 857053.1403 | 187199.3405 | 419568.5938 | 0 | 91752.9987 | 2379.1031 | 59296.5885 | 96856.6487 | 28468.9927 | 35796.6598 | 15796.654 | 117.2249 | 15679.4279 | 0 | 171.6114 | 167.5558
WtrCldCentChlr-NoFric-2Cmp-0.439kwpton-VarSpd-CndRlf | DEER2023 |  | 2022-03-14 23:25:13+00 | Any | Nrs | Ex | CZ11 | cWVVG | Cap-Tons | 133.0702 | 60654.5781 | None | 818653.7592 | 187199.3405 | 419568.5938 | 0 | 53402.13 | 2330.069 | 59297.1434 | 96856.6487 | 28468.9927 | 35796.6598 | 15796.654 | 117.2249 | 15679.4279 | 0 | 150.8367 | 147.2057
WtrCldCentChlr-NoFric-2Cmp-0.748kwpton-VarSpd-CndRlf | DEER2023 |  | 2022-03-14 23:25:13+00 | Any | Nrs | Ex | CZ11 | cWVVG | Cap-Tons | 1 | 60654.5781 | None | 855992.1526 | 187199.3405 | 419568.5938 | 0 | 90833.2908 | 2381.2102 | 59153.0537 | 96856.6487 | 28468.9927 | 35796.6598 | 15796.654 | 117.2249 | 15679.4279 | 0 | 172.6329 | 168.5201
WtrCldRecipChlr-0.42kwpton | DEER2023 |  | 2022-03-14 23:49:47+00 | Any | Nrs | Ex | CZ11 | cWVVG | Cap-Tons | 133.0702 | 60654.5781 | None | 837465.0662 | 187199.3405 | 419568.5938 | 0 | 71117.8617 | 1047.7368 | 61675.0835 | 96856.592 | 28468.9927 | 35796.6598 | 15796.6758 | 117.2249 | 15679.4497 | 0 | 158.6205 | 155.047
WtrCldRecipChlr-0.748kwpton | DEER2023 |  | 2022-03-14 23:49:47+00 | Any | Nrs | Ex | CZ11 | cWVVG | Cap-Tons | 1 | 60654.5781 | None | 892821.3088 | 187199.3405 | 419568.5938 | 0 | 126510.9259 | 1086.5283 | 61599.4366 | 96856.592 | 28468.9927 | 35796.6598 | 15796.6758 | 117.2249 | 15679.4497 | 0 | 189.6048 | 185.3895
WtrCldScrewChlr-0.42kwpton | DEER2023 |  | 2022-03-15 00:09:29+00 | Any | Nrs | Ex | CZ11 | cWVVG | Cap-Tons | 133.0702 | 60654.5781 | None | 844027.6109 | 187199.3405 | 419568.5938 | 0 | 77860.0252 | 1063.3307 | 61480.1271 | 96856.592 | 28468.9927 | 35796.6598 | 15796.6758 | 117.2249 | 15679.4497 | 0 | 162.6656 | 159.1367
WtrCldScrewChlr-0.748kwpton | DEER2023 |  | 2022-03-15 00:09:29+00 | Any | Nrs | Ex | CZ11 | cWVVG | Cap-Tons | 1 | 60654.5781 | None | 904261.4308 | 187199.3405 | 419568.5938 | 0 | 138223.0333 | 1114.697 | 61299.6663 | 96856.592 | 28468.9927 | 35796.6598 | 15796.6758 | 117.2249 | 15679.4497 | 0 | 196.8142 | 192.6783
WtrCldScrewChlr-0.439kwpton-VarSpd | DEER2023 |  | 2022-03-15 00:41:21+00 | Any | Nrs | Ex | CZ11 | cWVVG | Cap-Tons | 133.0702 | 60654.5781 | None | 829696.6366 | 187199.3405 | 419568.5938 | 0 | 63215.908 | 1042.6021 | 61813.9344 | 96856.592 | 28468.9927 | 35796.6598 | 15796.6758 | 117.2249 | 15679.4497 | 0 | 154.9062 | 151.3257
WtrCldScrewChlr-0.748kwpton-VarSpd | DEER2023 |  | 2022-03-15 00:41:21+00 | Any | Nrs | Ex | CZ11 | cWVVG | Cap-Tons | 1 | 60654.5781 | None | 873821.152 | 187199.3405 | 419568.5938 | 0 | 107433.8852 | 1067.165 | 61696.0378 | 96856.592 | 28468.9927 | 35796.6598 | 15796.6758 | 117.2249 | 15679.4497 | 0 | 180.1778 | 176.0162
AirCldRecipChlr-0.95kwpton | DEER2023 |  | 2022-03-14 18:21:41+00 | Any | Nrs | Ex | CZ12 | cAVVG | Cap-Tons | 120.5411 | 60654.5781 | None | 830983.5085 | 187112.8066 | 419568.5938 | 0 | 95332.0892 | 0 | 32535.5864 | 96434.6136 | 23922.1093 | 38337.7007 | 15233.492 | 117.2249 | 15116.2676 | 0 | 195.1742 | 186.0128
AirCldRecipChlr-1.407kwpton | DEER2023 |  | 2022-03-14 18:21:41+00 | Any | Nrs | Ex | CZ12 | cAVVG | Cap-Tons | 1 | 60654.5781 | None | 876843.2315 | 187112.8066 | 419568.5938 | 0 | 141191.7907 | 0 | 32535.5864 | 96434.6136 | 23922.1093 | 38337.7007 | 15233.492 | 117.2249 | 15116.2676 | 0 | 236.4001 | 224.1897
AirCldScrewChlr-0.95kwpton | DEER2023 |  | 2022-03-14 19:29:42+00 | Any | Nrs | Ex | CZ12 | cAVVG | Cap-Tons | 120.5411 | 60654.5781 | None | 846573.2963 | 187112.8066 | 419568.5938 | 0 | 110888.895 | 0 | 32568.5082 | 96434.6049 | 23922.1093 | 38337.7007 | 15233.498 | 117.2249 | 15116.2736 | 0 | 200.3201 | 190.7352
AirCldScrewChlr-1.407kwpton | DEER2023 |  | 2022-03-14 19:29:42+00 | Any | Nrs | Ex | CZ12 | cAVVG | Cap-Tons | 1 | 60654.5781 | None | 899916.5772 | 187112.8066 | 419568.5938 | 0 | 164232.2067 | 0 | 32568.5082 | 96434.6049 | 23922.1093 | 38337.7007 | 15233.498 | 117.2249 | 15116.2736 | 0 | 244.0252 | 231.1903
AirCldScrewChlr-0.99kwpton-VarSpd | DEER2023 |  | 2022-03-14 20:36:10+00 | Any | Nrs | Ex | CZ12 | cAVVG | Cap-Tons | 120.5411 | 60654.5781 | None | 851242.2289 | 187112.8066 | 419568.5938 | 0 | 115557.8741 | 0 | 32568.5082 | 96434.6049 | 23922.1093 | 38337.7007 | 15233.498 | 117.2249 | 15116.2736 | 0 | 204.1455 | 194.2762
AirCldScrewChlr-1.407kwpton-VarSpd | DEER2023 |  | 2022-03-14 20:36:10+00 | Any | Nrs | Ex | CZ12 | cAVVG | Cap-Tons | 1 | 60654.5781 | None | 899916.5772 | 187112.8066 | 419568.5938 | 0 | 164232.2067 | 0 | 32568.5082 | 96434.6049 | 23922.1093 | 38337.7007 | 15233.498 | 117.2249 | 15116.2736 | 0 | 244.0252 | 231.1903
WtrCldCentChlr-Conv-0.42kwpton | DEER2023 |  | 2022-03-14 21:09:18+00 | Any | Nrs | Ex | CZ12 | cWVVG | Cap-Tons | 120.5411 | 60654.5781 | None | 820976.0913 | 187112.8066 | 419568.5938 | 0 | 66843.6861 | 1007.3727 | 50009.2088 | 96434.6166 | 23922.1093 | 38337.8469 | 15233.509 | 117.2249 | 15116.2829 | 0 | 156.2284 | 150.9204
WtrCldCentChlr-Conv-0.748kwpton | DEER2023 |  | 2022-03-14 21:09:18+00 | Any | Nrs | Ex | CZ12 | cWVVG | Cap-Tons | 1 | 60654.5781 | None | 873175.9864 | 187112.8066 | 419568.5938 | 0 | 119017.9301 | 1054.0526 | 49988.2351 | 96434.6166 | 23922.1093 | 38337.8469 | 15233.509 | 117.2249 | 15116.2829 | 0 | 186.4696 | 179.6066
WtrCldCentChlr-Conv-1Cmp-0.439kwpton-VarSpd-CndRlf | DEER2023 |  | 2022-03-14 22:16:50+00 | Any | Nrs | Ex | CZ12 | cWVVG | Cap-Tons | 120.5411 | 60654.5781 | None | 797498.1836 | 187112.8066 | 419568.5938 | 0 | 41982.9104 | 2797.8237 | 49601.6243 | 96434.6279 | 23922.1093 | 38337.8469 | 15233.4991 | 117.2249 | 15116.2747 | 0 | 146.4082 | 141.5247
WtrCldCentChlr-Conv-1Cmp-0.748kwpton-VarSpd-CndRlf | DEER2023 |  | 2022-03-14 22:16:50+00 | Any | Nrs | Ex | CZ12 | cWVVG | Cap-Tons | 1 | 60654.5781 | None | 826889.6806 | 187112.8066 | 419568.5938 | 0 | 71354.8 | 2864.3205 | 49554.592 | 96434.6279 | 23922.1093 | 38337.8469 | 15233.4991 | 117.2249 | 15116.2747 | 0 | 165.2048 | 159.227
WtrCldCentChlr-NoFric-1Cmp-0.439kwpton-VarSpd-CndRlf | DEER2023 |  | 2022-03-14 22:54:12+00 | Any | Nrs | Ex | CZ12 | cWVVG | Cap-Tons | 120.5411 | 60654.5781 | None | 794531.8521 | 187112.8066 | 419568.5938 | 0 | 38945.3023 | 2794.7455 | 49675.905 | 96434.6261 | 23922.1093 | 38337.8469 | 15233.5028 | 117.2249 | 15116.277 | 0 | 148.2337 | 143.1583
WtrCldCentChlr-NoFric-1Cmp-0.748kwpton-VarSpd-CndRlf | DEER2023 |  | 2022-03-14 22:54:12+00 | Any | Nrs | Ex | CZ12 | cWVVG | Cap-Tons | 1 | 60654.5781 | None | 821831.0539 | 187112.8066 | 419568.5938 | 0 | 66247.3398 | 2859.9661 | 49607.9242 | 96434.6261 | 23922.1093 | 38337.8469 | 15233.5028 | 117.2249 | 15116.277 | 0 | 168.3763 | 162.0711
WtrCldCentChlr-NoFric-2Cmp-0.439kwpton-VarSpd-CndRlf | DEER2023 |  | 2022-03-14 23:25:13+00 | Any | Nrs | Ex | CZ12 | cWVVG | Cap-Tons | 120.5411 | 60654.5781 | None | 794199.7846 | 187112.8066 | 419568.5938 | 0 | 38660.9554 | 2796.3299 | 49626.681 | 96434.6261 | 23922.1093 | 38337.8469 | 15233.5028 | 117.2249 | 15116.277 | 0 | 148.8342 | 143.7052
WtrCldCentChlr-NoFric-2Cmp-0.748kwpton-VarSpd-CndRlf | DEER2023 |  | 2022-03-14 23:25:13+00 | Any | Nrs | Ex | CZ12 | cWVVG | Cap-Tons | 1 | 60654.5781 | None | 821300.1981 | 187112.8066 | 419568.5938 | 0 | 65768.2533 | 2862.8288 | 49553.2277 | 96434.6261 | 23922.1093 | 38337.8469 | 15233.5028 | 117.2249 | 15116.277 | 0 | 169.402 | 163.0045
WtrCldRecipChlr-0.42kwpton | DEER2023 |  | 2022-03-14 23:49:47+00 | Any | Nrs | Ex | CZ12 | cWVVG | Cap-Tons | 120.5411 | 60654.5781 | None | 807863.471 | 187112.8066 | 419568.5938 | 0 | 52960.3401 | 1029.976 | 50757.3954 | 96434.5937 | 23922.561 | 38337.8469 | 15233.5275 | 117.2249 | 15116.3031 | 0 | 153.803 | 148.8064
WtrCldRecipChlr-0.748kwpton | DEER2023 |  | 2022-03-14 23:49:47+00 | Any | Nrs | Ex | CZ12 | cWVVG | Cap-Tons | 1 | 60654.5781 | None | 849085.8965 | 187112.8066 | 419568.5938 | 0 | 94194.8417 | 1067.8638 | 50707.3599 | 96434.5937 | 23922.561 | 38337.8469 | 15233.5275 | 117.2249 | 15116.3031 | 0 | 182.1761 | 175.6774
WtrCldScrewChlr-0.42kwpton | DEER2023 |  | 2022-03-15 00:09:29+00 | Any | Nrs | Ex | CZ12 | cWVVG | Cap-Tons | 120.5411 | 60654.5781 | None | 811559.5319 | 187112.8066 | 419568.5938 | 0 | 56737.2801 | 1043.0651 | 50663.3367 | 96434.5937 | 23922.561 | 38337.8469 | 15233.5275 | 117.2249 | 15116.3031 | 0 | 156.9728 | 152.0237
WtrCldScrewChlr-0.748kwpton | DEER2023 |  | 2022-03-15 00:09:29+00 | Any | Nrs | Ex | CZ12 | cWVVG | Cap-Tons | 1 | 60654.5781 | None | 855367.7519 | 187112.8066 | 419568.5938 | 0 | 100592.1747 | 1091.1399 | 50568.5525 | 96434.5937 | 23922.561 | 38337.8469 | 15233.5275 | 117.2249 | 15116.3031 | 0 | 187.8223 | 181.4092
WtrCldScrewChlr-0.439kwpton-VarSpd | DEER2023 |  | 2022-03-15 00:41:21+00 | Any | Nrs | Ex | CZ12 | cWVVG | Cap-Tons | 120.5411 | 60654.5781 | None | 801689.2075 | 187112.8066 | 419568.5938 | 0 | 46837.4245 | 1020.16 | 50715.7582 | 96434.5937 | 23922.561 | 38337.8469 | 15233.5275 | 117.2249 | 15116.3014 | 0 | 150.2944 | 145.3133
WtrCldScrewChlr-0.748kwpton-VarSpd | DEER2023 |  | 2022-03-15 00:41:21+00 | Any | Nrs | Ex | CZ12 | cWVVG | Cap-Tons | 1 | 60654.5781 | None | 834372.9736 | 187112.8066 | 419568.5938 | 0 | 79565.0896 | 1043.8971 | 50648.0791 | 96434.5937 | 23922.561 | 38337.8469 | 15233.5275 | 117.2249 | 15116.3014 | 0 | 173.3507 | 167.0276
AirCldRecipChlr-0.95kwpton | DEER2023 |  | 2022-03-14 18:21:41+00 | Any | Nrs | Ex | CZ13 | cAVVG | Cap-Tons | 133.2591 | 60654.5781 | None | 898048.4897 | 187206.0539 | 419568.5938 | 0 | 151886.3945 | 0 | 42397.3762 | 96990.0968 | 32351.5581 | 31224.6602 | 13810.7743 | 117.2249 | 13693.5482 | 0 | 208.0009 | 199.075
AirCldRecipChlr-1.407kwpton | DEER2023 |  | 2022-03-14 18:21:41+00 | Any | Nrs | Ex | CZ13 | cAVVG | Cap-Tons | 1 | 60654.5781 | None | 971113.7957 | 187206.0539 | 419568.5938 | 0 | 224951.7451 | 0 | 42397.3762 | 96990.0968 | 32351.5581 | 31224.6602 | 13810.7743 | 117.2249 | 13693.5482 | 0 | 254.882 | 243.0741
AirCldScrewChlr-0.95kwpton | DEER2023 |  | 2022-03-14 19:29:42+00 | Any | Nrs | Ex | CZ13 | cAVVG | Cap-Tons | 133.2591 | 60654.5781 | None | 918078.1625 | 187206.0539 | 419568.5938 | 0 | 171883.4443 | 0 | 42429.9577 | 96990.0953 | 32351.5581 | 31224.6602 | 13810.7782 | 117.2249 | 13693.5516 | 0 | 213.9278 | 204.6331
AirCldScrewChlr-1.407kwpton | DEER2023 |  | 2022-03-14 19:29:42+00 | Any | Nrs | Ex | CZ13 | cAVVG | Cap-Tons | 1 | 60654.5781 | None | 1000763.1419 | 187206.0539 | 419568.5938 | 0 | 254568.3621 | 0 | 42429.9577 | 96990.0953 | 32351.5581 | 31224.6602 | 13810.7782 | 117.2249 | 13693.5516 | 0 | 263.66 | 251.3087
AirCldScrewChlr-0.99kwpton-VarSpd | DEER2023 |  | 2022-03-14 20:36:10+00 | Any | Nrs | Ex | CZ13 | cAVVG | Cap-Tons | 133.2591 | 60654.5781 | None | 925315.4182 | 187206.0539 | 419568.5938 | 0 | 179120.5705 | 0 | 42429.9577 | 96990.0953 | 32351.5581 | 31224.6602 | 13810.7782 | 117.2249 | 13693.5516 | 0 | 218.2804 | 208.7183
AirCldScrewChlr-1.407kwpton-VarSpd | DEER2023 |  | 2022-03-14 20:36:10+00 | Any | Nrs | Ex | CZ13 | cAVVG | Cap-Tons | 1 | 60654.5781 | None | 1000763.1419 | 187206.0539 | 419568.5938 | 0 | 254568.3621 | 0 | 42429.9577 | 96990.0953 | 32351.5581 | 31224.6602 | 13810.7782 | 117.2249 | 13693.5516 | 0 | 263.66 | 251.3087
WtrCldCentChlr-Conv-0.42kwpton | DEER2023 |  | 2022-03-14 21:09:18+00 | Any | Nrs | Ex | CZ13 | cWVVG | Cap-Tons | 133.2591 | 60654.5781 | None | 869205.6366 | 187206.0539 | 419568.5938 | 0 | 98252.4392 | 1606.6007 | 65581.7095 | 96990.1105 | 32351.2907 | 31224.6602 | 13810.7832 | 117.2249 | 13693.5569 | 0 | 162.4648 | 157.3266
WtrCldCentChlr-Conv-0.748kwpton | DEER2023 |  | 2022-03-14 21:09:18+00 | Any | Nrs | Ex | CZ13 | cWVVG | Cap-Tons | 1 | 60654.5781 | None | 945987.0628 | 187206.0539 | 419568.5938 | 0 | 174982.7569 | 1683.2946 | 65556.2639 | 96990.1105 | 32351.2907 | 31224.6602 | 13810.7832 | 117.2249 | 13693.5569 | 0 | 196.008 | 189.4209
WtrCldCentChlr-Conv-1Cmp-0.439kwpton-VarSpd-CndRlf | DEER2023 |  | 2022-03-14 22:16:50+00 | Any | Nrs | Ex | CZ13 | cWVVG | Cap-Tons | 133.2591 | 60654.5781 | None | 836307.3095 | 187206.0539 | 419568.5938 | 0 | 62946.1144 | 4379.7313 | 65216.6083 | 96990.1222 | 32351.2907 | 31224.6602 | 13810.7782 | 117.2249 | 13693.5516 | 0 | 152.3281 | 147.4318
WtrCldCentChlr-Conv-1Cmp-0.748kwpton-VarSpd-CndRlf | DEER2023 |  | 2022-03-14 22:16:50+00 | Any | Nrs | Ex | CZ13 | cWVVG | Cap-Tons | 1 | 60654.5781 | None | 880475.444 | 187206.0539 | 419568.5938 | 0 | 107075.3333 | 4493.6267 | 65141.5449 | 96990.1222 | 32351.2907 | 31224.6602 | 13810.7782 | 117.2249 | 13693.5516 | 0 | 173.5167 | 167.512
WtrCldCentChlr-NoFric-1Cmp-0.439kwpton-VarSpd-CndRlf | DEER2023 |  | 2022-03-14 22:54:12+00 | Any | Nrs | Ex | CZ13 | cWVVG | Cap-Tons | 133.2591 | 60654.5781 | None | 832618.8622 | 187206.0539 | 419568.5938 | 0 | 59923.7719 | 4322.9182 | 64607.3415 | 96990.1219 | 32351.2907 | 31224.6602 | 13810.7782 | 117.2249 | 13693.5516 | 0 | 154.1764 | 149.147
WtrCldCentChlr-NoFric-1Cmp-0.748kwpton-VarSpd-CndRlf | DEER2023 |  | 2022-03-14 22:54:12+00 | Any | Nrs | Ex | CZ13 | cWVVG | Cap-Tons | 1 | 60654.5781 | None | 874689.7619 | 187206.0539 | 419568.5938 | 0 | 101974.3151 | 4435.7882 | 64514.9471 | 96990.1219 | 32351.2907 | 31224.6602 | 13810.7782 | 117.2249 | 13693.5516 | 0 | 176.7558 | 170.5329
WtrCldCentChlr-NoFric-2Cmp-0.439kwpton-VarSpd-CndRlf | DEER2023 |  | 2022-03-14 23:25:13+00 | Any | Nrs | Ex | CZ13 | cWVVG | Cap-Tons | 133.2591 | 60654.5781 | None | 832499.2115 | 187206.0539 | 419568.5938 | 0 | 59872.2908 | 4325.8758 | 64536.222 | 96990.1219 | 32351.2907 | 31224.6602 | 13810.7782 | 117.2249 | 13693.5516 | 0 | 154.8156 | 149.7544
WtrCldCentChlr-NoFric-2Cmp-0.748kwpton-VarSpd-CndRlf | DEER2023 |  | 2022-03-14 23:25:13+00 | Any | Nrs | Ex | CZ13 | cWVVG | Cap-Tons | 1 | 60654.5781 | None | 874513.29 | 187206.0539 | 419568.5938 | 0 | 101891.881 | 4440.9509 | 64415.6167 | 96990.1219 | 32351.2907 | 31224.6602 | 13810.7782 | 117.2249 | 13693.5516 | 0 | 177.8497 | 171.5715
WtrCldRecipChlr-0.42kwpton | DEER2023 |  | 2022-03-14 23:49:47+00 | Any | Nrs | Ex | CZ13 | cWVVG | Cap-Tons | 133.2591 | 60654.5781 | None | 852297.9712 | 187206.0539 | 419568.5938 | 0 | 80505.1015 | 1631.0299 | 66396.9601 | 96990.0824 | 32351.2907 | 31224.6602 | 13810.7942 | 117.2249 | 13693.5674 | 0 | 159.8587 | 154.7916
WtrCldRecipChlr-0.748kwpton | DEER2023 |  | 2022-03-14 23:49:47+00 | Any | Nrs | Ex | CZ13 | cWVVG | Cap-Tons | 1 | 60654.5781 | None | 915037.6115 | 187206.0539 | 419568.5938 | 0 | 143244.2095 | 1693.2595 | 66335.2721 | 96990.0824 | 32351.2907 | 31224.6602 | 13810.7942 | 117.2249 | 13693.5674 | 0 | 191.4092 | 184.8385
WtrCldScrewChlr-0.42kwpton | DEER2023 |  | 2022-03-15 00:09:29+00 | Any | Nrs | Ex | CZ13 | cWVVG | Cap-Tons | 133.2591 | 60654.5781 | None | 859759.9705 | 187206.0539 | 419568.5938 | 0 | 88072.111 | 1651.6735 | 66271.5255 | 96990.0824 | 32351.2907 | 31224.6602 | 13810.7942 | 117.2249 | 13693.5674 | 0 | 163.5351 | 158.5125
WtrCldScrewChlr-0.748kwpton | DEER2023 |  | 2022-03-15 00:09:29+00 | Any | Nrs | Ex | CZ13 | cWVVG | Cap-Tons | 1 | 60654.5781 | None | 928000.0532 | 187206.0539 | 419568.5938 | 0 | 156393.2523 | 1730.5632 | 66111.4282 | 96990.0824 | 32351.2907 | 31224.6602 | 13810.7942 | 117.2249 | 13693.5674 | 0 | 197.9585 | 191.4676
WtrCldScrewChlr-0.439kwpton-VarSpd | DEER2023 |  | 2022-03-15 00:41:21+00 | Any | Nrs | Ex | CZ13 | cWVVG | Cap-Tons | 133.2591 | 60654.5781 | None | 843910.5157 | 187206.0539 | 419568.5938 | 0 | 71744.7338 | 1631.6724 | 66769.1525 | 96990.0824 | 32351.2907 | 31224.6602 | 13810.7942 | 117.2249 | 13693.5674 | 0 | 156.3888 | 151.2559
WtrCldScrewChlr-0.748kwpton-VarSpd | DEER2023 |  | 2022-03-15 00:41:21+00 | Any | Nrs | Ex | CZ13 | cWVVG | Cap-Tons | 1 | 60654.5781 | None | 894085.6 | 187206.0539 | 419568.5938 | 0 | 121987.1255 | 1673.2648 | 66660.3482 | 96990.0824 | 32351.2907 | 31224.6602 | 13810.7942 | 117.2249 | 13693.5674 | 0 | 182.3176 | 175.7859
AirCldRecipChlr-0.95kwpton | DEER2023 |  | 2022-03-14 18:21:41+00 | Any | Nrs | Ex | CZ14 | cAVVG | Cap-Tons | 131.2763 | 60654.5781 | None | 872602.1922 | 187064.0007 | 419568.5938 | 0 | 133909.3284 | 0 | 35312.9651 | 96747.2043 | 29712.4342 | 34091.6916 | 16099.1622 | 117.2249 | 15981.9382 | 0 | 204.8115 | 187.3401
AirCldRecipChlr-1.407kwpton | DEER2023 |  | 2022-03-14 18:21:41+00 | Any | Nrs | Ex | CZ14 | cAVVG | Cap-Tons | 1 | 60654.5781 | None | 937019.7823 | 187064.0007 | 419568.5938 | 0 | 198326.7774 | 0 | 35312.9651 | 96747.2043 | 29712.4342 | 34091.6916 | 16099.1622 | 117.2249 | 15981.9382 | 0 | 250.385 | 226.1386
AirCldScrewChlr-0.95kwpton | DEER2023 |  | 2022-03-14 19:29:42+00 | Any | Nrs | Ex | CZ14 | cAVVG | Cap-Tons | 131.2763 | 60654.5781 | None | 892275.2723 | 187064.0007 | 419568.5938 | 0 | 153553.4474 | 0 | 35342.007 | 96747.2025 | 29712.4342 | 34091.6916 | 16099.1622 | 117.2249 | 15981.9424 | 0 | 211.2722 | 193.1905
AirCldScrewChlr-1.407kwpton | DEER2023 |  | 2022-03-14 19:29:42+00 | Any | Nrs | Ex | CZ14 | cAVVG | Cap-Tons | 1 | 60654.5781 | None | 966142.5312 | 187064.0007 | 419568.5938 | 0 | 227420.7573 | 0 | 35342.007 | 96747.2025 | 29712.4342 | 34091.6916 | 16099.1622 | 117.2249 | 15981.9424 | 0 | 259.9528 | 234.8046
AirCldScrewChlr-0.99kwpton-VarSpd | DEER2023 |  | 2022-03-14 20:36:10+00 | Any | Nrs | Ex | CZ14 | cAVVG | Cap-Tons | 131.2763 | 60654.5781 | None | 898740.7468 | 187064.0007 | 419568.5938 | 0 | 160018.8472 | 0 | 35342.007 | 96747.2025 | 29712.4342 | 34091.6916 | 16099.1622 | 117.2249 | 15981.9424 | 0 | 215.5331 | 196.8333
AirCldScrewChlr-1.407kwpton-VarSpd | DEER2023 |  | 2022-03-14 20:36:10+00 | Any | Nrs | Ex | CZ14 | cAVVG | Cap-Tons | 1 | 60654.5781 | None | 966142.5312 | 187064.0007 | 419568.5938 | 0 | 227420.7573 | 0 | 35342.007 | 96747.2025 | 29712.4342 | 34091.6916 | 16099.1622 | 117.2249 | 15981.9424 | 0 | 259.9528 | 234.8046
WtrCldCentChlr-Conv-0.42kwpton | DEER2023 |  | 2022-03-14 21:09:18+00 | Any | Nrs | Ex | CZ14 | cWVVG | Cap-Tons | 131.9826 | 60654.5781 | None | 847090.3896 | 187064.0007 | 419568.5938 | 0 | 87257.4193 | 590.1917 | 55863.0308 | 96747.2372 | 29712.4342 | 34091.6916 | 16099.1617 | 117.2249 | 15981.9376 | 0 | 160.0148 | 152.5737
WtrCldCentChlr-Conv-0.748kwpton | DEER2023 |  | 2022-03-14 21:09:18+00 | Any | Nrs | Ex | CZ14 | cWVVG | Cap-Tons | 1 | 60654.5781 | None | 915199.86 | 187064.0007 | 419568.5938 | 0 | 155341.1172 | 615.9363 | 55863.082 | 96747.2372 | 29712.4342 | 34091.6916 | 16099.1598 | 117.2249 | 15981.9352 | 0 | 192.781 | 182.6008
WtrCldCentChlr-Conv-1Cmp-0.439kwpton-VarSpd-CndRlf | DEER2023 |  | 2022-03-14 22:16:50+00 | Any | Nrs | Ex | CZ14 | cWVVG | Cap-Tons | 131.9826 | 60654.5781 | None | 816653.0931 | 187064.0007 | 419568.5938 | 0 | 57989.1348 | 1174.4689 | 54109.7605 | 96747.334 | 29712.8893 | 34091.6916 | 16099.1269 | 117.2249 | 15981.9029 | 0 | 146.4511 | 140.2373
WtrCldCentChlr-Conv-1Cmp-0.748kwpton-VarSpd-CndRlf | DEER2023 |  | 2022-03-14 22:16:50+00 | Any | Nrs | Ex | CZ14 | cWVVG | Cap-Tons | 1 | 60654.5781 | None | 857006.3064 | 187064.0007 | 419568.5938 | 0 | 98443.4852 | 1192.3559 | 53990.7715 | 96747.334 | 29712.8893 | 34091.6916 | 16099.1269 | 117.2249 | 15981.9029 | 0 | 166.0252 | 158.6685
WtrCldCentChlr-NoFric-1Cmp-0.439kwpton-VarSpd-CndRlf | DEER2023 |  | 2022-03-14 22:54:12+00 | Any | Nrs | Ex | CZ14 | cWVVG | Cap-Tons | 131.9826 | 60654.5781 | None | 811516.0986 | 187064.0007 | 419568.5938 | 0 | 53448.798 | 1145.4045 | 53542.0145 | 96747.3377 | 29713.0411 | 34091.6916 | 16099.1245 | 117.2249 | 15981.9029 | 0 | 147.8661 | 140.9718
WtrCldCentChlr-NoFric-1Cmp-0.748kwpton-VarSpd-CndRlf | DEER2023 |  | 2022-03-14 22:54:12+00 | Any | Nrs | Ex | CZ14 | cWVVG | Cap-Tons | 1 | 60654.5781 | None | 848672.151 | 187064.0007 | 419568.5938 | 0 | 90742.6637 | 1162.7054 | 53386.9217 | 96747.3377 | 29713.0411 | 34091.6916 | 16099.1245 | 117.2249 | 15981.9029 | 0 | 168.5388 | 160.0019
WtrCldCentChlr-NoFric-2Cmp-0.439kwpton-VarSpd-CndRlf | DEER2023 |  | 2022-03-14 23:25:13+00 | Any | Nrs | Ex | CZ14 | cWVVG | Cap-Tons | 131.9826 | 60654.5781 | None | 810317.8299 | 187064.0007 | 419568.5938 | 0 | 52416.8137 | 1145.7232 | 53375.3621 | 96747.3377 | 29713.0411 | 34091.6916 | 16099.1245 | 117.2249 | 15981.9029 | 0 | 148.2782 | 141.2958
WtrCldCentChlr-NoFric-2Cmp-0.748kwpton-VarSpd-CndRlf | DEER2023 |  | 2022-03-14 23:25:13+00 | Any | Nrs | Ex | CZ14 | cWVVG | Cap-Tons | 1 | 60654.5781 | None | 846770.319 | 187064.0007 | 419568.5938 | 0 | 89050.9106 | 1163.3108 | 53176.1737 | 96747.3377 | 29713.0411 | 34091.6916 | 16099.1245 | 117.2249 | 15981.9029 | 0 | 169.2408 | 160.5541
WtrCldRecipChlr-0.42kwpton | DEER2023 |  | 2022-03-14 23:49:47+00 | Any | Nrs | Ex | CZ14 | cWVVG | Cap-Tons | 131.9826 | 60654.5781 | None | 830494.6155 | 187064.0007 | 419568.5938 | 0 | 69451.2903 | 615.8809 | 57047.8984 | 96747.1791 | 29712.4342 | 34091.6916 | 16099.1872 | 117.2249 | 15981.9631 | 0 | 156.7899 | 149.452
WtrCldRecipChlr-0.748kwpton | DEER2023 |  | 2022-03-14 23:49:47+00 | Any | Nrs | Ex | CZ14 | cWVVG | Cap-Tons | 1 | 60654.5781 | None | 884413.5968 | 187064.0007 | 419568.5938 | 0 | 123461.2439 | 635.5805 | 56937.286 | 96747.1791 | 29712.4342 | 34091.6916 | 16099.1872 | 117.2249 | 15981.9631 | 0 | 187.0157 | 176.7724
WtrCldScrewChlr-0.42kwpton | DEER2023 |  | 2022-03-15 00:09:29+00 | Any | Nrs | Ex | CZ14 | cWVVG | Cap-Tons | 131.9826 | 60654.5781 | None | 836061.8653 | 187064.0007 | 419568.5938 | 0 | 75341.9566 | 627.6139 | 56712.6297 | 96747.1791 | 29712.4342 | 34091.6916 | 16099.1872 | 117.2249 | 15981.9631 | 0 | 161.2042 | 154.0814
WtrCldScrewChlr-0.748kwpton | DEER2023 |  | 2022-03-15 00:09:29+00 | Any | Nrs | Ex | CZ14 | cWVVG | Cap-Tons | 1 | 60654.5781 | None | 894173.836 | 187064.0007 | 419568.5938 | 0 | 133631.4437 | 656.728 | 56506.0563 | 96747.1791 | 29712.4342 | 34091.6916 | 16099.1872 | 117.2249 | 15981.9631 | 0 | 194.8817 | 185.0204
WtrCldScrewChlr-0.439kwpton-VarSpd | DEER2023 |  | 2022-03-15 00:41:21+00 | Any | Nrs | Ex | CZ14 | cWVVG | Cap-Tons | 131.9826 | 60654.5781 | None | 820579.1211 | 187064.0007 | 419568.5938 | 0 | 59707.2196 | 605.7881 | 56886.5505 | 96747.1791 | 29712.4342 | 34091.6916 | 16099.1872 | 117.2249 | 15981.9631 | 0 | 152.3194 | 145.0901
WtrCldScrewChlr-0.748kwpton-VarSpd | DEER2023 |  | 2022-03-15 00:41:21+00 | Any | Nrs | Ex | CZ14 | cWVVG | Cap-Tons | 1 | 60654.5781 | None | 862043.6562 | 187064.0007 | 419568.5938 | 0 | 101313.955 | 615.0768 | 56735.1115 | 96747.1791 | 29712.4342 | 34091.6916 | 16099.1872 | 117.2249 | 15981.9631 | 0 | 176.4072 | 166.6353
AirCldRecipChlr-0.95kwpton | DEER2023 |  | 2022-03-14 18:21:41+00 | Any | Nrs | Ex | CZ15 | cAVVG | Cap-Tons | 173.5828 | 60654.5781 | None | 1011666.4728 | 187018.8574 | 419568.5938 | 0 | 262087.0703 | 0 | 45011.2726 | 97980.721 | 46865.1861 | 13447.0285 | 6403.5652 | 117.2249 | 6286.3403 | 0 | 236.9203 | 221.7184
AirCldRecipChlr-1.407kwpton | DEER2023 |  | 2022-03-14 18:21:41+00 | Any | Nrs | Ex | CZ15 | cAVVG | Cap-Tons | 1 | 60654.5781 | None | 1137744.1813 | 187018.8574 | 419568.5938 | 0 | 388164.7074 | 0 | 45011.2726 | 97980.721 | 46865.1861 | 13447.0285 | 6403.5652 | 117.2249 | 6286.3403 | 0 | 297.27 | 276.5566
AirCldScrewChlr-0.95kwpton | DEER2023 |  | 2022-03-14 19:29:42+00 | Any | Nrs | Ex | CZ15 | cAVVG | Cap-Tons | 173.5828 | 60654.5781 | None | 1047539.987 | 187018.8574 | 419568.5938 | 0 | 297967.4351 | 0 | 45004.2919 | 97980.721 | 46865.1861 | 13447.0285 | 6403.5669 | 117.2249 | 6286.3425 | 0 | 249.0098 | 233.0237
AirCldScrewChlr-1.407kwpton | DEER2023 |  | 2022-03-14 19:29:42+00 | Any | Nrs | Ex | CZ15 | cAVVG | Cap-Tons | 1 | 60654.5781 | None | 1190877.5855 | 187018.8574 | 419568.5938 | 0 | 441305.4169 | 0 | 45004.2919 | 97980.721 | 46865.1861 | 13447.0285 | 6403.5669 | 117.2249 | 6286.3425 | 0 | 315.1772 | 293.301
AirCldScrewChlr-0.99kwpton-VarSpd | DEER2023 |  | 2022-03-14 20:36:10+00 | Any | Nrs | Ex | CZ15 | cAVVG | Cap-Tons | 173.5828 | 60654.5781 | None | 1060085.9288 | 187018.8574 | 419568.5938 | 0 | 310513.4375 | 0 | 45004.2919 | 97980.721 | 46865.1861 | 13447.0285 | 6403.5669 | 117.2249 | 6286.3425 | 0 | 254.8014 | 238.2993
AirCldScrewChlr-1.407kwpton-VarSpd | DEER2023 |  | 2022-03-14 20:36:10+00 | Any | Nrs | Ex | CZ15 | cAVVG | Cap-Tons | 1 | 60654.5781 | None | 1190877.5855 | 187018.8574 | 419568.5938 | 0 | 441305.4169 | 0 | 45004.2919 | 97980.721 | 46865.1861 | 13447.0285 | 6403.5669 | 117.2249 | 6286.3425 | 0 | 315.1772 | 293.301
WtrCldCentChlr-Conv-0.42kwpton | DEER2023 |  | 2022-03-14 21:09:18+00 | Any | Nrs | Ex | CZ15 | cWVVG | Cap-Tons | 173.5828 | 60654.5781 | None | 946510.557 | 187018.8574 | 419568.5938 | 0 | 159506.7535 | 1406.825 | 81028.4142 | 97980.9027 | 46865.7039 | 13447.0285 | 6403.5347 | 117.2249 | 6286.3099 | 0 | 173.7293 | 165.4391
WtrCldCentChlr-Conv-0.748kwpton | DEER2023 |  | 2022-03-14 21:09:18+00 | Any | Nrs | Ex | CZ15 | cWVVG | Cap-Tons | 1 | 60654.5781 | None | 1071072.956 | 187018.8574 | 419568.5938 | 0 | 284007.6525 | 1464.1868 | 81032.1324 | 97980.9027 | 46865.7039 | 13447.0285 | 6403.5347 | 117.2249 | 6286.3099 | 0 | 214.076 | 202.9968
WtrCldCentChlr-Conv-1Cmp-0.439kwpton-VarSpd-CndRlf | DEER2023 |  | 2022-03-14 22:16:50+00 | Any | Nrs | Ex | CZ15 | cWVVG | Cap-Tons | 173.5828 | 60654.5781 | None | 890201.5052 | 187018.8574 | 419568.5938 | 0 | 104712.7729 | 3364.3507 | 77555.717 | 97981.1655 | 46867.1408 | 13447.0285 | 6403.4765 | 117.2249 | 6286.2515 | 0 | 155.5942 | 149.9599
WtrCldCentChlr-Conv-1Cmp-0.748kwpton-VarSpd-CndRlf | DEER2023 |  | 2022-03-14 22:16:50+00 | Any | Nrs | Ex | CZ15 | cWVVG | Cap-Tons | 1 | 60654.5781 | None | 963359.1269 | 187018.8574 | 419568.5938 | 0 | 177975.0875 | 3420.9824 | 77394.4832 | 97981.1655 | 46867.1408 | 13447.0285 | 6403.4765 | 117.2249 | 6286.2515 | 0 | 178.2971 | 172.74
WtrCldCentChlr-NoFric-1Cmp-0.439kwpton-VarSpd-CndRlf | DEER2023 |  | 2022-03-14 22:54:12+00 | Any | Nrs | Ex | CZ15 | cWVVG | Cap-Tons | 173.5828 | 60654.5781 | None | 883174.1108 | 187018.8574 | 419568.5938 | 0 | 98430.6076 | 3304.0203 | 76870.8147 | 97981.1694 | 46867.8199 | 13447.0285 | 6403.4755 | 117.2249 | 6286.2505 | 0 | 157.606 | 151.0216
WtrCldCentChlr-NoFric-1Cmp-0.748kwpton-VarSpd-CndRlf | DEER2023 |  | 2022-03-14 22:54:12+00 | Any | Nrs | Ex | CZ15 | cWVVG | Cap-Tons | 1 | 60654.5781 | None | 951925.9702 | 187018.8574 | 419568.5938 | 0 | 167327.9768 | 3359.3025 | 76670.0889 | 97981.1694 | 46867.8199 | 13447.0285 | 6403.4755 | 117.2249 | 6286.2505 | 0 | 181.8407 | 174.4748
WtrCldCentChlr-NoFric-2Cmp-0.439kwpton-VarSpd-CndRlf | DEER2023 |  | 2022-03-14 23:25:13+00 | Any | Nrs | Ex | CZ15 | cWVVG | Cap-Tons | 173.5828 | 60654.5781 | None | 881546.7587 | 187018.8574 | 419568.5938 | 0 | 97075.4298 | 3304.9006 | 76597.6614 | 97981.1694 | 46867.8199 | 13447.0285 | 6403.4755 | 117.2249 | 6286.2505 | 0 | 158.1109 | 151.4375
WtrCldCentChlr-NoFric-2Cmp-0.748kwpton-VarSpd-CndRlf | DEER2023 |  | 2022-03-14 23:25:13+00 | Any | Nrs | Ex | CZ15 | cWVVG | Cap-Tons | 1 | 60654.5781 | None | 949350.7176 | 187018.8574 | 419568.5938 | 0 | 165078.1038 | 3361.0014 | 76343.1238 | 97981.1694 | 46867.8199 | 13447.0285 | 6403.4755 | 117.2249 | 6286.2505 | 0 | 182.702 | 175.1824
WtrCldRecipChlr-0.42kwpton | DEER2023 |  | 2022-03-14 23:49:47+00 | Any | Nrs | Ex | CZ15 | cWVVG | Cap-Tons | 173.5828 | 60654.5781 | None | 918037.421 | 187018.8574 | 419568.5938 | 0 | 128505.677 | 1476.8549 | 83486.4447 | 97980.7351 | 46865.189 | 13447.0285 | 6403.5754 | 117.2249 | 6286.3508 | 0 | 168.6203 | 161.2693
WtrCldRecipChlr-0.748kwpton | DEER2023 |  | 2022-03-14 23:49:47+00 | Any | Nrs | Ex | CZ15 | cWVVG | Cap-Tons | 1 | 60654.5781 | None | 1017915.763 | 187018.8574 | 419568.5938 | 0 | 228507.3982 | 1519.1391 | 83320.6346 | 97980.7351 | 46865.189 | 13447.0285 | 6403.5754 | 117.2249 | 6286.3508 | 0 | 204.9671 | 195.2028
WtrCldScrewChlr-0.42kwpton | DEER2023 |  | 2022-03-15 00:09:29+00 | Any | Nrs | Ex | CZ15 | cWVVG | Cap-Tons | 173.5828 | 60654.5781 | None | 930745.9456 | 187018.8574 | 419568.5938 | 0 | 141680.3218 | 1503.1812 | 82994.4805 | 97980.7351 | 46865.189 | 13447.0285 | 6403.5756 | 117.2249 | 6286.3505 | 0 | 174.9186 | 167.2548
WtrCldScrewChlr-0.748kwpton | DEER2023 |  | 2022-03-15 00:09:29+00 | Any | Nrs | Ex | CZ15 | cWVVG | Cap-Tons | 1 | 60654.5781 | None | 1040323.5505 | 187018.8574 | 419568.5938 | 0 | 251494.2919 | 1566.5259 | 82694.7608 | 97980.7351 | 46865.189 | 13447.0285 | 6403.5754 | 117.2249 | 6286.3505 | 0 | 216.1896 | 205.8671
WtrCldScrewChlr-0.439kwpton-VarSpd | DEER2023 |  | 2022-03-15 00:41:21+00 | Any | Nrs | Ex | CZ15 | cWVVG | Cap-Tons | 173.5828 | 60654.5781 | None | 899293.6554 | 187018.8574 | 419568.5938 | 0 | 109992.8579 | 1454.5044 | 83278.2051 | 97980.7385 | 46865.189 | 13447.0285 | 6403.5758 | 117.2249 | 6286.3508 | 0 | 162.1828 | 155.2558
WtrCldScrewChlr-0.748kwpton-VarSpd | DEER2023 |  | 2022-03-15 00:41:21+00 | Any | Nrs | Ex | CZ15 | cWVVG | Cap-Tons | 1 | 60654.5781 | None | 975859.1839 | 187018.8574 | 419568.5938 | 0 | 186747.2654 | 1472.8862 | 83070.7703 | 97980.7385 | 46865.189 | 13447.0285 | 6403.5758 | 117.2249 | 6286.3508 | 0 | 190.3924 | 181.5892
AirCldRecipChlr-0.95kwpton | DEER2023 |  | 2022-03-14 18:21:41+00 | Any | Nrs | Ex | CZ16 | cAVVG | Cap-Tons | 80.317 | 60654.5781 | None | 768028.9343 | 187020.6011 | 419568.5938 | 0 | 43759.2643 | 0 | 22025.0948 | 95655.2811 | 15951.6866 | 53520.746 | 27929.2941 | 117.2249 | 27812.0685 | 0 | 151.0965 | 141.4317
AirCldRecipChlr-1.407kwpton | DEER2023 |  | 2022-03-14 18:21:41+00 | Any | Nrs | Ex | CZ16 | cAVVG | Cap-Tons | 1 | 60654.5781 | None | 789079.4995 | 187020.6011 | 419568.5938 | 0 | 64809.7687 | 0 | 22025.0948 | 95655.2811 | 15951.6866 | 53520.746 | 27929.2941 | 117.2249 | 27812.0685 | 0 | 172.2592 | 159.3908
AirCldScrewChlr-0.95kwpton | DEER2023 |  | 2022-03-14 19:29:42+00 | Any | Nrs | Ex | CZ16 | cAVVG | Cap-Tons | 80.317 | 60654.5781 | None | 776832.6242 | 187020.6011 | 419568.5938 | 0 | 52492.0106 | 0 | 22096.0067 | 95655.2792 | 15951.6866 | 53520.746 | 27929.2992 | 117.2249 | 27812.0685 | 0 | 154.4326 | 144.4561
AirCldScrewChlr-1.407kwpton | DEER2023 |  | 2022-03-14 19:29:42+00 | Any | Nrs | Ex | CZ16 | cAVVG | Cap-Tons | 1 | 60654.5781 | None | 802083.9751 | 187020.6011 | 419568.5938 | 0 | 77743.4326 | 0 | 22096.0067 | 95655.2792 | 15951.6866 | 53520.746 | 27929.2992 | 117.2249 | 27812.0685 | 0 | 177.1997 | 163.8698
AirCldScrewChlr-0.99kwpton-VarSpd | DEER2023 |  | 2022-03-14 20:36:10+00 | Any | Nrs | Ex | CZ16 | cAVVG | Cap-Tons | 80.317 | 60654.5781 | None | 779042.7835 | 187020.6011 | 419568.5938 | 0 | 54702.2131 | 0 | 22096.0067 | 95655.2792 | 15951.6866 | 53520.746 | 27929.2992 | 117.2249 | 27812.0685 | 0 | 156.4251 | 146.155
AirCldScrewChlr-1.407kwpton-VarSpd | DEER2023 |  | 2022-03-14 20:36:10+00 | Any | Nrs | Ex | CZ16 | cAVVG | Cap-Tons | 1 | 60654.5781 | None | 802083.9751 | 187020.6011 | 419568.5938 | 0 | 77743.4326 | 0 | 22096.0067 | 95655.2792 | 15951.6866 | 53520.746 | 27929.2992 | 117.2249 | 27812.0685 | 0 | 177.1997 | 163.8698
WtrCldCentChlr-Conv-0.42kwpton | DEER2023 |  | 2022-03-14 21:09:18+00 | Any | Nrs | Ex | CZ16 | cWVVG | Cap-Tons | 80.3555 | 60654.5781 | None | 766622.4205 | 187020.6011 | 419568.5938 | 0 | 33533.239 | 385.4441 | 30459.1742 | 95655.2792 | 15951.6866 | 53520.7431 | 27929.2992 | 117.2249 | 27812.0685 | 0 | 137.4689 | 130.7644
WtrCldCentChlr-Conv-0.748kwpton | DEER2023 |  | 2022-03-14 21:09:18+00 | Any | Nrs | Ex | CZ16 | cWVVG | Cap-Tons | 1 | 60654.5781 | None | 792847.7505 | 187020.6011 | 419568.5938 | 0 | 59720.3362 | 404.1416 | 30478.6871 | 95655.2792 | 15951.6866 | 53520.746 | 27929.2992 | 117.2249 | 27812.0685 | 0 | 157.1662 | 148.0948
WtrCldCentChlr-Conv-1Cmp-0.439kwpton-VarSpd-CndRlf | DEER2023 |  | 2022-03-14 22:16:50+00 | Any | Nrs | Ex | CZ16 | cWVVG | Cap-Tons | 80.3555 | 60654.5781 | None | 753167.7876 | 187020.6011 | 419568.5938 | 0 | 19707.872 | 862.7099 | 30352.6517 | 95655.2792 | 15951.6866 | 53520.746 | 27929.2992 | 117.2249 | 27812.0685 | 0 | 129.2518 | 123.6901
WtrCldCentChlr-Conv-1Cmp-0.748kwpton-VarSpd-CndRlf | DEER2023 |  | 2022-03-14 22:16:50+00 | Any | Nrs | Ex | CZ16 | cWVVG | Cap-Tons | 1 | 60654.5781 | None | 766947.6353 | 187020.6011 | 419568.5938 | 0 | 33530.9431 | 876.727 | 30295.391 | 95655.2792 | 15951.6866 | 53520.746 | 27929.2992 | 117.2249 | 27812.0685 | 0 | 140.8299 | 133.9975
WtrCldCentChlr-NoFric-1Cmp-0.439kwpton-VarSpd-CndRlf | DEER2023 |  | 2022-03-14 22:54:12+00 | Any | Nrs | Ex | CZ16 | cWVVG | Cap-Tons | 80.3555 | 60654.5781 | None | 752496.3425 | 187020.6011 | 419568.5938 | 0 | 19129.9602 | 857.0968 | 30264.6886 | 95655.2792 | 15951.6866 | 53520.7431 | 27929.2992 | 117.2249 | 27812.0685 | 0 | 130.7149 | 124.8594
WtrCldCentChlr-NoFric-1Cmp-0.748kwpton-VarSpd-CndRlf | DEER2023 |  | 2022-03-14 22:54:12+00 | Any | Nrs | Ex | CZ16 | cWVVG | Cap-Tons | 1 | 60654.5781 | None | 765864.0322 | 187020.6011 | 419568.5938 | 0 | 32551.3693 | 872.6546 | 30195.4586 | 95655.2792 | 15951.6866 | 53520.746 | 27929.2992 | 117.2249 | 27812.0685 | 0 | 143.3594 | 136.0298
WtrCldCentChlr-NoFric-2Cmp-0.439kwpton-VarSpd-CndRlf | DEER2023 |  | 2022-03-14 23:25:13+00 | Any | Nrs | Ex | CZ16 | cWVVG | Cap-Tons | 80.3555 | 60654.5781 | None | 752488.5492 | 187020.6011 | 419568.5938 | 0 | 19202.0471 | 858.5186 | 30183.4443 | 95655.2792 | 15951.6866 | 53520.7431 | 27929.2992 | 117.2249 | 27812.0685 | 0 | 131.1376 | 125.2047
WtrCldCentChlr-NoFric-2Cmp-0.748kwpton-VarSpd-CndRlf | DEER2023 |  | 2022-03-14 23:25:13+00 | Any | Nrs | Ex | CZ16 | cWVVG | Cap-Tons | 1 | 60654.5781 | None | 765893.5541 | 187020.6011 | 419568.5938 | 0 | 32682.6288 | 875.0865 | 30091.2191 | 95655.2792 | 15951.6866 | 53520.746 | 27929.2992 | 117.2249 | 27812.0685 | 0 | 144.0791 | 136.6178
WtrCldRecipChlr-0.42kwpton | DEER2023 |  | 2022-03-14 23:49:47+00 | Any | Nrs | Ex | CZ16 | cWVVG | Cap-Tons | 80.3555 | 60654.5781 | None | 760275.1916 | 187020.6011 | 419568.5938 | 0 | 26826.5477 | 391.9691 | 30812.0188 | 95655.2686 | 15951.5655 | 53520.7431 | 27929.3061 | 117.2249 | 27812.0779 | 0 | 135.7716 | 129.3882
WtrCldRecipChlr-0.748kwpton | DEER2023 |  | 2022-03-14 23:49:47+00 | Any | Nrs | Ex | CZ16 | cWVVG | Cap-Tons | 1 | 60654.5781 | None | 781151.832 | 187020.6011 | 419568.5938 | 0 | 47723.7337 | 407.0931 | 30776.3321 | 95655.2686 | 15951.5655 | 53520.7431 | 27929.3061 | 117.2249 | 27812.0779 | 0 | 154.1604 | 145.5171
WtrCldScrewChlr-0.42kwpton | DEER2023 |  | 2022-03-15 00:09:29+00 | Any | Nrs | Ex | CZ16 | cWVVG | Cap-Tons | 80.3555 | 60654.5781 | None | 761011.8547 | 187020.6011 | 419568.5938 | 0 | 27728.4841 | 397.154 | 30641.6633 | 95655.2686 | 15951.5655 | 53520.746 | 27929.3061 | 117.2249 | 27812.0779 | 0 | 137.8032 | 131.326
WtrCldScrewChlr-0.748kwpton | DEER2023 |  | 2022-03-15 00:09:29+00 | Any | Nrs | Ex | CZ16 | cWVVG | Cap-Tons | 1 | 60654.5781 | None | 782418.3122 | 187020.6011 | 419568.5938 | 0 | 49207.7846 | 416.3251 | 30549.6792 | 95655.2686 | 15951.5655 | 53520.746 | 27929.3061 | 117.2249 | 27812.0779 | 0 | 157.7799 | 148.968
WtrCldScrewChlr-0.439kwpton-VarSpd | DEER2023 |  | 2022-03-15 00:41:21+00 | Any | Nrs | Ex | CZ16 | cWVVG | Cap-Tons | 80.3555 | 60654.5781 | None | 756538.4532 | 187020.6011 | 419568.5938 | 0 | 23104.9856 | 388.591 | 30800.2162 | 95655.2686 | 15951.5655 | 53520.7431 | 27929.3061 | 117.2249 | 27812.0779 | 0 | 133.1071 | 126.9743
WtrCldScrewChlr-0.748kwpton-VarSpd | DEER2023 |  | 2022-03-15 00:41:21+00 | Any | Nrs | Ex | CZ16 | cWVVG | Cap-Tons | 1 | 60654.5781 | None | 772643.2741 | 187020.6011 | 419568.5938 | 0 | 39270.1565 | 397.1979 | 30731.272 | 95655.2686 | 15951.5655 | 53520.7431 | 27929.3061 | 117.2249 | 27812.0779 | 0 | 147.7774 | 139.7836
AirCldRecipChlr-0.95kwpton | DEER2023 |  | 2022-03-14 18:21:41+00 | Any | Nrs | Old | CZ01 | cAVVG | Cap-Tons | 83.4415 | 60654.5781 | None | 811957.0847 | 187871.7969 | 433458.6584 | 0 | 12969.78 | 0 | 46009.0253 | 131647.6474 | 6002.5849 | 97557.8196 | 27588.7005 | 117.2249 | 27471.4807 | 0 | 152.1173 | 138.9827
AirCldRecipChlr-1.407kwpton | DEER2023 |  | 2022-03-14 18:21:41+00 | Any | Nrs | Old | CZ01 | cAVVG | Cap-Tons | 1 | 60654.5781 | None | 818196.1026 | 187871.7969 | 433458.6584 | 0 | 19208.9235 | 0 | 46009.0253 | 131647.6474 | 6002.5849 | 97557.8196 | 27588.7005 | 117.2249 | 27471.4807 | 0 | 168.7326 | 150.5295
AirCldScrewChlr-0.95kwpton | DEER2023 |  | 2022-03-14 19:29:42+00 | Any | Nrs | Old | CZ01 | cAVVG | Cap-Tons | 83.4415 | 60654.5781 | None | 816491.7995 | 187871.7969 | 433458.6584 | 0 | 17504.5557 | 0 | 46009.0253 | 131647.6474 | 6002.5849 | 97557.8196 | 27588.7005 | 117.2249 | 27471.4807 | 0 | 154.0829 | 140.9987
AirCldScrewChlr-1.407kwpton | DEER2023 |  | 2022-03-14 19:29:42+00 | Any | Nrs | Old | CZ01 | cAVVG | Cap-Tons | 1 | 60654.5781 | None | 824912.5309 | 187871.7969 | 433458.6584 | 0 | 25925.1635 | 0 | 46009.0253 | 131647.6474 | 6002.5849 | 97557.8196 | 27588.7005 | 117.2249 | 27471.4807 | 0 | 171.643 | 153.5152
AirCldScrewChlr-0.99kwpton-VarSpd | DEER2023 |  | 2022-03-14 20:36:10+00 | Any | Nrs | Old | CZ01 | cAVVG | Cap-Tons | 83.4415 | 60654.5781 | None | 817228.8082 | 187871.7969 | 433458.6584 | 0 | 18241.5906 | 0 | 46009.0253 | 131647.6474 | 6002.5849 | 97557.8196 | 27588.7005 | 117.2249 | 27471.4807 | 0 | 155.6203 | 142.0946
AirCldScrewChlr-1.407kwpton-VarSpd | DEER2023 |  | 2022-03-14 20:36:10+00 | Any | Nrs | Old | CZ01 | cAVVG | Cap-Tons | 1 | 60654.5781 | None | 824912.5309 | 187871.7969 | 433458.6584 | 0 | 25925.1635 | 0 | 46009.0253 | 131647.6474 | 6002.5849 | 97557.8196 | 27588.7005 | 117.2249 | 27471.4807 | 0 | 171.643 | 153.5152
WtrCldCentChlr-Conv-0.42kwpton | DEER2023 |  | 2022-03-14 21:09:18+00 | Any | Nrs | Old | CZ01 | cWVVG | Cap-Tons | 83.4415 | 60654.5781 | None | 819154.2706 | 187871.7969 | 433458.6584 | 0 | 14754.9752 | 44.0662 | 51377.0664 | 131647.6474 | 6002.5849 | 97557.8196 | 27588.7005 | 117.2249 | 27471.4807 | 0 | 143.5924 | 134.4427
WtrCldCentChlr-Conv-0.748kwpton | DEER2023 |  | 2022-03-14 21:09:18+00 | Any | Nrs | Old | CZ01 | cWVVG | Cap-Tons | 1 | 60654.5781 | None | 830722.1468 | 187871.7969 | 433458.6584 | 0 | 26305.711 | 46.8436 | 51391.4327 | 131647.6474 | 6002.5849 | 97557.8196 | 27588.7005 | 117.2249 | 27471.4807 | 0 | 160.4519 | 146.9504
WtrCldCentChlr-Conv-1Cmp-0.439kwpton-VarSpd-CndRlf | DEER2023 |  | 2022-03-14 22:16:50+00 | Any | Nrs | Old | CZ01 | cWVVG | Cap-Tons | 83.4415 | 60654.5781 | None | 814627.6427 | 187871.7969 | 433458.6584 | 0 | 10048.8336 | 205.7071 | 51394.8774 | 131647.6474 | 6002.5849 | 97557.8196 | 27588.7005 | 117.2249 | 27471.4807 | 0 | 138.4568 | 130.6459
WtrCldCentChlr-Conv-1Cmp-0.748kwpton-VarSpd-CndRlf | DEER2023 |  | 2022-03-14 22:16:50+00 | Any | Nrs | Old | CZ01 | cWVVG | Cap-Tons | 1 | 60654.5781 | None | 821611.4568 | 187871.7969 | 433458.6584 | 0 | 17048.4525 | 208.1866 | 51376.6455 | 131647.6474 | 6002.5849 | 97557.8196 | 27588.7005 | 117.2249 | 27471.4807 | 0 | 149.6636 | 138.8441
WtrCldCentChlr-NoFric-1Cmp-0.439kwpton-VarSpd-CndRlf | DEER2023 |  | 2022-03-14 22:54:12+00 | Any | Nrs | Old | CZ01 | cWVVG | Cap-Tons | 83.4415 | 60654.5781 | None | 810619.0485 | 187871.7969 | 433458.6584 | 0 | 6229.8151 | 186.186 | 51224.894 | 131647.6474 | 6002.5849 | 97557.8196 | 27588.7005 | 117.2249 | 27471.4807 | 0 | 138.5758 | 130.2589
WtrCldCentChlr-NoFric-1Cmp-0.748kwpton-VarSpd-CndRlf | DEER2023 |  | 2022-03-14 22:54:12+00 | Any | Nrs | Old | CZ01 | cWVVG | Cap-Tons | 1 | 60654.5781 | None | 814884.0531 | 187871.7969 | 433458.6584 | 0 | 10552.9182 | 183.5698 | 51169.3801 | 131647.6474 | 6002.5849 | 97557.8196 | 27588.7005 | 117.2249 | 27471.4807 | 0 | 149.919 | 138.2566
WtrCldCentChlr-NoFric-2Cmp-0.439kwpton-VarSpd-CndRlf | DEER2023 |  | 2022-03-14 23:25:13+00 | Any | Nrs | Old | CZ01 | cWVVG | Cap-Tons | 83.4415 | 60654.5781 | None | 809945.4518 | 187871.7969 | 433458.6584 | 0 | 5609.8465 | 185.2 | 51172.1115 | 131647.6474 | 6002.5849 | 97557.8196 | 27588.7005 | 117.2249 | 27471.4807 | 0 | 138.8009 | 130.3243
WtrCldCentChlr-NoFric-2Cmp-0.748kwpton-VarSpd-CndRlf | DEER2023 |  | 2022-03-14 23:25:13+00 | Any | Nrs | Old | CZ01 | cWVVG | Cap-Tons | 1 | 60654.5781 | None | 813765.988 | 187871.7969 | 433458.6584 | 0 | 9501.6716 | 181.9968 | 51104.1238 | 131647.6474 | 6002.5849 | 97557.8196 | 27588.7005 | 117.2249 | 27471.4807 | 0 | 150.3026 | 138.3682
WtrCldRecipChlr-0.42kwpton | DEER2023 |  | 2022-03-14 23:49:47+00 | Any | Nrs | Old | CZ01 | cWVVG | Cap-Tons | 83.4415 | 60654.5781 | None | 812935.6906 | 187871.7969 | 433458.6584 | 0 | 8599.231 | 41.3376 | 51316.9359 | 131647.6474 | 6002.5849 | 97557.8196 | 27588.7005 | 117.2249 | 27471.4807 | 0 | 141.9337 | 132.7366
WtrCldRecipChlr-0.748kwpton | DEER2023 |  | 2022-03-14 23:49:47+00 | Any | Nrs | Old | CZ01 | cWVVG | Cap-Tons | 1 | 60654.5781 | None | 819554.6757 | 187871.7969 | 433458.6584 | 0 | 15254.0772 | 42.5799 | 51279.7557 | 131647.6474 | 6002.5849 | 97557.8196 | 27588.7005 | 117.2249 | 27471.4807 | 0 | 157.5357 | 143.9252
WtrCldScrewChlr-0.42kwpton | DEER2023 |  | 2022-03-15 00:09:29+00 | Any | Nrs | Old | CZ01 | cWVVG | Cap-Tons | 83.4415 | 60654.5781 | None | 813084.1604 | 187871.7969 | 433458.6584 | 0 | 8827.2081 | 42.8792 | 51235.8375 | 131647.6474 | 6002.5849 | 97557.8196 | 27588.7005 | 117.2249 | 27471.4807 | 0 | 144.0727 | 134.0343
WtrCldScrewChlr-0.748kwpton | DEER2023 |  | 2022-03-15 00:09:29+00 | Any | Nrs | Old | CZ01 | cWVVG | Cap-Tons | 1 | 60654.5781 | None | 819721.2337 | 187871.7969 | 433458.6584 | 0 | 15530.3362 | 45.2109 | 51167.4852 | 131647.6474 | 6002.5849 | 97557.8196 | 27588.7005 | 117.2249 | 27471.4807 | 0 | 161.3463 | 146.221
WtrCldScrewChlr-0.439kwpton-VarSpd | DEER2023 |  | 2022-03-15 00:41:21+00 | Any | Nrs | Old | CZ01 | cWVVG | Cap-Tons | 83.4415 | 60654.5781 | None | 812936.3571 | 187871.7969 | 433458.6584 | 0 | 8622.6699 | 42.3279 | 51293.2469 | 131647.6474 | 6002.5849 | 97557.8196 | 27588.7005 | 117.2249 | 27471.4807 | 0 | 141.3775 | 132.567
WtrCldScrewChlr-0.748kwpton-VarSpd | DEER2023 |  | 2022-03-15 00:41:21+00 | Any | Nrs | Old | CZ01 | cWVVG | Cap-Tons | 1 | 60654.5781 | None | 818843.07 | 187871.7969 | 433458.6584 | 0 | 14572.0712 | 43.0736 | 51249.8439 | 131647.6474 | 6002.5849 | 97557.8196 | 27588.7005 | 117.2249 | 27471.4807 | 0 | 154.9875 | 142.4938
AirCldRecipChlr-0.95kwpton | DEER2023 |  | 2022-03-14 18:21:41+00 | Any | Nrs | Old | CZ02 | cAVVG | Cap-Tons | 130.8131 | 60654.5781 | None | 923742.6634 | 187871.7969 | 432917.904 | 0 | 94912.7223 | 0 | 69624.3181 | 138416.3072 | 22383.0312 | 69521.8015 | 21951.1314 | 117.2249 | 21833.9116 | 0 | 216.271 | 194.4932
AirCldRecipChlr-1.407kwpton | DEER2023 |  | 2022-03-14 18:21:41+00 | Any | Nrs | Old | CZ02 | cAVVG | Cap-Tons | 1 | 60654.5781 | None | 969400.8718 | 187871.7969 | 432917.904 | 0 | 140570.721 | 0 | 69624.3181 | 138416.3072 | 22383.0312 | 69521.8015 | 21951.1314 | 117.2249 | 21833.9116 | 0 | 261.6017 | 230.7288
AirCldScrewChlr-0.95kwpton | DEER2023 |  | 2022-03-14 19:29:42+00 | Any | Nrs | Old | CZ02 | cAVVG | Cap-Tons | 130.8131 | 60654.5781 | None | 935469.4631 | 187871.7969 | 432917.904 | 0 | 106639.7639 | 0 | 69624.02 | 138416.3072 | 22383.0312 | 69521.8015 | 21951.1314 | 117.2249 | 21833.9116 | 0 | 219.5833 | 197.4089
AirCldScrewChlr-1.407kwpton | DEER2023 |  | 2022-03-14 19:29:42+00 | Any | Nrs | Old | CZ02 | cAVVG | Cap-Tons | 1 | 60654.5781 | None | 986768.8394 | 187871.7969 | 432917.904 | 0 | 157939.0771 | 0 | 69624.02 | 138416.3072 | 22383.0312 | 69521.8015 | 21951.1314 | 117.2249 | 21833.9116 | 0 | 266.5075 | 235.0482
AirCldScrewChlr-0.99kwpton-VarSpd | DEER2023 |  | 2022-03-14 20:36:10+00 | Any | Nrs | Old | CZ02 | cAVVG | Cap-Tons | 130.8131 | 60654.5781 | None | 939959.5528 | 187871.7969 | 432917.904 | 0 | 111129.8552 | 0 | 69624.02 | 138416.3072 | 22383.0312 | 69521.8015 | 21951.1314 | 117.2249 | 21833.9116 | 0 | 223.6908 | 200.7037
AirCldScrewChlr-1.407kwpton-VarSpd | DEER2023 |  | 2022-03-14 20:36:10+00 | Any | Nrs | Old | CZ02 | cAVVG | Cap-Tons | 1 | 60654.5781 | None | 986768.8394 | 187871.7969 | 432917.904 | 0 | 157939.0771 | 0 | 69624.02 | 138416.3072 | 22383.0312 | 69521.8015 | 21951.1314 | 117.2249 | 21833.9116 | 0 | 266.5075 | 235.0482
WtrCldCentChlr-Conv-0.42kwpton | DEER2023 |  | 2022-03-14 21:09:18+00 | Any | Nrs | Old | CZ02 | cWVVG | Cap-Tons | 130.84 | 60654.5781 | None | 914591.8557 | 187871.7969 | 432917.904 | 0 | 68680.6177 | 743.2615 | 85962.1668 | 138416.3072 | 22383.0312 | 69521.8015 | 21951.1314 | 117.2249 | 21833.9116 | 0 | 174.9281 | 165.3466
WtrCldCentChlr-Conv-0.748kwpton | DEER2023 |  | 2022-03-14 21:09:18+00 | Any | Nrs | Old | CZ02 | cWVVG | Cap-Tons | 1 | 60654.5781 | None | 968295.3379 | 187871.7969 | 432917.904 | 0 | 122351.4842 | 782.6118 | 85955.5043 | 138416.3072 | 22383.0312 | 69521.8015 | 21951.1314 | 117.2249 | 21833.9116 | 0 | 209.8547 | 195.7789
WtrCldCentChlr-Conv-1Cmp-0.439kwpton-VarSpd-CndRlf | DEER2023 |  | 2022-03-14 22:16:50+00 | Any | Nrs | Old | CZ02 | cWVVG | Cap-Tons | 130.84 | 60654.5781 | None | 897710.884 | 187871.7969 | 432917.904 | 0 | 50998.6562 | 1830.4754 | 85676.237 | 138416.3072 | 22383.0312 | 69521.8015 | 21951.1314 | 117.2249 | 21833.9116 | 0 | 164.8756 | 156.1801
WtrCldCentChlr-Conv-1Cmp-0.748kwpton-VarSpd-CndRlf | DEER2023 |  | 2022-03-14 22:16:50+00 | Any | Nrs | Old | CZ02 | cWVVG | Cap-Tons | 1 | 60654.5781 | None | 933458.3484 | 187871.7969 | 432917.904 | 0 | 86729.8817 | 1887.5414 | 85635.3797 | 138416.3072 | 22383.0312 | 69521.8015 | 21951.1314 | 117.2249 | 21833.9116 | 0 | 188.4109 | 176.7322
WtrCldCentChlr-NoFric-1Cmp-0.439kwpton-VarSpd-CndRlf | DEER2023 |  | 2022-03-14 22:54:12+00 | Any | Nrs | Old | CZ02 | cWVVG | Cap-Tons | 130.84 | 60654.5781 | None | 888989.7811 | 187871.7969 | 432917.904 | 0 | 43729.2909 | 1746.5028 | 84308.4191 | 138416.3072 | 22383.0312 | 69521.8015 | 21951.1314 | 117.2249 | 21833.9116 | 0 | 165.3013 | 156.1567
WtrCldCentChlr-NoFric-1Cmp-0.748kwpton-VarSpd-CndRlf | DEER2023 |  | 2022-03-14 22:54:12+00 | Any | Nrs | Old | CZ02 | cWVVG | Cap-Tons | 1 | 60654.5781 | None | 919587.8398 | 187871.7969 | 432917.904 | 0 | 74354.6001 | 1795.8312 | 84231.7462 | 138416.3072 | 22383.0312 | 69521.8015 | 21951.1314 | 117.2249 | 21833.9116 | 0 | 189.3729 | 176.7804
WtrCldCentChlr-NoFric-2Cmp-0.439kwpton-VarSpd-CndRlf | DEER2023 |  | 2022-03-14 23:25:13+00 | Any | Nrs | Old | CZ02 | cWVVG | Cap-Tons | 130.84 | 60654.5781 | None | 888002.3985 | 187871.7969 | 432917.904 | 0 | 42822.3965 | 1746.4369 | 84227.9552 | 138416.3072 | 22383.0312 | 69521.8015 | 21951.1314 | 117.2249 | 21833.9116 | 0 | 165.7757 | 156.5308
WtrCldCentChlr-NoFric-2Cmp-0.748kwpton-VarSpd-CndRlf | DEER2023 |  | 2022-03-14 23:25:13+00 | Any | Nrs | Old | CZ02 | cWVVG | Cap-Tons | 1 | 60654.5781 | None | 917955.9966 | 187871.7969 | 432917.904 | 0 | 72824.6083 | 1795.8587 | 84129.7456 | 138416.3072 | 22383.0312 | 69521.8015 | 21951.1314 | 117.2249 | 21833.9116 | 0 | 190.1808 | 177.417
WtrCldRecipChlr-0.42kwpton | DEER2023 |  | 2022-03-14 23:49:47+00 | Any | Nrs | Old | CZ02 | cWVVG | Cap-Tons | 130.84 | 60654.5781 | None | 901416.1205 | 187871.7969 | 432917.904 | 0 | 55155.4465 | 755.2885 | 86299.7911 | 138416.3072 | 22383.0312 | 69521.8015 | 21951.1314 | 117.2249 | 21833.9116 | 0 | 172.8128 | 163.2161
WtrCldRecipChlr-0.748kwpton | DEER2023 |  | 2022-03-14 23:49:47+00 | Any | Nrs | Old | CZ02 | cWVVG | Cap-Tons | 1 | 60654.5781 | None | 944326.3846 | 187871.7969 | 432917.904 | 0 | 98103.0572 | 788.2983 | 86229.3969 | 138416.3072 | 22383.0312 | 69521.8015 | 21951.1314 | 117.2249 | 21833.9116 | 0 | 206.134 | 191.8636
WtrCldScrewChlr-0.42kwpton | DEER2023 |  | 2022-03-15 00:09:29+00 | Any | Nrs | Old | CZ02 | cWVVG | Cap-Tons | 130.84 | 60654.5781 | None | 907810.8771 | 187871.7969 | 432917.904 | 0 | 61658.4154 | 767.9249 | 86178.9297 | 138416.3072 | 22383.0312 | 69521.8015 | 21951.1314 | 117.2249 | 21833.9116 | 0 | 176.4695 | 167.0758
WtrCldScrewChlr-0.748kwpton | DEER2023 |  | 2022-03-15 00:09:29+00 | Any | Nrs | Old | CZ02 | cWVVG | Cap-Tons | 1 | 60654.5781 | None | 955621.4954 | 187871.7969 | 432917.904 | 0 | 109519.7117 | 810.9392 | 86085.2412 | 138416.3072 | 22383.0312 | 69521.8015 | 21951.1314 | 117.2249 | 21833.9116 | 0 | 212.652 | 198.744
WtrCldScrewChlr-0.439kwpton-VarSpd | DEER2023 |  | 2022-03-15 00:41:21+00 | Any | Nrs | Old | CZ02 | cWVVG | Cap-Tons | 130.84 | 60654.5781 | None | 899762.6685 | 187871.7969 | 432917.904 | 0 | 53278.9761 | 765.5927 | 86512.3835 | 138416.3072 | 22383.0312 | 69521.8015 | 21951.1314 | 117.2249 | 21833.9116 | 0 | 172.2045 | 162.3313
WtrCldScrewChlr-0.748kwpton-VarSpd | DEER2023 |  | 2022-03-15 00:41:21+00 | Any | Nrs | Old | CZ02 | cWVVG | Cap-Tons | 1 | 60654.5781 | None | 936979.2474 | 187871.7969 | 432917.904 | 0 | 90536.829 | 792.6204 | 86444.1337 | 138416.3072 | 22383.0312 | 69521.8015 | 21951.1314 | 117.2249 | 21833.9116 | 0 | 201.7025 | 187.4309
AirCldRecipChlr-0.95kwpton | DEER2023 |  | 2022-03-14 18:21:41+00 | Any | Nrs | Old | CZ03 | cAVVG | Cap-Tons | 107.657 | 60654.5781 | None | 877787.9146 | 187871.7969 | 433309.0311 | 0 | 56420.3317 | 0 | 64678.3929 | 135508.3831 | 20829.9039 | 64468.1275 | 18007.5744 | 117.2249 | 17890.353 | 0 | 175.6827 | 164.0632
AirCldRecipChlr-1.407kwpton | DEER2023 |  | 2022-03-14 18:21:41+00 | Any | Nrs | Old | CZ03 | cAVVG | Cap-Tons | 1 | 60654.5781 | None | 904929.0238 | 187871.7969 | 433309.0311 | 0 | 83561.4688 | 0 | 64678.3929 | 135508.3831 | 20829.9039 | 64468.1275 | 18007.5744 | 117.2249 | 17890.353 | 0 | 202.6796 | 186.7846
AirCldScrewChlr-0.95kwpton | DEER2023 |  | 2022-03-14 19:29:42+00 | Any | Nrs | Old | CZ03 | cAVVG | Cap-Tons | 107.657 | 60654.5781 | None | 889011.6959 | 187871.7969 | 433309.0311 | 0 | 67644.1193 | 0 | 64678.3929 | 135508.3831 | 20829.9039 | 64468.1275 | 18007.5744 | 117.2249 | 17890.353 | 0 | 178.8155 | 166.3676
AirCldScrewChlr-1.407kwpton | DEER2023 |  | 2022-03-14 19:29:42+00 | Any | Nrs | Old | CZ03 | cAVVG | Cap-Tons | 1 | 60654.5781 | None | 921552.1291 | 187871.7969 | 433309.0311 | 0 | 100184.4406 | 0 | 64678.3929 | 135508.3831 | 20829.9039 | 64468.1275 | 18007.5744 | 117.2249 | 17890.353 | 0 | 207.3201 | 190.1976
AirCldScrewChlr-0.99kwpton-VarSpd | DEER2023 |  | 2022-03-14 20:36:10+00 | Any | Nrs | Old | CZ03 | cAVVG | Cap-Tons | 107.657 | 60654.5781 | None | 891859.8494 | 187871.7969 | 433309.0311 | 0 | 70492.2707 | 0 | 64678.3929 | 135508.3831 | 20829.9039 | 64468.1275 | 18007.5744 | 117.2249 | 17890.353 | 0 | 181.3106 | 168.4537
AirCldScrewChlr-1.407kwpton-VarSpd | DEER2023 |  | 2022-03-14 20:36:10+00 | Any | Nrs | Old | CZ03 | cAVVG | Cap-Tons | 1 | 60654.5781 | None | 921552.1291 | 187871.7969 | 433309.0311 | 0 | 100184.4406 | 0 | 64678.3929 | 135508.3831 | 20829.9039 | 64468.1275 | 18007.5744 | 117.2249 | 17890.353 | 0 | 207.3201 | 190.1976
WtrCldCentChlr-Conv-0.42kwpton | DEER2023 |  | 2022-03-14 21:09:18+00 | Any | Nrs | Old | CZ03 | cWVVG | Cap-Tons | 107.657 | 60654.5781 | None | 885627.7059 | 187871.7969 | 433309.0311 | 0 | 50103.2441 | 508.8883 | 78326.4474 | 135508.3831 | 20829.9039 | 64468.1275 | 18007.5744 | 117.2249 | 17890.353 | 0 | 159.7708 | 150.7194
WtrCldCentChlr-Conv-0.748kwpton | DEER2023 |  | 2022-03-14 21:09:18+00 | Any | Nrs | Old | CZ03 | cWVVG | Cap-Tons | 1 | 60654.5781 | None | 924848.3944 | 187871.7969 | 433309.0311 | 0 | 89288.8512 | 537.7152 | 78332.6822 | 135508.3831 | 20829.9039 | 64468.1275 | 18007.5744 | 117.2249 | 17890.353 | 0 | 185.7956 | 172.9165
WtrCldCentChlr-Conv-1Cmp-0.439kwpton-VarSpd-CndRlf | DEER2023 |  | 2022-03-14 22:16:50+00 | Any | Nrs | Old | CZ03 | cWVVG | Cap-Tons | 107.657 | 60654.5781 | None | 870977.2785 | 187871.7969 | 433309.0311 | 0 | 34127.9273 | 1627.0973 | 78532.8427 | 135508.3831 | 20829.9039 | 64468.1275 | 18007.5744 | 117.2249 | 17890.353 | 0 | 151.0973 | 144.6278
WtrCldCentChlr-Conv-1Cmp-0.748kwpton-VarSpd-CndRlf | DEER2023 |  | 2022-03-14 22:16:50+00 | Any | Nrs | Old | CZ03 | cWVVG | Cap-Tons | 1 | 60654.5781 | None | 894938.3568 | 187871.7969 | 433309.0311 | 0 | 58063.3697 | 1669.8557 | 78515.8319 | 135508.3831 | 20829.9039 | 64468.1275 | 18007.5744 | 117.2249 | 17890.353 | 0 | 167.4152 | 159.4505
WtrCldCentChlr-NoFric-1Cmp-0.439kwpton-VarSpd-CndRlf | DEER2023 |  | 2022-03-14 22:54:12+00 | Any | Nrs | Old | CZ03 | cWVVG | Cap-Tons | 107.657 | 60654.5781 | None | 863239.4422 | 187871.7969 | 433309.0311 | 0 | 27459.7981 | 1526.983 | 77563.3038 | 135508.3831 | 20829.9039 | 64468.1275 | 18007.5744 | 117.2249 | 17890.353 | 0 | 151.8646 | 144.9499
WtrCldCentChlr-NoFric-1Cmp-0.748kwpton-VarSpd-CndRlf | DEER2023 |  | 2022-03-14 22:54:12+00 | Any | Nrs | Old | CZ03 | cWVVG | Cap-Tons | 1 | 60654.5781 | None | 882455.8795 | 187871.7969 | 433309.0311 | 0 | 46705.5936 | 1557.3374 | 77503.6793 | 135508.3831 | 20829.9039 | 64468.1275 | 18007.5744 | 117.2249 | 17890.353 | 0 | 168.8607 | 160.1717
WtrCldCentChlr-NoFric-2Cmp-0.439kwpton-VarSpd-CndRlf | DEER2023 |  | 2022-03-14 23:25:13+00 | Any | Nrs | Old | CZ03 | cWVVG | Cap-Tons | 107.657 | 60654.5781 | None | 862320.678 | 187871.7969 | 433309.0311 | 0 | 26601.3663 | 1525.8126 | 77504.2722 | 135508.3831 | 20829.9039 | 64468.1275 | 18007.5744 | 117.2249 | 17890.353 | 0 | 152.3415 | 145.2726
WtrCldCentChlr-NoFric-2Cmp-0.748kwpton-VarSpd-CndRlf | DEER2023 |  | 2022-03-14 23:25:13+00 | Any | Nrs | Old | CZ03 | cWVVG | Cap-Tons | 1 | 60654.5781 | None | 880910.9351 | 187871.7969 | 433309.0311 | 0 | 45245.112 | 1555.6298 | 77420.8738 | 135508.3831 | 20829.9039 | 64468.1275 | 18007.5744 | 117.2249 | 17890.353 | 0 | 169.6735 | 160.7216
WtrCldRecipChlr-0.42kwpton | DEER2023 |  | 2022-03-14 23:49:47+00 | Any | Nrs | Old | CZ03 | cWVVG | Cap-Tons | 107.657 | 60654.5781 | None | 871886.5182 | 187871.7969 | 433309.0311 | 0 | 36616.9988 | 498.5691 | 78081.6549 | 135508.3831 | 20829.9039 | 64468.1275 | 18007.5744 | 117.2249 | 17890.353 | 0 | 157.42 | 149.457
WtrCldRecipChlr-0.748kwpton | DEER2023 |  | 2022-03-14 23:49:47+00 | Any | Nrs | Old | CZ03 | cWVVG | Cap-Tons | 1 | 60654.5781 | None | 900359.4115 | 187871.7969 | 433309.0311 | 0 | 65106.6402 | 519.4917 | 78043.9128 | 135508.3831 | 20829.9039 | 64468.1275 | 18007.5744 | 117.2249 | 17890.353 | 0 | 181.6882 | 170.4093
WtrCldScrewChlr-0.42kwpton | DEER2023 |  | 2022-03-15 00:09:29+00 | Any | Nrs | Old | CZ03 | cWVVG | Cap-Tons | 107.657 | 60654.5781 | None | 875604.6355 | 187871.7969 | 433309.0311 | 0 | 40432.6567 | 508.1657 | 77974.5801 | 135508.3831 | 20829.9039 | 64468.1275 | 18007.5744 | 117.2249 | 17890.353 | 0 | 160.9206 | 152.3723
WtrCldScrewChlr-0.748kwpton | DEER2023 |  | 2022-03-15 00:09:29+00 | Any | Nrs | Old | CZ03 | cWVVG | Cap-Tons | 1 | 60654.5781 | None | 906830.3008 | 187871.7969 | 433309.0311 | 0 | 71698.3942 | 536.9435 | 77905.8713 | 135508.3831 | 20829.9039 | 64468.1275 | 18007.5744 | 117.2249 | 17890.353 | 0 | 187.9269 | 175.604
WtrCldScrewChlr-0.439kwpton-VarSpd | DEER2023 |  | 2022-03-15 00:41:21+00 | Any | Nrs | Old | CZ03 | cWVVG | Cap-Tons | 107.657 | 60654.5781 | None | 871963.7034 | 187871.7969 | 433309.0311 | 0 | 35935.2722 | 520.3943 | 78818.6372 | 135508.3831 | 20829.9039 | 64468.1275 | 18007.5744 | 117.2249 | 17890.353 | 0 | 156.1571 | 148.5941
WtrCldScrewChlr-0.748kwpton-VarSpd | DEER2023 |  | 2022-03-15 00:41:21+00 | Any | Nrs | Old | CZ03 | cWVVG | Cap-Tons | 1 | 60654.5781 | None | 897000.5944 | 187871.7969 | 433309.0311 | 0 | 61007.9914 | 536.8374 | 78766.4176 | 135508.3831 | 20829.9039 | 64468.1275 | 18007.5744 | 117.2249 | 17890.353 | 0 | 177.0122 | 166.7386
AirCldRecipChlr-0.95kwpton | DEER2023 |  | 2022-03-14 18:21:41+00 | Any | Nrs | Old | CZ04 | cAVVG | Cap-Tons | 136.9031 | 60654.5781 | None | 962801.02 | 187871.7969 | 432777.1324 | 0 | 122284.0834 | 0 | 80613.735 | 139254.0517 | 30722.8087 | 49889.0925 | 16883.3434 | 117.2249 | 16766.1171 | 0 | 216.5768 | 201.89
AirCldRecipChlr-1.407kwpton | DEER2023 |  | 2022-03-14 18:21:41+00 | Any | Nrs | Old | CZ04 | cAVVG | Cap-Tons | 1 | 60654.5781 | None | 1021626.3111 | 187871.7969 | 432777.1324 | 0 | 181109.1993 | 0 | 80613.735 | 139254.0517 | 30722.8087 | 49889.0925 | 16883.3434 | 117.2249 | 16766.1171 | 0 | 262.1054 | 241.7374
AirCldScrewChlr-0.95kwpton | DEER2023 |  | 2022-03-14 19:29:42+00 | Any | Nrs | Old | CZ04 | cAVVG | Cap-Tons | 136.9031 | 60654.5781 | None | 979214.8528 | 187871.7969 | 432777.1324 | 0 | 138697.865 | 0 | 80613.735 | 139254.0517 | 30722.8087 | 49889.0925 | 16883.3434 | 117.2249 | 16766.1171 | 0 | 220.1844 | 205.2129
AirCldScrewChlr-1.407kwpton | DEER2023 |  | 2022-03-14 19:29:42+00 | Any | Nrs | Old | CZ04 | cAVVG | Cap-Tons | 1 | 60654.5781 | None | 1045935.9136 | 187871.7969 | 432777.1324 | 0 | 205418.8436 | 0 | 80613.735 | 139254.0517 | 30722.8087 | 49889.0925 | 16883.3434 | 117.2249 | 16766.1171 | 0 | 267.4481 | 246.6598
AirCldScrewChlr-0.99kwpton-VarSpd | DEER2023 |  | 2022-03-14 20:36:10+00 | Any | Nrs | Old | CZ04 | cAVVG | Cap-Tons | 136.9031 | 60654.5781 | None | 985054.6648 | 187871.7969 | 432777.1324 | 0 | 144537.7332 | 0 | 80613.735 | 139254.0517 | 30722.8087 | 49889.0925 | 16883.3434 | 117.2249 | 16766.1171 | 0 | 224.3206 | 208.8405
AirCldScrewChlr-1.407kwpton-VarSpd | DEER2023 |  | 2022-03-14 20:36:10+00 | Any | Nrs | Old | CZ04 | cAVVG | Cap-Tons | 1 | 60654.5781 | None | 1045935.9136 | 187871.7969 | 432777.1324 | 0 | 205418.8436 | 0 | 80613.735 | 139254.0517 | 30722.8087 | 49889.0925 | 16883.3434 | 117.2249 | 16766.1171 | 0 | 267.4481 | 246.6598
WtrCldCentChlr-Conv-0.42kwpton | DEER2023 |  | 2022-03-14 21:09:18+00 | Any | Nrs | Old | CZ04 | cWVVG | Cap-Tons | 136.9031 | 60654.5781 | None | 955630.3449 | 187871.7969 | 432777.1324 | 0 | 91374.0964 | 1393.6034 | 102959.6345 | 139254.0517 | 30722.8087 | 49889.0925 | 16883.3434 | 117.2249 | 16766.1171 | 0 | 176.5913 | 168.9006
WtrCldCentChlr-Conv-0.748kwpton | DEER2023 |  | 2022-03-14 21:09:18+00 | Any | Nrs | Old | CZ04 | cWVVG | Cap-Tons | 1 | 60654.5781 | None | 1027110.4061 | 187871.7969 | 432777.1324 | 0 | 162763.1983 | 1466.759 | 102977.441 | 139254.0517 | 30722.8087 | 49889.0925 | 16883.3434 | 117.2249 | 16766.1171 | 0 | 212.173 | 201.3482
WtrCldCentChlr-Conv-1Cmp-0.439kwpton-VarSpd-CndRlf | DEER2023 |  | 2022-03-14 22:16:50+00 | Any | Nrs | Old | CZ04 | cWVVG | Cap-Tons | 136.9031 | 60654.5781 | None | 931548.3086 | 187871.7969 | 432777.1324 | 0 | 64132.7155 | 4278.5266 | 103233.9873 | 139254.0517 | 30722.8087 | 49889.0925 | 16883.3434 | 117.2249 | 16766.1171 | 0 | 167.6715 | 160.4829
WtrCldCentChlr-Conv-1Cmp-0.748kwpton-VarSpd-CndRlf | DEER2023 |  | 2022-03-14 22:16:50+00 | Any | Nrs | Old | CZ04 | cWVVG | Cap-Tons | 1 | 60654.5781 | None | 976611.2937 | 187871.7969 | 432777.1324 | 0 | 109103.8131 | 4421.2678 | 103182.9637 | 139254.0517 | 30722.8087 | 49889.0925 | 16883.3434 | 117.2249 | 16766.1171 | 0 | 191.5908 | 182.3254
WtrCldCentChlr-NoFric-1Cmp-0.439kwpton-VarSpd-CndRlf | DEER2023 |  | 2022-03-14 22:54:12+00 | Any | Nrs | Old | CZ04 | cWVVG | Cap-Tons | 136.9031 | 60654.5781 | None | 922476.0955 | 187871.7969 | 432777.1324 | 0 | 55557.1371 | 4222.2573 | 102793.7772 | 139254.0517 | 30722.8087 | 49889.0925 | 16883.3434 | 117.2249 | 16766.1171 | 0 | 168.7529 | 161.1991
WtrCldCentChlr-NoFric-1Cmp-0.748kwpton-VarSpd-CndRlf | DEER2023 |  | 2022-03-14 22:54:12+00 | Any | Nrs | Old | CZ04 | cWVVG | Cap-Tons | 1 | 60654.5781 | None | 961503.1037 | 187871.7969 | 432777.1324 | 0 | 94539.0807 | 4349.1391 | 102711.7944 | 139254.0517 | 30722.8087 | 49889.0925 | 16883.3434 | 117.2249 | 16766.1171 | 0 | 193.6434 | 183.6759
WtrCldCentChlr-NoFric-2Cmp-0.439kwpton-VarSpd-CndRlf | DEER2023 |  | 2022-03-14 23:25:13+00 | Any | Nrs | Old | CZ04 | cWVVG | Cap-Tons | 136.9031 | 60654.5781 | None | 921560.3896 | 187871.7969 | 432777.1324 | 0 | 54719.3227 | 4222.1844 | 102715.845 | 139254.0517 | 30722.8087 | 49889.0925 | 16883.3434 | 117.2249 | 16766.1171 | 0 | 169.3379 | 161.6999
WtrCldCentChlr-NoFric-2Cmp-0.748kwpton-VarSpd-CndRlf | DEER2023 |  | 2022-03-14 23:25:13+00 | Any | Nrs | Old | CZ04 | cWVVG | Cap-Tons | 1 | 60654.5781 | None | 959973.1538 | 187871.7969 | 432777.1324 | 0 | 93116.812 | 4349.1931 | 102604.0765 | 139254.0517 | 30722.8087 | 49889.0925 | 16883.3434 | 117.2249 | 16766.1171 | 0 | 194.6403 | 184.5295
WtrCldRecipChlr-0.42kwpton | DEER2023 |  | 2022-03-14 23:49:47+00 | Any | Nrs | Old | CZ04 | cWVVG | Cap-Tons | 136.9031 | 60654.5781 | None | 936381.8445 | 187871.7969 | 432777.1324 | 0 | 72155.961 | 1397.7717 | 102925.2356 | 139254.0517 | 30722.8087 | 49889.0925 | 16883.3434 | 117.2249 | 16766.1171 | 0 | 174.3582 | 166.8371
WtrCldRecipChlr-0.748kwpton | DEER2023 |  | 2022-03-14 23:49:47+00 | Any | Nrs | Old | CZ04 | cWVVG | Cap-Tons | 1 | 60654.5781 | None | 992583.7855 | 187871.7969 | 432777.1324 | 0 | 128360.5453 | 1459.0733 | 102861.2494 | 139254.0517 | 30722.8087 | 49889.0925 | 16883.3434 | 117.2249 | 16766.1171 | 0 | 208.3091 | 197.5331
WtrCldScrewChlr-0.42kwpton | DEER2023 |  | 2022-03-15 00:09:29+00 | Any | Nrs | Old | CZ04 | cWVVG | Cap-Tons | 136.9031 | 60654.5781 | None | 943489.272 | 187871.7969 | 432777.1324 | 0 | 79409.615 | 1417.8355 | 102758.6246 | 139254.0517 | 30722.8087 | 49889.0925 | 16883.3434 | 117.2249 | 16766.1171 | 0 | 178.0943 | 170.8117
WtrCldScrewChlr-0.748kwpton | DEER2023 |  | 2022-03-15 00:09:29+00 | Any | Nrs | Old | CZ04 | cWVVG | Cap-Tons | 1 | 60654.5781 | None | 1005034.4966 | 187871.7969 | 432777.1324 | 0 | 140989.9786 | 1494.9687 | 102646.3726 | 139254.0517 | 30722.8087 | 49889.0925 | 16883.3434 | 117.2249 | 16766.1171 | 0 | 214.9669 | 204.6159
WtrCldScrewChlr-0.439kwpton-VarSpd | DEER2023 |  | 2022-03-15 00:41:21+00 | Any | Nrs | Old | CZ04 | cWVVG | Cap-Tons | 136.9031 | 60654.5781 | None | 935624.8668 | 187871.7969 | 432777.1324 | 0 | 70179.8503 | 1442.1774 | 104099.5406 | 139254.0517 | 30722.8087 | 49889.0925 | 16883.3434 | 117.2249 | 16766.1171 | 0 | 173.2044 | 165.4415
WtrCldScrewChlr-0.748kwpton-VarSpd | DEER2023 |  | 2022-03-15 00:41:21+00 | Any | Nrs | Old | CZ04 | cWVVG | Cap-Tons | 1 | 60654.5781 | None | 984688.1034 | 187871.7969 | 432777.1324 | 0 | 119276.862 | 1492.692 | 104015.2851 | 139254.0517 | 30722.8087 | 49889.0925 | 16883.3434 | 117.2249 | 16766.1171 | 0 | 202.8116 | 191.9455
AirCldRecipChlr-0.95kwpton | DEER2023 |  | 2022-03-14 18:21:41+00 | Any | Nrs | Old | CZ05 | cAVVG | Cap-Tons | 94.4296 | 60654.5781 | None | 886467.0814 | 187871.7969 | 432773.1248 | 0 | 65719.4382 | 0 | 64840.1991 | 135262.468 | 23121.3273 | 62378.7634 | 18299.2538 | 117.2249 | 18182.029 | 0 | 174.668 | 149.8282
AirCldRecipChlr-1.407kwpton | DEER2023 |  | 2022-03-14 18:21:41+00 | Any | Nrs | Old | CZ05 | cAVVG | Cap-Tons | 1 | 60654.5781 | None | 918081.7143 | 187871.7969 | 432773.1248 | 0 | 97333.9362 | 0 | 64840.1991 | 135262.468 | 23121.3273 | 62378.7634 | 18299.2538 | 117.2249 | 18182.029 | 0 | 201.2223 | 165.8627
AirCldScrewChlr-0.95kwpton | DEER2023 |  | 2022-03-14 19:29:42+00 | Any | Nrs | Old | CZ05 | cAVVG | Cap-Tons | 94.4296 | 60654.5781 | None | 896344.6085 | 187871.7969 | 432773.1248 | 0 | 75597.1181 | 0 | 64839.8582 | 135262.468 | 23121.3273 | 62378.7634 | 18299.2538 | 117.2249 | 18182.0306 | 0 | 176.9493 | 152.2862
AirCldScrewChlr-1.407kwpton | DEER2023 |  | 2022-03-14 19:29:42+00 | Any | Nrs | Old | CZ05 | cAVVG | Cap-Tons | 1 | 60654.5781 | None | 932710.7536 | 187871.7969 | 432773.1248 | 0 | 111963.3153 | 0 | 64839.8582 | 135262.468 | 23121.3273 | 62378.7634 | 18299.2538 | 117.2249 | 18182.0306 | 0 | 204.6019 | 169.5027
AirCldScrewChlr-0.99kwpton-VarSpd | DEER2023 |  | 2022-03-14 20:36:10+00 | Any | Nrs | Old | CZ05 | cAVVG | Cap-Tons | 94.4296 | 60654.5781 | None | 899527.543 | 187871.7969 | 432773.1248 | 0 | 78780.1469 | 0 | 64839.8582 | 135262.468 | 23121.3273 | 62378.7634 | 18299.2538 | 117.2249 | 18182.0306 | 0 | 179.3697 | 153.7935
AirCldScrewChlr-1.407kwpton-VarSpd | DEER2023 |  | 2022-03-14 20:36:10+00 | Any | Nrs | Old | CZ05 | cAVVG | Cap-Tons | 1 | 60654.5781 | None | 932710.7536 | 187871.7969 | 432773.1248 | 0 | 111963.3153 | 0 | 64839.8582 | 135262.468 | 23121.3273 | 62378.7634 | 18299.2538 | 117.2249 | 18182.0306 | 0 | 204.6019 | 169.5027
WtrCldCentChlr-Conv-0.42kwpton | DEER2023 |  | 2022-03-14 21:09:18+00 | Any | Nrs | Old | CZ05 | cWVVG | Cap-Tons | 94.4296 | 60654.5781 | None | 886935.9474 | 187871.7969 | 432773.1248 | 0 | 52755.2548 | 648.2615 | 77624.4928 | 135262.468 | 23121.3273 | 62378.7634 | 18299.2652 | 117.2249 | 18182.0436 | 0 | 157.266 | 142.8684
WtrCldCentChlr-Conv-0.748kwpton | DEER2023 |  | 2022-03-14 21:09:18+00 | Any | Nrs | Old | CZ05 | cWVVG | Cap-Tons | 1 | 60654.5781 | None | 928227.0293 | 187871.7969 | 432773.1248 | 0 | 94004.8035 | 684.707 | 77629.6017 | 135262.468 | 23121.3273 | 62378.7634 | 18299.2652 | 117.2249 | 18182.0436 | 0 | 182.0967 | 160.0202
WtrCldCentChlr-Conv-1Cmp-0.439kwpton-VarSpd-CndRlf | DEER2023 |  | 2022-03-14 22:16:50+00 | Any | Nrs | Old | CZ05 | cWVVG | Cap-Tons | 94.4296 | 60654.5781 | None | 872322.1482 | 187871.7969 | 432773.1248 | 0 | 36944.1616 | 1775.4136 | 77695.0891 | 135262.468 | 23121.3273 | 62378.7634 | 18299.2652 | 117.2249 | 18182.0436 | 0 | 149.975 | 137.0425
WtrCldCentChlr-Conv-1Cmp-0.748kwpton-VarSpd-CndRlf | DEER2023 |  | 2022-03-14 22:16:50+00 | Any | Nrs | Old | CZ05 | cWVVG | Cap-Tons | 1 | 60654.5781 | None | 898289.7515 | 187871.7969 | 432773.1248 | 0 | 62878.2966 | 1827.5488 | 77676.247 | 135262.468 | 23121.3273 | 62378.7634 | 18299.2652 | 117.2249 | 18182.0436 | 0 | 166.5692 | 148.011
WtrCldCentChlr-NoFric-1Cmp-0.439kwpton-VarSpd-CndRlf | DEER2023 |  | 2022-03-14 22:54:12+00 | Any | Nrs | Old | CZ05 | cWVVG | Cap-Tons | 94.4296 | 60654.5781 | None | 866872.5609 | 187871.7969 | 432773.1248 | 0 | 32127.2968 | 1705.3306 | 77132.2244 | 135262.468 | 23121.3273 | 62378.7634 | 18299.2652 | 117.2249 | 18182.0436 | 0 | 150.6301 | 137.1034
WtrCldCentChlr-NoFric-1Cmp-0.748kwpton-VarSpd-CndRlf | DEER2023 |  | 2022-03-14 22:54:12+00 | Any | Nrs | Old | CZ05 | cWVVG | Cap-Tons | 1 | 60654.5781 | None | 889425.9515 | 187871.7969 | 432773.1248 | 0 | 54676.0734 | 1748.9927 | 77093.1354 | 135262.468 | 23121.3273 | 62378.7634 | 18299.2652 | 117.2249 | 18182.0436 | 0 | 167.8052 | 148.23
WtrCldCentChlr-NoFric-2Cmp-0.439kwpton-VarSpd-CndRlf | DEER2023 |  | 2022-03-14 23:25:13+00 | Any | Nrs | Old | CZ05 | cWVVG | Cap-Tons | 94.4296 | 60654.5781 | None | 866407.5893 | 187871.7969 | 432773.1248 | 0 | 31696.8826 | 1705.3498 | 77097.6935 | 135262.468 | 23121.3273 | 62378.7634 | 18299.2652 | 117.2249 | 18182.0436 | 0 | 151.0494 | 137.3278
WtrCldCentChlr-NoFric-2Cmp-0.748kwpton-VarSpd-CndRlf | DEER2023 |  | 2022-03-14 23:25:13+00 | Any | Nrs | Old | CZ05 | cWVVG | Cap-Tons | 1 | 60654.5781 | None | 888641.6528 | 187871.7969 | 432773.1248 | 0 | 53944.1916 | 1749.1183 | 77040.6564 | 135262.468 | 23121.3273 | 62378.7634 | 18299.2652 | 117.2249 | 18182.0436 | 0 | 168.5197 | 148.6129
WtrCldRecipChlr-0.42kwpton | DEER2023 |  | 2022-03-14 23:49:47+00 | Any | Nrs | Old | CZ05 | cWVVG | Cap-Tons | 94.4296 | 60654.5781 | None | 876102.3111 | 187871.7969 | 432773.1248 | 0 | 41839.0659 | 649.5385 | 77706.4159 | 135262.468 | 23121.3324 | 62378.7634 | 18299.2538 | 117.2249 | 18182.0253 | 0 | 155.8371 | 141.1274
WtrCldRecipChlr-0.748kwpton | DEER2023 |  | 2022-03-14 23:49:47+00 | Any | Nrs | Old | CZ05 | cWVVG | Cap-Tons | 1 | 60654.5781 | None | 908692.6011 | 187871.7969 | 432773.1248 | 0 | 74429.4388 | 678.8573 | 77676.797 | 135262.468 | 23121.3324 | 62378.7634 | 18299.2538 | 117.2249 | 18182.0253 | 0 | 179.6065 | 156.8132
WtrCldScrewChlr-0.42kwpton | DEER2023 |  | 2022-03-15 00:09:29+00 | Any | Nrs | Old | CZ05 | cWVVG | Cap-Tons | 94.4296 | 60654.5781 | None | 880833.0219 | 187871.7969 | 432773.1248 | 0 | 46621.0879 | 660.617 | 77643.789 | 135262.468 | 23121.3324 | 62378.7634 | 18299.2538 | 117.2249 | 18182.0253 | 0 | 158.5015 | 143.606
WtrCldScrewChlr-0.748kwpton | DEER2023 |  | 2022-03-15 00:09:29+00 | Any | Nrs | Old | CZ05 | cWVVG | Cap-Tons | 1 | 60654.5781 | None | 917002.2464 | 187871.7969 | 432773.1248 | 0 | 82804.5924 | 698.9011 | 77591.1705 | 135262.468 | 23121.3324 | 62378.7634 | 18299.2538 | 117.2249 | 18182.0253 | 0 | 184.3557 | 161.228
WtrCldScrewChlr-0.439kwpton-VarSpd | DEER2023 |  | 2022-03-15 00:41:21+00 | Any | Nrs | Old | CZ05 | cWVVG | Cap-Tons | 94.4296 | 60654.5781 | None | 875551.6776 | 187871.7969 | 432773.1248 | 0 | 40787.2049 | 667.1731 | 78189.4566 | 135262.468 | 23121.3324 | 62378.7634 | 18299.2435 | 117.2249 | 18182.0188 | 0 | 155.3708 | 140.4781
WtrCldScrewChlr-0.748kwpton-VarSpd | DEER2023 |  | 2022-03-15 00:41:21+00 | Any | Nrs | Old | CZ05 | cWVVG | Cap-Tons | 1 | 60654.5781 | None | 904081.3814 | 187871.7969 | 432773.1248 | 0 | 69326.0654 | 691.0838 | 78156.4302 | 135262.468 | 23121.3324 | 62378.7634 | 18299.2435 | 117.2249 | 18182.0188 | 0 | 176.3732 | 154.0646
AirCldRecipChlr-0.95kwpton | DEER2023 |  | 2022-03-14 18:21:41+00 | Any | Nrs | Old | CZ06 | cAVVG | Cap-Tons | 131.9569 | 60654.5781 | None | 992343.6863 | 187871.7969 | 433251.9639 | 0 | 140704.7584 | 0 | 91059.5394 | 139455.3441 | 38837.8644 | 31822.6813 | 12263.0094 | 117.2249 | 12145.7804 | 0 | 184.3336 | 176.5208
AirCldRecipChlr-1.407kwpton | DEER2023 |  | 2022-03-14 18:21:41+00 | Any | Nrs | Old | CZ06 | cAVVG | Cap-Tons | 1 | 60654.5781 | None | 1060029.9427 | 187871.7969 | 433251.9639 | 0 | 208391.1714 | 0 | 91059.5394 | 139455.3441 | 38837.8644 | 31822.6813 | 12263.0094 | 117.2249 | 12145.7804 | 0 | 214.584 | 204.3708
AirCldScrewChlr-0.95kwpton | DEER2023 |  | 2022-03-14 19:29:42+00 | Any | Nrs | Old | CZ06 | cAVVG | Cap-Tons | 131.9569 | 60654.5781 | None | 1011883.1419 | 187871.7969 | 433251.9639 | 0 | 160244.3419 | 0 | 91059.5394 | 139455.3441 | 38837.8644 | 31822.6813 | 12263.0094 | 117.2249 | 12145.7804 | 0 | 188.5405 | 179.7064
AirCldScrewChlr-1.407kwpton | DEER2023 |  | 2022-03-14 19:29:42+00 | Any | Nrs | Old | CZ06 | cAVVG | Cap-Tons | 1 | 60654.5781 | None | 1088969.3628 | 187871.7969 | 433251.9639 | 0 | 237330.2472 | 0 | 91059.5394 | 139455.3441 | 38837.8644 | 31822.6813 | 12263.0094 | 117.2249 | 12145.7804 | 0 | 220.8147 | 209.0886
AirCldScrewChlr-0.99kwpton-VarSpd | DEER2023 |  | 2022-03-14 20:36:10+00 | Any | Nrs | Old | CZ06 | cAVVG | Cap-Tons | 131.9569 | 60654.5781 | None | 1018629.8947 | 187871.7969 | 433251.9639 | 0 | 166991.4803 | 0 | 91059.5394 | 139455.3441 | 38837.8644 | 31822.6813 | 12263.0094 | 117.2249 | 12145.7804 | 0 | 191.3654 | 182.2784
AirCldScrewChlr-1.407kwpton-VarSpd | DEER2023 |  | 2022-03-14 20:36:10+00 | Any | Nrs | Old | CZ06 | cAVVG | Cap-Tons | 1 | 60654.5781 | None | 1088969.3628 | 187871.7969 | 433251.9639 | 0 | 237330.2472 | 0 | 91059.5394 | 139455.3441 | 38837.8644 | 31822.6813 | 12263.0094 | 117.2249 | 12145.7804 | 0 | 220.8147 | 209.0886
WtrCldCentChlr-Conv-0.42kwpton | DEER2023 |  | 2022-03-14 21:09:18+00 | Any | Nrs | Old | CZ06 | cWVVG | Cap-Tons | 131.9569 | 60654.5781 | None | 991523.166 | 187871.7969 | 433251.9639 | 0 | 111624.242 | 1986.38 | 117333.5974 | 139455.3441 | 38837.8644 | 31822.6813 | 12263.0094 | 117.2249 | 12145.7804 | 0 | 169.143 | 160.0475
WtrCldCentChlr-Conv-0.748kwpton | DEER2023 |  | 2022-03-14 21:09:18+00 | Any | Nrs | Old | CZ06 | cWVVG | Cap-Tons | 1 | 60654.5781 | None | 1078880.4354 | 187871.7969 | 433251.9639 | 0 | 198871.6359 | 2094.9372 | 117334.674 | 139455.3441 | 38837.8644 | 31822.6813 | 12263.0094 | 117.2249 | 12145.7804 | 0 | 199.561 | 186.9432
WtrCldCentChlr-Conv-1Cmp-0.439kwpton-VarSpd-CndRlf | DEER2023 |  | 2022-03-14 22:16:50+00 | Any | Nrs | Old | CZ06 | cWVVG | Cap-Tons | 131.9569 | 60654.5781 | None | 962973.9632 | 187871.7969 | 433251.9639 | 0 | 78485.6141 | 6513.5262 | 117395.8682 | 139455.3441 | 38837.8644 | 31822.6813 | 12263.0094 | 117.2249 | 12145.7804 | 0 | 159.6694 | 153.3036
WtrCldCentChlr-Conv-1Cmp-0.748kwpton-VarSpd-CndRlf | DEER2023 |  | 2022-03-14 22:16:50+00 | Any | Nrs | Old | CZ06 | cWVVG | Cap-Tons | 1 | 60654.5781 | None | 1018328.7319 | 187871.7969 | 433251.9639 | 0 | 133621.9341 | 6748.5238 | 117379.547 | 139455.3441 | 38837.8644 | 31822.6813 | 12263.0094 | 117.2249 | 12145.7804 | 0 | 178.3924 | 171.3046
WtrCldCentChlr-NoFric-1Cmp-0.439kwpton-VarSpd-CndRlf | DEER2023 |  | 2022-03-14 22:54:12+00 | Any | Nrs | Old | CZ06 | cWVVG | Cap-Tons | 131.9569 | 60654.5781 | None | 951404.9694 | 187871.7969 | 433251.9639 | 0 | 68447.4387 | 6340.172 | 116038.1049 | 139455.3441 | 38837.8644 | 31822.6813 | 12263.0094 | 117.2249 | 12145.7804 | 0 | 160.6667 | 153.6052
WtrCldCentChlr-NoFric-1Cmp-0.748kwpton-VarSpd-CndRlf | DEER2023 |  | 2022-03-14 22:54:12+00 | Any | Nrs | Old | CZ06 | cWVVG | Cap-Tons | 1 | 60654.5781 | None | 999649.0887 | 187871.7969 | 433251.9639 | 0 | 116537.0499 | 6548.8917 | 115983.854 | 139455.3441 | 38837.8644 | 31822.6813 | 12263.0094 | 117.2249 | 12145.7804 | 0 | 180.2461 | 172.0114
WtrCldCentChlr-NoFric-2Cmp-0.439kwpton-VarSpd-CndRlf | DEER2023 |  | 2022-03-14 23:25:13+00 | Any | Nrs | Old | CZ06 | cWVVG | Cap-Tons | 131.9569 | 60654.5781 | None | 950475.3925 | 187871.7969 | 433251.9639 | 0 | 67571.8172 | 6338.2567 | 115985.9648 | 139455.3441 | 38837.8644 | 31822.6813 | 12263.0094 | 117.2249 | 12145.7804 | 0 | 161.236 | 153.9859
WtrCldCentChlr-NoFric-2Cmp-0.748kwpton-VarSpd-CndRlf | DEER2023 |  | 2022-03-14 23:25:13+00 | Any | Nrs | Old | CZ06 | cWVVG | Cap-Tons | 1 | 60654.5781 | None | 998106.9666 | 187871.7969 | 433251.9639 | 0 | 115052.7969 | 6545.8097 | 115929.2081 | 139455.3441 | 38837.8644 | 31822.6813 | 12263.0094 | 117.2249 | 12145.7804 | 0 | 181.2261 | 172.6628
WtrCldRecipChlr-0.42kwpton | DEER2023 |  | 2022-03-14 23:49:47+00 | Any | Nrs | Old | CZ06 | cWVVG | Cap-Tons | 131.9569 | 60654.5781 | None | 969074.3966 | 187871.7969 | 433251.9639 | 0 | 88758.4967 | 2010.701 | 117725.598 | 139455.3441 | 38837.8644 | 31822.6813 | 12263.0094 | 117.2249 | 12145.7804 | 0 | 165.8466 | 158.1826
WtrCldRecipChlr-0.748kwpton | DEER2023 |  | 2022-03-14 23:49:47+00 | Any | Nrs | Old | CZ06 | cWVVG | Cap-Tons | 1 | 60654.5781 | None | 1038310.6879 | 187871.7969 | 433251.9639 | 0 | 157953.7859 | 2095.3272 | 117682.1867 | 139455.3441 | 38837.8644 | 31822.6813 | 12263.0094 | 117.2249 | 12145.7804 | 0 | 193.7903 | 183.3718
WtrCldScrewChlr-0.42kwpton | DEER2023 |  | 2022-03-15 00:09:29+00 | Any | Nrs | Old | CZ06 | cWVVG | Cap-Tons | 131.9569 | 60654.5781 | None | 980517.829 | 187871.7969 | 433251.9639 | 0 | 100273.6273 | 2041.4492 | 117623.6457 | 139455.3441 | 38837.8644 | 31822.6813 | 12263.0094 | 117.2249 | 12145.7804 | 0 | 170.6036 | 161.8658
WtrCldScrewChlr-0.748kwpton | DEER2023 |  | 2022-03-15 00:09:29+00 | Any | Nrs | Old | CZ06 | cWVVG | Cap-Tons | 1 | 60654.5781 | None | 1058508.9915 | 187871.7969 | 433251.9639 | 0 | 178218.6109 | 2151.6259 | 117559.3005 | 139455.3441 | 38837.8644 | 31822.6813 | 12263.0094 | 117.2249 | 12145.7804 | 0 | 202.2652 | 189.9338
WtrCldScrewChlr-0.439kwpton-VarSpd | DEER2023 |  | 2022-03-15 00:41:21+00 | Any | Nrs | Old | CZ06 | cWVVG | Cap-Tons | 131.9569 | 60654.5781 | None | 968338.1948 | 187871.7969 | 433251.9639 | 0 | 86786.1588 | 2069.5251 | 118902.9723 | 139455.3441 | 38837.8644 | 31822.6813 | 12263.0094 | 117.2249 | 12145.7804 | 0 | 163.8863 | 157.0924
WtrCldScrewChlr-0.748kwpton-VarSpd | DEER2023 |  | 2022-03-15 00:41:21+00 | Any | Nrs | Old | CZ06 | cWVVG | Cap-Tons | 1 | 60654.5781 | None | 1029208.6112 | 187871.7969 | 433251.9639 | 0 | 147630.6055 | 2139.5034 | 118858.7097 | 139455.3441 | 38837.8644 | 31822.6813 | 12263.0094 | 117.2249 | 12145.7804 | 0 | 187.533 | 178.8708
AirCldRecipChlr-0.95kwpton | DEER2023 |  | 2022-03-14 18:21:41+00 | Any | Nrs | Old | CZ07 | cAVVG | Cap-Tons | 122.6039 | 60654.5781 | None | 971839.3211 | 187871.7969 | 432481.1096 | 0 | 122378.0335 | 0 | 91478.0268 | 137629.5339 | 37922.0292 | 27453.7556 | 10681.5319 | 117.2249 | 10564.3018 | 0 | 178.4563 | 163.5555
AirCldRecipChlr-1.407kwpton | DEER2023 |  | 2022-03-14 18:21:41+00 | Any | Nrs | Old | CZ07 | cAVVG | Cap-Tons | 1 | 60654.5781 | None | 1030709.5708 | 187871.7969 | 432481.1096 | 0 | 181248.347 | 0 | 91478.0268 | 137629.5339 | 37922.0292 | 27453.7556 | 10681.5319 | 117.2249 | 10564.3018 | 0 | 206.2699 | 185.5713
AirCldScrewChlr-0.95kwpton | DEER2023 |  | 2022-03-14 19:29:42+00 | Any | Nrs | Old | CZ07 | cAVVG | Cap-Tons | 122.6039 | 60654.5781 | None | 991372.3327 | 187871.7969 | 432481.1096 | 0 | 141911.0182 | 0 | 91478.0268 | 137629.5339 | 37922.0292 | 27453.7556 | 10681.5319 | 117.2249 | 10564.3018 | 0 | 182.4034 | 166.1434
AirCldScrewChlr-1.407kwpton | DEER2023 |  | 2022-03-14 19:29:42+00 | Any | Nrs | Old | CZ07 | cAVVG | Cap-Tons | 1 | 60654.5781 | None | 1059639.2797 | 187871.7969 | 432481.1096 | 0 | 210177.7383 | 0 | 91478.0268 | 137629.5339 | 37922.0292 | 27453.7556 | 10681.5319 | 117.2249 | 10564.3018 | 0 | 212.1162 | 189.4037
AirCldScrewChlr-0.99kwpton-VarSpd | DEER2023 |  | 2022-03-14 20:36:10+00 | Any | Nrs | Old | CZ07 | cAVVG | Cap-Tons | 122.6039 | 60654.5781 | None | 997347.4654 | 187871.7969 | 432481.1096 | 0 | 147886.2176 | 0 | 91478.0268 | 137629.5339 | 37922.0292 | 27453.7556 | 10681.5319 | 117.2249 | 10564.3018 | 0 | 185.0041 | 168.1793
AirCldScrewChlr-1.407kwpton-VarSpd | DEER2023 |  | 2022-03-14 20:36:10+00 | Any | Nrs | Old | CZ07 | cAVVG | Cap-Tons | 1 | 60654.5781 | None | 1059639.2797 | 187871.7969 | 432481.1096 | 0 | 210177.7383 | 0 | 91478.0268 | 137629.5339 | 37922.0292 | 27453.7556 | 10681.5319 | 117.2249 | 10564.3018 | 0 | 212.1162 | 189.4037
WtrCldCentChlr-Conv-0.42kwpton | DEER2023 |  | 2022-03-14 21:09:18+00 | Any | Nrs | Old | CZ07 | cWVVG | Cap-Tons | 122.6039 | 60654.5781 | None | 978879.6964 | 187871.7969 | 432481.1096 | 0 | 102665.7385 | 1457.6251 | 116773.3004 | 137629.5339 | 37922.0292 | 27453.7556 | 10681.5319 | 117.2249 | 10564.3018 | 0 | 165.0642 | 152.7925
WtrCldCentChlr-Conv-0.748kwpton | DEER2023 |  | 2022-03-14 21:09:18+00 | Any | Nrs | Old | CZ07 | cWVVG | Cap-Tons | 1 | 60654.5781 | None | 1059271.1246 | 187871.7969 | 432481.1096 | 0 | 182965.2992 | 1539.3458 | 116783.2769 | 137629.5339 | 37922.0292 | 27453.7556 | 10681.5319 | 117.2249 | 10564.3018 | 0 | 193.442 | 175.4958
WtrCldCentChlr-Conv-1Cmp-0.439kwpton-VarSpd-CndRlf | DEER2023 |  | 2022-03-14 22:16:50+00 | Any | Nrs | Old | CZ07 | cWVVG | Cap-Tons | 122.6039 | 60654.5781 | None | 951134.6308 | 187871.7969 | 432481.1096 | 0 | 71410.774 | 4805.1647 | 116935.9179 | 137629.5339 | 37922.0292 | 27453.7556 | 10681.5319 | 117.2249 | 10564.3018 | 0 | 156.2071 | 146.9997
WtrCldCentChlr-Conv-1Cmp-0.748kwpton-VarSpd-CndRlf | DEER2023 |  | 2022-03-14 22:16:50+00 | Any | Nrs | Old | CZ07 | cWVVG | Cap-Tons | 1 | 60654.5781 | None | 1001467.0739 | 187871.7969 | 432481.1096 | 0 | 121607.9317 | 4959.701 | 116916.5554 | 137629.5339 | 37922.0292 | 27453.7556 | 10681.5319 | 117.2249 | 10564.3018 | 0 | 173.6759 | 162.0265
WtrCldCentChlr-NoFric-1Cmp-0.439kwpton-VarSpd-CndRlf | DEER2023 |  | 2022-03-14 22:54:12+00 | Any | Nrs | Old | CZ07 | cWVVG | Cap-Tons | 122.6039 | 60654.5781 | None | 938400.8209 | 187871.7969 | 432481.1096 | 0 | 60205.9406 | 4624.057 | 115588.2221 | 137629.5339 | 37922.0292 | 27453.7556 | 10681.5319 | 117.2249 | 10564.3018 | 0 | 157.0595 | 147.1627
WtrCldCentChlr-NoFric-1Cmp-0.748kwpton-VarSpd-CndRlf | DEER2023 |  | 2022-03-14 22:54:12+00 | Any | Nrs | Old | CZ07 | cWVVG | Cap-Tons | 1 | 60654.5781 | None | 980793.5942 | 187871.7969 | 432481.1096 | 0 | 102512.8142 | 4745.7876 | 115552.123 | 137629.5339 | 37922.0292 | 27453.7556 | 10681.5319 | 117.2249 | 10564.3018 | 0 | 175.2773 | 162.397
WtrCldCentChlr-NoFric-2Cmp-0.439kwpton-VarSpd-CndRlf | DEER2023 |  | 2022-03-14 23:25:13+00 | Any | Nrs | Old | CZ07 | cWVVG | Cap-Tons | 122.6039 | 60654.5781 | None | 937177.931 | 187871.7969 | 432481.1096 | 0 | 59010.4745 | 4621.0366 | 115563.444 | 137629.5339 | 37922.0292 | 27453.7556 | 10681.5319 | 117.2249 | 10564.3018 | 0 | 157.5896 | 147.509
WtrCldCentChlr-NoFric-2Cmp-0.748kwpton-VarSpd-CndRlf | DEER2023 |  | 2022-03-14 23:25:13+00 | Any | Nrs | Old | CZ07 | cWVVG | Cap-Tons | 1 | 60654.5781 | None | 978705.7641 | 187871.7969 | 432481.1096 | 0 | 100476.2609 | 4740.9011 | 115505.8039 | 137629.5339 | 37922.0292 | 27453.7556 | 10681.5319 | 117.2249 | 10564.3018 | 0 | 176.1874 | 162.9893
WtrCldRecipChlr-0.42kwpton | DEER2023 |  | 2022-03-14 23:49:47+00 | Any | Nrs | Old | CZ07 | cWVVG | Cap-Tons | 122.6039 | 60654.5781 | None | 955320.4515 | 187871.7969 | 432481.1096 | 0 | 78869.4145 | 1466.3113 | 117002.2571 | 137629.5339 | 37922.0292 | 27453.7556 | 10681.5319 | 117.2249 | 10564.3018 | 0 | 162.0154 | 151.117
WtrCldRecipChlr-0.748kwpton | DEER2023 |  | 2022-03-14 23:49:47+00 | Any | Nrs | Old | CZ07 | cWVVG | Cap-Tons | 1 | 60654.5781 | None | 1016812.1636 | 187871.7969 | 432481.1096 | 0 | 140320.3917 | 1527.1594 | 116982.1144 | 137629.5339 | 37922.0292 | 27453.7556 | 10681.5319 | 117.2249 | 10564.3018 | 0 | 188.0973 | 172.2841
WtrCldScrewChlr-0.42kwpton | DEER2023 |  | 2022-03-15 00:09:29+00 | Any | Nrs | Old | CZ07 | cWVVG | Cap-Tons | 122.6039 | 60654.5781 | None | 965559.4389 | 187871.7969 | 432481.1096 | 0 | 89159.6654 | 1492.2363 | 116924.157 | 137629.5339 | 37922.0292 | 27453.7556 | 10681.5319 | 117.2249 | 10564.3018 | 0 | 166.4641 | 154.4266
WtrCldScrewChlr-0.748kwpton | DEER2023 |  | 2022-03-15 00:09:29+00 | Any | Nrs | Old | CZ07 | cWVVG | Cap-Tons | 1 | 60654.5781 | None | 1034791.3514 | 187871.7969 | 432481.1096 | 0 | 158348.4475 | 1574.3592 | 116884.833 | 137629.5339 | 37922.0292 | 27453.7556 | 10681.5319 | 117.2249 | 10564.3018 | 0 | 196.0221 | 178.1813
WtrCldScrewChlr-0.439kwpton-VarSpd | DEER2023 |  | 2022-03-15 00:41:21+00 | Any | Nrs | Old | CZ07 | cWVVG | Cap-Tons | 122.6039 | 60654.5781 | None | 955261.9 | 187871.7969 | 432481.1096 | 0 | 77686.0648 | 1511.3999 | 118081.268 | 137629.5339 | 37922.0292 | 27453.7556 | 10681.5319 | 117.2249 | 10564.3018 | 0 | 160.332 | 150.1886
WtrCldScrewChlr-0.748kwpton-VarSpd | DEER2023 |  | 2022-03-15 00:41:21+00 | Any | Nrs | Old | CZ07 | cWVVG | Cap-Tons | 1 | 60654.5781 | None | 1009675.0002 | 187871.7969 | 432481.1096 | 0 | 132079.3767 | 1560.5953 | 118051.8545 | 137629.5339 | 37922.0292 | 27453.7556 | 10681.5319 | 117.2249 | 10564.3018 | 0 | 182.5187 | 168.4773
AirCldRecipChlr-0.95kwpton | DEER2023 |  | 2022-03-14 18:21:41+00 | Any | Nrs | Old | CZ08 | cAVVG | Cap-Tons | 139.864 | 60654.5781 | None | 1039286.3608 | 187871.7969 | 434239.6612 | 0 | 177450.6584 | 0 | 97449.4953 | 142274.1336 | 41517.4675 | 30255.7647 | 12151.5671 | 117.2249 | 12034.337 | 0 | 217.5707 | 189.0679
AirCldRecipChlr-1.407kwpton | DEER2023 |  | 2022-03-14 18:21:41+00 | Any | Nrs | Old | CZ08 | cAVVG | Cap-Tons | 1 | 60654.5781 | None | 1124649.0852 | 187871.7969 | 434239.6612 | 0 | 262813.8182 | 0 | 97449.4953 | 142274.1336 | 41517.4675 | 30255.7647 | 12151.5671 | 117.2249 | 12034.337 | 0 | 262.8403 | 222.1331
AirCldScrewChlr-0.95kwpton | DEER2023 |  | 2022-03-14 19:29:42+00 | Any | Nrs | Old | CZ08 | cAVVG | Cap-Tons | 139.4831 | 60654.5781 | None | 1056992.7435 | 187871.7969 | 433264.2192 | 0 | 197063.3308 | 0 | 97091.1186 | 141702.1108 | 41308.5524 | 30160.6062 | 12117.9918 | 117.2249 | 12000.7617 | 0 | 220.1003 | 191.0205
AirCldScrewChlr-1.407kwpton | DEER2023 |  | 2022-03-14 19:29:42+00 | Any | Nrs | Old | CZ08 | cAVVG | Cap-Tons | 1 | 60654.5781 | None | 1151791.0247 | 187871.7969 | 433264.2192 | 0 | 291861.143 | 0 | 97091.1186 | 141702.1108 | 41308.5524 | 30160.6062 | 12117.9918 | 117.2249 | 12000.7617 | 0 | 266.715 | 225.1509
AirCldScrewChlr-0.99kwpton-VarSpd | DEER2023 |  | 2022-03-14 20:36:10+00 | Any | Nrs | Old | CZ08 | cAVVG | Cap-Tons | 139.864 | 60654.5781 | None | 1068469.6639 | 187871.7969 | 434239.6612 | 0 | 206633.9906 | 0 | 97449.4953 | 142274.1336 | 41517.4675 | 30255.7647 | 12151.5671 | 117.2249 | 12034.337 | 0 | 224.9515 | 194.6824
AirCldScrewChlr-1.407kwpton-VarSpd | DEER2023 |  | 2022-03-14 20:36:10+00 | Any | Nrs | Old | CZ08 | cAVVG | Cap-Tons | 1 | 60654.5781 | None | 1155506.729 | 187871.7969 | 434239.6612 | 0 | 293670.6793 | 0 | 97449.4953 | 142274.1336 | 41517.4675 | 30255.7647 | 12151.5671 | 117.2249 | 12034.337 | 0 | 267.6991 | 225.9993
WtrCldCentChlr-Conv-0.42kwpton | DEER2023 |  | 2022-03-14 21:09:18+00 | Any | Nrs | Old | CZ08 | cWVVG | Cap-Tons | 141.4978 | 60654.5781 | None | 1024412.2786 | 187871.7969 | 434239.6612 | 0 | 130609.5506 | 2295.6295 | 127120.6677 | 142274.1336 | 41517.4675 | 30255.7647 | 12151.5671 | 117.2249 | 12034.337 | 0 | 179.9301 | 165.7783
WtrCldCentChlr-Conv-0.748kwpton | DEER2023 |  | 2022-03-14 21:09:18+00 | Any | Nrs | Old | CZ08 | cWVVG | Cap-Tons | 1 | 60654.5781 | None | 1126647.7384 | 187871.7969 | 434239.6612 | 0 | 232709.5405 | 2421.6924 | 127130.6282 | 142274.1336 | 41517.4675 | 30255.7647 | 12151.5671 | 117.2249 | 12034.337 | 0 | 216.6546 | 195.4079
WtrCldCentChlr-Conv-1Cmp-0.439kwpton-VarSpd-CndRlf | DEER2023 |  | 2022-03-14 22:16:50+00 | Any | Nrs | Old | CZ08 | cWVVG | Cap-Tons | 140.9405 | 60654.5781 | None | 987840.6517 | 187871.7969 | 433264.2192 | 0 | 91703.3468 | 6767.6937 | 126530.6875 | 141702.1108 | 41308.5524 | 30160.6062 | 12117.9918 | 117.2249 | 12000.7617 | 0 | 170.3796 | 156.8852
WtrCldCentChlr-Conv-1Cmp-0.748kwpton-VarSpd-CndRlf | DEER2023 |  | 2022-03-14 22:16:50+00 | Any | Nrs | Old | CZ08 | cWVVG | Cap-Tons | 1 | 60654.5781 | None | 1052497.4174 | 187871.7969 | 433264.2192 | 0 | 156128.9587 | 7008.1848 | 126521.1922 | 141702.1108 | 41308.5524 | 30160.6062 | 12117.9918 | 117.2249 | 12000.7617 | 0 | 195.0675 | 176.5669
WtrCldCentChlr-NoFric-1Cmp-0.439kwpton-VarSpd-CndRlf | DEER2023 |  | 2022-03-14 22:54:12+00 | Any | Nrs | Old | CZ08 | cWVVG | Cap-Tons | 140.9405 | 60654.5781 | None | 976199.6609 | 187871.7969 | 433264.2192 | 0 | 81586.8567 | 6617.0238 | 125157.4982 | 141702.1108 | 41308.5524 | 30160.6062 | 12117.9918 | 117.2249 | 12000.7617 | 0 | 171.3727 | 157.2576
WtrCldCentChlr-NoFric-1Cmp-0.748kwpton-VarSpd-CndRlf | DEER2023 |  | 2022-03-14 22:54:12+00 | Any | Nrs | Old | CZ08 | cWVVG | Cap-Tons | 1 | 60654.5781 | None | 1033699.9047 | 187871.7969 | 433264.2192 | 0 | 138904.4668 | 6829.3134 | 125127.8668 | 141702.1108 | 41308.5524 | 30160.6062 | 12117.9918 | 117.2249 | 12000.7617 | 0 | 196.9462 | 177.4228
WtrCldCentChlr-NoFric-2Cmp-0.439kwpton-VarSpd-CndRlf | DEER2023 |  | 2022-03-14 23:25:13+00 | Any | Nrs | Old | CZ08 | cWVVG | Cap-Tons | 140.9405 | 60654.5781 | None | 975460.8229 | 187871.7969 | 433264.2192 | 0 | 80868.9154 | 6616.0639 | 125137.3456 | 141702.1108 | 41308.5524 | 30160.6062 | 12117.9918 | 117.2249 | 12000.7617 | 0 | 171.9859 | 157.6837
WtrCldCentChlr-NoFric-2Cmp-0.748kwpton-VarSpd-CndRlf | DEER2023 |  | 2022-03-14 23:25:13+00 | Any | Nrs | Old | CZ08 | cWVVG | Cap-Tons | 1 | 60654.5781 | None | 1032442.8195 | 187871.7969 | 433264.2192 | 0 | 137684.3023 | 6828.0341 | 125091.9308 | 141702.1108 | 41308.5524 | 30160.6062 | 12117.9918 | 117.2249 | 12000.7617 | 0 | 197.9947 | 178.1493
WtrCldRecipChlr-0.42kwpton | DEER2023 |  | 2022-03-14 23:49:47+00 | Any | Nrs | Old | CZ08 | cWVVG | Cap-Tons | 140.9405 | 60654.5781 | None | 997588.6997 | 187871.7969 | 433264.2192 | 0 | 105409.5847 | 2290.643 | 127050.5389 | 141702.1108 | 41308.5524 | 30160.6062 | 12117.9918 | 117.2249 | 12000.7617 | 0 | 177.112 | 163.2108
WtrCldRecipChlr-0.748kwpton | DEER2023 |  | 2022-03-14 23:49:47+00 | Any | Nrs | Old | CZ08 | cWVVG | Cap-Tons | 1 | 60654.5781 | None | 1079858.5281 | 187871.7969 | 433264.2192 | 0 | 187597.5933 | 2390.9121 | 127032.5427 | 141702.1108 | 41308.5524 | 30160.6062 | 12117.9918 | 117.2249 | 12000.7617 | 0 | 211.9703 | 190.8558
WtrCldScrewChlr-0.42kwpton | DEER2023 |  | 2022-03-15 00:09:29+00 | Any | Nrs | Old | CZ08 | cWVVG | Cap-Tons | 140.9405 | 60654.5781 | None | 1012308.6799 | 187871.7969 | 433264.2192 | 0 | 119551.8726 | 2348.1657 | 127569.9274 | 141702.1108 | 41308.5524 | 30160.6062 | 12117.9918 | 117.2249 | 12000.7617 | 0 | 181.263 | 167.0664
WtrCldScrewChlr-0.748kwpton | DEER2023 |  | 2022-03-15 00:09:29+00 | Any | Nrs | Old | CZ08 | cWVVG | Cap-Tons | 1 | 60654.5781 | None | 1105379.5468 | 187871.7969 | 433264.2192 | 0 | 212529.282 | 2477.3729 | 127534.4753 | 141702.1108 | 41308.5524 | 30160.6062 | 12117.9918 | 117.2249 | 12000.7617 | 0 | 219.3657 | 197.7792
WtrCldScrewChlr-0.439kwpton-VarSpd | DEER2023 |  | 2022-03-15 00:41:21+00 | Any | Nrs | Old | CZ08 | cWVVG | Cap-Tons | 141.4978 | 60654.5781 | None | 998739.6935 | 187871.7969 | 434239.6612 | 0 | 103277.6906 | 2361.0561 | 128715.0903 | 142274.1336 | 41517.4675 | 30255.7647 | 12151.5671 | 117.2249 | 12034.337 | 0 | 176.5772 | 162.5831
WtrCldScrewChlr-0.748kwpton-VarSpd | DEER2023 |  | 2022-03-15 00:41:21+00 | Any | Nrs | Old | CZ08 | cWVVG | Cap-Tons | 1 | 60654.5781 | None | 1071235.223 | 187871.7969 | 434239.6612 | 0 | 175709.8806 | 2444.4351 | 128695.0478 | 142274.1336 | 41517.4675 | 30255.7647 | 12151.5671 | 117.2249 | 12034.337 | 0 | 207.246 | 186.7656
AirCldRecipChlr-0.95kwpton | DEER2023 |  | 2022-03-14 18:21:41+00 | Any | Nrs | Old | CZ09 | cAVVG | Cap-Tons | 174.4929 | 60654.5781 | None | 1046927.0357 | 187871.7969 | 433475.956 | 0 | 177093.5152 | 0 | 104847.5676 | 143637.8009 | 38847.2377 | 36123.8927 | 13351.5122 | 117.2249 | 13234.2919 | 0 | 222.455 | 206.5501
AirCldRecipChlr-1.407kwpton | DEER2023 |  | 2022-03-14 18:21:41+00 | Any | Nrs | Old | CZ09 | cAVVG | Cap-Tons | 1 | 60654.5781 | None | 1132117.689 | 187871.7969 | 433475.956 | 0 | 262284.8264 | 0 | 104847.5676 | 143637.8009 | 38847.2377 | 36123.8927 | 13351.5122 | 117.2249 | 13234.2919 | 0 | 269.2646 | 247.1486
AirCldScrewChlr-0.95kwpton | DEER2023 |  | 2022-03-14 19:29:42+00 | Any | Nrs | Old | CZ09 | cAVVG | Cap-Tons | 174.4929 | 60654.5781 | None | 1069901.6786 | 187871.7969 | 433475.956 | 0 | 200068.3681 | 0 | 104847.5676 | 143637.8009 | 38847.2377 | 36123.8927 | 13351.5122 | 117.2249 | 13234.2919 | 0 | 228.4728 | 211.173
AirCldScrewChlr-1.407kwpton | DEER2023 |  | 2022-03-14 19:29:42+00 | Any | Nrs | Old | CZ09 | cAVVG | Cap-Tons | 1 | 60654.5781 | None | 1166145.0761 | 187871.7969 | 433475.956 | 0 | 296311.7255 | 0 | 104847.5676 | 143637.8009 | 38847.2377 | 36123.8927 | 13351.5122 | 117.2249 | 13234.2919 | 0 | 278.1773 | 253.9954
AirCldScrewChlr-0.99kwpton-VarSpd | DEER2023 |  | 2022-03-14 20:36:10+00 | Any | Nrs | Old | CZ09 | cAVVG | Cap-Tons | 174.4929 | 60654.5781 | None | 1078325.8179 | 187871.7969 | 433475.956 | 0 | 208492.2209 | 0 | 104847.5676 | 143637.8009 | 38847.2377 | 36123.8927 | 13351.5122 | 117.2249 | 13234.2919 | 0 | 232.8233 | 214.921
AirCldScrewChlr-1.407kwpton-VarSpd | DEER2023 |  | 2022-03-14 20:36:10+00 | Any | Nrs | Old | CZ09 | cAVVG | Cap-Tons | 1 | 60654.5781 | None | 1166145.0761 | 187871.7969 | 433475.956 | 0 | 296311.7255 | 0 | 104847.5676 | 143637.8009 | 38847.2377 | 36123.8927 | 13351.5122 | 117.2249 | 13234.2919 | 0 | 278.1773 | 253.9954
WtrCldCentChlr-Conv-0.42kwpton | DEER2023 |  | 2022-03-14 21:09:18+00 | Any | Nrs | Old | CZ09 | cWVVG | Cap-Tons | 174.4929 | 60654.5781 | None | 1032411.1069 | 187871.7969 | 433475.956 | 0 | 131425.3048 | 900.4799 | 135099.4898 | 143637.8009 | 38847.2377 | 36123.8927 | 13351.5122 | 117.2249 | 13234.2919 | 0 | 186.6636 | 175.0616
WtrCldCentChlr-Conv-0.748kwpton | DEER2023 |  | 2022-03-14 21:09:18+00 | Any | Nrs | Old | CZ09 | cWVVG | Cap-Tons | 1 | 60654.5781 | None | 1135313.5706 | 187871.7969 | 433475.956 | 0 | 234253.645 | 950.3159 | 135123.7385 | 143637.8009 | 38847.2377 | 36123.8927 | 13351.5122 | 117.2249 | 13234.2919 | 0 | 226.5929 | 209.9329
WtrCldCentChlr-Conv-1Cmp-0.439kwpton-VarSpd-CndRlf | DEER2023 |  | 2022-03-14 22:16:50+00 | Any | Nrs | Old | CZ09 | cWVVG | Cap-Tons | 174.4929 | 60654.5781 | None | 1006185.9553 | 187871.7969 | 433475.956 | 0 | 103821.4284 | 2300.2232 | 135078.0873 | 143637.8009 | 38847.2377 | 36123.8927 | 13351.5122 | 117.2249 | 13234.2919 | 0 | 171.9964 | 164.1963
WtrCldCentChlr-Conv-1Cmp-0.748kwpton-VarSpd-CndRlf | DEER2023 |  | 2022-03-14 22:16:50+00 | Any | Nrs | Old | CZ09 | cWVVG | Cap-Tons | 1 | 60654.5781 | None | 1079099.4257 | 187871.7969 | 433475.956 | 0 | 176706.2232 | 2375.4481 | 135031.8614 | 143637.8009 | 38847.2377 | 36123.8927 | 13351.5122 | 117.2249 | 13234.2919 | 0 | 196.8428 | 187.7216
WtrCldCentChlr-NoFric-1Cmp-0.439kwpton-VarSpd-CndRlf | DEER2023 |  | 2022-03-14 22:54:12+00 | Any | Nrs | Old | CZ09 | cWVVG | Cap-Tons | 174.4929 | 60654.5781 | None | 985702.9204 | 187871.7969 | 433475.956 | 0 | 83521.4091 | 2224.422 | 134971.2916 | 143637.8009 | 38847.2377 | 36123.8927 | 13351.5122 | 117.2249 | 13234.2919 | 0 | 171.3178 | 163.5258
WtrCldCentChlr-NoFric-1Cmp-0.748kwpton-VarSpd-CndRlf | DEER2023 |  | 2022-03-14 22:54:12+00 | Any | Nrs | Old | CZ09 | cWVVG | Cap-Tons | 1 | 60654.5781 | None | 1044041.6209 | 187871.7969 | 433475.956 | 0 | 141898.6482 | 2278.6106 | 134878.8831 | 143637.8009 | 38847.2377 | 36123.8927 | 13351.5122 | 117.2249 | 13234.2919 | 0 | 195.9974 | 186.7289
WtrCldCentChlr-NoFric-2Cmp-0.439kwpton-VarSpd-CndRlf | DEER2023 |  | 2022-03-14 23:25:13+00 | Any | Nrs | Old | CZ09 | cWVVG | Cap-Tons | 174.4929 | 60654.5781 | None | 979570.3439 | 187871.7969 | 433475.956 | 0 | 79978.9426 | 2101.2798 | 132504.248 | 143637.8009 | 38847.2377 | 36123.8927 | 13351.5122 | 117.2249 | 13234.2919 | 0 | 171.4104 | 163.4873
WtrCldCentChlr-NoFric-2Cmp-0.748kwpton-VarSpd-CndRlf | DEER2023 |  | 2022-03-14 23:25:13+00 | Any | Nrs | Old | CZ09 | cWVVG | Cap-Tons | 1 | 60654.5781 | None | 1035416.1826 | 187871.7969 | 433475.956 | 0 | 135895.1402 | 2151.9197 | 132382.9148 | 143637.8009 | 38847.2377 | 36123.8927 | 13351.5122 | 117.2249 | 13234.2919 | 0 | 196.1542 | 186.7958
WtrCldRecipChlr-0.42kwpton | DEER2023 |  | 2022-03-14 23:49:47+00 | Any | Nrs | Old | CZ09 | cWVVG | Cap-Tons | 174.4929 | 60654.5781 | None | 1003352.4282 | 187871.7969 | 433475.956 | 0 | 101523.6379 | 936.8534 | 135906.2273 | 143637.8009 | 38847.2377 | 36123.8927 | 13351.5122 | 117.2249 | 13234.2919 | 0 | 181.0833 | 171.7129
WtrCldRecipChlr-0.748kwpton | DEER2023 |  | 2022-03-14 23:49:47+00 | Any | Nrs | Old | CZ09 | cWVVG | Cap-Tons | 1 | 60654.5781 | None | 1082332.8268 | 187871.7969 | 433475.956 | 0 | 180538.0667 | 976.4937 | 135832.1574 | 143637.8009 | 38847.2377 | 36123.8927 | 13351.5122 | 117.2249 | 13234.2919 | 0 | 216.6651 | 203.5248
WtrCldScrewChlr-0.42kwpton | DEER2023 |  | 2022-03-15 00:09:29+00 | Any | Nrs | Old | CZ09 | cWVVG | Cap-Tons | 174.4929 | 60654.5781 | None | 1015304.8714 | 187871.7969 | 433475.956 | 0 | 113699.8357 | 954.9674 | 135663.6533 | 143637.8009 | 38847.2377 | 36123.8927 | 13351.5122 | 117.2249 | 13234.2919 | 0 | 188.3988 | 177.5817
WtrCldScrewChlr-0.748kwpton | DEER2023 |  | 2022-03-15 00:09:29+00 | Any | Nrs | Old | CZ09 | cWVVG | Cap-Tons | 1 | 60654.5781 | None | 1103446.4329 | 187871.7969 | 433475.956 | 0 | 201890.0153 | 1010.2232 | 135560.1848 | 143637.8009 | 38847.2377 | 36123.8927 | 13351.5122 | 117.2249 | 13234.2919 | 0 | 229.7026 | 213.9864
WtrCldScrewChlr-0.439kwpton-VarSpd | DEER2023 |  | 2022-03-15 00:41:21+00 | Any | Nrs | Old | CZ09 | cWVVG | Cap-Tons | 174.4929 | 60654.5781 | None | 1002245.4895 | 187871.7969 | 433475.956 | 0 | 99693.5439 | 957.8065 | 136608.5036 | 143637.8009 | 38847.2377 | 36123.8927 | 13351.5122 | 117.2249 | 13234.2919 | 0 | 178.5546 | 170.1433
WtrCldScrewChlr-0.748kwpton-VarSpd | DEER2023 |  | 2022-03-15 00:41:21+00 | Any | Nrs | Old | CZ09 | cWVVG | Cap-Tons | 1 | 60654.5781 | None | 1071818.6769 | 187871.7969 | 433475.956 | 0 | 169338.7932 | 990.4813 | 136504.1754 | 143637.8009 | 38847.2377 | 36123.8927 | 13351.5122 | 117.2249 | 13234.2919 | 0 | 208.7524 | 197.6187
AirCldRecipChlr-0.95kwpton | DEER2023 |  | 2022-03-14 18:21:41+00 | Any | Nrs | Old | CZ10 | cAVVG | Cap-Tons | 159.4039 | 60654.5781 | None | 1051518.1774 | 187871.7969 | 431429.6151 | 0 | 193143.7852 | 0 | 95373.2594 | 143699.6612 | 39494.2661 | 38635.6481 | 14732.2925 | 117.2249 | 14615.0655 | 0 | 232.7025 | 208.5424
AirCldRecipChlr-1.407kwpton | DEER2023 |  | 2022-03-14 18:21:41+00 | Any | Nrs | Old | CZ10 | cAVVG | Cap-Tons | 1 | 60654.5781 | None | 1144430.5357 | 187871.7969 | 431429.6151 | 0 | 286056.143 | 0 | 95373.2594 | 143699.6612 | 39494.2661 | 38635.6481 | 14732.2925 | 117.2249 | 14615.0655 | 0 | 285.1729 | 250.7912
AirCldScrewChlr-0.95kwpton | DEER2023 |  | 2022-03-14 19:29:42+00 | Any | Nrs | Old | CZ10 | cAVVG | Cap-Tons | 159.4039 | 60654.5781 | None | 1072582.6173 | 187871.7969 | 431429.6151 | 0 | 214208.3731 | 0 | 95373.2594 | 143699.6612 | 39494.2661 | 38635.6481 | 14732.2925 | 117.2249 | 14615.0655 | 0 | 237.7668 | 212.853
AirCldScrewChlr-1.407kwpton | DEER2023 |  | 2022-03-14 19:29:42+00 | Any | Nrs | Old | CZ10 | cAVVG | Cap-Tons | 1 | 60654.5781 | None | 1175627.8585 | 187871.7969 | 431429.6151 | 0 | 317253.767 | 0 | 95373.2594 | 143699.6612 | 39494.2661 | 38635.6481 | 14732.2925 | 117.2249 | 14615.0655 | 0 | 292.6731 | 257.1748
AirCldScrewChlr-0.99kwpton-VarSpd | DEER2023 |  | 2022-03-14 20:36:10+00 | Any | Nrs | Old | CZ10 | cAVVG | Cap-Tons | 159.4039 | 60654.5781 | None | 1081602.0346 | 187871.7969 | 431429.6151 | 0 | 223227.6118 | 0 | 95373.2594 | 143699.6612 | 39494.2661 | 38635.6481 | 14732.2925 | 117.2249 | 14615.0655 | 0 | 242.5724 | 216.7325
AirCldScrewChlr-1.407kwpton-VarSpd | DEER2023 |  | 2022-03-14 20:36:10+00 | Any | Nrs | Old | CZ10 | cAVVG | Cap-Tons | 1 | 60654.5781 | None | 1175627.8585 | 187871.7969 | 431429.6151 | 0 | 317253.767 | 0 | 95373.2594 | 143699.6612 | 39494.2661 | 38635.6481 | 14732.2925 | 117.2249 | 14615.0655 | 0 | 292.6731 | 257.1748
WtrCldCentChlr-Conv-0.42kwpton | DEER2023 |  | 2022-03-14 21:09:18+00 | Any | Nrs | Old | CZ10 | cWVVG | Cap-Tons | 159.4039 | 60654.5781 | None | 1023341.3503 | 187871.7969 | 431429.6151 | 0 | 133173.2898 | 1943.5718 | 125223.5416 | 143699.6612 | 39494.2661 | 38635.6481 | 14732.2925 | 117.2249 | 14615.0655 | 0 | 185.6512 | 176.103
WtrCldCentChlr-Conv-0.748kwpton | DEER2023 |  | 2022-03-14 21:09:18+00 | Any | Nrs | Old | CZ10 | cWVVG | Cap-Tons | 1 | 60654.5781 | None | 1127558.5426 | 187871.7969 | 431429.6151 | 0 | 237283.6562 | 2048.355 | 125225.6854 | 143699.6612 | 39494.2661 | 38635.6481 | 14732.2925 | 117.2249 | 14615.0655 | 0 | 225.9235 | 211.8986
WtrCldCentChlr-Conv-1Cmp-0.439kwpton-VarSpd-CndRlf | DEER2023 |  | 2022-03-14 22:16:50+00 | Any | Nrs | Old | CZ10 | cWVVG | Cap-Tons | 159.4039 | 60654.5781 | None | 989823.4712 | 187871.7969 | 431429.6151 | 0 | 96295.0062 | 5405.7292 | 125121.8451 | 143699.6612 | 39494.2661 | 38635.6481 | 14732.2925 | 117.2249 | 14615.0655 | 0 | 174.7548 | 166.2083
WtrCldCentChlr-Conv-1Cmp-0.748kwpton-VarSpd-CndRlf | DEER2023 |  | 2022-03-14 22:16:50+00 | Any | Nrs | Old | CZ10 | cWVVG | Cap-Tons | 1 | 60654.5781 | None | 1057570.6425 | 187871.7969 | 431429.6151 | 0 | 163897.4228 | 5590.4902 | 125081.7688 | 143699.6612 | 39494.2661 | 38635.6481 | 14732.2925 | 117.2249 | 14615.0655 | 0 | 200.9224 | 190.213
WtrCldCentChlr-NoFric-1Cmp-0.439kwpton-VarSpd-CndRlf | DEER2023 |  | 2022-03-14 22:54:12+00 | Any | Nrs | Old | CZ10 | cWVVG | Cap-Tons | 159.4039 | 60654.5781 | None | 976620.4871 | 187871.7969 | 431429.6151 | 0 | 85054.9746 | 5224.7112 | 123340.1048 | 143699.6612 | 39494.2661 | 38635.6481 | 14732.2925 | 117.2249 | 14615.0655 | 0 | 175.898 | 165.9148
WtrCldCentChlr-NoFric-1Cmp-0.748kwpton-VarSpd-CndRlf | DEER2023 |  | 2022-03-14 22:54:12+00 | Any | Nrs | Old | CZ10 | cWVVG | Cap-Tons | 1 | 60654.5781 | None | 1036432.3751 | 187871.7969 | 431429.6151 | 0 | 144761.9722 | 5386.6697 | 123283.1968 | 143699.6612 | 39494.2661 | 38635.6481 | 14732.2925 | 117.2249 | 14615.0655 | 0 | 203.0863 | 189.178
WtrCldCentChlr-NoFric-2Cmp-0.439kwpton-VarSpd-CndRlf | DEER2023 |  | 2022-03-14 23:25:13+00 | Any | Nrs | Old | CZ10 | cWVVG | Cap-Tons | 159.4039 | 60654.5781 | None | 975429.9612 | 187871.7969 | 431429.6151 | 0 | 83955.5987 | 5224.0214 | 123249.6785 | 143699.6612 | 39494.2661 | 38635.6481 | 14732.2925 | 117.2249 | 14615.0655 | 0 | 176.568 | 166.4484
WtrCldCentChlr-NoFric-2Cmp-0.748kwpton-VarSpd-CndRlf | DEER2023 |  | 2022-03-14 23:25:13+00 | Any | Nrs | Old | CZ10 | cWVVG | Cap-Tons | 1 | 60654.5781 | None | 1034443.363 | 187871.7969 | 431429.6151 | 0 | 142888.8932 | 5385.9346 | 123167.8542 | 143699.6612 | 39494.2661 | 38635.6481 | 14732.2925 | 117.2249 | 14615.0655 | 0 | 204.2347 | 190.0906
WtrCldRecipChlr-0.42kwpton | DEER2023 |  | 2022-03-14 23:49:47+00 | Any | Nrs | Old | CZ10 | cWVVG | Cap-Tons | 159.4039 | 60654.5781 | None | 999030.4523 | 187871.7969 | 431429.6151 | 0 | 108471.0744 | 1960.2782 | 125598.2662 | 143699.6612 | 39494.2661 | 38635.6481 | 14732.2925 | 117.2249 | 14615.0655 | 0 | 182.6425 | 172.5465
WtrCldRecipChlr-0.748kwpton | DEER2023 |  | 2022-03-14 23:49:47+00 | Any | Nrs | Old | CZ10 | cWVVG | Cap-Tons | 1 | 60654.5781 | None | 1083616.5397 | 187871.7969 | 431429.6151 | 0 | 193023.1069 | 2047.3585 | 125545.1509 | 143699.6612 | 39494.2661 | 38635.6481 | 14732.2925 | 117.2249 | 14615.0655 | 0 | 220.6573 | 205.6569
WtrCldScrewChlr-0.42kwpton | DEER2023 |  | 2022-03-15 00:09:29+00 | Any | Nrs | Old | CZ10 | cWVVG | Cap-Tons | 159.4039 | 60654.5781 | None | 1012194.6073 | 187871.7969 | 431429.6151 | 0 | 121790.0328 | 1990.1908 | 125413.4074 | 143699.6612 | 39494.2661 | 38635.6481 | 14732.2925 | 117.2249 | 14615.0655 | 0 | 187.773 | 177.5804
WtrCldScrewChlr-0.748kwpton | DEER2023 |  | 2022-03-15 00:09:29+00 | Any | Nrs | Old | CZ10 | cWVVG | Cap-Tons | 1 | 60654.5781 | None | 1106904.9915 | 187871.7969 | 431429.6151 | 0 | 216482.1317 | 2101.6027 | 125320.6075 | 143699.6612 | 39494.2661 | 38635.6481 | 14732.2925 | 117.2249 | 14615.0655 | 0 | 229.8012 | 214.6279
WtrCldScrewChlr-0.439kwpton-VarSpd | DEER2023 |  | 2022-03-15 00:41:21+00 | Any | Nrs | Old | CZ10 | cWVVG | Cap-Tons | 159.4039 | 60654.5781 | None | 996912.614 | 187871.7969 | 431429.6151 | 0 | 105254.8367 | 2007.9433 | 126649.1781 | 143699.6612 | 39494.2661 | 38635.6481 | 14732.2925 | 117.2249 | 14615.0655 | 0 | 180.8419 | 170.8394
WtrCldScrewChlr-0.748kwpton-VarSpd | DEER2023 |  | 2022-03-15 00:41:21+00 | Any | Nrs | Old | CZ10 | cWVVG | Cap-Tons | 1 | 60654.5781 | None | 1070690.0413 | 187871.7969 | 431429.6151 | 0 | 179020.8565 | 2079.8903 | 126588.5902 | 143699.6612 | 39494.2661 | 38635.6481 | 14732.2925 | 117.2249 | 14615.0655 | 0 | 213.6824 | 199.3277
AirCldRecipChlr-0.95kwpton | DEER2023 |  | 2022-03-14 18:21:41+00 | Any | Nrs | Old | CZ11 | cAVVG | Cap-Tons | 164.7406 | 60654.5781 | None | 1051991.0264 | 187871.7969 | 432593.6654 | 0 | 197878.6376 | 0 | 89130.9211 | 144515.8819 | 36139.301 | 52970.3801 | 19972.7725 | 117.2249 | 19855.5456 | 0 | 252.1782 | 246.5616
AirCldRecipChlr-1.407kwpton | DEER2023 |  | 2022-03-14 18:21:41+00 | Any | Nrs | Old | CZ11 | cAVVG | Cap-Tons | 1 | 60654.5781 | None | 1147180.4775 | 187871.7969 | 432593.6654 | 0 | 293068.6773 | 0 | 89130.9211 | 144515.8819 | 36139.301 | 52970.3801 | 19972.7725 | 117.2249 | 19855.5456 | 0 | 313.605 | 306.4875
AirCldScrewChlr-0.95kwpton | DEER2023 |  | 2022-03-14 19:29:42+00 | Any | Nrs | Old | CZ11 | cAVVG | Cap-Tons | 164.7406 | 60654.5781 | None | 1071508.2186 | 187871.7969 | 432593.6654 | 0 | 217396.6881 | 0 | 89130.2399 | 144515.8819 | 36139.301 | 52970.3801 | 19972.7725 | 117.2249 | 19855.5456 | 0 | 258.9378 | 253.0187
AirCldScrewChlr-1.407kwpton | DEER2023 |  | 2022-03-14 19:29:42+00 | Any | Nrs | Old | CZ11 | cAVVG | Cap-Tons | 1 | 60654.5781 | None | 1176087.3108 | 187871.7969 | 432593.6654 | 0 | 321975.9497 | 0 | 89130.2399 | 144515.8819 | 36139.301 | 52970.3801 | 19972.7725 | 117.2249 | 19855.5456 | 0 | 323.6161 | 316.0504
AirCldScrewChlr-0.99kwpton-VarSpd | DEER2023 |  | 2022-03-14 20:36:10+00 | Any | Nrs | Old | CZ11 | cAVVG | Cap-Tons | 164.7406 | 60654.5781 | None | 1080661.5747 | 187871.7969 | 432593.6654 | 0 | 226550.2477 | 0 | 89130.2399 | 144515.8819 | 36139.301 | 52970.3801 | 19972.7725 | 117.2249 | 19855.5456 | 0 | 264.5991 | 258.5356
AirCldScrewChlr-1.407kwpton-VarSpd | DEER2023 |  | 2022-03-14 20:36:10+00 | Any | Nrs | Old | CZ11 | cAVVG | Cap-Tons | 1 | 60654.5781 | None | 1176087.3108 | 187871.7969 | 432593.6654 | 0 | 321975.9497 | 0 | 89130.2399 | 144515.8819 | 36139.301 | 52970.3801 | 19972.7725 | 117.2249 | 19855.5456 | 0 | 323.6161 | 316.0504
WtrCldCentChlr-Conv-0.42kwpton | DEER2023 |  | 2022-03-14 21:09:18+00 | Any | Nrs | Old | CZ11 | cWVVG | Cap-Tons | 164.7406 | 60654.5781 | None | 1008630.4786 | 187871.7969 | 432593.6654 | 0 | 126267.2759 | 1381.2631 | 116001.1177 | 144515.8819 | 36139.301 | 52970.3801 | 19972.7705 | 117.2249 | 19855.5436 | 0 | 189.4866 | 186.553
WtrCldCentChlr-Conv-0.748kwpton | DEER2023 |  | 2022-03-14 21:09:18+00 | Any | Nrs | Old | CZ11 | cWVVG | Cap-Tons | 1 | 60654.5781 | None | 1107434.7127 | 187871.7969 | 432593.6654 | 0 | 224957.7712 | 1454.4634 | 116042.0528 | 144515.8819 | 36139.301 | 52970.3801 | 19972.7705 | 117.2249 | 19855.5436 | 0 | 232.3795 | 229.1266
WtrCldCentChlr-Conv-1Cmp-0.439kwpton-VarSpd-CndRlf | DEER2023 |  | 2022-03-14 22:16:50+00 | Any | Nrs | Old | CZ11 | cWVVG | Cap-Tons | 164.7406 | 60654.5781 | None | 978458.0724 | 187871.7969 | 432593.6654 | 0 | 94834.0281 | 3202.9726 | 115440.0784 | 144515.8819 | 36139.301 | 52970.3801 | 19972.7705 | 117.2249 | 19855.5436 | 0 | 176.2087 | 173.4969
WtrCldCentChlr-Conv-1Cmp-0.748kwpton-VarSpd-CndRlf | DEER2023 |  | 2022-03-14 22:16:50+00 | Any | Nrs | Old | CZ11 | cWVVG | Cap-Tons | 1 | 60654.5781 | None | 1045138.4413 | 187871.7969 | 432593.6654 | 0 | 161422.9499 | 3302.2567 | 115432.1992 | 144515.8819 | 36139.301 | 52970.3801 | 19972.7705 | 117.2249 | 19855.5436 | 0 | 204.5344 | 201.9713
WtrCldCentChlr-NoFric-1Cmp-0.439kwpton-VarSpd-CndRlf | DEER2023 |  | 2022-03-14 22:54:12+00 | Any | Nrs | Old | CZ11 | cWVVG | Cap-Tons | 164.7406 | 60654.5781 | None | 965180.9553 | 187871.7969 | 432593.6654 | 0 | 83359.6915 | 3056.0572 | 113784.414 | 144515.8819 | 36139.301 | 52970.3801 | 19972.7705 | 117.2249 | 19855.5436 | 0 | 176.6378 | 173.5773
WtrCldCentChlr-NoFric-1Cmp-0.748kwpton-VarSpd-CndRlf | DEER2023 |  | 2022-03-14 22:54:12+00 | Any | Nrs | Old | CZ11 | cWVVG | Cap-Tons | 1 | 60654.5781 | None | 1023601.1951 | 187871.7969 | 432593.6654 | 0 | 141783.4695 | 3142.1174 | 113694.7109 | 144515.8819 | 36139.301 | 52970.3801 | 19972.7705 | 117.2249 | 19855.5436 | 0 | 205.5663 | 202.1682
WtrCldCentChlr-NoFric-2Cmp-0.439kwpton-VarSpd-CndRlf | DEER2023 |  | 2022-03-14 23:25:13+00 | Any | Nrs | Old | CZ11 | cWVVG | Cap-Tons | 164.7406 | 60654.5781 | None | 963521.9199 | 187871.7969 | 432593.6654 | 0 | 81849.1639 | 3055.5813 | 113636.4088 | 144515.8819 | 36139.301 | 52970.3801 | 19972.7705 | 117.2249 | 19855.5436 | 0 | 177.1489 | 174.0615
WtrCldCentChlr-NoFric-2Cmp-0.748kwpton-VarSpd-CndRlf | DEER2023 |  | 2022-03-14 23:25:13+00 | Any | Nrs | Old | CZ11 | cWVVG | Cap-Tons | 1 | 60654.5781 | None | 1020885.1347 | 187871.7969 | 432593.6654 | 0 | 139247.2759 | 3141.5151 | 113516.0313 | 144515.8819 | 36139.301 | 52970.3801 | 19972.7705 | 117.2249 | 19855.5436 | 0 | 206.4374 | 202.9933
WtrCldRecipChlr-0.42kwpton | DEER2023 |  | 2022-03-14 23:49:47+00 | Any | Nrs | Old | CZ11 | cWVVG | Cap-Tons | 164.7406 | 60654.5781 | None | 987179.3157 | 187871.7969 | 432593.6654 | 0 | 103992.8263 | 1406.9736 | 116798.3444 | 144515.8819 | 36139.301 | 52970.3801 | 19972.7705 | 117.2249 | 19855.5436 | 0 | 186.407 | 183.3331
WtrCldRecipChlr-0.748kwpton | DEER2023 |  | 2022-03-14 23:49:47+00 | Any | Nrs | Old | CZ11 | cWVVG | Cap-Tons | 1 | 60654.5781 | None | 1068240.3233 | 187871.7969 | 432593.6654 | 0 | 185038.7964 | 1468.6155 | 116752.037 | 144515.8819 | 36139.301 | 52970.3801 | 19972.7705 | 117.2249 | 19855.5436 | 0 | 226.9097 | 223.4068
WtrCldScrewChlr-0.42kwpton | DEER2023 |  | 2022-03-15 00:09:29+00 | Any | Nrs | Old | CZ11 | cWVVG | Cap-Tons | 164.7406 | 60654.5781 | None | 999814.6944 | 187871.7969 | 432593.6654 | 0 | 116868.4733 | 1429.0022 | 116536.7765 | 144515.8819 | 36139.301 | 52970.3801 | 19972.7705 | 117.2249 | 19855.5436 | 0 | 191.5518 | 188.5419
WtrCldScrewChlr-0.748kwpton | DEER2023 |  | 2022-03-15 00:09:29+00 | Any | Nrs | Old | CZ11 | cWVVG | Cap-Tons | 1 | 60654.5781 | None | 1090707.7228 | 187871.7969 | 432593.6654 | 0 | 207787.3661 | 1509.282 | 116430.3031 | 144515.8819 | 36139.301 | 52970.3801 | 19972.7705 | 117.2249 | 19855.5436 | 0 | 236.0818 | 232.6932
WtrCldScrewChlr-0.439kwpton-VarSpd | DEER2023 |  | 2022-03-15 00:41:21+00 | Any | Nrs | Old | CZ11 | cWVVG | Cap-Tons | 164.7406 | 60654.5781 | None | 983644.8701 | 187871.7969 | 432593.6654 | 0 | 99978.6723 | 1430.8552 | 117254.44 | 144515.8819 | 36139.301 | 52970.3801 | 19972.7705 | 117.2249 | 19855.5436 | 0 | 184.9595 | 181.8587
WtrCldScrewChlr-0.748kwpton-VarSpd | DEER2023 |  | 2022-03-15 00:41:21+00 | Any | Nrs | Old | CZ11 | cWVVG | Cap-Tons | 1 | 60654.5781 | None | 1053635.882 | 187871.7969 | 432593.6654 | 0 | 170006.7079 | 1481.5092 | 117166.6883 | 144515.8819 | 36139.301 | 52970.3801 | 19972.7705 | 117.2249 | 19855.5436 | 0 | 220.3608 | 216.8557
AirCldRecipChlr-0.95kwpton | DEER2023 |  | 2022-03-14 18:21:41+00 | Any | Nrs | Old | CZ12 | cAVVG | Cap-Tons | 151.0983 | 60654.5781 | None | 993553.5385 | 187871.7969 | 432507.3555 | 0 | 147318.082 | 0 | 84076.7622 | 141779.8769 | 31111.648 | 55615.331 | 19347.5245 | 117.2249 | 19230.306 | 0 | 238.8046 | 229.5034
AirCldRecipChlr-1.407kwpton | DEER2023 |  | 2022-03-14 18:21:41+00 | Any | Nrs | Old | CZ12 | cAVVG | Cap-Tons | 1 | 60654.5781 | None | 1064421.3485 | 187871.7969 | 432507.3555 | 0 | 218185.7962 | 0 | 84076.7622 | 141779.8769 | 31111.648 | 55615.331 | 19347.5245 | 117.2249 | 19230.306 | 0 | 294.3533 | 281.7745
AirCldScrewChlr-0.95kwpton | DEER2023 |  | 2022-03-14 19:29:42+00 | Any | Nrs | Old | CZ12 | cAVVG | Cap-Tons | 151.0983 | 60654.5781 | None | 1010556.3074 | 187871.7969 | 432507.3555 | 0 | 164321.3893 | 0 | 84076.3116 | 141779.8769 | 31111.648 | 55615.331 | 19347.5245 | 117.2249 | 19230.306 | 0 | 243.8211 | 234.3439
AirCldScrewChlr-1.407kwpton | DEER2023 |  | 2022-03-14 19:29:42+00 | Any | Nrs | Old | CZ12 | cAVVG | Cap-Tons | 1 | 60654.5781 | None | 1089603.807 | 187871.7969 | 432507.3555 | 0 | 243368.5979 | 0 | 84076.3116 | 141779.8769 | 31111.648 | 55615.331 | 19347.5245 | 117.2249 | 19230.306 | 0 | 301.7837 | 288.9513
AirCldScrewChlr-0.99kwpton-VarSpd | DEER2023 |  | 2022-03-14 20:36:10+00 | Any | Nrs | Old | CZ12 | cAVVG | Cap-Tons | 151.0983 | 60654.5781 | None | 1017475.432 | 187871.7969 | 432507.3555 | 0 | 171240.1844 | 0 | 84076.3116 | 141779.8769 | 31111.648 | 55615.331 | 19347.5245 | 117.2249 | 19230.306 | 0 | 248.8944 | 239.1234
AirCldScrewChlr-1.407kwpton-VarSpd | DEER2023 |  | 2022-03-14 20:36:10+00 | Any | Nrs | Old | CZ12 | cAVVG | Cap-Tons | 1 | 60654.5781 | None | 1089603.807 | 187871.7969 | 432507.3555 | 0 | 243368.5979 | 0 | 84076.3116 | 141779.8769 | 31111.648 | 55615.331 | 19347.5245 | 117.2249 | 19230.306 | 0 | 301.7837 | 288.9513
WtrCldCentChlr-Conv-0.42kwpton | DEER2023 |  | 2022-03-14 21:09:18+00 | Any | Nrs | Old | CZ12 | cWVVG | Cap-Tons | 151.0983 | 60654.5781 | None | 972963.4491 | 187871.7969 | 432507.3555 | 0 | 101872.9649 | 1408.6064 | 107523.0279 | 141779.8769 | 31111.648 | 55615.331 | 19347.5245 | 117.2249 | 19230.306 | 0 | 184.4005 | 180.5084
WtrCldCentChlr-Conv-0.748kwpton | DEER2023 |  | 2022-03-14 21:09:18+00 | Any | Nrs | Old | CZ12 | cWVVG | Cap-Tons | 1 | 60654.5781 | None | 1052699.7559 | 187871.7969 | 432507.3555 | 0 | 181495.2872 | 1482.3996 | 107562.7267 | 141779.8769 | 31111.648 | 55615.331 | 19347.5245 | 117.2249 | 19230.306 | 0 | 224.3196 | 219.4247
WtrCldCentChlr-Conv-1Cmp-0.439kwpton-VarSpd-CndRlf | DEER2023 |  | 2022-03-14 22:16:50+00 | Any | Nrs | Old | CZ12 | cWVVG | Cap-Tons | 151.0983 | 60654.5781 | None | 947473.8739 | 187871.7969 | 432507.3555 | 0 | 73926.8021 | 3891.9799 | 107496.3157 | 141779.8769 | 31111.648 | 55615.331 | 19347.5245 | 117.2249 | 19230.306 | 0 | 174.8948 | 170.6418
WtrCldCentChlr-Conv-1Cmp-0.748kwpton-VarSpd-CndRlf | DEER2023 |  | 2022-03-14 22:16:50+00 | Any | Nrs | Old | CZ12 | cWVVG | Cap-Tons | 1 | 60654.5781 | None | 999416.519 | 187871.7969 | 432507.3555 | 0 | 125766.3625 | 4018.4437 | 107472.5706 | 141779.8769 | 31111.648 | 55615.331 | 19347.5245 | 117.2249 | 19230.306 | 0 | 202.1722 | 196.9638
WtrCldCentChlr-NoFric-1Cmp-0.439kwpton-VarSpd-CndRlf | DEER2023 |  | 2022-03-14 22:54:12+00 | Any | Nrs | Old | CZ12 | cWVVG | Cap-Tons | 151.0983 | 60654.5781 | None | 936460.8876 | 187871.7969 | 432507.3555 | 0 | 64536.1072 | 3762.0919 | 106003.7746 | 141779.8769 | 31111.648 | 55615.331 | 19347.5245 | 117.2249 | 19230.306 | 0 | 175.6547 | 171.1194
WtrCldCentChlr-NoFric-1Cmp-0.748kwpton-VarSpd-CndRlf | DEER2023 |  | 2022-03-14 22:54:12+00 | Any | Nrs | Old | CZ12 | cWVVG | Cap-Tons | 1 | 60654.5781 | None | 981774.9821 | 187871.7969 | 432507.3555 | 0 | 109798.3219 | 3875.1228 | 105942.5488 | 141779.8769 | 31111.648 | 55615.331 | 19347.5245 | 117.2249 | 19230.306 | 0 | 203.6657 | 197.7918
WtrCldCentChlr-NoFric-2Cmp-0.439kwpton-VarSpd-CndRlf | DEER2023 |  | 2022-03-14 23:25:13+00 | Any | Nrs | Old | CZ12 | cWVVG | Cap-Tons | 151.0983 | 60654.5781 | None | 935341.5011 | 187871.7969 | 432507.3555 | 0 | 63516.9015 | 3762.3341 | 105903.4144 | 141779.8769 | 31111.648 | 55615.331 | 19347.5245 | 117.2249 | 19230.306 | 0 | 176.2285 | 171.6787
WtrCldCentChlr-NoFric-2Cmp-0.748kwpton-VarSpd-CndRlf | DEER2023 |  | 2022-03-14 23:25:13+00 | Any | Nrs | Old | CZ12 | cWVVG | Cap-Tons | 1 | 60654.5781 | None | 979932.5891 | 187871.7969 | 432507.3555 | 0 | 108073.3558 | 3875.9071 | 105824.2594 | 141779.8769 | 31111.648 | 55615.331 | 19347.5245 | 117.2249 | 19230.306 | 0 | 204.6479 | 198.7489
WtrCldRecipChlr-0.42kwpton | DEER2023 |  | 2022-03-14 23:49:47+00 | Any | Nrs | Old | CZ12 | cWVVG | Cap-Tons | 151.0983 | 60654.5781 | None | 953622.8991 | 187871.7969 | 432507.3555 | 0 | 82253.46 | 1423.4619 | 107786.8448 | 141779.8769 | 31111.648 | 55615.331 | 19347.5245 | 117.2249 | 19230.306 | 0 | 181.9456 | 177.7115
WtrCldRecipChlr-0.748kwpton | DEER2023 |  | 2022-03-14 23:49:47+00 | Any | Nrs | Old | CZ12 | cWVVG | Cap-Tons | 1 | 60654.5781 | None | 1017729.2437 | 187871.7969 | 432507.3555 | 0 | 146338.6266 | 1486.1768 | 107745.2378 | 141779.8769 | 31111.648 | 55615.331 | 19347.5245 | 117.2249 | 19230.306 | 0 | 220.0337 | 214.5281
WtrCldScrewChlr-0.42kwpton | DEER2023 |  | 2022-03-15 00:09:29+00 | Any | Nrs | Old | CZ12 | cWVVG | Cap-Tons | 151.0983 | 60654.5781 | None | 962812.064 | 187871.7969 | 432507.3555 | 0 | 91603.1714 | 1444.1459 | 107606.2425 | 141779.8769 | 31111.648 | 55615.331 | 19347.5245 | 117.2249 | 19230.306 | 0 | 186.1051 | 182.1205
WtrCldScrewChlr-0.748kwpton | DEER2023 |  | 2022-03-15 00:09:29+00 | Any | Nrs | Old | CZ12 | cWVVG | Cap-Tons | 1 | 60654.5781 | None | 1033937.074 | 187871.7969 | 432507.3555 | 0 | 162750.8076 | 1523.7652 | 107503.7256 | 141779.8769 | 31111.648 | 55615.331 | 19347.5245 | 117.2249 | 19230.306 | 0 | 227.4474 | 222.3859
WtrCldScrewChlr-0.439kwpton-VarSpd | DEER2023 |  | 2022-03-15 00:41:21+00 | Any | Nrs | Old | CZ12 | cWVVG | Cap-Tons | 151.0983 | 60654.5781 | None | 951900.6161 | 187871.7969 | 432507.3555 | 0 | 79598.3103 | 1457.2091 | 108686.2413 | 141779.8769 | 31111.648 | 55615.331 | 19347.5245 | 117.2249 | 19230.306 | 0 | 181.011 | 176.5714
WtrCldScrewChlr-0.748kwpton-VarSpd | DEER2023 |  | 2022-03-15 00:41:21+00 | Any | Nrs | Old | CZ12 | cWVVG | Cap-Tons | 1 | 60654.5781 | None | 1007602.5851 | 187871.7969 | 432507.3555 | 0 | 135317.6269 | 1508.8432 | 108617.0458 | 141779.8769 | 31111.648 | 55615.331 | 19347.5245 | 117.2249 | 19230.306 | 0 | 214.5256 | 208.7959
AirCldRecipChlr-0.95kwpton | DEER2023 |  | 2022-03-14 18:21:41+00 | Any | Nrs | Old | CZ13 | cAVVG | Cap-Tons | 164.4358 | 60654.5781 | None | 1077995.905 | 187871.7969 | 432525.2501 | 0 | 219362.5199 | 0 | 94072.8252 | 144162.7051 | 40618.4036 | 45934.3006 | 17597.8626 | 117.2249 | 17480.6344 | 0 | 252.0472 | 243.5932
AirCldRecipChlr-1.407kwpton | DEER2023 |  | 2022-03-14 18:21:41+00 | Any | Nrs | Old | CZ13 | cAVVG | Cap-Tons | 1 | 60654.5781 | None | 1183521.1995 | 187871.7969 | 432525.2501 | 0 | 324887.4707 | 0 | 94072.8252 | 144162.7051 | 40618.4036 | 45934.3006 | 17597.8626 | 117.2249 | 17480.6344 | 0 | 313.4429 | 302.1703
AirCldScrewChlr-0.95kwpton | DEER2023 |  | 2022-03-14 19:29:42+00 | Any | Nrs | Old | CZ13 | cAVVG | Cap-Tons | 164.4358 | 60654.5781 | None | 1099088.5803 | 187871.7969 | 432525.2501 | 0 | 240455.8408 | 0 | 94072.1391 | 144162.7051 | 40618.4036 | 45934.3006 | 17597.8626 | 117.2249 | 17480.6344 | 0 | 258.2351 | 249.5623
AirCldScrewChlr-1.407kwpton | DEER2023 |  | 2022-03-14 19:29:42+00 | Any | Nrs | Old | CZ13 | cAVVG | Cap-Tons | 1 | 60654.5781 | None | 1214760.696 | 187871.7969 | 432525.2501 | 0 | 356127.8641 | 0 | 94072.1391 | 144162.7051 | 40618.4036 | 45934.3006 | 17597.8626 | 117.2249 | 17480.6344 | 0 | 322.6078 | 311.0168
AirCldScrewChlr-0.99kwpton-VarSpd | DEER2023 |  | 2022-03-14 20:36:10+00 | Any | Nrs | Old | CZ13 | cAVVG | Cap-Tons | 164.4358 | 60654.5781 | None | 1109213.1421 | 187871.7969 | 432525.2501 | 0 | 250580.3228 | 0 | 94072.1391 | 144162.7051 | 40618.4036 | 45934.3006 | 17597.8626 | 117.2249 | 17480.6344 | 0 | 263.8693 | 254.9411
AirCldScrewChlr-1.407kwpton-VarSpd | DEER2023 |  | 2022-03-14 20:36:10+00 | Any | Nrs | Old | CZ13 | cAVVG | Cap-Tons | 1 | 60654.5781 | None | 1214760.696 | 187871.7969 | 432525.2501 | 0 | 356127.8641 | 0 | 94072.1391 | 144162.7051 | 40618.4036 | 45934.3006 | 17597.8626 | 117.2249 | 17480.6344 | 0 | 322.6078 | 311.0168
WtrCldCentChlr-Conv-0.42kwpton | DEER2023 |  | 2022-03-14 21:09:18+00 | Any | Nrs | Old | CZ13 | cWVVG | Cap-Tons | 164.4358 | 60654.5781 | None | 1031458.5347 | 187871.7969 | 432525.2501 | 0 | 140245.5072 | 2172.5869 | 124480.3806 | 144162.7051 | 40618.4036 | 45934.3006 | 17597.8626 | 117.2249 | 17480.6344 | 0 | 190.661 | 186.1069
WtrCldCentChlr-Conv-0.748kwpton | DEER2023 |  | 2022-03-14 21:09:18+00 | Any | Nrs | Old | CZ13 | cWVVG | Cap-Tons | 1 | 60654.5781 | None | 1141192.1241 | 187871.7969 | 432525.2501 | 0 | 249842.2185 | 2287.0877 | 124503.1335 | 144162.7051 | 40618.4036 | 45934.3006 | 17597.8626 | 117.2249 | 17480.6344 | 0 | 233.9078 | 228.1348
WtrCldCentChlr-Conv-1Cmp-0.439kwpton-VarSpd-CndRlf | DEER2023 |  | 2022-03-14 22:16:50+00 | Any | Nrs | Old | CZ13 | cWVVG | Cap-Tons | 164.4358 | 60654.5781 | None | 995562.1111 | 187871.7969 | 432525.2501 | 0 | 101291.6411 | 5827.3469 | 123882.446 | 144162.7051 | 40618.4036 | 45934.3006 | 17597.8626 | 117.2249 | 17480.6344 | 0 | 180.7538 | 176.6987
WtrCldCentChlr-Conv-1Cmp-0.748kwpton-VarSpd-CndRlf | DEER2023 |  | 2022-03-14 22:16:50+00 | Any | Nrs | Old | CZ13 | cWVVG | Cap-Tons | 1 | 60654.5781 | None | 1066799.9644 | 187871.7969 | 432525.2501 | 0 | 172395.6157 | 6019.5813 | 123823.9511 | 144162.7051 | 40618.4036 | 45934.3006 | 17597.8626 | 117.2249 | 17480.6344 | 0 | 210.3497 | 205.5565
WtrCldCentChlr-NoFric-1Cmp-0.439kwpton-VarSpd-CndRlf | DEER2023 |  | 2022-03-14 22:54:12+00 | Any | Nrs | Old | CZ13 | cWVVG | Cap-Tons | 164.4358 | 60654.5781 | None | 984350.4582 | 187871.7969 | 432525.2501 | 0 | 91898.5863 | 5651.6445 | 122240.1458 | 144162.7051 | 40618.4036 | 45934.3006 | 17597.8626 | 117.2249 | 17480.6344 | 0 | 181.6086 | 177.4076
WtrCldCentChlr-NoFric-1Cmp-0.748kwpton-VarSpd-CndRlf | DEER2023 |  | 2022-03-14 22:54:12+00 | Any | Nrs | Old | CZ13 | cWVVG | Cap-Tons | 1 | 60654.5781 | None | 1048920.6588 | 187871.7969 | 432525.2501 | 0 | 156396.617 | 5828.9275 | 122134.8894 | 144162.7051 | 40618.4036 | 45934.3006 | 17597.8626 | 117.2249 | 17480.6344 | 0 | 212.0087 | 206.9819
WtrCldCentChlr-NoFric-2Cmp-0.439kwpton-VarSpd-CndRlf | DEER2023 |  | 2022-03-14 23:25:13+00 | Any | Nrs | Old | CZ13 | cWVVG | Cap-Tons | 164.4358 | 60654.5781 | None | 983447.4077 | 187871.7969 | 432525.2501 | 0 | 91105.2142 | 5653.0395 | 122128.9037 | 144162.7051 | 40618.4036 | 45934.3006 | 17597.8626 | 117.2249 | 17480.6344 | 0 | 182.2214 | 177.988
WtrCldCentChlr-NoFric-2Cmp-0.748kwpton-VarSpd-CndRlf | DEER2023 |  | 2022-03-14 23:25:13+00 | Any | Nrs | Old | CZ13 | cWVVG | Cap-Tons | 1 | 60654.5781 | None | 1047456.0793 | 187871.7969 | 432525.2501 | 0 | 155062.4924 | 5831.5275 | 122001.9501 | 144162.7051 | 40618.4036 | 45934.3006 | 17597.8626 | 117.2249 | 17480.6344 | 0 | 213.0594 | 207.9715
WtrCldRecipChlr-0.42kwpton | DEER2023 |  | 2022-03-14 23:49:47+00 | Any | Nrs | Old | CZ13 | cWVVG | Cap-Tons | 164.4358 | 60654.5781 | None | 1008934.4032 | 187871.7969 | 432525.2501 | 0 | 116974.1959 | 2191.3149 | 125208.7443 | 144162.7051 | 40618.4036 | 45934.3006 | 17597.8626 | 117.2249 | 17480.6344 | 0 | 187.9502 | 183.7498
WtrCldRecipChlr-0.748kwpton | DEER2023 |  | 2022-03-14 23:49:47+00 | Any | Nrs | Old | CZ13 | cWVVG | Cap-Tons | 1 | 60654.5781 | None | 1100162.9529 | 187871.7969 | 432525.2501 | 0 | 208171.0243 | 2287.7968 | 125143.9657 | 144162.7051 | 40618.4036 | 45934.3006 | 17597.8626 | 117.2249 | 17480.6344 | 0 | 229.1488 | 223.7496
WtrCldScrewChlr-0.42kwpton | DEER2023 |  | 2022-03-15 00:09:29+00 | Any | Nrs | Old | CZ13 | cWVVG | Cap-Tons | 164.4358 | 60654.5781 | None | 1023390.0555 | 187871.7969 | 432525.2501 | 0 | 131562.3352 | 2223.7345 | 125044.4084 | 144162.7051 | 40618.4036 | 45934.3006 | 17597.8626 | 117.2249 | 17480.6344 | 0 | 192.5943 | 188.6285
WtrCldScrewChlr-0.748kwpton | DEER2023 |  | 2022-03-15 00:09:29+00 | Any | Nrs | Old | CZ13 | cWVVG | Cap-Tons | 1 | 60654.5781 | None | 1125740.387 | 187871.7969 | 432525.2501 | 0 | 233927.9188 | 2346.2166 | 124906.1901 | 144162.7051 | 40618.4036 | 45934.3006 | 17597.8626 | 117.2249 | 17480.6344 | 0 | 237.4287 | 232.446
WtrCldScrewChlr-0.439kwpton-VarSpd | DEER2023 |  | 2022-03-15 00:41:21+00 | Any | Nrs | Old | CZ13 | cWVVG | Cap-Tons | 164.4358 | 60654.5781 | None | 1005250.8053 | 187871.7969 | 432525.2501 | 0 | 112600.7637 | 2232.7617 | 125856.9716 | 144162.7051 | 40618.4036 | 45934.3006 | 17597.8626 | 117.2249 | 17480.6344 | 0 | 186.7266 | 182.3437
WtrCldScrewChlr-0.748kwpton-VarSpd | DEER2023 |  | 2022-03-15 00:41:21+00 | Any | Nrs | Old | CZ13 | cWVVG | Cap-Tons | 1 | 60654.5781 | None | 1084189.2222 | 187871.7969 | 432525.2501 | 0 | 191558.417 | 2312.1548 | 125758.1954 | 144162.7051 | 40618.4036 | 45934.3006 | 17597.8626 | 117.2249 | 17480.6344 | 0 | 222.8616 | 217.2685
AirCldRecipChlr-0.95kwpton | DEER2023 |  | 2022-03-14 18:21:41+00 | Any | Nrs | Old | CZ14 | cAVVG | Cap-Tons | 166.4602 | 60654.5781 | None | 1061722.1958 | 187871.7969 | 432097.5513 | 0 | 201534.517 | 0 | 96854.0699 | 143364.3327 | 38018.4462 | 49918.9008 | 20259.7242 | 117.2249 | 20142.5005 | 0 | 251.8752 | 231.9007
AirCldRecipChlr-1.407kwpton | DEER2023 |  | 2022-03-14 18:21:41+00 | Any | Nrs | Old | CZ14 | cAVVG | Cap-Tons | 1 | 60654.5781 | None | 1158671.0991 | 187871.7969 | 432097.5513 | 0 | 298483.1983 | 0 | 96854.0699 | 143364.3327 | 38018.4462 | 49918.9008 | 20259.7242 | 117.2249 | 20142.5005 | 0 | 312.9849 | 284.7455
AirCldScrewChlr-0.95kwpton | DEER2023 |  | 2022-03-14 19:29:42+00 | Any | Nrs | Old | CZ14 | cAVVG | Cap-Tons | 167.0244 | 60654.5781 | None | 1082499.5118 | 187871.7969 | 432097.5513 | 0 | 222311.7503 | 0 | 96854.0699 | 143364.3327 | 38018.4462 | 49918.9008 | 20259.7242 | 117.2249 | 20142.5005 | 0 | 258.7069 | 238.0165
AirCldScrewChlr-1.407kwpton | DEER2023 |  | 2022-03-14 19:29:42+00 | Any | Nrs | Old | CZ14 | cAVVG | Cap-Tons | 1 | 60654.5781 | None | 1189443.3087 | 187871.7969 | 432097.5513 | 0 | 329255.4013 | 0 | 96854.0699 | 143364.3327 | 38018.4462 | 49918.9008 | 20259.7242 | 117.2249 | 20142.5005 | 0 | 323.1034 | 293.8035
AirCldScrewChlr-0.99kwpton-VarSpd | DEER2023 |  | 2022-03-14 20:36:10+00 | Any | Nrs | Old | CZ14 | cAVVG | Cap-Tons | 167.0244 | 60654.5781 | None | 1091860.212 | 187871.7969 | 432097.5513 | 0 | 231672.2275 | 0 | 96854.0699 | 143364.3327 | 38018.4462 | 49918.9008 | 20259.7242 | 117.2249 | 20142.5005 | 0 | 264.3435 | 242.8997
AirCldScrewChlr-1.407kwpton-VarSpd | DEER2023 |  | 2022-03-14 20:36:10+00 | Any | Nrs | Old | CZ14 | cAVVG | Cap-Tons | 1 | 60654.5781 | None | 1189443.3087 | 187871.7969 | 432097.5513 | 0 | 329255.4013 | 0 | 96854.0699 | 143364.3327 | 38018.4462 | 49918.9008 | 20259.7242 | 117.2249 | 20142.5005 | 0 | 323.1034 | 293.8035
WtrCldCentChlr-Conv-0.42kwpton | DEER2023 |  | 2022-03-14 21:09:18+00 | Any | Nrs | Old | CZ14 | cWVVG | Cap-Tons | 167.0244 | 60654.5781 | None | 1018322.5809 | 187871.7969 | 432097.5513 | 0 | 130007.0357 | 781.0637 | 124200.677 | 143364.3327 | 38018.4462 | 49918.9008 | 20259.7242 | 117.2249 | 20142.5005 | 0 | 190.1268 | 183.3973
WtrCldCentChlr-Conv-0.748kwpton | DEER2023 |  | 2022-03-14 21:09:18+00 | Any | Nrs | Old | CZ14 | cWVVG | Cap-Tons | 1 | 60654.5781 | None | 1120050.498 | 187871.7969 | 432097.5513 | 0 | 231598.5199 | 822.9984 | 124295.487 | 143364.3327 | 38018.4462 | 49918.9008 | 20259.7242 | 117.2249 | 20142.5005 | 0 | 233.4795 | 223.9902
WtrCldCentChlr-Conv-1Cmp-0.439kwpton-VarSpd-CndRlf | DEER2023 |  | 2022-03-14 22:16:50+00 | Any | Nrs | Old | CZ14 | cWVVG | Cap-Tons | 167.0244 | 60654.5781 | None | 989438.3184 | 187871.7969 | 432097.5513 | 0 | 101705.5509 | 1583.6246 | 122815.4004 | 143364.3327 | 38018.4462 | 49918.9008 | 20259.7242 | 117.2249 | 20142.5005 | 0 | 177.248 | 171.0125
WtrCldCentChlr-Conv-1Cmp-0.748kwpton-VarSpd-CndRlf | DEER2023 |  | 2022-03-14 22:16:50+00 | Any | Nrs | Old | CZ14 | cWVVG | Cap-Tons | 1 | 60654.5781 | None | 1060697.5134 | 187871.7969 | 432097.5513 | 0 | 172937.1824 | 1631.4062 | 122795.145 | 143364.3327 | 38018.4462 | 49918.9008 | 20259.7242 | 117.2249 | 20142.5005 | 0 | 206.6829 | 198.8291
WtrCldCentChlr-NoFric-1Cmp-0.439kwpton-VarSpd-CndRlf | DEER2023 |  | 2022-03-14 22:54:12+00 | Any | Nrs | Old | CZ14 | cWVVG | Cap-Tons | 167.0244 | 60654.5781 | None | 972005.7584 | 187871.7969 | 432097.5513 | 0 | 86560.6124 | 1459.2332 | 120652.4643 | 143364.3327 | 38018.4462 | 49918.9008 | 20259.7242 | 117.2249 | 20142.5005 | 0 | 176.1939 | 169.6893
WtrCldCentChlr-NoFric-1Cmp-0.748kwpton-VarSpd-CndRlf | DEER2023 |  | 2022-03-14 22:54:12+00 | Any | Nrs | Old | CZ14 | cWVVG | Cap-Tons | 1 | 60654.5781 | None | 1032444.7313 | 187871.7969 | 432097.5513 | 0 | 147064.273 | 1495.2187 | 120552.0248 | 143364.3327 | 38018.4462 | 49918.9008 | 20259.7242 | 117.2249 | 20142.5005 | 0 | 205.2286 | 196.9176
WtrCldCentChlr-NoFric-2Cmp-0.439kwpton-VarSpd-CndRlf | DEER2023 |  | 2022-03-14 23:25:13+00 | Any | Nrs | Old | CZ14 | cWVVG | Cap-Tons | 167.0244 | 60654.5781 | None | 969197.1695 | 187871.7969 | 432097.5513 | 0 | 84011.9837 | 1457.8622 | 120393.9269 | 143364.3327 | 38018.4462 | 49918.9008 | 20259.7242 | 117.2249 | 20142.5005 | 0 | 176.2897 | 169.7235
WtrCldCentChlr-NoFric-2Cmp-0.748kwpton-VarSpd-CndRlf | DEER2023 |  | 2022-03-14 23:25:13+00 | Any | Nrs | Old | CZ14 | cWVVG | Cap-Tons | 1 | 60654.5781 | None | 1027872.5705 | 187871.7969 | 432097.5513 | 0 | 142796.3147 | 1493.0591 | 120249.8156 | 143364.3327 | 38018.4462 | 49918.9008 | 20259.7242 | 117.2249 | 20142.5005 | 0 | 205.3916 | 196.9747
WtrCldRecipChlr-0.42kwpton | DEER2023 |  | 2022-03-14 23:49:47+00 | Any | Nrs | Old | CZ14 | cWVVG | Cap-Tons | 167.0244 | 60654.5781 | None | 994426.9901 | 187871.7969 | 432097.5513 | 0 | 104796.4177 | 820.3048 | 125476.9297 | 143364.3327 | 38018.4462 | 49918.9008 | 20259.7242 | 117.2249 | 20142.5005 | 0 | 186.4496 | 179.4167
WtrCldRecipChlr-0.748kwpton | DEER2023 |  | 2022-03-14 23:49:47+00 | Any | Nrs | Old | CZ14 | cWVVG | Cap-Tons | 1 | 60654.5781 | None | 1075960.2965 | 187871.7969 | 432097.5513 | 0 | 186356.3415 | 854.2852 | 125416.1819 | 143364.3327 | 38018.4462 | 49918.9008 | 20259.7242 | 117.2249 | 20142.5005 | 0 | 226.8808 | 216.5936
WtrCldScrewChlr-0.42kwpton | DEER2023 |  | 2022-03-15 00:09:29+00 | Any | Nrs | Old | CZ14 | cWVVG | Cap-Tons | 167.0244 | 60654.5781 | None | 1006846.5229 | 187871.7969 | 432097.5513 | 0 | 117623.9414 | 836.5499 | 125052.5893 | 143364.3327 | 38018.4462 | 49918.9008 | 20259.7242 | 117.2249 | 20142.5005 | 0 | 192.222 | 185.9131
WtrCldScrewChlr-0.748kwpton | DEER2023 |  | 2022-03-15 00:09:29+00 | Any | Nrs | Old | CZ14 | cWVVG | Cap-Tons | 1 | 60654.5781 | None | 1098195.6385 | 187871.7969 | 432097.5513 | 0 | 209076.2762 | 884.7475 | 124900.6893 | 143364.3327 | 38018.4462 | 49918.9008 | 20259.7242 | 117.2249 | 20142.5005 | 0 | 237.1755 | 228.1782
WtrCldScrewChlr-0.439kwpton-VarSpd | DEER2023 |  | 2022-03-15 00:41:21+00 | Any | Nrs | Old | CZ14 | cWVVG | Cap-Tons | 167.0244 | 60654.5781 | None | 989323.7162 | 187871.7969 | 432097.5513 | 0 | 99696.4822 | 826.2979 | 125467.2961 | 143364.3327 | 38018.4462 | 49918.9008 | 20259.7242 | 117.2249 | 20142.5005 | 0 | 185.0937 | 177.6787
WtrCldScrewChlr-0.748kwpton-VarSpd | DEER2023 |  | 2022-03-15 00:41:21+00 | Any | Nrs | Old | CZ14 | cWVVG | Cap-Tons | 1 | 60654.5781 | None | 1058889.7498 | 187871.7969 | 432097.5513 | 0 | 169331.3277 | 853.4675 | 125371.6035 | 143364.3327 | 38018.4462 | 49918.9008 | 20259.7242 | 117.2249 | 20142.5005 | 0 | 220.5523 | 209.9353
AirCldRecipChlr-0.95kwpton | DEER2023 |  | 2022-03-14 18:21:41+00 | Any | Nrs | Old | CZ15 | cAVVG | Cap-Tons | 211.1601 | 60654.5781 | None | 1274260.5906 | 187871.7969 | 431430.0459 | 0 | 378548.5984 | 0 | 127612.4648 | 148797.8131 | 58221.9815 | 20023.5172 | 10729.0001 | 117.2249 | 10611.779 | 0 | 293.9216 | 277.1792
AirCldRecipChlr-1.407kwpton | DEER2023 |  | 2022-03-14 18:21:41+00 | Any | Nrs | Old | CZ15 | cAVVG | Cap-Tons | 1 | 60654.5781 | None | 1456362.692 | 187871.7969 | 431430.0459 | 0 | 560650.3656 | 0 | 127612.4648 | 148797.8131 | 58221.9815 | 20023.5172 | 10729.0001 | 117.2249 | 10611.779 | 0 | 373.9528 | 350.5874
AirCldScrewChlr-0.95kwpton | DEER2023 |  | 2022-03-14 19:29:42+00 | Any | Nrs | Old | CZ15 | cAVVG | Cap-Tons | 211.1601 | 60654.5781 | None | 1309476.024 | 187871.7969 | 431430.0459 | 0 | 413764.0624 | 0 | 127612.4648 | 148797.8131 | 58221.9815 | 20023.5172 | 10729.0001 | 117.2249 | 10611.779 | 0 | 307.7966 | 290.0505
AirCldScrewChlr-1.407kwpton | DEER2023 |  | 2022-03-14 19:29:42+00 | Any | Nrs | Old | CZ15 | cAVVG | Cap-Tons | 1 | 60654.5781 | None | 1508518.6279 | 187871.7969 | 431430.0459 | 0 | 612806.2727 | 0 | 127612.4648 | 148797.8131 | 58221.9815 | 20023.5172 | 10729.0001 | 117.2249 | 10611.779 | 0 | 394.5031 | 369.6513
AirCldScrewChlr-0.99kwpton-VarSpd | DEER2023 |  | 2022-03-14 20:36:10+00 | Any | Nrs | Old | CZ15 | cAVVG | Cap-Tons | 211.1601 | 60654.5781 | None | 1326898.117 | 187871.7969 | 431430.0459 | 0 | 431185.6805 | 0 | 127612.4648 | 148797.8131 | 58221.9815 | 20023.5172 | 10729.0001 | 117.2249 | 10611.779 | 0 | 315.3858 | 297.0186
AirCldScrewChlr-1.407kwpton-VarSpd | DEER2023 |  | 2022-03-14 20:36:10+00 | Any | Nrs | Old | CZ15 | cAVVG | Cap-Tons | 1 | 60654.5781 | None | 1508518.6279 | 187871.7969 | 431430.0459 | 0 | 612806.2727 | 0 | 127612.4648 | 148797.8131 | 58221.9815 | 20023.5172 | 10729.0001 | 117.2249 | 10611.779 | 0 | 394.5031 | 369.6513
WtrCldCentChlr-Conv-0.42kwpton | DEER2023 |  | 2022-03-14 21:09:18+00 | Any | Nrs | Old | CZ15 | cWVVG | Cap-Tons | 211.1601 | 60654.5781 | None | 1168247.9401 | 187871.7969 | 431430.0459 | 0 | 225511.0546 | 1839.9131 | 172797.6709 | 148797.8131 | 58221.9815 | 20023.5172 | 10729.0001 | 117.2249 | 10611.779 | 0 | 207.1124 | 201.5381
WtrCldCentChlr-Conv-0.748kwpton | DEER2023 |  | 2022-03-14 21:09:18+00 | Any | Nrs | Old | CZ15 | cWVVG | Cap-Tons | 1 | 60654.5781 | None | 1344652.0782 | 187871.7969 | 431430.0459 | 0 | 401721.8484 | 1932.9769 | 172898.2237 | 148797.8131 | 58221.9815 | 20023.5172 | 10729.0001 | 117.2249 | 10611.779 | 0 | 259.4307 | 251.871
WtrCldCentChlr-Conv-1Cmp-0.439kwpton-VarSpd-CndRlf | DEER2023 |  | 2022-03-14 22:16:50+00 | Any | Nrs | Old | CZ15 | cWVVG | Cap-Tons | 211.1601 | 60654.5781 | None | 1118705.3601 | 187871.7969 | 431430.0459 | 0 | 175725.7597 | 4433.8393 | 170446.1471 | 148797.8131 | 58221.9815 | 20023.5172 | 10729.0001 | 117.2249 | 10611.779 | 0 | 190.357 | 185.2241
WtrCldCentChlr-Conv-1Cmp-0.748kwpton-VarSpd-CndRlf | DEER2023 |  | 2022-03-14 22:16:50+00 | Any | Nrs | Old | CZ15 | cWVVG | Cap-Tons | 1 | 60654.5781 | None | 1242199.1113 | 187871.7969 | 431430.0459 | 0 | 299116.5203 | 4569.9807 | 170412.7204 | 148797.8131 | 58221.9815 | 20023.5172 | 10729.0001 | 117.2249 | 10611.779 | 0 | 224.5186 | 219.225
WtrCldCentChlr-NoFric-1Cmp-0.439kwpton-VarSpd-CndRlf | DEER2023 |  | 2022-03-14 22:54:12+00 | Any | Nrs | Old | CZ15 | cWVVG | Cap-Tons | 211.1601 | 60654.5781 | None | 1092652.4581 | 187871.7969 | 431430.0459 | 0 | 153722.1717 | 4144.5944 | 166686.2249 | 148797.8131 | 58221.9815 | 20023.5172 | 10729.0001 | 117.2249 | 10611.779 | 0 | 189.4665 | 183.4566
WtrCldCentChlr-NoFric-1Cmp-0.748kwpton-VarSpd-CndRlf | DEER2023 |  | 2022-03-14 22:54:12+00 | Any | Nrs | Old | CZ15 | cWVVG | Cap-Tons | 1 | 60654.5781 | None | 1200399.7914 | 187871.7969 | 431430.0459 | 0 | 261467.7066 | 4252.5216 | 166579.6556 | 148797.8131 | 58221.9815 | 20023.5172 | 10729.0001 | 117.2249 | 10611.779 | 0 | 223.4852 | 216.0631
WtrCldCentChlr-NoFric-2Cmp-0.439kwpton-VarSpd-CndRlf | DEER2023 |  | 2022-03-14 23:25:13+00 | Any | Nrs | Old | CZ15 | cWVVG | Cap-Tons | 211.1601 | 60654.5781 | None | 1088736.2319 | 187871.7969 | 431430.0459 | 0 | 150115.8228 | 4141.3062 | 166379.114 | 148797.8131 | 58221.9815 | 20023.5172 | 10729.0001 | 117.2249 | 10611.779 | 0 | 189.5856 | 183.4764
WtrCldCentChlr-NoFric-2Cmp-0.748kwpton-VarSpd-CndRlf | DEER2023 |  | 2022-03-14 23:25:13+00 | Any | Nrs | Old | CZ15 | cWVVG | Cap-Tons | 1 | 60654.5781 | None | 1193907.6307 | 187871.7969 | 431430.0459 | 0 | 255387.2522 | 4247.3462 | 166173.3816 | 148797.8131 | 58221.9815 | 20023.5172 | 10729.0001 | 117.2249 | 10611.779 | 0 | 223.6874 | 216.0966
WtrCldRecipChlr-0.42kwpton | DEER2023 |  | 2022-03-14 23:49:47+00 | Any | Nrs | Old | CZ15 | cWVVG | Cap-Tons | 211.1601 | 60654.5781 | None | 1131504.914 | 187871.7969 | 431430.0459 | 0 | 186426.4371 | 1935.3248 | 175043.0351 | 148797.8131 | 58221.9815 | 20023.5172 | 10729.0001 | 117.2249 | 10611.779 | 0 | 201.6766 | 195.1553
WtrCldRecipChlr-0.748kwpton | DEER2023 |  | 2022-03-14 23:49:47+00 | Any | Nrs | Old | CZ15 | cWVVG | Cap-Tons | 1 | 60654.5781 | None | 1276683.8154 | 187871.7969 | 431430.0459 | 0 | 331651.777 | 2010.1437 | 174921.5326 | 148797.8131 | 58221.9815 | 20023.5172 | 10729.0001 | 117.2249 | 10611.779 | 0 | 249.7087 | 240.4645
WtrCldScrewChlr-0.42kwpton | DEER2023 |  | 2022-03-15 00:09:29+00 | Any | Nrs | Old | CZ15 | cWVVG | Cap-Tons | 211.1601 | 60654.5781 | None | 1156452.1579 | 187871.7969 | 431430.0459 | 0 | 211953.066 | 1970.7343 | 174428.573 | 148797.8131 | 58221.9815 | 20023.5172 | 10729.0001 | 117.2249 | 10611.779 | 0 | 209.7232 | 203.7055
WtrCldScrewChlr-0.748kwpton | DEER2023 |  | 2022-03-15 00:09:29+00 | Any | Nrs | Old | CZ15 | cWVVG | Cap-Tons | 1 | 60654.5781 | None | 1321373.6237 | 187871.7969 | 431430.0459 | 0 | 376960.0403 | 2076.9686 | 174236.9806 | 148797.8131 | 58221.9815 | 20023.5172 | 10729.0001 | 117.2249 | 10611.779 | 0 | 264.059 | 255.7087
WtrCldScrewChlr-0.439kwpton-VarSpd | DEER2023 |  | 2022-03-15 00:41:21+00 | Any | Nrs | Old | CZ15 | cWVVG | Cap-Tons | 211.1601 | 60654.5781 | None | 1123881.1106 | 187871.7969 | 431430.0459 | 0 | 178311.0829 | 1957.2372 | 175512.314 | 148797.8131 | 58221.9815 | 20023.5172 | 10729.0001 | 117.2249 | 10611.779 | 0 | 199.0109 | 192.3087
WtrCldScrewChlr-0.748kwpton-VarSpd | DEER2023 |  | 2022-03-15 00:41:21+00 | Any | Nrs | Old | CZ15 | cWVVG | Cap-Tons | 1 | 60654.5781 | None | 1248605.2023 | 187871.7969 | 431430.0459 | 0 | 303126.7764 | 2017.0475 | 175361.0287 | 148797.8131 | 58221.9815 | 20023.5172 | 10729.0001 | 117.2249 | 10611.779 | 0 | 240.3515 | 231.0634
AirCldRecipChlr-0.95kwpton | DEER2023 |  | 2022-03-14 18:21:41+00 | Any | Nrs | Old | CZ16 | cAVVG | Cap-Tons | 104.0774 | 60654.5781 | None | 897359.9835 | 187871.7969 | 431481.7385 | 0 | 74161.7831 | 0 | 67389.422 | 136455.2681 | 24874.2711 | 75023.6024 | 32329.3769 | 117.2249 | 32212.1571 | 0 | 184.7959 | 173.1608
AirCldRecipChlr-1.407kwpton | DEER2023 |  | 2022-03-14 18:21:41+00 | Any | Nrs | Old | CZ16 | cAVVG | Cap-Tons | 1 | 60654.5781 | None | 933035.7261 | 187871.7969 | 431481.7385 | 0 | 109837.487 | 0 | 67389.422 | 136455.2681 | 24874.2711 | 75023.6024 | 32329.3769 | 117.2249 | 32212.1571 | 0 | 215.8714 | 199.966
AirCldScrewChlr-0.95kwpton | DEER2023 |  | 2022-03-14 19:29:42+00 | Any | Nrs | Old | CZ16 | cAVVG | Cap-Tons | 104.0774 | 60654.5781 | None | 907522.7082 | 187871.7969 | 431481.7385 | 0 | 84324.4516 | 0 | 67389.422 | 136455.2681 | 24874.2711 | 75023.6024 | 32329.3769 | 117.2249 | 32212.1571 | 0 | 187.0022 | 175.0706
AirCldScrewChlr-1.407kwpton | DEER2023 |  | 2022-03-14 19:29:42+00 | Any | Nrs | Old | CZ16 | cAVVG | Cap-Tons | 1 | 60654.5781 | None | 948087.2669 | 187871.7969 | 431481.7385 | 0 | 124888.9677 | 0 | 67389.422 | 136455.2681 | 24874.2711 | 75023.6024 | 32329.3769 | 117.2249 | 32212.1571 | 0 | 219.1391 | 202.7936
AirCldScrewChlr-0.99kwpton-VarSpd | DEER2023 |  | 2022-03-14 20:36:10+00 | Any | Nrs | Old | CZ16 | cAVVG | Cap-Tons | 104.0774 | 60654.5781 | None | 911073.3725 | 187871.7969 | 431481.7385 | 0 | 87874.955 | 0 | 67389.422 | 136455.2681 | 24874.2711 | 75023.6024 | 32329.3769 | 117.2249 | 32212.1571 | 0 | 189.8155 | 177.4972
AirCldScrewChlr-1.407kwpton-VarSpd | DEER2023 |  | 2022-03-14 20:36:10+00 | Any | Nrs | Old | CZ16 | cAVVG | Cap-Tons | 1 | 60654.5781 | None | 948087.2669 | 187871.7969 | 431481.7385 | 0 | 124888.9677 | 0 | 67389.422 | 136455.2681 | 24874.2711 | 75023.6024 | 32329.3769 | 117.2249 | 32212.1571 | 0 | 219.1391 | 202.7936
WtrCldCentChlr-Conv-0.42kwpton | DEER2023 |  | 2022-03-14 21:09:18+00 | Any | Nrs | Old | CZ16 | cWVVG | Cap-Tons | 104.0774 | 60654.5781 | None | 892335.3954 | 187871.7969 | 431481.7385 | 0 | 55952.4596 | 583.9103 | 79990.1956 | 136455.2681 | 24874.2711 | 75023.6024 | 32329.3769 | 117.2249 | 32212.1571 | 0 | 162.3002 | 155.3217
WtrCldCentChlr-Conv-0.748kwpton | DEER2023 |  | 2022-03-14 21:09:18+00 | Any | Nrs | Old | CZ16 | cWVVG | Cap-Tons | 1 | 60654.5781 | None | 936195.0796 | 187871.7969 | 431481.7385 | 0 | 99697.811 | 616.8872 | 80071.5454 | 136455.2681 | 24874.2711 | 75023.6024 | 32329.3769 | 117.2249 | 32212.1571 | 0 | 190.0877 | 180.3001
WtrCldCentChlr-Conv-1Cmp-0.439kwpton-VarSpd-CndRlf | DEER2023 |  | 2022-03-14 22:16:50+00 | Any | Nrs | Old | CZ16 | cWVVG | Cap-Tons | 104.0774 | 60654.5781 | None | 875796.4093 | 187871.7969 | 431481.7385 | 0 | 38695.3391 | 1301.3489 | 79990.7345 | 136455.2681 | 24874.2711 | 75023.6024 | 32329.3769 | 117.2249 | 32212.1571 | 0 | 154.1639 | 148.0476
WtrCldCentChlr-Conv-1Cmp-0.748kwpton-VarSpd-CndRlf | DEER2023 |  | 2022-03-14 22:16:50+00 | Any | Nrs | Old | CZ16 | cWVVG | Cap-Tons | 1 | 60654.5781 | None | 902986.6764 | 187871.7969 | 431481.7385 | 0 | 65854.7579 | 1338.1069 | 79984.9647 | 136455.2681 | 24874.2711 | 75023.6024 | 32329.3769 | 117.2249 | 32212.1571 | 0 | 172.9312 | 165.0245
WtrCldCentChlr-NoFric-1Cmp-0.439kwpton-VarSpd-CndRlf | DEER2023 |  | 2022-03-14 22:54:12+00 | Any | Nrs | Old | CZ16 | cWVVG | Cap-Tons | 104.0774 | 60654.5781 | None | 871092.4895 | 187871.7969 | 431481.7385 | 0 | 34708.0436 | 1256.3849 | 79319.1035 | 136455.2681 | 24874.2711 | 75023.6024 | 32329.3769 | 117.2249 | 32212.1571 | 0 | 154.8632 | 148.4482
WtrCldCentChlr-NoFric-1Cmp-0.748kwpton-VarSpd-CndRlf | DEER2023 |  | 2022-03-14 22:54:12+00 | Any | Nrs | Old | CZ16 | cWVVG | Cap-Tons | 1 | 60654.5781 | None | 895403.5375 | 187871.7969 | 431481.7385 | 0 | 59063.9202 | 1290.6872 | 79240.0027 | 136455.2681 | 24874.2711 | 75023.6024 | 32329.3769 | 117.2249 | 32212.1571 | 0 | 174.2711 | 165.8556
WtrCldCentChlr-NoFric-2Cmp-0.439kwpton-VarSpd-CndRlf | DEER2023 |  | 2022-03-14 23:25:13+00 | Any | Nrs | Old | CZ16 | cWVVG | Cap-Tons | 104.0774 | 60654.5781 | None | 870637.2332 | 187871.7969 | 431481.7385 | 0 | 34401.3696 | 1257.623 | 79169.3912 | 136455.2681 | 24874.2711 | 75023.6024 | 32329.3769 | 117.2249 | 32212.1571 | 0 | 155.3102 | 148.8089
WtrCldCentChlr-NoFric-2Cmp-0.748kwpton-VarSpd-CndRlf | DEER2023 |  | 2022-03-14 23:25:13+00 | Any | Nrs | Old | CZ16 | cWVVG | Cap-Tons | 1 | 60654.5781 | None | 894734.9796 | 187871.7969 | 431481.7385 | 0 | 58562.1708 | 1292.7839 | 79071.0394 | 136455.2681 | 24874.2711 | 75023.6024 | 32329.3769 | 117.2249 | 32212.1571 | 0 | 175.0333 | 166.4699
WtrCldRecipChlr-0.42kwpton | DEER2023 |  | 2022-03-14 23:49:47+00 | Any | Nrs | Old | CZ16 | cWVVG | Cap-Tons | 104.0774 | 60654.5781 | None | 881638.9444 | 187871.7969 | 431481.7385 | 0 | 45280.9016 | 583.3122 | 79965.8967 | 136455.2681 | 24874.2711 | 75023.6024 | 32329.3769 | 117.2249 | 32212.1571 | 0 | 160.8279 | 154.0042
WtrCldRecipChlr-0.748kwpton | DEER2023 |  | 2022-03-14 23:49:47+00 | Any | Nrs | Old | CZ16 | cWVVG | Cap-Tons | 1 | 60654.5781 | None | 916944.8171 | 187871.7969 | 431481.7385 | 0 | 80578.1489 | 611.1953 | 79946.5095 | 136455.2681 | 24874.2711 | 75023.6024 | 32329.3769 | 117.2249 | 32212.1571 | 0 | 187.5359 | 177.7643
WtrCldScrewChlr-0.42kwpton | DEER2023 |  | 2022-03-15 00:09:29+00 | Any | Nrs | Old | CZ16 | cWVVG | Cap-Tons | 104.0774 | 60654.5781 | None | 885329.0205 | 187871.7969 | 431481.7385 | 0 | 49174.6453 | 592.8778 | 79752.5636 | 136455.2681 | 24874.2711 | 75023.6024 | 32329.3769 | 117.2249 | 32212.1571 | 0 | 163.5861 | 157.0162
WtrCldScrewChlr-0.748kwpton | DEER2023 |  | 2022-03-15 00:09:29+00 | Any | Nrs | Old | CZ16 | cWVVG | Cap-Tons | 1 | 60654.5781 | None | 923563.2615 | 187871.7969 | 431481.7385 | 0 | 87443.2882 | 628.5421 | 79682.6339 | 136455.2681 | 24874.2711 | 75023.6024 | 32329.3769 | 117.2249 | 32212.1571 | 0 | 192.4448 | 183.1262
WtrCldScrewChlr-0.439kwpton-VarSpd | DEER2023 |  | 2022-03-15 00:41:21+00 | Any | Nrs | Old | CZ16 | cWVVG | Cap-Tons | 104.0774 | 60654.5781 | None | 880133.5246 | 187871.7969 | 431481.7385 | 0 | 43367.8357 | 598.8242 | 80358.0151 | 136455.2681 | 24874.2711 | 75023.6024 | 32329.3769 | 117.2249 | 32212.1571 | 0 | 160.3953 | 153.2733
WtrCldScrewChlr-0.748kwpton-VarSpd | DEER2023 |  | 2022-03-15 00:41:21+00 | Any | Nrs | Old | CZ16 | cWVVG | Cap-Tons | 1 | 60654.5781 | None | 910502.3264 | 187871.7969 | 431481.7385 | 0 | 73753.8392 | 621.6357 | 80318.1069 | 136455.2681 | 24874.2711 | 75023.6024 | 32329.3769 | 117.2249 | 32212.1571 | 0 | 184.0466 | 174.0598
AirCldRecipChlr-0.95kwpton | DEER2023 |  | 2022-03-14 18:21:41+00 | Any | Nrs | Rec | CZ01 | cAVVG | Cap-Tons | 63.0413 | 60654.5781 | None | 678496.5489 | 160813.5652 | 419568.5938 | 0 | 2758.6151 | 0 | 2417.4185 | 92937.7772 | 1171.752 | 74001.1644 | 22745.1666 | 117.2249 | 22627.9448 | 0 | 112.9644 | 106.6863
AirCldRecipChlr-1.407kwpton | DEER2023 |  | 2022-03-14 18:21:41+00 | Any | Nrs | Rec | CZ01 | cAVVG | Cap-Tons | 1 | 60654.5781 | None | 679823.5489 | 160813.5652 | 419568.5938 | 0 | 4085.6535 | 0 | 2417.4185 | 92937.7772 | 1171.752 | 74001.1644 | 22745.1666 | 117.2249 | 22627.9448 | 0 | 120.2731 | 112.0353
AirCldScrewChlr-0.95kwpton | DEER2023 |  | 2022-03-14 19:29:42+00 | Any | Nrs | Rec | CZ01 | cAVVG | Cap-Tons | 63.0413 | 60654.5781 | None | 680256.7201 | 160813.5652 | 419568.5938 | 0 | 4518.7316 | 0 | 2417.3898 | 92937.7772 | 1171.752 | 74001.1644 | 22745.1666 | 117.2249 | 22627.9448 | 0 | 115.7717 | 108.9704
AirCldScrewChlr-1.407kwpton | DEER2023 |  | 2022-03-14 19:29:42+00 | Any | Nrs | Rec | CZ01 | cAVVG | Cap-Tons | 1 | 60654.5781 | None | 682430.4484 | 160813.5652 | 419568.5938 | 0 | 6692.4773 | 0 | 2417.3898 | 92937.7772 | 1171.752 | 74001.1644 | 22745.1666 | 117.2249 | 22627.9448 | 0 | 124.4316 | 115.4187
AirCldScrewChlr-0.99kwpton-VarSpd | DEER2023 |  | 2022-03-14 20:36:10+00 | Any | Nrs | Rec | CZ01 | cAVVG | Cap-Tons | 63.0413 | 60654.5781 | None | 680446.8859 | 160813.5652 | 419568.5938 | 0 | 4708.9929 | 0 | 2417.3898 | 92937.7772 | 1171.752 | 74001.1644 | 22745.1666 | 117.2249 | 22627.9448 | 0 | 116.5295 | 109.535
AirCldScrewChlr-1.407kwpton-VarSpd | DEER2023 |  | 2022-03-14 20:36:10+00 | Any | Nrs | Rec | CZ01 | cAVVG | Cap-Tons | 1 | 60654.5781 | None | 682430.4484 | 160813.5652 | 419568.5938 | 0 | 6692.4773 | 0 | 2417.3898 | 92937.7772 | 1171.752 | 74001.1644 | 22745.1666 | 117.2249 | 22627.9448 | 0 | 124.4316 | 115.4187
WtrCldCentChlr-Conv-0.42kwpton | DEER2023 |  | 2022-03-14 21:09:18+00 | Any | Nrs | Rec | CZ01 | cWVVG | Cap-Tons | 63.0833 | 60654.5781 | None | 681031.4592 | 160813.5652 | 419568.5938 | 0 | 3571.1395 | 12.1426 | 4127.6391 | 92937.7772 | 1171.752 | 74001.1644 | 22745.1666 | 117.2249 | 22627.9448 | 0 | 110.9218 | 105.8517
WtrCldCentChlr-Conv-0.748kwpton | DEER2023 |  | 2022-03-14 21:09:18+00 | Any | Nrs | Rec | CZ01 | cWVVG | Cap-Tons | 1 | 60654.5781 | None | 683807.4103 | 160813.5652 | 419568.5938 | 0 | 6348.4128 | 12.6527 | 4125.7567 | 92937.7772 | 1171.752 | 74001.1644 | 22745.1666 | 117.2249 | 22627.9448 | 0 | 119.1883 | 112.1681
WtrCldCentChlr-Conv-1Cmp-0.439kwpton-VarSpd-CndRlf | DEER2023 |  | 2022-03-14 22:16:50+00 | Any | Nrs | Rec | CZ01 | cWVVG | Cap-Tons | 63.0833 | 60654.5781 | None | 679040.7065 | 160813.5652 | 419568.5938 | 0 | 1536.6925 | 62.118 | 4121.3613 | 92937.7772 | 1171.752 | 74001.1644 | 22745.1666 | 117.2249 | 22627.9448 | 0 | 106.3198 | 102.4264
WtrCldCentChlr-Conv-1Cmp-0.748kwpton-VarSpd-CndRlf | DEER2023 |  | 2022-03-14 22:16:50+00 | Any | Nrs | Rec | CZ01 | cWVVG | Cap-Tons | 1 | 60654.5781 | None | 680094.7092 | 160813.5652 | 419568.5938 | 0 | 2599.3256 | 58.9006 | 4115.9285 | 92937.7772 | 1171.752 | 74001.1644 | 22745.1666 | 117.2249 | 22627.9448 | 0 | 110.2051 | 105.505
WtrCldCentChlr-NoFric-1Cmp-0.439kwpton-VarSpd-CndRlf | DEER2023 |  | 2022-03-14 22:54:12+00 | Any | Nrs | Rec | CZ01 | cWVVG | Cap-Tons | 63.0833 | 60654.5781 | None | 678514.5924 | 160813.5652 | 419568.5938 | 0 | 1009.8854 | 61.1027 | 4123.0782 | 92937.7772 | 1171.752 | 74001.1644 | 22745.1666 | 117.2249 | 22627.9448 | 0 | 107.0322 | 102.6662
WtrCldCentChlr-NoFric-1Cmp-0.748kwpton-VarSpd-CndRlf | DEER2023 |  | 2022-03-14 22:54:12+00 | Any | Nrs | Rec | CZ01 | cWVVG | Cap-Tons | 1 | 60654.5781 | None | 679202.7446 | 160813.5652 | 419568.5938 | 0 | 1710.9767 | 57.3022 | 4113.9473 | 92937.7772 | 1171.752 | 74001.1644 | 22745.1666 | 117.2249 | 22627.9448 | 0 | 111.4603 | 105.9182
WtrCldCentChlr-NoFric-2Cmp-0.439kwpton-VarSpd-CndRlf | DEER2023 |  | 2022-03-14 23:25:13+00 | Any | Nrs | Rec | CZ01 | cWVVG | Cap-Tons | 63.0833 | 60654.5781 | None | 678359.9484 | 160813.5652 | 419568.5938 | 0 | 858.6373 | 60.9843 | 4119.7929 | 92937.7772 | 1171.752 | 74001.1644 | 22745.1666 | 117.2249 | 22627.9448 | 0 | 107.2394 | 102.7438
WtrCldCentChlr-NoFric-2Cmp-0.748kwpton-VarSpd-CndRlf | DEER2023 |  | 2022-03-14 23:25:13+00 | Any | Nrs | Rec | CZ01 | cWVVG | Cap-Tons | 1 | 60654.5781 | None | 678939.7174 | 160813.5652 | 419568.5938 | 0 | 1454.2484 | 57.1145 | 4107.6825 | 92937.7772 | 1171.752 | 74001.1644 | 22745.1666 | 117.2249 | 22627.9448 | 0 | 111.8122 | 106.0505
WtrCldRecipChlr-0.42kwpton | DEER2023 |  | 2022-03-14 23:49:47+00 | Any | Nrs | Rec | CZ01 | cWVVG | Cap-Tons | 63.0833 | 60654.5781 | None | 679336.8641 | 160813.5652 | 419568.5938 | 0 | 1874.8651 | 11.7184 | 4129.7522 | 92937.7772 | 1171.752 | 74001.1644 | 22745.1666 | 117.2249 | 22627.9448 | 0 | 109.4211 | 104.4156
WtrCldRecipChlr-0.748kwpton | DEER2023 |  | 2022-03-14 23:49:47+00 | Any | Nrs | Rec | CZ01 | cWVVG | Cap-Tons | 1 | 60654.5781 | None | 680772.625 | 160813.5652 | 419568.5938 | 0 | 3317.8578 | 11.77 | 4122.4045 | 92937.7772 | 1171.752 | 74001.1644 | 22745.1666 | 117.2249 | 22627.9448 | 0 | 116.4638 | 109.6046
WtrCldScrewChlr-0.42kwpton | DEER2023 |  | 2022-03-15 00:09:29+00 | Any | Nrs | Rec | CZ01 | cWVVG | Cap-Tons | 63.0833 | 60654.5781 | None | 678704.288 | 160813.5652 | 419568.5938 | 0 | 1249.6669 | 11.8697 | 4122.2158 | 92937.7772 | 1171.752 | 74001.1644 | 22745.1666 | 117.2249 | 22627.9448 | 0 | 110.2073 | 104.7228
WtrCldScrewChlr-0.748kwpton | DEER2023 |  | 2022-03-15 00:09:29+00 | Any | Nrs | Rec | CZ01 | cWVVG | Cap-Tons | 1 | 60654.5781 | None | 679565.9375 | 160813.5652 | 419568.5938 | 0 | 2120.6447 | 12.0343 | 4112.6704 | 92937.7772 | 1171.752 | 74001.1644 | 22745.1666 | 117.2249 | 22627.9448 | 0 | 117.8488 | 110.117
WtrCldScrewChlr-0.439kwpton-VarSpd | DEER2023 |  | 2022-03-15 00:41:21+00 | Any | Nrs | Rec | CZ01 | cWVVG | Cap-Tons | 63.0833 | 60654.5781 | None | 679027.8886 | 160813.5652 | 419568.5938 | 0 | 1570.3997 | 11.2493 | 4125.6747 | 92937.7772 | 1171.752 | 74001.1644 | 22745.1666 | 117.2249 | 22627.9448 | 0 | 107.5761 | 103.2186
WtrCldScrewChlr-0.748kwpton-VarSpd | DEER2023 |  | 2022-03-15 00:41:21+00 | Any | Nrs | Rec | CZ01 | cWVVG | Cap-Tons | 1 | 60654.5781 | None | 680081.375 | 160813.5652 | 419568.5938 | 0 | 2633.4569 | 11.0006 | 4116.3965 | 92937.7772 | 1171.752 | 74001.1644 | 22745.1666 | 117.2249 | 22627.9448 | 0 | 112.6155 | 107.0418
AirCldRecipChlr-0.95kwpton | DEER2023 |  | 2022-03-14 18:21:41+00 | Any | Nrs | Rec | CZ02 | cAVVG | Cap-Tons | 98.9603 | 60654.5781 | None | 722790.7318 | 161411.9413 | 419568.5938 | 0 | 44000.684 | 0 | 4365.242 | 93443.8241 | 14974.548 | 49165.4213 | 15656.6271 | 117.2249 | 15539.4047 | 0 | 155.3874 | 140.9548
AirCldRecipChlr-1.407kwpton | DEER2023 |  | 2022-03-14 18:21:41+00 | Any | Nrs | Rec | CZ02 | cAVVG | Cap-Tons | 1 | 60654.5781 | None | 743957.3245 | 161411.9413 | 419568.5938 | 0 | 65167.3135 | 0 | 4365.242 | 93443.8241 | 14974.548 | 49165.4213 | 15656.6271 | 117.2249 | 15539.4047 | 0 | 181.8564 | 161.6885
AirCldScrewChlr-0.95kwpton | DEER2023 |  | 2022-03-14 19:29:42+00 | Any | Nrs | Rec | CZ02 | cAVVG | Cap-Tons | 98.9603 | 60654.5781 | None | 733498.4126 | 161411.9413 | 419568.5938 | 0 | 54686.132 | 0 | 4387.4594 | 93443.8182 | 14974.548 | 49165.4213 | 15656.6348 | 117.2249 | 15539.4047 | 0 | 160.3352 | 145.1577
AirCldScrewChlr-1.407kwpton | DEER2023 |  | 2022-03-14 19:29:42+00 | Any | Nrs | Rec | CZ02 | cAVVG | Cap-Tons | 1 | 60654.5781 | None | 759805.2632 | 161411.9413 | 419568.5938 | 0 | 80993.0268 | 0 | 4387.4594 | 93443.8182 | 14974.548 | 49165.4213 | 15656.6348 | 117.2249 | 15539.4047 | 0 | 189.1842 | 167.9119
AirCldScrewChlr-0.99kwpton-VarSpd | DEER2023 |  | 2022-03-14 20:36:10+00 | Any | Nrs | Rec | CZ02 | cAVVG | Cap-Tons | 98.9603 | 60654.5781 | None | 735801.0698 | 161411.9413 | 419568.5938 | 0 | 56988.6945 | 0 | 4387.4594 | 93443.8182 | 14974.548 | 49165.4213 | 15656.6348 | 117.2249 | 15539.4047 | 0 | 162.8601 | 147.149
AirCldScrewChlr-1.407kwpton-VarSpd | DEER2023 |  | 2022-03-14 20:36:10+00 | Any | Nrs | Rec | CZ02 | cAVVG | Cap-Tons | 1 | 60654.5781 | None | 759805.2632 | 161411.9413 | 419568.5938 | 0 | 80993.0268 | 0 | 4387.4594 | 93443.8182 | 14974.548 | 49165.4213 | 15656.6348 | 117.2249 | 15539.4047 | 0 | 189.1842 | 167.9119
WtrCldCentChlr-Conv-0.42kwpton | DEER2023 |  | 2022-03-14 21:09:18+00 | Any | Nrs | Rec | CZ02 | cWVVG | Cap-Tons | 99.0383 | 60654.5781 | None | 722275.0519 | 161411.9413 | 419568.5938 | 0 | 33587.5998 | 350.6616 | 13911.9875 | 93443.8182 | 14974.548 | 49165.4213 | 15656.6271 | 117.2249 | 15539.397 | 0 | 134.5806 | 126.3897
WtrCldCentChlr-Conv-0.748kwpton | DEER2023 |  | 2022-03-14 21:09:18+00 | Any | Nrs | Rec | CZ02 | cWVVG | Cap-Tons | 1 | 60654.5781 | None | 748462.8592 | 161411.9413 | 419568.5938 | 0 | 59778.9281 | 364.4579 | 13894.6404 | 93443.8182 | 14974.548 | 49165.4213 | 15656.6271 | 117.2249 | 15539.397 | 0 | 156.6065 | 144.8053
WtrCldCentChlr-Conv-1Cmp-0.439kwpton-VarSpd-CndRlf | DEER2023 |  | 2022-03-14 22:16:50+00 | Any | Nrs | Rec | CZ02 | cWVVG | Cap-Tons | 99.0383 | 60654.5781 | None | 706983.0053 | 161411.9413 | 419568.5938 | 0 | 18047.5838 | 918.5204 | 13592.0313 | 93443.8241 | 14974.548 | 49165.4213 | 15656.6091 | 117.2249 | 15539.3791 | 0 | 123.2203 | 116.884
WtrCldCentChlr-Conv-1Cmp-0.748kwpton-VarSpd-CndRlf | DEER2023 |  | 2022-03-14 22:16:50+00 | Any | Nrs | Rec | CZ02 | cWVVG | Cap-Tons | 1 | 60654.5781 | None | 719500.1438 | 161411.9413 | 419568.5938 | 0 | 30581.7557 | 928.609 | 13564.8454 | 93443.8241 | 14974.548 | 49165.4213 | 15656.6091 | 117.2249 | 15539.3791 | 0 | 134.6016 | 126.6273
WtrCldCentChlr-NoFric-1Cmp-0.439kwpton-VarSpd-CndRlf | DEER2023 |  | 2022-03-14 22:54:12+00 | Any | Nrs | Rec | CZ02 | cWVVG | Cap-Tons | 99.0383 | 60654.5781 | None | 706469.1989 | 161411.9413 | 419568.5938 | 0 | 17484.3517 | 922.968 | 13636.9762 | 93443.8241 | 14974.548 | 49165.4213 | 15656.6091 | 117.2249 | 15539.3867 | 0 | 125.3501 | 118.5093
WtrCldCentChlr-NoFric-1Cmp-0.748kwpton-VarSpd-CndRlf | DEER2023 |  | 2022-03-14 22:54:12+00 | Any | Nrs | Rec | CZ02 | cWVVG | Cap-Tons | 1 | 60654.5781 | None | 718658.5428 | 161411.9413 | 419568.5938 | 0 | 29702.3879 | 935.4763 | 13595.8919 | 93443.8241 | 14974.548 | 49165.4213 | 15656.6091 | 117.2249 | 15539.3867 | 0 | 138.2356 | 129.2894
WtrCldCentChlr-NoFric-2Cmp-0.439kwpton-VarSpd-CndRlf | DEER2023 |  | 2022-03-14 23:25:13+00 | Any | Nrs | Rec | CZ02 | cWVVG | Cap-Tons | 99.0383 | 60654.5781 | None | 706313.6526 | 161411.9413 | 419568.5938 | 0 | 17367.383 | 924.1255 | 13597.3097 | 93443.8241 | 14974.548 | 49165.4213 | 15656.6091 | 117.2249 | 15539.3867 | 0 | 125.945 | 118.9946
WtrCldCentChlr-NoFric-2Cmp-0.748kwpton-VarSpd-CndRlf | DEER2023 |  | 2022-03-14 23:25:13+00 | Any | Nrs | Rec | CZ02 | cWVVG | Cap-Tons | 1 | 60654.5781 | None | 718422.3867 | 161411.9413 | 419568.5938 | 0 | 29509.0403 | 937.5786 | 13550.9139 | 93443.8241 | 14974.548 | 49165.4213 | 15656.6091 | 117.2249 | 15539.3867 | 0 | 139.2491 | 130.1163
WtrCldRecipChlr-0.42kwpton | DEER2023 |  | 2022-03-14 23:49:47+00 | Any | Nrs | Rec | CZ02 | cWVVG | Cap-Tons | 99.0383 | 60654.5781 | None | 714567.1502 | 161411.9413 | 419568.5938 | 0 | 25499.4307 | 360.3171 | 14282.5234 | 93443.8162 | 14974.548 | 49165.4213 | 15656.6447 | 117.2249 | 15539.4149 | 0 | 131.9084 | 124.1612
WtrCldRecipChlr-0.748kwpton | DEER2023 |  | 2022-03-14 23:49:47+00 | Any | Nrs | Rec | CZ02 | cWVVG | Cap-Tons | 1 | 60654.5781 | None | 734364.6362 | 161411.9413 | 419568.5938 | 0 | 45326.4615 | 370.3311 | 14243.0123 | 93443.8162 | 14974.548 | 49165.4213 | 15656.6447 | 117.2249 | 15539.4149 | 0 | 151.7838 | 140.8038
WtrCldScrewChlr-0.42kwpton | DEER2023 |  | 2022-03-15 00:09:29+00 | Any | Nrs | Rec | CZ02 | cWVVG | Cap-Tons | 99.0383 | 60654.5781 | None | 714901.1896 | 161411.9413 | 419568.5938 | 0 | 25906.0548 | 365.2562 | 14205.0741 | 93443.8162 | 14974.548 | 49165.4213 | 15656.6447 | 117.2249 | 15539.4149 | 0 | 134.7465 | 126.5014
WtrCldScrewChlr-0.748kwpton | DEER2023 |  | 2022-03-15 00:09:29+00 | Any | Nrs | Rec | CZ02 | cWVVG | Cap-Tons | 1 | 60654.5781 | None | 734714.3078 | 161411.9413 | 419568.5938 | 0 | 45774.332 | 378.8859 | 14136.2873 | 93443.8162 | 14974.548 | 49165.4213 | 15656.6447 | 117.2249 | 15539.4149 | 0 | 156.8369 | 144.9692
WtrCldScrewChlr-0.439kwpton-VarSpd | DEER2023 |  | 2022-03-15 00:41:21+00 | Any | Nrs | Rec | CZ02 | cWVVG | Cap-Tons | 99.0383 | 60654.5781 | None | 709355.3504 | 161411.9413 | 419568.5938 | 0 | 20377.586 | 350.4586 | 14202.4401 | 93443.8162 | 14974.548 | 49165.4213 | 15656.6447 | 117.2249 | 15539.4149 | 0 | 126.8912 | 120.0568
WtrCldScrewChlr-0.748kwpton-VarSpd | DEER2023 |  | 2022-03-15 00:41:21+00 | Any | Nrs | Rec | CZ02 | cWVVG | Cap-Tons | 1 | 60654.5781 | None | 723502.321 | 161411.9413 | 419568.5938 | 0 | 34557.2972 | 352.8453 | 14167.281 | 93443.8162 | 14974.548 | 49165.4213 | 15656.6447 | 117.2249 | 15539.4149 | 0 | 141.2772 | 132.1726
AirCldRecipChlr-0.95kwpton | DEER2023 |  | 2022-03-14 18:21:41+00 | Any | Nrs | Rec | CZ03 | cAVVG | Cap-Tons | 79.6117 | 60654.5781 | None | 698992.6535 | 161332.319 | 419568.5938 | 0 | 21523.3875 | 0 | 3180.5426 | 93387.1605 | 9898.2441 | 49037.3636 | 13212.9516 | 117.2249 | 13095.7318 | 0 | 128.9857 | 121.9123
AirCldRecipChlr-1.407kwpton | DEER2023 |  | 2022-03-14 18:21:41+00 | Any | Nrs | Rec | CZ03 | cAVVG | Cap-Tons | 1 | 60654.5781 | None | 709346.5125 | 161332.319 | 419568.5938 | 0 | 31877.2613 | 0 | 3180.5426 | 93387.1605 | 9898.2441 | 49037.3636 | 13212.9516 | 117.2249 | 13095.7318 | 0 | 143.5044 | 134.0932
AirCldScrewChlr-0.95kwpton | DEER2023 |  | 2022-03-14 19:29:42+00 | Any | Nrs | Rec | CZ03 | cAVVG | Cap-Tons | 79.6117 | 60654.5781 | None | 707708.477 | 161332.319 | 419568.5938 | 0 | 30217.7694 | 0 | 3202.0514 | 93387.1605 | 9898.2441 | 49037.3636 | 13212.9516 | 117.2249 | 13095.7318 | 0 | 132.6129 | 125.1815
AirCldScrewChlr-1.407kwpton | DEER2023 |  | 2022-03-14 19:29:42+00 | Any | Nrs | Rec | CZ03 | cAVVG | Cap-Tons | 1 | 60654.5781 | None | 722244.8848 | 161332.319 | 419568.5938 | 0 | 44754.1041 | 0 | 3202.0514 | 93387.1605 | 9898.2441 | 49037.3636 | 13212.9516 | 117.2249 | 13095.7318 | 0 | 148.8764 | 138.9359
AirCldScrewChlr-0.99kwpton-VarSpd | DEER2023 |  | 2022-03-14 20:36:10+00 | Any | Nrs | Rec | CZ03 | cAVVG | Cap-Tons | 79.6117 | 60654.5781 | None | 708980.7913 | 161332.319 | 419568.5938 | 0 | 31490.0965 | 0 | 3202.0514 | 93387.1605 | 9898.2441 | 49037.3636 | 13212.9516 | 117.2249 | 13095.7318 | 0 | 134.0366 | 126.3852
AirCldScrewChlr-1.407kwpton-VarSpd | DEER2023 |  | 2022-03-14 20:36:10+00 | Any | Nrs | Rec | CZ03 | cAVVG | Cap-Tons | 1 | 60654.5781 | None | 722244.8848 | 161332.319 | 419568.5938 | 0 | 44754.1041 | 0 | 3202.0514 | 93387.1605 | 9898.2441 | 49037.3636 | 13212.9516 | 117.2249 | 13095.7318 | 0 | 148.8764 | 138.9359
WtrCldCentChlr-Conv-0.42kwpton | DEER2023 |  | 2022-03-14 21:09:18+00 | Any | Nrs | Rec | CZ03 | cWVVG | Cap-Tons | 79.6653 | 60654.5781 | None | 707140.8169 | 161332.319 | 419568.5938 | 0 | 21484.4844 | 205.6893 | 11161.8885 | 93387.1605 | 9898.2441 | 49037.3636 | 13212.9516 | 117.2249 | 13095.7318 | 0 | 121.7087 | 116.2567
WtrCldCentChlr-Conv-0.748kwpton | DEER2023 |  | 2022-03-14 21:09:18+00 | Any | Nrs | Rec | CZ03 | cWVVG | Cap-Tons | 1 | 60654.5781 | None | 723886.8795 | 161332.319 | 419568.5938 | 0 | 38221.777 | 214.3663 | 11162.1594 | 93387.1605 | 9898.2441 | 49037.3636 | 13212.9516 | 117.2249 | 13095.7318 | 0 | 136.304 | 128.8566
WtrCldCentChlr-Conv-1Cmp-0.439kwpton-VarSpd-CndRlf | DEER2023 |  | 2022-03-14 22:16:50+00 | Any | Nrs | Rec | CZ03 | cWVVG | Cap-Tons | 79.6653 | 60654.5781 | None | 696157.2347 | 161332.319 | 419568.5938 | 0 | 10007.0018 | 729.7399 | 11131.9019 | 93387.1605 | 9898.2441 | 49037.3636 | 13212.9516 | 117.2249 | 13095.7292 | 0 | 114.5302 | 110.4069
WtrCldCentChlr-Conv-1Cmp-0.748kwpton-VarSpd-CndRlf | DEER2023 |  | 2022-03-14 22:16:50+00 | Any | Nrs | Rec | CZ03 | cWVVG | Cap-Tons | 1 | 60654.5781 | None | 703116.7759 | 161332.319 | 419568.5938 | 0 | 17004.0453 | 725.2 | 11098.9157 | 93387.1605 | 9898.2441 | 49037.3636 | 13212.9516 | 117.2249 | 13095.7292 | 0 | 122.0312 | 117.1377
WtrCldCentChlr-NoFric-1Cmp-0.439kwpton-VarSpd-CndRlf | DEER2023 |  | 2022-03-14 22:54:12+00 | Any | Nrs | Rec | CZ03 | cWVVG | Cap-Tons | 79.6653 | 60654.5781 | None | 694783.2277 | 161332.319 | 419568.5938 | 0 | 8616.3038 | 729.6533 | 11148.603 | 93387.1605 | 9898.2441 | 49037.3636 | 13212.9516 | 117.2249 | 13095.7318 | 0 | 116.0229 | 111.6024
WtrCldCentChlr-NoFric-1Cmp-0.748kwpton-VarSpd-CndRlf | DEER2023 |  | 2022-03-14 22:54:12+00 | Any | Nrs | Rec | CZ03 | cWVVG | Cap-Tons | 1 | 60654.5781 | None | 700777.4873 | 161332.319 | 419568.5938 | 0 | 14658.7934 | 724.3798 | 11105.7218 | 93387.1605 | 9898.2441 | 49037.3636 | 13212.9516 | 117.2249 | 13095.7318 | 0 | 124.5754 | 119.1744
WtrCldCentChlr-NoFric-2Cmp-0.439kwpton-VarSpd-CndRlf | DEER2023 |  | 2022-03-14 23:25:13+00 | Any | Nrs | Rec | CZ03 | cWVVG | Cap-Tons | 79.6653 | 60654.5781 | None | 694432.6737 | 161332.319 | 419568.5938 | 0 | 8292.8312 | 730.1325 | 11121.0992 | 93387.1605 | 9898.2441 | 49037.3636 | 13212.9516 | 117.2249 | 13095.7318 | 0 | 116.4034 | 111.8976
WtrCldCentChlr-NoFric-2Cmp-0.748kwpton-VarSpd-CndRlf | DEER2023 |  | 2022-03-14 23:25:13+00 | Any | Nrs | Rec | CZ03 | cWVVG | Cap-Tons | 1 | 60654.5781 | None | 700205.979 | 161332.319 | 419568.5938 | 0 | 14109.7456 | 725.1415 | 11082.3815 | 93387.1605 | 9898.2441 | 49037.3636 | 13212.9516 | 117.2249 | 13095.7318 | 0 | 125.2246 | 119.6777
WtrCldRecipChlr-0.42kwpton | DEER2023 |  | 2022-03-14 23:49:47+00 | Any | Nrs | Rec | CZ03 | cWVVG | Cap-Tons | 79.6653 | 60654.5781 | None | 699909.1652 | 161332.319 | 419568.5938 | 0 | 14128.4345 | 205.3512 | 11286.7326 | 93387.1605 | 9898.2441 | 49037.3636 | 13212.9593 | 117.2249 | 13095.7318 | 0 | 120.1709 | 115.2453
WtrCldRecipChlr-0.748kwpton | DEER2023 |  | 2022-03-14 23:49:47+00 | Any | Nrs | Rec | CZ03 | cWVVG | Cap-Tons | 1 | 60654.5781 | None | 710839.0912 | 161332.319 | 419568.5938 | 0 | 25085.9652 | 209.8644 | 11254.7184 | 93387.1605 | 9898.2441 | 49037.3636 | 13212.9593 | 117.2249 | 13095.7318 | 0 | 133.318 | 126.6913
WtrCldScrewChlr-0.42kwpton | DEER2023 |  | 2022-03-15 00:09:29+00 | Any | Nrs | Rec | CZ03 | cWVVG | Cap-Tons | 79.6653 | 60654.5781 | None | 698552.2105 | 161332.319 | 419568.5938 | 0 | 12817.2511 | 207.5629 | 11238.8593 | 93387.1605 | 9898.2441 | 49037.3636 | 13212.9593 | 117.2249 | 13095.7318 | 0 | 121.8643 | 116.6738
WtrCldScrewChlr-0.748kwpton | DEER2023 |  | 2022-03-15 00:09:29+00 | Any | Nrs | Rec | CZ03 | cWVVG | Cap-Tons | 1 | 60654.5781 | None | 708147.3642 | 161332.319 | 419568.5938 | 0 | 22463.0784 | 213.7879 | 11181.9029 | 93387.1605 | 9898.2441 | 49037.3636 | 13212.9593 | 117.2249 | 13095.7318 | 0 | 136.3344 | 129.2354
WtrCldScrewChlr-0.439kwpton-VarSpd | DEER2023 |  | 2022-03-15 00:41:21+00 | Any | Nrs | Rec | CZ03 | cWVVG | Cap-Tons | 79.6653 | 60654.5781 | None | 697297.837 | 161332.319 | 419568.5938 | 0 | 11567.117 | 199.2307 | 11243.0045 | 93387.1605 | 9898.2441 | 49037.3636 | 13212.9593 | 117.2249 | 13095.7318 | 0 | 116.7372 | 112.4439
WtrCldScrewChlr-0.748kwpton-VarSpd | DEER2023 |  | 2022-03-15 00:41:21+00 | Any | Nrs | Rec | CZ03 | cWVVG | Cap-Tons | 1 | 60654.5781 | None | 705266.051 | 161332.319 | 419568.5938 | 0 | 19561.9775 | 199.2938 | 11216.0837 | 93387.1605 | 9898.2441 | 49037.3636 | 13212.9593 | 117.2249 | 13095.7318 | 0 | 126.1679 | 120.7857
AirCldRecipChlr-0.95kwpton | DEER2023 |  | 2022-03-14 18:21:41+00 | Any | Nrs | Rec | CZ04 | cAVVG | Cap-Tons | 97.0469 | 60654.5781 | None | 738102.255 | 161270.2601 | 419568.5938 | 0 | 58635.5144 | 0 | 4999.3486 | 93628.3814 | 20521.0884 | 36568.8562 | 10837.7168 | 117.2249 | 10720.4867 | 0 | 157.1813 | 147.106
AirCldRecipChlr-1.407kwpton | DEER2023 |  | 2022-03-14 18:21:41+00 | Any | Nrs | Rec | CZ04 | cAVVG | Cap-Tons | 1 | 60654.5781 | None | 766309.017 | 161270.2601 | 419568.5938 | 0 | 86842.2568 | 0 | 4999.3486 | 93628.3814 | 20521.0884 | 36568.8562 | 10837.7168 | 117.2249 | 10720.4867 | 0 | 184.4179 | 170.7927
AirCldScrewChlr-0.95kwpton | DEER2023 |  | 2022-03-14 19:29:42+00 | Any | Nrs | Rec | CZ04 | cAVVG | Cap-Tons | 97.0469 | 60654.5781 | None | 752956.4706 | 161270.2601 | 419568.5938 | 0 | 73447.339 | 0 | 5041.6907 | 93628.3775 | 20521.0884 | 36568.8562 | 10837.7168 | 117.2249 | 10720.4944 | 0 | 161.7544 | 151.328
AirCldScrewChlr-1.407kwpton | DEER2023 |  | 2022-03-14 19:29:42+00 | Any | Nrs | Rec | CZ04 | cAVVG | Cap-Tons | 1 | 60654.5781 | None | 788288.406 | 161270.2601 | 419568.5938 | 0 | 108779.337 | 0 | 5041.6907 | 93628.3775 | 20521.0884 | 36568.8562 | 10837.7168 | 117.2249 | 10720.4944 | 0 | 191.1906 | 177.0461
AirCldScrewChlr-0.99kwpton-VarSpd | DEER2023 |  | 2022-03-14 20:36:10+00 | Any | Nrs | Rec | CZ04 | cAVVG | Cap-Tons | 97.0469 | 60654.5781 | None | 756048.9591 | 161270.2601 | 419568.5938 | 0 | 76539.8493 | 0 | 5041.6907 | 93628.3775 | 20521.0884 | 36568.8562 | 10837.7168 | 117.2249 | 10720.4944 | 0 | 164.3307 | 153.5792
AirCldScrewChlr-1.407kwpton-VarSpd | DEER2023 |  | 2022-03-14 20:36:10+00 | Any | Nrs | Rec | CZ04 | cAVVG | Cap-Tons | 1 | 60654.5781 | None | 788288.406 | 161270.2601 | 419568.5938 | 0 | 108779.337 | 0 | 5041.6907 | 93628.3775 | 20521.0884 | 36568.8562 | 10837.7168 | 117.2249 | 10720.4944 | 0 | 191.1906 | 177.0461
WtrCldCentChlr-Conv-0.42kwpton | DEER2023 |  | 2022-03-14 21:09:18+00 | Any | Nrs | Rec | CZ04 | cWVVG | Cap-Tons | 97.0469 | 60654.5781 | None | 739884.7039 | 161270.2601 | 419568.5938 | 0 | 46077.5131 | 738.7111 | 18601.2498 | 93628.3814 | 20521.0884 | 36568.8562 | 10837.707 | 117.2249 | 10720.4867 | 0 | 135.5283 | 129.337
WtrCldCentChlr-Conv-0.748kwpton | DEER2023 |  | 2022-03-14 21:09:18+00 | Any | Nrs | Rec | CZ04 | cWVVG | Cap-Tons | 1 | 60654.5781 | None | 775847.4438 | 161270.2601 | 419568.5938 | 0 | 82003.6034 | 769.7783 | 18606.6727 | 93628.3814 | 20521.0884 | 36568.8562 | 10837.707 | 117.2249 | 10720.4867 | 0 | 157.9533 | 149.5234
WtrCldCentChlr-Conv-1Cmp-0.439kwpton-VarSpd-CndRlf | DEER2023 |  | 2022-03-14 22:16:50+00 | Any | Nrs | Rec | CZ04 | cWVVG | Cap-Tons | 97.0469 | 60654.5781 | None | 719005.8775 | 161270.2601 | 419568.5938 | 0 | 23708.8296 | 2336.9066 | 18492.739 | 93628.3814 | 20521.0884 | 36568.8562 | 10837.707 | 117.2249 | 10720.4867 | 0 | 126.0177 | 120.4306
WtrCldCentChlr-Conv-1Cmp-0.748kwpton-VarSpd-CndRlf | DEER2023 |  | 2022-03-14 22:16:50+00 | Any | Nrs | Rec | CZ04 | cWVVG | Cap-Tons | 1 | 60654.5781 | None | 735598.2873 | 161270.2601 | 419568.5938 | 0 | 40302.08 | 2377.0014 | 18451.7622 | 93628.3814 | 20521.0884 | 36568.8562 | 10837.707 | 117.2249 | 10720.4867 | 0 | 138.3771 | 131.3508
WtrCldCentChlr-NoFric-1Cmp-0.439kwpton-VarSpd-CndRlf | DEER2023 |  | 2022-03-14 22:54:12+00 | Any | Nrs | Rec | CZ04 | cWVVG | Cap-Tons | 97.0469 | 60654.5781 | None | 718544.2074 | 161270.2601 | 419568.5938 | 0 | 23142.5343 | 2347.9473 | 18586.234 | 93628.3814 | 20521.0884 | 36568.8562 | 10837.707 | 117.2249 | 10720.4867 | 0 | 128.2755 | 122.4578
WtrCldCentChlr-NoFric-1Cmp-0.748kwpton-VarSpd-CndRlf | DEER2023 |  | 2022-03-14 22:54:12+00 | Any | Nrs | Rec | CZ04 | cWVVG | Cap-Tons | 1 | 60654.5781 | None | 734772.8815 | 161270.2601 | 419568.5938 | 0 | 39378.6223 | 2391.609 | 18535.1318 | 93628.3814 | 20521.0884 | 36568.8562 | 10837.707 | 117.2249 | 10720.4867 | 0 | 142.2289 | 134.8
WtrCldCentChlr-NoFric-2Cmp-0.439kwpton-VarSpd-CndRlf | DEER2023 |  | 2022-03-14 23:25:13+00 | Any | Nrs | Rec | CZ04 | cWVVG | Cap-Tons | 97.0469 | 60654.5781 | None | 718391.375 | 161270.2601 | 419568.5938 | 0 | 23054.9744 | 2350.0945 | 18518.9482 | 93628.3814 | 20521.0884 | 36568.8562 | 10837.707 | 117.2249 | 10720.4867 | 0 | 128.8242 | 122.9561
WtrCldCentChlr-NoFric-2Cmp-0.748kwpton-VarSpd-CndRlf | DEER2023 |  | 2022-03-14 23:25:13+00 | Any | Nrs | Rec | CZ04 | cWVVG | Cap-Tons | 1 | 60654.5781 | None | 734567.6628 | 161270.2601 | 419568.5938 | 0 | 39234.2184 | 2395.2769 | 18470.7878 | 93628.3814 | 20521.0884 | 36568.8562 | 10837.707 | 117.2249 | 10720.4867 | 0 | 143.1628 | 135.6485
WtrCldRecipChlr-0.42kwpton | DEER2023 |  | 2022-03-14 23:49:47+00 | Any | Nrs | Rec | CZ04 | cWVVG | Cap-Tons | 97.0469 | 60654.5781 | None | 729029.4193 | 161270.2601 | 419568.5938 | 0 | 34673.7863 | 754.7527 | 19133.5938 | 93628.3639 | 20521.0884 | 36568.8562 | 10837.7245 | 117.2249 | 10720.4944 | 0 | 133.1311 | 127.0748
WtrCldRecipChlr-0.748kwpton | DEER2023 |  | 2022-03-14 23:49:47+00 | Any | Nrs | Rec | CZ04 | cWVVG | Cap-Tons | 1 | 60654.5781 | None | 755996.4323 | 161270.2601 | 419568.5938 | 0 | 61652.3534 | 777.9016 | 19098.6695 | 93628.3639 | 20521.0884 | 36568.8562 | 10837.7245 | 117.2249 | 10720.4944 | 0 | 153.6218 | 145.4911
WtrCldScrewChlr-0.42kwpton | DEER2023 |  | 2022-03-15 00:09:29+00 | Any | Nrs | Rec | CZ04 | cWVVG | Cap-Tons | 97.0469 | 60654.5781 | None | 728504.298 | 161270.2601 | 419568.5938 | 0 | 34244.8119 | 761.5869 | 19030.4849 | 93628.3639 | 20521.0884 | 36568.8562 | 10837.7245 | 117.2249 | 10720.4944 | 0 | 135.4386 | 129.1548
WtrCldScrewChlr-0.748kwpton | DEER2023 |  | 2022-03-15 00:09:29+00 | Any | Nrs | Rec | CZ04 | cWVVG | Cap-Tons | 1 | 60654.5781 | None | 754731.9643 | 161270.2601 | 419568.5938 | 0 | 60515.1546 | 790.1071 | 18959.3955 | 93628.3639 | 20521.0884 | 36568.8562 | 10837.7245 | 117.2249 | 10720.4944 | 0 | 157.7319 | 149.1941
WtrCldScrewChlr-0.439kwpton-VarSpd | DEER2023 |  | 2022-03-15 00:41:21+00 | Any | Nrs | Rec | CZ04 | cWVVG | Cap-Tons | 97.0469 | 60654.5781 | None | 722344.7947 | 161270.2601 | 419568.5938 | 0 | 28075.8625 | 738.2331 | 19063.1881 | 93628.3639 | 20521.0884 | 36568.8562 | 10837.7245 | 117.2249 | 10720.4944 | 0 | 128.5014 | 122.9343
WtrCldScrewChlr-0.748kwpton-VarSpd | DEER2023 |  | 2022-03-15 00:41:21+00 | Any | Nrs | Rec | CZ04 | cWVVG | Cap-Tons | 1 | 60654.5781 | None | 741886.7309 | 161270.2601 | 419568.5938 | 0 | 47644.2814 | 747.5072 | 19027.4032 | 93628.3639 | 20521.0884 | 36568.8562 | 10837.7245 | 117.2249 | 10720.4944 | 0 | 143.7128 | 136.6179
AirCldRecipChlr-0.95kwpton | DEER2023 |  | 2022-03-14 18:21:41+00 | Any | Nrs | Rec | CZ05 | cAVVG | Cap-Tons | 77.2475 | 60654.5781 | None | 704271.2694 | 161629.6556 | 419568.5938 | 0 | 26205.5589 | 0 | 3431.6487 | 93435.5674 | 12261.7941 | 47174.4405 | 13797.6461 | 117.2249 | 13680.4186 | 0 | 127.8554 | 113.1104
AirCldRecipChlr-1.407kwpton | DEER2023 |  | 2022-03-14 18:21:41+00 | Any | Nrs | Rec | CZ05 | cAVVG | Cap-Tons | 1 | 60654.5781 | None | 716877.4694 | 161629.6556 | 419568.5938 | 0 | 38811.8091 | 0 | 3431.6487 | 93435.5674 | 12261.7941 | 47174.4405 | 13797.6461 | 117.2249 | 13680.4186 | 0 | 141.732 | 121.3223
AirCldScrewChlr-0.95kwpton | DEER2023 |  | 2022-03-14 19:29:42+00 | Any | Nrs | Rec | CZ05 | cAVVG | Cap-Tons | 77.2475 | 60654.5781 | None | 713343.8917 | 161629.6556 | 419568.5938 | 0 | 35255.3642 | 0 | 3454.5331 | 93435.5674 | 12261.7941 | 47174.4405 | 13797.6461 | 117.2249 | 13680.4186 | 0 | 132.1258 | 116.4477
AirCldScrewChlr-1.407kwpton | DEER2023 |  | 2022-03-14 19:29:42+00 | Any | Nrs | Rec | CZ05 | cAVVG | Cap-Tons | 1 | 60654.5781 | None | 730303.5292 | 161629.6556 | 419568.5938 | 0 | 52215.0527 | 0 | 3454.5331 | 93435.5674 | 12261.7941 | 47174.4405 | 13797.6461 | 117.2249 | 13680.4186 | 0 | 148.0719 | 126.2147
AirCldScrewChlr-0.99kwpton-VarSpd | DEER2023 |  | 2022-03-14 20:36:10+00 | Any | Nrs | Rec | CZ05 | cAVVG | Cap-Tons | 77.2475 | 60654.5781 | None | 714828.3375 | 161629.6556 | 419568.5938 | 0 | 36739.8017 | 0 | 3454.5331 | 93435.5674 | 12261.7941 | 47174.4405 | 13797.6461 | 117.2249 | 13680.4186 | 0 | 133.5214 | 117.3028
AirCldScrewChlr-1.407kwpton-VarSpd | DEER2023 |  | 2022-03-14 20:36:10+00 | Any | Nrs | Rec | CZ05 | cAVVG | Cap-Tons | 1 | 60654.5781 | None | 730303.5292 | 161629.6556 | 419568.5938 | 0 | 52215.0527 | 0 | 3454.5331 | 93435.5674 | 12261.7941 | 47174.4405 | 13797.6461 | 117.2249 | 13680.4186 | 0 | 148.0719 | 126.2147
WtrCldCentChlr-Conv-0.42kwpton | DEER2023 |  | 2022-03-14 21:09:18+00 | Any | Nrs | Rec | CZ05 | cWVVG | Cap-Tons | 77.2947 | 60654.5781 | None | 710333.2361 | 161629.6556 | 419568.5938 | 0 | 23975.9514 | 245.4203 | 11477.822 | 93435.5674 | 12261.7941 | 47174.4405 | 13797.6461 | 117.2249 | 13680.4186 | 0 | 122.1614 | 111.1329
WtrCldCentChlr-Conv-0.748kwpton | DEER2023 |  | 2022-03-14 21:09:18+00 | Any | Nrs | Rec | CZ05 | cWVVG | Cap-Tons | 1 | 60654.5781 | None | 729035.0306 | 161629.6556 | 419568.5938 | 0 | 42669.0765 | 255.6755 | 11476.2576 | 93435.5674 | 12261.7941 | 47174.4405 | 13797.6461 | 117.2249 | 13680.4186 | 0 | 136.7463 | 120.6612
WtrCldCentChlr-Conv-1Cmp-0.439kwpton-VarSpd-CndRlf | DEER2023 |  | 2022-03-14 22:16:50+00 | Any | Nrs | Rec | CZ05 | cWVVG | Cap-Tons | 77.2947 | 60654.5781 | None | 698335.5917 | 161629.6556 | 419568.5938 | 0 | 11480.1984 | 782.787 | 11438.6298 | 93435.5556 | 12261.7941 | 47174.4405 | 13797.6461 | 117.2249 | 13680.4186 | 0 | 113.979 | 106.2095
WtrCldCentChlr-Conv-1Cmp-0.748kwpton-VarSpd-CndRlf | DEER2023 |  | 2022-03-14 22:16:50+00 | Any | Nrs | Rec | CZ05 | cWVVG | Cap-Tons | 1 | 60654.5781 | None | 706340.3694 | 161629.6556 | 419568.5938 | 0 | 19510.5849 | 782.0504 | 11413.6983 | 93435.5674 | 12261.7941 | 47174.4405 | 13797.6461 | 117.2249 | 13680.4186 | 0 | 121.0595 | 111.1658
WtrCldCentChlr-NoFric-1Cmp-0.439kwpton-VarSpd-CndRlf | DEER2023 |  | 2022-03-14 22:54:12+00 | Any | Nrs | Rec | CZ05 | cWVVG | Cap-Tons | 77.2947 | 60654.5781 | None | 697498.0861 | 161629.6556 | 419568.5938 | 0 | 10623.216 | 783.5105 | 11457.4298 | 93435.5556 | 12261.7941 | 47174.4405 | 13797.6461 | 117.2249 | 13680.4186 | 0 | 115.2795 | 106.6988
WtrCldCentChlr-NoFric-1Cmp-0.748kwpton-VarSpd-CndRlf | DEER2023 |  | 2022-03-14 22:54:12+00 | Any | Nrs | Rec | CZ05 | cWVVG | Cap-Tons | 1 | 60654.5781 | None | 704915.6 | 161629.6556 | 419568.5938 | 0 | 18074.9994 | 783.0997 | 11423.4977 | 93435.5556 | 12261.7941 | 47174.4405 | 13797.6461 | 117.2249 | 13680.4186 | 0 | 123.2034 | 111.9709
WtrCldCentChlr-NoFric-2Cmp-0.439kwpton-VarSpd-CndRlf | DEER2023 |  | 2022-03-14 23:25:13+00 | Any | Nrs | Rec | CZ05 | cWVVG | Cap-Tons | 77.2947 | 60654.5781 | None | 697328.2236 | 161629.6556 | 419568.5938 | 0 | 10471.775 | 784.3661 | 11438.0308 | 93435.5556 | 12261.7941 | 47174.4405 | 13797.6461 | 117.2249 | 13680.4186 | 0 | 115.7136 | 106.8418
WtrCldCentChlr-NoFric-2Cmp-0.748kwpton-VarSpd-CndRlf | DEER2023 |  | 2022-03-14 23:25:13+00 | Any | Nrs | Rec | CZ05 | cWVVG | Cap-Tons | 1 | 60654.5781 | None | 704633.5 | 161629.6556 | 419568.5938 | 0 | 17816.1491 | 784.5118 | 11398.8145 | 93435.5556 | 12261.7941 | 47174.4405 | 13797.6461 | 117.2249 | 13680.4186 | 0 | 123.9442 | 112.2149
WtrCldRecipChlr-0.42kwpton | DEER2023 |  | 2022-03-14 23:49:47+00 | Any | Nrs | Rec | CZ05 | cWVVG | Cap-Tons | 77.2947 | 60654.5781 | None | 703401 | 161629.6556 | 419568.5938 | 0 | 16850.3802 | 247.7591 | 11668.934 | 93435.5556 | 12261.7941 | 47174.4405 | 13797.6551 | 117.2249 | 13680.4253 | 0 | 120.3605 | 109.866
WtrCldRecipChlr-0.748kwpton | DEER2023 |  | 2022-03-14 23:49:47+00 | Any | Nrs | Rec | CZ05 | cWVVG | Cap-Tons | 1 | 60654.5781 | None | 716478.4569 | 161629.6556 | 419568.5938 | 0 | 29941.7207 | 253.7411 | 11648.9833 | 93435.5556 | 12261.7941 | 47174.4405 | 13797.6551 | 117.2249 | 13680.4253 | 0 | 133.0784 | 117.8869
WtrCldScrewChlr-0.42kwpton | DEER2023 |  | 2022-03-15 00:09:29+00 | Any | Nrs | Rec | CZ05 | cWVVG | Cap-Tons | 77.2947 | 60654.5781 | None | 702517.2194 | 161629.6556 | 419568.5938 | 0 | 16010.0909 | 250.6034 | 11622.489 | 93435.5556 | 12261.7941 | 47174.4405 | 13797.6551 | 117.2249 | 13680.4253 | 0 | 122.1677 | 110.6524
WtrCldScrewChlr-0.748kwpton | DEER2023 |  | 2022-03-15 00:09:29+00 | Any | Nrs | Rec | CZ05 | cWVVG | Cap-Tons | 1 | 60654.5781 | None | 714660.4472 | 161629.6556 | 419568.5938 | 0 | 28184.9647 | 258.6602 | 11582.6859 | 93435.5556 | 12261.7941 | 47174.4405 | 13797.6551 | 117.2249 | 13680.4253 | 0 | 136.2958 | 119.2577
WtrCldScrewChlr-0.439kwpton-VarSpd | DEER2023 |  | 2022-03-15 00:41:21+00 | Any | Nrs | Rec | CZ05 | cWVVG | Cap-Tons | 77.2947 | 60654.5781 | None | 700096.5194 | 161629.6556 | 419568.5938 | 0 | 13588.042 | 240.2609 | 11634.2334 | 93435.5556 | 12261.7941 | 47174.4405 | 13797.6551 | 117.2249 | 13680.4253 | 0 | 116.5932 | 107.72
WtrCldScrewChlr-0.748kwpton-VarSpd | DEER2023 |  | 2022-03-15 00:41:21+00 | Any | Nrs | Rec | CZ05 | cWVVG | Cap-Tons | 1 | 60654.5781 | None | 709485.8917 | 161629.6556 | 419568.5938 | 0 | 23015.5769 | 240.6959 | 11595.6606 | 93435.5556 | 12261.7941 | 47174.4405 | 13797.6551 | 117.2249 | 13680.4253 | 0 | 125.4055 | 113.4292
AirCldRecipChlr-0.95kwpton | DEER2023 |  | 2022-03-14 18:21:41+00 | Any | Nrs | Rec | CZ06 | cAVVG | Cap-Tons | 101.5716 | 60654.5781 | None | 745659.75 | 161353.625 | 419568.5938 | 0 | 66225.3213 | 0 | 4809.8608 | 93702.0527 | 24783.8032 | 25658.7534 | 7565.8422 | 117.2249 | 7448.6171 | 0 | 136.7173 | 130.9518
AirCldRecipChlr-1.407kwpton | DEER2023 |  | 2022-03-14 18:21:41+00 | Any | Nrs | Rec | CZ06 | cAVVG | Cap-Tons | 1 | 60654.5781 | None | 777517.6406 | 161353.625 | 419568.5938 | 0 | 98083.1758 | 0 | 4809.8608 | 93702.0527 | 24783.8032 | 25658.7534 | 7565.8422 | 117.2249 | 7448.6171 | 0 | 154.6333 | 147.1153
AirCldScrewChlr-0.95kwpton | DEER2023 |  | 2022-03-14 19:29:42+00 | Any | Nrs | Rec | CZ06 | cAVVG | Cap-Tons | 101.5716 | 60654.5781 | None | 766148.1875 | 161353.625 | 419568.5938 | 0 | 86649.1895 | 0 | 4874.4512 | 93702.0527 | 24783.8032 | 25658.7534 | 7565.845 | 117.2249 | 7448.6187 | 0 | 141.2885 | 135.3228
AirCldScrewChlr-1.407kwpton | DEER2023 |  | 2022-03-14 19:29:42+00 | Any | Nrs | Rec | CZ06 | cAVVG | Cap-Tons | 1 | 60654.5781 | None | 807831.0312 | 161353.625 | 419568.5938 | 0 | 128332.0254 | 0 | 4874.4512 | 93702.0527 | 24783.8032 | 25658.7534 | 7565.845 | 117.2249 | 7448.6187 | 0 | 161.403 | 153.5892
AirCldScrewChlr-0.99kwpton-VarSpd | DEER2023 |  | 2022-03-14 20:36:10+00 | Any | Nrs | Rec | CZ06 | cAVVG | Cap-Tons | 101.5716 | 60654.5781 | None | 769796.5625 | 161353.625 | 419568.5938 | 0 | 90297.582 | 0 | 4874.4512 | 93702.0527 | 24783.8032 | 25658.7534 | 7565.845 | 117.2249 | 7448.6187 | 0 | 143.0488 | 136.9212
AirCldScrewChlr-1.407kwpton-VarSpd | DEER2023 |  | 2022-03-14 20:36:10+00 | Any | Nrs | Rec | CZ06 | cAVVG | Cap-Tons | 1 | 60654.5781 | None | 807831.0312 | 161353.625 | 419568.5938 | 0 | 128332.0254 | 0 | 4874.4512 | 93702.0527 | 24783.8032 | 25658.7534 | 7565.845 | 117.2249 | 7448.6187 | 0 | 161.403 | 153.5892
WtrCldCentChlr-Conv-0.42kwpton | DEER2023 |  | 2022-03-14 21:09:18+00 | Any | Nrs | Rec | CZ06 | cWVVG | Cap-Tons | 101.6267 | 60654.5781 | None | 756447.2656 | 161353.625 | 419568.5938 | 0 | 58348.1514 | 981.6232 | 22492.9429 | 93702.0527 | 24783.8032 | 25658.7534 | 7565.8406 | 117.2249 | 7448.6147 | 0 | 128.106 | 123.4617
WtrCldCentChlr-Conv-0.748kwpton | DEER2023 |  | 2022-03-14 21:09:18+00 | Any | Nrs | Rec | CZ06 | cWVVG | Cap-Tons | 1 | 60654.5781 | None | 801966.9375 | 161353.625 | 419568.5938 | 0 | 103850.373 | 1023.7583 | 22468.2378 | 93702.0527 | 24783.8032 | 25658.7534 | 7565.8406 | 117.2249 | 7448.6147 | 0 | 146.3625 | 140.0447
WtrCldCentChlr-Conv-1Cmp-0.439kwpton-VarSpd-CndRlf | DEER2023 |  | 2022-03-14 22:16:50+00 | Any | Nrs | Rec | CZ06 | cWVVG | Cap-Tons | 101.6267 | 60654.5781 | None | 729744.0938 | 161353.625 | 419568.5938 | 0 | 29018.0005 | 3686.0863 | 22415.3081 | 93702.0547 | 24783.8032 | 25658.7534 | 7565.8397 | 117.2249 | 7448.6133 | 0 | 121.2025 | 115.7752
WtrCldCentChlr-Conv-1Cmp-0.748kwpton-VarSpd-CndRlf | DEER2023 |  | 2022-03-14 22:16:50+00 | Any | Nrs | Rec | CZ06 | cWVVG | Cap-Tons | 1 | 60654.5781 | None | 750112.0312 | 161353.625 | 419568.5938 | 0 | 49382.3818 | 3745.9978 | 22359.1948 | 93702.0547 | 24783.8032 | 25658.7534 | 7565.8397 | 117.2249 | 7448.6133 | 0 | 131.7005 | 124.628
WtrCldCentChlr-NoFric-1Cmp-0.439kwpton-VarSpd-CndRlf | DEER2023 |  | 2022-03-14 22:54:12+00 | Any | Nrs | Rec | CZ06 | cWVVG | Cap-Tons | 101.6267 | 60654.5781 | None | 728435.1875 | 161353.625 | 419568.5938 | 0 | 27643.4004 | 3691.9324 | 22475.2905 | 93702.0547 | 24783.8032 | 25658.7534 | 7565.8398 | 117.2249 | 7448.6147 | 0 | 122.285 | 117.268
WtrCldCentChlr-NoFric-1Cmp-0.748kwpton-VarSpd-CndRlf | DEER2023 |  | 2022-03-14 22:54:12+00 | Any | Nrs | Rec | CZ06 | cWVVG | Cap-Tons | 1 | 60654.5781 | None | 747882.1094 | 161353.625 | 419568.5938 | 0 | 47073.7314 | 3753.9519 | 22429.9829 | 93702.0547 | 24783.8032 | 25658.7534 | 7565.8403 | 117.2249 | 7448.6147 | 0 | 133.3365 | 126.8552
WtrCldCentChlr-NoFric-2Cmp-0.439kwpton-VarSpd-CndRlf | DEER2023 |  | 2022-03-14 23:25:13+00 | Any | Nrs | Rec | CZ06 | cWVVG | Cap-Tons | 101.6267 | 60654.5781 | None | 728276.4531 | 161353.625 | 419568.5938 | 0 | 27509.0132 | 3694.731 | 22448.1304 | 93702.0547 | 24783.8032 | 25658.7534 | 7565.8398 | 117.2249 | 7448.6147 | 0 | 122.6915 | 117.7258
WtrCldCentChlr-NoFric-2Cmp-0.748kwpton-VarSpd-CndRlf | DEER2023 |  | 2022-03-14 23:25:13+00 | Any | Nrs | Rec | CZ06 | cWVVG | Cap-Tons | 1 | 60654.5781 | None | 747618.1875 | 161353.625 | 419568.5938 | 0 | 46846.2061 | 3758.6222 | 22388.8071 | 93702.0547 | 24783.8032 | 25658.7534 | 7565.8398 | 117.2249 | 7448.6147 | 0 | 134.031 | 127.6377
WtrCldRecipChlr-0.42kwpton | DEER2023 |  | 2022-03-14 23:49:47+00 | Any | Nrs | Rec | CZ06 | cWVVG | Cap-Tons | 101.6267 | 60654.5781 | None | 741315.9219 | 161353.625 | 419568.5938 | 0 | 42615.4033 | 991.9229 | 23084.082 | 93702.0293 | 24783.3081 | 25658.7534 | 7565.8592 | 117.2249 | 7448.6328 | 0 | 126.5355 | 121.24
WtrCldRecipChlr-0.748kwpton | DEER2023 |  | 2022-03-14 23:49:47+00 | Any | Nrs | Rec | CZ06 | cWVVG | Cap-Tons | 1 | 60654.5781 | None | 774472.9375 | 161353.625 | 419568.5938 | 0 | 75786.8086 | 1018.3653 | 23043.1343 | 93702.0293 | 24783.3081 | 25658.7534 | 7565.8592 | 117.2249 | 7448.6328 | 0 | 142.8303 | 136.0532
WtrCldScrewChlr-0.42kwpton | DEER2023 |  | 2022-03-15 00:09:29+00 | Any | Nrs | Rec | CZ06 | cWVVG | Cap-Tons | 101.6267 | 60654.5781 | None | 741129.2188 | 161353.625 | 419568.5938 | 0 | 42499.4434 | 999.6631 | 23005.6133 | 93702.0293 | 24783.3081 | 25658.7534 | 7565.8592 | 117.2249 | 7448.6328 | 0 | 128.7637 | 123.1195
WtrCldScrewChlr-0.748kwpton | DEER2023 |  | 2022-03-15 00:09:29+00 | Any | Nrs | Rec | CZ06 | cWVVG | Cap-Tons | 1 | 60654.5781 | None | 773757.7031 | 161353.625 | 419568.5938 | 0 | 75161.5039 | 1031.9731 | 22939.832 | 93702.0293 | 24783.3081 | 25658.7534 | 7565.8592 | 117.2249 | 7448.6328 | 0 | 146.799 | 139.4025
WtrCldScrewChlr-0.439kwpton-VarSpd | DEER2023 |  | 2022-03-15 00:41:21+00 | Any | Nrs | Rec | CZ06 | cWVVG | Cap-Tons | 101.6267 | 60654.5781 | None | 733573.9375 | 161353.625 | 419568.5938 | 0 | 34946.2021 | 968.9967 | 23034.1973 | 93702.0293 | 24783.3081 | 25658.7534 | 7565.8594 | 117.2249 | 7448.6328 | 0 | 121.9885 | 117.5408
WtrCldScrewChlr-0.748kwpton-VarSpd | DEER2023 |  | 2022-03-15 00:41:21+00 | Any | Nrs | Rec | CZ06 | cWVVG | Cap-Tons | 1 | 60654.5781 | None | 757909.0156 | 161353.625 | 419568.5938 | 0 | 59324.5664 | 977.2121 | 22982.7129 | 93702.0293 | 24783.3081 | 25658.7534 | 7565.8594 | 117.2249 | 7448.6328 | 0 | 133.4777 | 128.2893
AirCldRecipChlr-0.95kwpton | DEER2023 |  | 2022-03-14 18:21:41+00 | Any | Nrs | Rec | CZ07 | cAVVG | Cap-Tons | 102.4883 | 60654.5781 | None | 734527.4636 | 161390.9264 | 419568.5938 | 0 | 55771.0434 | 0 | 4078.1764 | 93718.1235 | 24079.3531 | 22805.3231 | 6408.4301 | 117.2249 | 6291.2049 | 0 | 132.9458 | 121.6479
AirCldRecipChlr-1.407kwpton | DEER2023 |  | 2022-03-14 18:21:41+00 | Any | Nrs | Rec | CZ07 | cAVVG | Cap-Tons | 1 | 60654.5781 | None | 761356.2286 | 161390.9264 | 419568.5938 | 0 | 82599.8193 | 0 | 4078.1764 | 93718.1235 | 24079.3531 | 22805.3231 | 6408.4301 | 117.2249 | 6291.2049 | 0 | 149.4291 | 133.9468
AirCldScrewChlr-0.95kwpton | DEER2023 |  | 2022-03-14 19:29:42+00 | Any | Nrs | Rec | CZ07 | cAVVG | Cap-Tons | 102.4883 | 60654.5781 | None | 755761.4839 | 161390.9264 | 419568.5938 | 0 | 76979.002 | 0 | 4104.2723 | 93718.1235 | 24079.3531 | 22805.3231 | 6408.4313 | 117.2249 | 6291.2057 | 0 | 136.713 | 125.6272
AirCldScrewChlr-1.407kwpton | DEER2023 |  | 2022-03-14 19:29:42+00 | Any | Nrs | Rec | CZ07 | cAVVG | Cap-Tons | 1 | 60654.5781 | None | 792792.4315 | 161390.9264 | 419568.5938 | 0 | 114009.9048 | 0 | 4104.2723 | 93718.1235 | 24079.3531 | 22805.3231 | 6408.4313 | 117.2249 | 6291.2057 | 0 | 155.0083 | 139.8311
AirCldScrewChlr-0.99kwpton-VarSpd | DEER2023 |  | 2022-03-14 20:36:10+00 | Any | Nrs | Rec | CZ07 | cAVVG | Cap-Tons | 102.4883 | 60654.5781 | None | 759002.7378 | 161390.9264 | 419568.5938 | 0 | 80220.2285 | 0 | 4104.2723 | 93718.1235 | 24079.3531 | 22805.3231 | 6408.4313 | 117.2249 | 6291.2057 | 0 | 138.3141 | 126.87
AirCldScrewChlr-1.407kwpton-VarSpd | DEER2023 |  | 2022-03-14 20:36:10+00 | Any | Nrs | Rec | CZ07 | cAVVG | Cap-Tons | 1 | 60654.5781 | None | 792792.4315 | 161390.9264 | 419568.5938 | 0 | 114009.9048 | 0 | 4104.2723 | 93718.1235 | 24079.3531 | 22805.3231 | 6408.4313 | 117.2249 | 6291.2057 | 0 | 155.0083 | 139.8311
WtrCldCentChlr-Conv-0.42kwpton | DEER2023 |  | 2022-03-14 21:09:18+00 | Any | Nrs | Rec | CZ07 | cWVVG | Cap-Tons | 102.527 | 60654.5781 | None | 753126.095 | 161390.9264 | 419568.5938 | 0 | 54609.9837 | 671.4965 | 23166.4666 | 93718.1235 | 24079.3531 | 22805.3231 | 6408.4311 | 117.2249 | 6291.2057 | 0 | 123.4029 | 117.0982
WtrCldCentChlr-Conv-0.748kwpton | DEER2023 |  | 2022-03-14 21:09:18+00 | Any | Nrs | Rec | CZ07 | cWVVG | Cap-Tons | 1 | 60654.5781 | None | 795689.2423 | 161390.9264 | 419568.5938 | 0 | 97151.7373 | 699.9175 | 23159.5453 | 93718.1235 | 24079.3531 | 22805.3231 | 6408.4311 | 117.2249 | 6291.2057 | 0 | 139.5733 | 130.5562
WtrCldCentChlr-Conv-1Cmp-0.439kwpton-VarSpd-CndRlf | DEER2023 |  | 2022-03-14 22:16:50+00 | Any | Nrs | Rec | CZ07 | cWVVG | Cap-Tons | 102.527 | 60654.5781 | None | 725815.4529 | 161390.9264 | 419568.5938 | 0 | 25411.6186 | 2605.6543 | 23119.9806 | 93718.1235 | 24079.3531 | 22805.3231 | 6408.4311 | 117.2249 | 6291.2057 | 0 | 118.5827 | 111.1165
WtrCldCentChlr-Conv-1Cmp-0.748kwpton-VarSpd-CndRlf | DEER2023 |  | 2022-03-14 22:16:50+00 | Any | Nrs | Rec | CZ07 | cWVVG | Cap-Tons | 1 | 60654.5781 | None | 743591.7361 | 161390.9264 | 419568.5938 | 0 | 43240.6858 | 2610.4267 | 23062.4531 | 93718.1235 | 24079.3531 | 22805.3231 | 6408.4311 | 117.2249 | 6291.2057 | 0 | 128.5348 | 118.16
WtrCldCentChlr-NoFric-1Cmp-0.439kwpton-VarSpd-CndRlf | DEER2023 |  | 2022-03-14 22:54:12+00 | Any | Nrs | Rec | CZ07 | cWVVG | Cap-Tons | 102.527 | 60654.5781 | None | 722952.2365 | 161390.9264 | 419568.5938 | 0 | 22518.9781 | 2606.4052 | 23148.8319 | 93718.1235 | 24079.3531 | 22805.3231 | 6408.4311 | 117.2249 | 6291.2057 | 0 | 119.7837 | 112.432
WtrCldCentChlr-NoFric-1Cmp-0.748kwpton-VarSpd-CndRlf | DEER2023 |  | 2022-03-14 22:54:12+00 | Any | Nrs | Rec | CZ07 | cWVVG | Cap-Tons | 1 | 60654.5781 | None | 738725.7262 | 161390.9264 | 419568.5938 | 0 | 38340.996 | 2609.8109 | 23096.7264 | 93718.1235 | 24079.3531 | 22805.3231 | 6408.4311 | 117.2249 | 6291.2057 | 0 | 130.5833 | 120.411
WtrCldCentChlr-NoFric-2Cmp-0.439kwpton-VarSpd-CndRlf | DEER2023 |  | 2022-03-14 23:25:13+00 | Any | Nrs | Rec | CZ07 | cWVVG | Cap-Tons | 102.527 | 60654.5781 | None | 722377.7166 | 161390.9264 | 419568.5938 | 0 | 21977.1535 | 2608.4234 | 23113.9328 | 93718.1235 | 24079.3531 | 22805.3231 | 6408.4311 | 117.2249 | 6291.2057 | 0 | 119.9617 | 112.7535
WtrCldCentChlr-NoFric-2Cmp-0.748kwpton-VarSpd-CndRlf | DEER2023 |  | 2022-03-14 23:25:13+00 | Any | Nrs | Rec | CZ07 | cWVVG | Cap-Tons | 1 | 60654.5781 | None | 737774.5062 | 161390.9264 | 419568.5938 | 0 | 37420.0099 | 2613.0628 | 23063.2695 | 93718.1235 | 24079.3531 | 22805.3231 | 6408.4311 | 117.2249 | 6291.2057 | 0 | 130.8871 | 120.9596
WtrCldRecipChlr-0.42kwpton | DEER2023 |  | 2022-03-14 23:49:47+00 | Any | Nrs | Rec | CZ07 | cWVVG | Cap-Tons | 102.527 | 60654.5781 | None | 735565.1415 | 161390.9264 | 419568.5938 | 0 | 36835.9486 | 664.0199 | 23387.098 | 93718.1176 | 24079.3531 | 22805.3231 | 6408.4365 | 117.2249 | 6291.2109 | 0 | 123.3485 | 115.7235
WtrCldRecipChlr-0.748kwpton | DEER2023 |  | 2022-03-14 23:49:47+00 | Any | Nrs | Rec | CZ07 | cWVVG | Cap-Tons | 1 | 60654.5781 | None | 764166.15 | 161390.9264 | 419568.5938 | 0 | 65455.5284 | 677.4597 | 23355.1124 | 93718.1176 | 24079.3531 | 22805.3231 | 6408.4365 | 117.2249 | 6291.2109 | 0 | 138.4008 | 127.7559
WtrCldScrewChlr-0.42kwpton | DEER2023 |  | 2022-03-15 00:09:29+00 | Any | Nrs | Rec | CZ07 | cWVVG | Cap-Tons | 102.527 | 60654.5781 | None | 733740.8801 | 161390.9264 | 419568.5938 | 0 | 35088.1646 | 669.9088 | 23304.7047 | 93718.1176 | 24079.3531 | 22805.3231 | 6408.4365 | 117.2249 | 6291.2109 | 0 | 125.179 | 117.2621
WtrCldScrewChlr-0.748kwpton | DEER2023 |  | 2022-03-15 00:09:29+00 | Any | Nrs | Rec | CZ07 | cWVVG | Cap-Tons | 1 | 60654.5781 | None | 760371.4983 | 161390.9264 | 419568.5938 | 0 | 61779.9754 | 687.9583 | 23225.5191 | 93718.1176 | 24079.3531 | 22805.3231 | 6408.4365 | 117.2249 | 6291.2109 | 0 | 141.6587 | 130.4946
WtrCldScrewChlr-0.439kwpton-VarSpd | DEER2023 |  | 2022-03-15 00:41:21+00 | Any | Nrs | Rec | CZ07 | cWVVG | Cap-Tons | 102.527 | 60654.5781 | None | 729006.0139 | 161390.9264 | 419568.5938 | 0 | 30336.4032 | 645.2247 | 23346.171 | 93718.1176 | 24079.3531 | 22805.3231 | 6408.4365 | 117.2249 | 6291.2109 | 0 | 119.3818 | 112.482
WtrCldScrewChlr-0.748kwpton-VarSpd | DEER2023 |  | 2022-03-15 00:41:21+00 | Any | Nrs | Rec | CZ07 | cWVVG | Cap-Tons | 1 | 60654.5781 | None | 750031.1445 | 161390.9264 | 419568.5938 | 0 | 51398.8755 | 644.7879 | 23309.3128 | 93718.1176 | 24079.3531 | 22805.3231 | 6408.4365 | 117.2249 | 6291.2109 | 0 | 130.1565 | 121.0452
AirCldRecipChlr-0.95kwpton | DEER2023 |  | 2022-03-14 18:21:41+00 | Any | Nrs | Rec | CZ08 | cAVVG | Cap-Tons | 110.6452 | 60654.5781 | None | 770321.8659 | 161382.8518 | 419568.5938 | 0 | 89405.778 | 0 | 6121.3157 | 93842.8029 | 28930.5593 | 23216.0124 | 7243.2711 | 117.2249 | 7126.046 | 0 | 157.8542 | 137.8638
AirCldRecipChlr-1.407kwpton | DEER2023 |  | 2022-03-14 18:21:41+00 | Any | Nrs | Rec | CZ08 | cAVVG | Cap-Tons | 1 | 60654.5781 | None | 813330.7259 | 161382.8518 | 419568.5938 | 0 | 132414.6106 | 0 | 6121.3157 | 93842.8029 | 28930.5593 | 23216.0124 | 7243.2711 | 117.2249 | 7126.046 | 0 | 184.9553 | 157.1372
AirCldScrewChlr-0.95kwpton | DEER2023 |  | 2022-03-14 19:29:42+00 | Any | Nrs | Rec | CZ08 | cAVVG | Cap-Tons | 110.6452 | 60654.5781 | None | 792822.4644 | 161382.8518 | 419568.5938 | 0 | 111832.7892 | 0 | 6195.0691 | 93842.7853 | 28930.5593 | 23216.0124 | 7243.2791 | 117.2249 | 7126.054 | 0 | 163.4468 | 142.5147
AirCldScrewChlr-1.407kwpton | DEER2023 |  | 2022-03-14 19:29:42+00 | Any | Nrs | Rec | CZ08 | cAVVG | Cap-Tons | 1 | 60654.5781 | None | 846620.1059 | 161382.8518 | 419568.5938 | 0 | 165630.1788 | 0 | 6195.0691 | 93842.7853 | 28930.5593 | 23216.0124 | 7243.2791 | 117.2249 | 7126.054 | 0 | 193.2356 | 163.9216
AirCldScrewChlr-0.99kwpton-VarSpd | DEER2023 |  | 2022-03-14 20:36:10+00 | Any | Nrs | Rec | CZ08 | cAVVG | Cap-Tons | 110.6452 | 60654.5781 | None | 797531.3579 | 161382.8518 | 419568.5938 | 0 | 116541.4837 | 0 | 6195.0691 | 93842.7853 | 28930.5593 | 23216.0124 | 7243.2791 | 117.2249 | 7126.054 | 0 | 166.0541 | 144.3887
AirCldScrewChlr-1.407kwpton-VarSpd | DEER2023 |  | 2022-03-14 20:36:10+00 | Any | Nrs | Rec | CZ08 | cAVVG | Cap-Tons | 1 | 60654.5781 | None | 846620.1059 | 161382.8518 | 419568.5938 | 0 | 165630.1788 | 0 | 6195.0691 | 93842.7853 | 28930.5593 | 23216.0124 | 7243.2791 | 117.2249 | 7126.054 | 0 | 193.2356 | 163.9216
WtrCldCentChlr-Conv-0.42kwpton | DEER2023 |  | 2022-03-14 21:09:18+00 | Any | Nrs | Rec | CZ08 | cWVVG | Cap-Tons | 110.7087 | 60654.5781 | None | 773576.5343 | 161382.8518 | 419568.5938 | 0 | 71096.6033 | 1187.006 | 26498.1267 | 93842.8048 | 28930.5593 | 23216.0124 | 7243.27 | 117.2249 | 7126.0452 | 0 | 139.4226 | 126.6324
WtrCldCentChlr-Conv-0.748kwpton | DEER2023 |  | 2022-03-14 21:09:18+00 | Any | Nrs | Rec | CZ08 | cWVVG | Cap-Tons | 1 | 60654.5781 | None | 829081.8932 | 161382.8518 | 419568.5938 | 0 | 126548.1434 | 1238.882 | 26500.0909 | 93842.8048 | 28930.5593 | 23216.0124 | 7243.27 | 117.2249 | 7126.0452 | 0 | 163.4058 | 145.0362
WtrCldCentChlr-Conv-1Cmp-0.439kwpton-VarSpd-CndRlf | DEER2023 |  | 2022-03-14 22:16:50+00 | Any | Nrs | Rec | CZ08 | cWVVG | Cap-Tons | 110.7087 | 60654.5781 | None | 741680.6468 | 161382.8518 | 419568.5938 | 0 | 36716.6174 | 3837.925 | 26331.2766 | 93842.8048 | 28930.0638 | 23216.0124 | 7243.264 | 117.2249 | 7126.038 | 0 | 127.6495 | 117.2977
WtrCldCentChlr-Conv-1Cmp-0.748kwpton-VarSpd-CndRlf | DEER2023 |  | 2022-03-14 22:16:50+00 | Any | Nrs | Rec | CZ08 | cWVVG | Cap-Tons | 1 | 60654.5781 | None | 767478.6621 | 161382.8518 | 419568.5938 | 0 | 62466.8242 | 3904.2086 | 26312.9991 | 93842.8048 | 28930.5593 | 23216.0124 | 7243.2636 | 117.2249 | 7126.038 | 0 | 139.6498 | 126.5721
WtrCldCentChlr-NoFric-1Cmp-0.439kwpton-VarSpd-CndRlf | DEER2023 |  | 2022-03-14 22:54:12+00 | Any | Nrs | Rec | CZ08 | cWVVG | Cap-Tons | 110.7087 | 60654.5781 | None | 740909.9715 | 161382.8518 | 419568.5938 | 0 | 35854.3163 | 3849.3633 | 26411.6053 | 93842.8048 | 28930.5593 | 23216.0124 | 7243.2665 | 117.2249 | 7126.0413 | 0 | 130.3168 | 119.1797
WtrCldCentChlr-NoFric-1Cmp-0.748kwpton-VarSpd-CndRlf | DEER2023 |  | 2022-03-14 22:54:12+00 | Any | Nrs | Rec | CZ08 | cWVVG | Cap-Tons | 1 | 60654.5781 | None | 766140.9328 | 161382.8518 | 419568.5938 | 0 | 61042.6531 | 3918.6586 | 26384.8207 | 93842.8048 | 28930.5593 | 23216.0124 | 7243.2674 | 117.2249 | 7126.0413 | 0 | 144.2012 | 129.7824
WtrCldCentChlr-NoFric-2Cmp-0.439kwpton-VarSpd-CndRlf | DEER2023 |  | 2022-03-14 23:25:13+00 | Any | Nrs | Rec | CZ08 | cWVVG | Cap-Tons | 110.7087 | 60654.5781 | None | 740858.5547 | 161382.8518 | 419568.5938 | 0 | 35826.2348 | 3852.099 | 26385.5494 | 93842.8048 | 28930.5593 | 23216.0124 | 7243.2674 | 117.2249 | 7126.0413 | 0 | 131.0455 | 119.6903
WtrCldCentChlr-NoFric-2Cmp-0.748kwpton-VarSpd-CndRlf | DEER2023 |  | 2022-03-14 23:25:13+00 | Any | Nrs | Rec | CZ08 | cWVVG | Cap-Tons | 1 | 60654.5781 | None | 766057.0129 | 161382.8518 | 419568.5938 | 0 | 60997.8526 | 3923.1887 | 26341.2542 | 93842.8048 | 28930.5593 | 23216.0124 | 7243.2674 | 117.2249 | 7126.0413 | 0 | 145.4479 | 130.653
WtrCldRecipChlr-0.42kwpton | DEER2023 |  | 2022-03-14 23:49:47+00 | Any | Nrs | Rec | CZ08 | cWVVG | Cap-Tons | 110.7087 | 60654.5781 | None | 757191.75 | 161382.8518 | 419568.5938 | 0 | 53687.5019 | 1214.4548 | 27495.1327 | 93842.7443 | 28930.5593 | 23216.0124 | 7243.3082 | 117.2249 | 7126.0833 | 0 | 136.2096 | 124.6334
WtrCldRecipChlr-0.748kwpton | DEER2023 |  | 2022-03-14 23:49:47+00 | Any | Nrs | Rec | CZ08 | cWVVG | Cap-Tons | 1 | 60654.5781 | None | 799007.934 | 161382.8518 | 419568.5938 | 0 | 95491.4405 | 1250.4446 | 27471.3011 | 93842.7443 | 28930.5593 | 23216.0124 | 7243.3082 | 117.2249 | 7126.0833 | 0 | 157.6824 | 141.1541
WtrCldScrewChlr-0.42kwpton | DEER2023 |  | 2022-03-15 00:09:29+00 | Any | Nrs | Rec | CZ08 | cWVVG | Cap-Tons | 110.7087 | 60654.5781 | None | 757968.0774 | 161382.8518 | 419568.5938 | 0 | 54516.8785 | 1224.859 | 27431.6465 | 93842.7501 | 28930.5593 | 23216.0124 | 7243.3081 | 117.2249 | 7126.0833 | 0 | 139.0716 | 126.803
WtrCldScrewChlr-0.748kwpton | DEER2023 |  | 2022-03-15 00:09:29+00 | Any | Nrs | Rec | CZ08 | cWVVG | Cap-Tons | 1 | 60654.5781 | None | 799928.7549 | 161382.8518 | 419568.5938 | 0 | 96495.5705 | 1269.0035 | 27369.5194 | 93842.7501 | 28930.5593 | 23216.0124 | 7243.3081 | 117.2249 | 7126.0833 | 0 | 162.7807 | 145.0165
WtrCldScrewChlr-0.439kwpton-VarSpd | DEER2023 |  | 2022-03-15 00:41:21+00 | Any | Nrs | Rec | CZ08 | cWVVG | Cap-Tons | 110.7087 | 60654.5781 | None | 747176.1672 | 161382.8518 | 419568.5938 | 0 | 43748.2988 | 1187.2775 | 27445.9036 | 93842.7443 | 28930.0638 | 23216.0124 | 7243.3082 | 117.2249 | 7126.0833 | 0 | 130.5676 | 120.3217
WtrCldScrewChlr-0.748kwpton-VarSpd | DEER2023 |  | 2022-03-15 00:41:21+00 | Any | Nrs | Rec | CZ08 | cWVVG | Cap-Tons | 1 | 60654.5781 | None | 777706.1447 | 161382.8518 | 419568.5938 | 0 | 74292.1586 | 1201.1689 | 27418.1457 | 93842.7443 | 28930.0638 | 23216.0124 | 7243.3082 | 117.2249 | 7126.0833 | 0 | 145.9477 | 132.1758
AirCldRecipChlr-0.95kwpton | DEER2023 |  | 2022-03-14 18:21:41+00 | Any | Nrs | Rec | CZ09 | cAVVG | Cap-Tons | 127.9166 | 60654.5781 | None | 766961.926 | 161307.7897 | 419568.5938 | 0 | 86717.8096 | 0 | 5544.2638 | 93822.75 | 27846.209 | 25871.0191 | 7621.7636 | 117.2249 | 7504.5377 | 0 | 159.2658 | 148.9044
AirCldRecipChlr-1.407kwpton | DEER2023 |  | 2022-03-14 18:21:41+00 | Any | Nrs | Rec | CZ09 | cAVVG | Cap-Tons | 1 | 60654.5781 | None | 808677.556 | 161307.7897 | 419568.5938 | 0 | 128433.6112 | 0 | 5544.2638 | 93822.75 | 27846.209 | 25871.0191 | 7621.7636 | 117.2249 | 7504.5377 | 0 | 187.5239 | 173.3423
AirCldScrewChlr-0.95kwpton | DEER2023 |  | 2022-03-14 19:29:42+00 | Any | Nrs | Rec | CZ09 | cAVVG | Cap-Tons | 127.9166 | 60654.5781 | None | 789700.3907 | 161307.7897 | 419568.5938 | 0 | 109426.3484 | 0 | 5574.2359 | 93822.7441 | 27846.209 | 25871.0191 | 7621.7703 | 117.2249 | 7504.5447 | 0 | 165.7631 | 153.7081
AirCldScrewChlr-1.407kwpton | DEER2023 |  | 2022-03-14 19:29:42+00 | Any | Nrs | Rec | CZ09 | cAVVG | Cap-Tons | 1 | 60654.5781 | None | 842339.9419 | 161307.7897 | 419568.5938 | 0 | 162066.1729 | 0 | 5574.2359 | 93822.7441 | 27846.209 | 25871.0191 | 7621.7703 | 117.2249 | 7504.5447 | 0 | 197.1461 | 180.361
AirCldScrewChlr-0.99kwpton-VarSpd | DEER2023 |  | 2022-03-14 20:36:10+00 | Any | Nrs | Rec | CZ09 | cAVVG | Cap-Tons | 127.9166 | 60654.5781 | None | 794307.7788 | 161307.7897 | 419568.5938 | 0 | 114033.7737 | 0 | 5574.2359 | 93822.7441 | 27846.209 | 25871.0191 | 7621.7703 | 117.2249 | 7504.5447 | 0 | 168.5093 | 156.0406
AirCldScrewChlr-1.407kwpton-VarSpd | DEER2023 |  | 2022-03-14 20:36:10+00 | Any | Nrs | Rec | CZ09 | cAVVG | Cap-Tons | 1 | 60654.5781 | None | 842339.9419 | 161307.7897 | 419568.5938 | 0 | 162066.1729 | 0 | 5574.2359 | 93822.7441 | 27846.209 | 25871.0191 | 7621.7703 | 117.2249 | 7504.5447 | 0 | 197.1461 | 180.361
WtrCldCentChlr-Conv-0.42kwpton | DEER2023 |  | 2022-03-14 21:09:18+00 | Any | Nrs | Rec | CZ09 | cWVVG | Cap-Tons | 127.9372 | 60654.5781 | None | 770810.5318 | 161307.7897 | 419568.5938 | 0 | 69038.3078 | 469.5864 | 26602.9775 | 93822.7715 | 27846.209 | 25871.0191 | 7621.7564 | 117.2249 | 7504.5297 | 0 | 140.1855 | 131.365
WtrCldCentChlr-Conv-0.748kwpton | DEER2023 |  | 2022-03-14 21:09:18+00 | Any | Nrs | Rec | CZ09 | cWVVG | Cap-Tons | 1 | 60654.5781 | None | 824601.7163 | 161307.7897 | 419568.5938 | 0 | 122841.795 | 487.1366 | 26573.1277 | 93822.7715 | 27846.209 | 25871.0191 | 7621.7564 | 117.2249 | 7504.5297 | 0 | 165.3874 | 152.8035
WtrCldCentChlr-Conv-1Cmp-0.439kwpton-VarSpd-CndRlf | DEER2023 |  | 2022-03-14 22:16:50+00 | Any | Nrs | Rec | CZ09 | cWVVG | Cap-Tons | 127.9372 | 60654.5781 | None | 739720.6877 | 161307.7897 | 419568.5938 | 0 | 37695.706 | 1231.4121 | 26093.7414 | 93822.8027 | 27846.209 | 25871.0191 | 7621.7404 | 117.2249 | 7504.5151 | 0 | 126.0677 | 119.7198
WtrCldCentChlr-Conv-1Cmp-0.748kwpton-VarSpd-CndRlf | DEER2023 |  | 2022-03-14 22:16:50+00 | Any | Nrs | Rec | CZ09 | cWVVG | Cap-Tons | 1 | 60654.5781 | None | 765629.4128 | 161307.7897 | 419568.5938 | 0 | 63748.7636 | 1235.6713 | 25945.1953 | 93822.8027 | 27846.209 | 25871.0191 | 7621.7404 | 117.2249 | 7504.5151 | 0 | 139.6747 | 131.2961
WtrCldCentChlr-NoFric-1Cmp-0.439kwpton-VarSpd-CndRlf | DEER2023 |  | 2022-03-14 22:54:12+00 | Any | Nrs | Rec | CZ09 | cWVVG | Cap-Tons | 127.9372 | 60654.5781 | None | 736580.5152 | 161307.7897 | 419568.5938 | 0 | 34482.7476 | 1233.8671 | 26164.1922 | 93822.8086 | 27846.209 | 25871.0191 | 7621.7404 | 117.2249 | 7504.5155 | 0 | 127.6314 | 121.3416
WtrCldCentChlr-NoFric-1Cmp-0.748kwpton-VarSpd-CndRlf | DEER2023 |  | 2022-03-14 22:54:12+00 | Any | Nrs | Rec | CZ09 | cWVVG | Cap-Tons | 1 | 60654.5781 | None | 760522.8266 | 161307.7897 | 419568.5938 | 0 | 58516.6498 | 1239.8115 | 26066.5671 | 93822.8086 | 27846.209 | 25871.0191 | 7621.7404 | 117.2249 | 7504.5155 | 0 | 142.3382 | 134.0583
WtrCldCentChlr-NoFric-2Cmp-0.439kwpton-VarSpd-CndRlf | DEER2023 |  | 2022-03-14 23:25:13+00 | Any | Nrs | Rec | CZ09 | cWVVG | Cap-Tons | 127.9372 | 60654.5781 | None | 735639.1554 | 161307.7897 | 419568.5938 | 0 | 33634.0262 | 1234.4331 | 26071.02 | 93822.8086 | 27846.209 | 25871.0191 | 7621.7404 | 117.2249 | 7504.5155 | 0 | 128.0878 | 121.7945
WtrCldCentChlr-NoFric-2Cmp-0.748kwpton-VarSpd-CndRlf | DEER2023 |  | 2022-03-14 23:25:13+00 | Any | Nrs | Rec | CZ09 | cWVVG | Cap-Tons | 1 | 60654.5781 | None | 758821.8037 | 161307.7897 | 419568.5938 | 0 | 57061.4322 | 1241.0327 | 25819.6711 | 93822.8086 | 27846.209 | 25871.0191 | 7621.7404 | 117.2249 | 7504.5155 | 0 | 143.1169 | 134.8314
WtrCldRecipChlr-0.42kwpton | DEER2023 |  | 2022-03-14 23:49:47+00 | Any | Nrs | Rec | CZ09 | cWVVG | Cap-Tons | 127.9372 | 60654.5781 | None | 752523.1176 | 161307.7897 | 419568.5938 | 0 | 50140.6503 | 481.5133 | 27201.3831 | 93822.7324 | 27846.209 | 25871.0191 | 7621.7807 | 117.2249 | 7504.5554 | 0 | 135.8147 | 128.7095
WtrCldRecipChlr-0.748kwpton | DEER2023 |  | 2022-03-14 23:49:47+00 | Any | Nrs | Rec | CZ09 | cWVVG | Cap-Tons | 1 | 60654.5781 | None | 791375.922 | 161307.7897 | 419568.5938 | 0 | 89080.8555 | 491.9893 | 27103.4087 | 93822.7324 | 27846.209 | 25871.0191 | 7621.7807 | 117.2249 | 7504.5554 | 0 | 157.4429 | 147.7408
WtrCldScrewChlr-0.42kwpton | DEER2023 |  | 2022-03-15 00:09:29+00 | Any | Nrs | Rec | CZ09 | cWVVG | Cap-Tons | 127.9372 | 60654.5781 | None | 753406.902 | 161307.7897 | 419568.5938 | 0 | 51249.8497 | 490.6589 | 26966.6338 | 93822.7324 | 27846.209 | 25871.0191 | 7621.7802 | 117.2249 | 7504.5564 | 0 | 139.8804 | 131.8582
WtrCldScrewChlr-0.748kwpton | DEER2023 |  | 2022-03-15 00:09:29+00 | Any | Nrs | Rec | CZ09 | cWVVG | Cap-Tons | 1 | 60654.5781 | None | 792303.6345 | 161307.7897 | 419568.5938 | 0 | 90417.1403 | 507.8682 | 26678.8368 | 93822.7324 | 27846.209 | 25871.0191 | 7621.7802 | 117.2249 | 7504.5564 | 0 | 164.6856 | 153.3469
WtrCldScrewChlr-0.439kwpton-VarSpd | DEER2023 |  | 2022-03-15 00:41:21+00 | Any | Nrs | Rec | CZ09 | cWVVG | Cap-Tons | 127.9372 | 60654.5781 | None | 742627.1621 | 161307.7897 | 419568.5938 | 0 | 40449.2639 | 465.0995 | 27013.2573 | 93822.7324 | 27846.209 | 25871.0191 | 7621.7807 | 117.2249 | 7504.5564 | 0 | 129.6699 | 123.6657
WtrCldScrewChlr-0.748kwpton-VarSpd | DEER2023 |  | 2022-03-15 00:41:21+00 | Any | Nrs | Rec | CZ09 | cWVVG | Cap-Tons | 1 | 60654.5781 | None | 770500.3953 | 161307.7897 | 419568.5938 | 0 | 68496.1218 | 463.7949 | 26840.7123 | 93822.7324 | 27846.209 | 25871.0191 | 7621.7807 | 117.2249 | 7504.5564 | 0 | 144.8414 | 137.2684
AirCldRecipChlr-0.95kwpton | DEER2023 |  | 2022-03-14 18:21:41+00 | Any | Nrs | Rec | CZ10 | cAVVG | Cap-Tons | 116.4303 | 60654.5781 | None | 781987.4764 | 161326.797 | 419568.5938 | 0 | 100534.4836 | 0 | 6716.3563 | 93841.1098 | 28764.6174 | 27325.2521 | 8942.0738 | 117.2249 | 8824.8503 | 0 | 168.5171 | 151.4373
AirCldRecipChlr-1.407kwpton | DEER2023 |  | 2022-03-14 18:21:41+00 | Any | Nrs | Rec | CZ10 | cAVVG | Cap-Tons | 1 | 60654.5781 | None | 830349.823 | 161326.797 | 419568.5938 | 0 | 148896.84 | 0 | 6716.3563 | 93841.1098 | 28764.6174 | 27325.2521 | 8942.0738 | 117.2249 | 8824.8503 | 0 | 200.8317 | 177.0329
AirCldScrewChlr-0.95kwpton | DEER2023 |  | 2022-03-14 19:29:42+00 | Any | Nrs | Rec | CZ10 | cAVVG | Cap-Tons | 116.4303 | 60654.5781 | None | 803358.1641 | 161326.797 | 419568.5938 | 0 | 121853.6524 | 0 | 6767.892 | 93841.1059 | 28764.6174 | 27325.2521 | 8942.0767 | 117.2249 | 8824.8524 | 0 | 174.3771 | 156.0464
AirCldScrewChlr-1.407kwpton | DEER2023 |  | 2022-03-14 19:29:42+00 | Any | Nrs | Rec | CZ10 | cAVVG | Cap-Tons | 1 | 60654.5781 | None | 861976.2951 | 161326.797 | 419568.5938 | 0 | 180471.6855 | 0 | 6767.892 | 93841.1059 | 28764.6174 | 27325.2521 | 8942.0767 | 117.2249 | 8824.8524 | 0 | 209.5083 | 183.8607
AirCldScrewChlr-0.99kwpton-VarSpd | DEER2023 |  | 2022-03-14 20:36:10+00 | Any | Nrs | Rec | CZ10 | cAVVG | Cap-Tons | 116.4303 | 60654.5781 | None | 808489.0836 | 161326.797 | 419568.5938 | 0 | 126984.3589 | 0 | 6767.892 | 93841.1059 | 28764.6174 | 27325.2521 | 8942.0767 | 117.2249 | 8824.8524 | 0 | 177.4515 | 158.4809
AirCldScrewChlr-1.407kwpton-VarSpd | DEER2023 |  | 2022-03-14 20:36:10+00 | Any | Nrs | Rec | CZ10 | cAVVG | Cap-Tons | 1 | 60654.5781 | None | 861976.2951 | 161326.797 | 419568.5938 | 0 | 180471.6855 | 0 | 6767.892 | 93841.1059 | 28764.6174 | 27325.2521 | 8942.0767 | 117.2249 | 8824.8524 | 0 | 209.5083 | 183.8607
WtrCldCentChlr-Conv-0.42kwpton | DEER2023 |  | 2022-03-14 21:09:18+00 | Any | Nrs | Rec | CZ10 | cWVVG | Cap-Tons | 116.4303 | 60654.5781 | None | 774962.7854 | 161326.797 | 419568.5938 | 0 | 72697.7367 | 1092.687 | 26435.7473 | 93841.1313 | 28764.6174 | 27325.2521 | 8942.0782 | 117.2249 | 8824.8522 | 0 | 142.3577 | 132.2491
WtrCldCentChlr-Conv-0.748kwpton | DEER2023 |  | 2022-03-14 21:09:18+00 | Any | Nrs | Rec | CZ10 | cWVVG | Cap-Tons | 1 | 60654.5781 | None | 831728.7443 | 161326.797 | 419568.5938 | 0 | 129404.1322 | 1139.6611 | 26448.2962 | 93841.1313 | 28764.6174 | 27325.2521 | 8942.0782 | 117.2249 | 8824.8522 | 0 | 168.4785 | 154.1403
WtrCldCentChlr-Conv-1Cmp-0.439kwpton-VarSpd-CndRlf | DEER2023 |  | 2022-03-14 22:16:50+00 | Any | Nrs | Rec | CZ10 | cWVVG | Cap-Tons | 116.4303 | 60654.5781 | None | 742683.1758 | 161326.797 | 419568.5938 | 0 | 38824.9817 | 3106.3471 | 26015.1182 | 93841.1488 | 28764.6174 | 27324.7647 | 8942.0706 | 117.2249 | 8824.8455 | 0 | 130.2978 | 122.8779
WtrCldCentChlr-Conv-1Cmp-0.748kwpton-VarSpd-CndRlf | DEER2023 |  | 2022-03-14 22:16:50+00 | Any | Nrs | Rec | CZ10 | cWVVG | Cap-Tons | 1 | 60654.5781 | None | 769862.0216 | 161326.797 | 419568.5938 | 0 | 65998.0173 | 3159.8528 | 25967.5596 | 93841.1488 | 28764.6174 | 27324.7647 | 8942.0706 | 117.2249 | 8824.8455 | 0 | 143.7432 | 134.7876
WtrCldCentChlr-NoFric-1Cmp-0.439kwpton-VarSpd-CndRlf | DEER2023 |  | 2022-03-14 22:54:12+00 | Any | Nrs | Rec | CZ10 | cWVVG | Cap-Tons | 116.4303 | 60654.5781 | None | 742541.0051 | 161326.797 | 419568.5938 | 0 | 38573.8511 | 3120.0668 | 26110.4056 | 93841.1586 | 28764.6174 | 27324.7647 | 8942.0695 | 117.2249 | 8824.8441 | 0 | 133.0785 | 124.9527
WtrCldCentChlr-NoFric-1Cmp-0.748kwpton-VarSpd-CndRlf | DEER2023 |  | 2022-03-14 22:54:12+00 | Any | Nrs | Rec | CZ10 | cWVVG | Cap-Tons | 1 | 60654.5781 | None | 769625.3777 | 161326.797 | 419568.5938 | 0 | 65640.4893 | 3178.925 | 26069.2032 | 93841.1586 | 28764.6174 | 27324.7647 | 8942.0695 | 117.2249 | 8824.8441 | 0 | 148.4869 | 138.3219
WtrCldCentChlr-NoFric-2Cmp-0.439kwpton-VarSpd-CndRlf | DEER2023 |  | 2022-03-14 23:25:13+00 | Any | Nrs | Rec | CZ10 | cWVVG | Cap-Tons | 116.4303 | 60654.5781 | None | 742597.6462 | 161326.797 | 419568.5938 | 0 | 38692.744 | 3123.1871 | 26044.8554 | 93841.1586 | 28764.6174 | 27324.7647 | 8942.0695 | 117.2249 | 8824.8441 | 0 | 133.83 | 125.4864
WtrCldCentChlr-NoFric-2Cmp-0.748kwpton-VarSpd-CndRlf | DEER2023 |  | 2022-03-14 23:25:13+00 | Any | Nrs | Rec | CZ10 | cWVVG | Cap-Tons | 1 | 60654.5781 | None | 769747.6266 | 161326.797 | 419568.5938 | 0 | 65847.8466 | 3184.3982 | 25978.7546 | 93841.1586 | 28764.6174 | 27324.7647 | 8942.0695 | 117.2249 | 8824.8441 | 0 | 149.7714 | 139.2341
WtrCldRecipChlr-0.42kwpton | DEER2023 |  | 2022-03-14 23:49:47+00 | Any | Nrs | Rec | CZ10 | cWVVG | Cap-Tons | 116.4303 | 60654.5781 | None | 759797.0321 | 161326.797 | 419568.5938 | 0 | 56461.5126 | 1119.2293 | 27479.5411 | 93841.0883 | 28764.6174 | 27325.2521 | 8942.1085 | 117.2249 | 8824.8839 | 0 | 139.2256 | 130.0651
WtrCldRecipChlr-0.748kwpton | DEER2023 |  | 2022-03-14 23:49:47+00 | Any | Nrs | Rec | CZ10 | cWVVG | Cap-Tons | 1 | 60654.5781 | None | 803764.5499 | 161326.797 | 419568.5938 | 0 | 100427.6604 | 1154.1855 | 27445.9995 | 93841.0883 | 28764.6174 | 27325.2521 | 8942.1085 | 117.2249 | 8824.8839 | 0 | 162.8983 | 150.1205
WtrCldScrewChlr-0.42kwpton | DEER2023 |  | 2022-03-15 00:09:29+00 | Any | Nrs | Rec | CZ10 | cWVVG | Cap-Tons | 116.4303 | 60654.5781 | None | 761589.8633 | 161326.797 | 419568.5938 | 0 | 58381.6502 | 1131.4051 | 27340.2839 | 93841.0883 | 28764.6174 | 27325.2521 | 8942.1089 | 117.2249 | 8824.8839 | 0 | 142.4571 | 132.5915
WtrCldScrewChlr-0.748kwpton | DEER2023 |  | 2022-03-15 00:09:29+00 | Any | Nrs | Rec | CZ10 | cWVVG | Cap-Tons | 1 | 60654.5781 | None | 806560.7979 | 161326.797 | 419568.5938 | 0 | 103403.6348 | 1175.3853 | 27245.116 | 93841.0883 | 28764.6174 | 27325.2521 | 8942.1089 | 117.2249 | 8824.8839 | 0 | 168.6535 | 154.6174
WtrCldScrewChlr-0.439kwpton-VarSpd | DEER2023 |  | 2022-03-15 00:41:21+00 | Any | Nrs | Rec | CZ10 | cWVVG | Cap-Tons | 116.4303 | 60654.5781 | None | 748716.8391 | 161326.797 | 419568.5938 | 0 | 45511.3804 | 1093.2508 | 27375.5438 | 93841.0883 | 28764.6174 | 27325.2521 | 8942.1089 | 117.2249 | 8824.8839 | 0 | 133.2986 | 125.4192
WtrCldScrewChlr-0.748kwpton-VarSpd | DEER2023 |  | 2022-03-15 00:41:21+00 | Any | Nrs | Rec | CZ10 | cWVVG | Cap-Tons | 1 | 60654.5781 | None | 780466.3643 | 161326.797 | 419568.5938 | 0 | 77293.5985 | 1107.3616 | 27328.7635 | 93841.0883 | 28764.6174 | 27325.2521 | 8942.1089 | 117.2249 | 8824.8844 | 0 | 150.467 | 140.1814
AirCldRecipChlr-0.95kwpton | DEER2023 |  | 2022-03-14 18:21:41+00 | Any | Nrs | Rec | CZ11 | cAVVG | Cap-Tons | 119.908 | 60654.5781 | None | 789836.4219 | 161353.625 | 419568.5938 | 0 | 107894.2227 | 0 | 7272.6437 | 93747.1543 | 26093.7808 | 35940.3848 | 12909.7322 | 117.2249 | 12792.5123 | 0 | 182.8295 | 177.225
AirCldRecipChlr-1.407kwpton | DEER2023 |  | 2022-03-14 18:21:41+00 | Any | Nrs | Rec | CZ11 | cAVVG | Cap-Tons | 1 | 60654.5781 | None | 841739.125 | 161353.625 | 419568.5938 | 0 | 159796.9453 | 0 | 7272.6437 | 93747.1543 | 26093.7808 | 35940.3848 | 12909.7322 | 117.2249 | 12792.5123 | 0 | 221.8272 | 214.7265
AirCldScrewChlr-0.95kwpton | DEER2023 |  | 2022-03-14 19:29:42+00 | Any | Nrs | Rec | CZ11 | cAVVG | Cap-Tons | 119.908 | 60654.5781 | None | 809259.5 | 161353.625 | 419568.5938 | 0 | 127293.5508 | 0 | 7296.3351 | 93747.1543 | 26093.7808 | 35940.3848 | 12909.7424 | 117.2249 | 12792.5123 | 0 | 189.4377 | 183.6045
AirCldScrewChlr-1.407kwpton | DEER2023 |  | 2022-03-14 19:29:42+00 | Any | Nrs | Rec | CZ11 | cAVVG | Cap-Tons | 1 | 60654.5781 | None | 870494.4688 | 161353.625 | 419568.5938 | 0 | 188528.4961 | 0 | 7296.3351 | 93747.1543 | 26093.7808 | 35940.3848 | 12909.7424 | 117.2249 | 12792.5123 | 0 | 231.6178 | 224.1732
AirCldScrewChlr-0.99kwpton-VarSpd | DEER2023 |  | 2022-03-14 20:36:10+00 | Any | Nrs | Rec | CZ11 | cAVVG | Cap-Tons | 119.908 | 60654.5781 | None | 814619.3125 | 161353.625 | 419568.5938 | 0 | 132653.3203 | 0 | 7296.3351 | 93747.1543 | 26093.7808 | 35940.3848 | 12909.7424 | 117.2249 | 12792.5123 | 0 | 193.1293 | 187.1558
AirCldScrewChlr-1.407kwpton-VarSpd | DEER2023 |  | 2022-03-14 20:36:10+00 | Any | Nrs | Rec | CZ11 | cAVVG | Cap-Tons | 1 | 60654.5781 | None | 870494.4688 | 161353.625 | 419568.5938 | 0 | 188528.4961 | 0 | 7296.3351 | 93747.1543 | 26093.7808 | 35940.3848 | 12909.7424 | 117.2249 | 12792.5123 | 0 | 231.6178 | 224.1732
WtrCldCentChlr-Conv-0.42kwpton | DEER2023 |  | 2022-03-14 21:09:18+00 | Any | Nrs | Rec | CZ11 | cWVVG | Cap-Tons | 119.908 | 60654.5781 | None | 771770.9062 | 161353.625 | 419568.5938 | 0 | 71003.7441 | 818.4105 | 25279.2021 | 93747.166 | 26093.7808 | 35940.3848 | 12909.7424 | 117.2249 | 12792.5226 | 0 | 145.3115 | 141.6093
WtrCldCentChlr-Conv-0.748kwpton | DEER2023 |  | 2022-03-14 21:09:18+00 | Any | Nrs | Rec | CZ11 | cWVVG | Cap-Tons | 1 | 60654.5781 | None | 827175.2031 | 161353.625 | 419568.5938 | 0 | 126399.8262 | 851.8603 | 25254.0054 | 93747.166 | 26093.7808 | 35940.3848 | 12909.7424 | 117.2249 | 12792.5226 | 0 | 173.5665 | 169.104
WtrCldCentChlr-Conv-1Cmp-0.439kwpton-VarSpd-CndRlf | DEER2023 |  | 2022-03-14 22:16:50+00 | Any | Nrs | Rec | CZ11 | cWVVG | Cap-Tons | 119.908 | 60654.5781 | None | 740469.3125 | 161353.625 | 419568.5938 | 0 | 39671.8281 | 1882.508 | 24245.3184 | 93747.207 | 26093.7808 | 35940.3848 | 12909.7245 | 117.2249 | 12792.5021 | 0 | 131.469 | 128.263
WtrCldCentChlr-Conv-1Cmp-0.748kwpton-VarSpd-CndRlf | DEER2023 |  | 2022-03-14 22:16:50+00 | Any | Nrs | Rec | CZ11 | cWVVG | Cap-Tons | 1 | 60654.5781 | None | 768034.5469 | 161353.625 | 419568.5938 | 0 | 67348.7803 | 1905.3548 | 24110.7471 | 93747.207 | 26093.7808 | 35940.3848 | 12909.7245 | 117.2249 | 12792.5021 | 0 | 146.5795 | 143.0857
WtrCldCentChlr-NoFric-1Cmp-0.439kwpton-VarSpd-CndRlf | DEER2023 |  | 2022-03-14 22:54:12+00 | Any | Nrs | Rec | CZ11 | cWVVG | Cap-Tons | 119.908 | 60654.5781 | None | 740783.6406 | 161353.625 | 419568.5938 | 0 | 39865.4062 | 1893.7267 | 24354.7544 | 93747.1953 | 26093.7808 | 35940.3848 | 12909.7245 | 117.2249 | 12792.5046 | 0 | 134.1538 | 130.8
WtrCldCentChlr-NoFric-1Cmp-0.748kwpton-VarSpd-CndRlf | DEER2023 |  | 2022-03-14 22:54:12+00 | Any | Nrs | Rec | CZ11 | cWVVG | Cap-Tons | 1 | 60654.5781 | None | 768584.25 | 161353.625 | 419568.5938 | 0 | 67783.0195 | 1922.1917 | 24209.4326 | 93747.1953 | 26093.7808 | 35940.3848 | 12909.7245 | 117.2249 | 12792.5046 | 0 | 151.1585 | 147.41
WtrCldCentChlr-NoFric-2Cmp-0.439kwpton-VarSpd-CndRlf | DEER2023 |  | 2022-03-14 23:25:13+00 | Any | Nrs | Rec | CZ11 | cWVVG | Cap-Tons | 119.908 | 60654.5781 | None | 740743.4219 | 161353.625 | 419568.5938 | 0 | 39919.6826 | 1896.1402 | 24257.9297 | 93747.1953 | 26093.7808 | 35940.3848 | 12909.7245 | 117.2249 | 12792.5046 | 0 | 134.8805 | 131.4857
WtrCldCentChlr-NoFric-2Cmp-0.748kwpton-VarSpd-CndRlf | DEER2023 |  | 2022-03-14 23:25:13+00 | Any | Nrs | Rec | CZ11 | cWVVG | Cap-Tons | 1 | 60654.5781 | None | 768532.7812 | 161353.625 | 419568.5938 | 0 | 67888.1191 | 1926.3857 | 24048.6948 | 93747.1953 | 26093.7808 | 35940.3848 | 12909.7245 | 117.2249 | 12792.5046 | 0 | 152.398 | 148.579
WtrCldRecipChlr-0.42kwpton | DEER2023 |  | 2022-03-14 23:49:47+00 | Any | Nrs | Rec | CZ11 | cWVVG | Cap-Tons | 119.908 | 60654.5781 | None | 758154.0781 | 161353.625 | 419568.5938 | 0 | 56490.0625 | 837.6059 | 26156.8076 | 93747.1348 | 26093.7808 | 35940.3848 | 12909.768 | 117.2249 | 12792.5405 | 0 | 142.338 | 138.9437
WtrCldRecipChlr-0.748kwpton | DEER2023 |  | 2022-03-14 23:49:47+00 | Any | Nrs | Rec | CZ11 | cWVVG | Cap-Tons | 1 | 60654.5781 | None | 802076.9844 | 161353.625 | 419568.5938 | 0 | 100467.9355 | 863.1505 | 26076.3228 | 93747.1348 | 26093.7808 | 35940.3848 | 12909.768 | 117.2249 | 12792.5405 | 0 | 168.2577 | 164.2198
WtrCldScrewChlr-0.42kwpton | DEER2023 |  | 2022-03-15 00:09:29+00 | Any | Nrs | Rec | CZ11 | cWVVG | Cap-Tons | 119.908 | 60654.5781 | None | 761171.7031 | 161353.625 | 419568.5938 | 0 | 59672.8086 | 849.2408 | 25980.1445 | 93747.1348 | 26093.7808 | 35940.3848 | 12909.768 | 117.2249 | 12792.5405 | 0 | 145.8988 | 142.4835
WtrCldScrewChlr-0.748kwpton | DEER2023 |  | 2022-03-15 00:09:29+00 | Any | Nrs | Rec | CZ11 | cWVVG | Cap-Tons | 1 | 60654.5781 | None | 807032.7031 | 161353.625 | 419568.5938 | 0 | 105747.5762 | 883.1437 | 25732.4004 | 93747.1348 | 26093.7808 | 35940.3848 | 12909.768 | 117.2249 | 12792.5405 | 0 | 174.5998 | 170.5232
WtrCldScrewChlr-0.439kwpton-VarSpd | DEER2023 |  | 2022-03-15 00:41:21+00 | Any | Nrs | Rec | CZ11 | cWVVG | Cap-Tons | 119.908 | 60654.5781 | None | 746624.4375 | 161353.625 | 419568.5938 | 0 | 45120.7021 | 816.5106 | 26017.5576 | 93747.1348 | 26093.7808 | 35940.3848 | 12909.768 | 117.2249 | 12792.5405 | 0 | 136.3082 | 133.0998
WtrCldScrewChlr-0.748kwpton-VarSpd | DEER2023 |  | 2022-03-15 00:41:21+00 | Any | Nrs | Rec | CZ11 | cWVVG | Cap-Tons | 1 | 60654.5781 | None | 777973.5625 | 161353.625 | 419568.5938 | 0 | 76619.2637 | 825.4154 | 25859.1958 | 93747.1348 | 26093.7808 | 35940.3848 | 12909.768 | 117.2249 | 12792.5405 | 0 | 155.429 | 151.7678
AirCldRecipChlr-0.95kwpton | DEER2023 |  | 2022-03-14 18:21:41+00 | Any | Nrs | Rec | CZ12 | cAVVG | Cap-Tons | 110.8356 | 60654.5781 | None | 755803.0777 | 161374.5717 | 419568.5938 | 0 | 75311.1012 | 0 | 5890.0207 | 93658.0535 | 21662.9066 | 38866.1966 | 13004.3054 | 117.2249 | 12887.0856 | 0 | 173.1096 | 165.6765
AirCldRecipChlr-1.407kwpton | DEER2023 |  | 2022-03-14 18:21:41+00 | Any | Nrs | Rec | CZ12 | cAVVG | Cap-Tons | 1 | 60654.5781 | None | 792031.5591 | 161374.5717 | 419568.5938 | 0 | 111539.6588 | 0 | 5890.0207 | 93658.0535 | 21662.9066 | 38866.1966 | 13004.3054 | 117.2249 | 12887.0856 | 0 | 207.7717 | 197.8731
AirCldScrewChlr-0.95kwpton | DEER2023 |  | 2022-03-14 19:29:42+00 | Any | Nrs | Rec | CZ12 | cAVVG | Cap-Tons | 110.8356 | 60654.5781 | None | 771930.9436 | 161374.5717 | 419568.5938 | 0 | 91414.5128 | 0 | 5914.5137 | 93658.0535 | 21662.9066 | 38866.1966 | 13004.3147 | 117.2249 | 12887.0923 | 0 | 178.7913 | 170.7915
AirCldScrewChlr-1.407kwpton | DEER2023 |  | 2022-03-14 19:29:42+00 | Any | Nrs | Rec | CZ12 | cAVVG | Cap-Tons | 1 | 60654.5781 | None | 815905.961 | 161374.5717 | 419568.5938 | 0 | 135389.661 | 0 | 5914.5137 | 93658.0535 | 21662.9066 | 38866.1966 | 13004.3147 | 117.2249 | 12887.0923 | 0 | 216.1858 | 205.4491
AirCldScrewChlr-0.99kwpton-VarSpd | DEER2023 |  | 2022-03-14 20:36:10+00 | Any | Nrs | Rec | CZ12 | cAVVG | Cap-Tons | 110.8356 | 60654.5781 | None | 775779.9205 | 161374.5717 | 419568.5938 | 0 | 95263.5562 | 0 | 5914.5137 | 93658.0535 | 21662.9066 | 38866.1966 | 13004.3147 | 117.2249 | 12887.0923 | 0 | 182.0646 | 173.8252
AirCldScrewChlr-1.407kwpton-VarSpd | DEER2023 |  | 2022-03-14 20:36:10+00 | Any | Nrs | Rec | CZ12 | cAVVG | Cap-Tons | 1 | 60654.5781 | None | 815905.961 | 161374.5717 | 419568.5938 | 0 | 135389.661 | 0 | 5914.5137 | 93658.0535 | 21662.9066 | 38866.1966 | 13004.3147 | 117.2249 | 12887.0923 | 0 | 216.1858 | 205.4491
WtrCldCentChlr-Conv-0.42kwpton | DEER2023 |  | 2022-03-14 21:09:18+00 | Any | Nrs | Rec | CZ12 | cWVVG | Cap-Tons | 110.8356 | 60654.5781 | None | 750300.6392 | 161374.5717 | 419568.5938 | 0 | 54043.3791 | 781.9415 | 20873.4349 | 93658.0711 | 21662.9066 | 38866.1966 | 13004.3147 | 117.2249 | 12887.0923 | 0 | 141.5942 | 137.0434
WtrCldCentChlr-Conv-0.748kwpton | DEER2023 |  | 2022-03-14 21:09:18+00 | Any | Nrs | Rec | CZ12 | cWVVG | Cap-Tons | 1 | 60654.5781 | None | 792449.9926 | 161374.5717 | 419568.5938 | 0 | 96187.1799 | 814.2113 | 20846.6631 | 93658.0711 | 21662.9066 | 38866.1966 | 13004.3147 | 117.2249 | 12887.0923 | 0 | 167.6917 | 161.7379
WtrCldCentChlr-Conv-1Cmp-0.439kwpton-VarSpd-CndRlf | DEER2023 |  | 2022-03-14 22:16:50+00 | Any | Nrs | Rec | CZ12 | cWVVG | Cap-Tons | 110.8356 | 60654.5781 | None | 726377.646 | 161374.5717 | 419568.5938 | 0 | 29035.1817 | 2201.0113 | 20539.5579 | 93658.077 | 21662.9066 | 38866.1966 | 13004.308 | 117.2249 | 12887.0779 | 0 | 130.7269 | 126.7297
WtrCldCentChlr-Conv-1Cmp-0.748kwpton-VarSpd-CndRlf | DEER2023 |  | 2022-03-14 22:16:50+00 | Any | Nrs | Rec | CZ12 | cWVVG | Cap-Tons | 1 | 60654.5781 | None | 746604.9848 | 161374.5717 | 419568.5938 | 0 | 49277.5834 | 2237.167 | 20488.379 | 93658.077 | 21662.9066 | 38866.1966 | 13004.308 | 117.2249 | 12887.0779 | 0 | 145.304 | 140.4504
WtrCldCentChlr-NoFric-1Cmp-0.439kwpton-VarSpd-CndRlf | DEER2023 |  | 2022-03-14 22:54:12+00 | Any | Nrs | Rec | CZ12 | cWVVG | Cap-Tons | 110.8356 | 60654.5781 | None | 726073.7801 | 161374.5717 | 419568.5938 | 0 | 28663.927 | 2210.2867 | 20597.72 | 93658.077 | 21662.9066 | 38866.1966 | 13004.3054 | 117.2249 | 12887.0856 | 0 | 133.2582 | 129.0457
WtrCldCentChlr-NoFric-1Cmp-0.748kwpton-VarSpd-CndRlf | DEER2023 |  | 2022-03-14 22:54:12+00 | Any | Nrs | Rec | CZ12 | cWVVG | Cap-Tons | 1 | 60654.5781 | None | 746130.735 | 161374.5717 | 419568.5938 | 0 | 48741.6322 | 2251.1517 | 20536.1485 | 93658.077 | 21662.9066 | 38866.1966 | 13004.3054 | 117.2249 | 12887.0856 | 0 | 149.6174 | 144.3932
WtrCldCentChlr-NoFric-2Cmp-0.439kwpton-VarSpd-CndRlf | DEER2023 |  | 2022-03-14 23:25:13+00 | Any | Nrs | Rec | CZ12 | cWVVG | Cap-Tons | 110.8356 | 60654.5781 | None | 726010.4603 | 161374.5717 | 419568.5938 | 0 | 28643.8556 | 2212.708 | 20551.9963 | 93658.077 | 21662.9066 | 38866.1966 | 13004.3054 | 117.2249 | 12887.0856 | 0 | 133.9102 | 129.6447
WtrCldCentChlr-NoFric-2Cmp-0.748kwpton-VarSpd-CndRlf | DEER2023 |  | 2022-03-14 23:25:13+00 | Any | Nrs | Rec | CZ12 | cWVVG | Cap-Tons | 1 | 60654.5781 | None | 746054.9243 | 161374.5717 | 419568.5938 | 0 | 48714.8149 | 2255.308 | 20482.8326 | 93658.077 | 21662.9066 | 38866.1966 | 13004.3054 | 117.2249 | 12887.0856 | 0 | 150.728 | 145.4147
WtrCldRecipChlr-0.42kwpton | DEER2023 |  | 2022-03-14 23:49:47+00 | Any | Nrs | Rec | CZ12 | cWVVG | Cap-Tons | 110.8356 | 60654.5781 | None | 738794.694 | 161374.5717 | 419568.5938 | 0 | 41796.5057 | 803.9881 | 21592.3982 | 93658.0379 | 21662.9066 | 38866.1966 | 13004.3403 | 117.2249 | 12887.1179 | 0 | 139.013 | 134.7275
WtrCldRecipChlr-0.748kwpton | DEER2023 |  | 2022-03-14 23:49:47+00 | Any | Nrs | Rec | CZ12 | cWVVG | Cap-Tons | 1 | 60654.5781 | None | 771306.2926 | 161374.5717 | 419568.5938 | 0 | 74323.5863 | 828.963 | 21551.9192 | 93658.0379 | 21662.9066 | 38866.1966 | 13004.3403 | 117.2249 | 12887.1179 | 0 | 163.0184 | 157.478
WtrCldScrewChlr-0.42kwpton | DEER2023 |  | 2022-03-15 00:09:29+00 | Any | Nrs | Rec | CZ12 | cWVVG | Cap-Tons | 110.8356 | 60654.5781 | None | 739548.2894 | 161374.5717 | 419568.5938 | 0 | 42630.4734 | 812.6987 | 21503.2881 | 93658.0379 | 21662.9066 | 38866.1966 | 13004.3403 | 117.2249 | 12887.1179 | 0 | 141.8737 | 137.4581
WtrCldScrewChlr-0.748kwpton | DEER2023 |  | 2022-03-15 00:09:29+00 | Any | Nrs | Rec | CZ12 | cWVVG | Cap-Tons | 1 | 60654.5781 | None | 772254.3898 | 161374.5717 | 419568.5938 | 0 | 75413.7056 | 844.1734 | 21394.88 | 93658.0379 | 21662.9066 | 38866.1966 | 13004.3403 | 117.2249 | 12887.1179 | 0 | 168.1124 | 162.3434
WtrCldScrewChlr-0.439kwpton-VarSpd | DEER2023 |  | 2022-03-15 00:41:21+00 | Any | Nrs | Rec | CZ12 | cWVVG | Cap-Tons | 110.8356 | 60654.5781 | None | 730513.8082 | 161374.5717 | 419568.5938 | 0 | 33613.9705 | 785.5692 | 21512.4149 | 93658.0379 | 21662.9066 | 38866.1966 | 13004.3403 | 117.2249 | 12887.1179 | 0 | 133.5882 | 129.6407
WtrCldScrewChlr-0.748kwpton-VarSpd | DEER2023 |  | 2022-03-15 00:41:21+00 | Any | Nrs | Rec | CZ12 | cWVVG | Cap-Tons | 1 | 60654.5781 | None | 753911.3626 | 161374.5717 | 419568.5938 | 0 | 57056.3784 | 795.5523 | 21457.7021 | 93658.0379 | 21662.9066 | 38866.1966 | 13004.3403 | 117.2249 | 12887.1179 | 0 | 151.4116 | 146.5317
AirCldRecipChlr-0.95kwpton | DEER2023 |  | 2022-03-14 18:21:41+00 | Any | Nrs | Rec | CZ13 | cAVVG | Cap-Tons | 120.4209 | 60654.5781 | None | 803773.8038 | 161327.0268 | 419568.5938 | 0 | 121291.537 | 0 | 7715.4566 | 93870.9228 | 29675.2443 | 31625.7084 | 11304.2511 | 117.2249 | 11187.0313 | 0 | 183.3608 | 174.9362
AirCldRecipChlr-1.407kwpton | DEER2023 |  | 2022-03-14 18:21:41+00 | Any | Nrs | Rec | CZ13 | cAVVG | Cap-Tons | 1 | 60654.5781 | None | 862121.4297 | 161327.0268 | 419568.5938 | 0 | 179639.1707 | 0 | 7715.4566 | 93870.9228 | 29675.2443 | 31625.7084 | 11304.2511 | 117.2249 | 11187.0313 | 0 | 222.6255 | 211.5865
AirCldScrewChlr-0.95kwpton | DEER2023 |  | 2022-03-14 19:29:42+00 | Any | Nrs | Rec | CZ13 | cAVVG | Cap-Tons | 120.4209 | 60654.5781 | None | 825201.9321 | 161327.0268 | 419568.5938 | 0 | 142648.2686 | 0 | 7786.7463 | 93870.9091 | 29675.2443 | 31625.7084 | 11304.2588 | 117.2249 | 11187.0287 | 0 | 189.6945 | 180.9422
AirCldScrewChlr-1.407kwpton | DEER2023 |  | 2022-03-14 19:29:42+00 | Any | Nrs | Rec | CZ13 | cAVVG | Cap-Tons | 1 | 60654.5781 | None | 893823.2196 | 161327.0268 | 419568.5938 | 0 | 211269.5794 | 0 | 7786.7463 | 93870.9091 | 29675.2443 | 31625.7084 | 11304.2588 | 117.2249 | 11187.0287 | 0 | 232.0072 | 220.4817
AirCldScrewChlr-0.99kwpton-VarSpd | DEER2023 |  | 2022-03-14 20:36:10+00 | Any | Nrs | Rec | CZ13 | cAVVG | Cap-Tons | 120.4209 | 60654.5781 | None | 831208.1866 | 161327.0268 | 419568.5938 | 0 | 148654.5073 | 0 | 7786.7463 | 93870.9091 | 29675.2443 | 31625.7084 | 11304.2588 | 117.2249 | 11187.0287 | 0 | 193.3981 | 184.4029
AirCldScrewChlr-1.407kwpton-VarSpd | DEER2023 |  | 2022-03-14 20:36:10+00 | Any | Nrs | Rec | CZ13 | cAVVG | Cap-Tons | 1 | 60654.5781 | None | 893823.2196 | 161327.0268 | 419568.5938 | 0 | 211269.5794 | 0 | 7786.7463 | 93870.9091 | 29675.2443 | 31625.7084 | 11304.2588 | 117.2249 | 11187.0287 | 0 | 232.0072 | 220.4817
WtrCldCentChlr-Conv-0.42kwpton | DEER2023 |  | 2022-03-14 21:09:18+00 | Any | Nrs | Rec | CZ13 | cWVVG | Cap-Tons | 120.4209 | 60654.5781 | None | 784053.3158 | 161327.0268 | 419568.5938 | 0 | 80016.8813 | 1290.4695 | 27979.0339 | 93870.9267 | 29675.2443 | 31625.7084 | 11304.269 | 117.2249 | 11187.0415 | 0 | 146.4772 | 141.4234
WtrCldCentChlr-Conv-0.748kwpton | DEER2023 |  | 2022-03-14 21:09:18+00 | Any | Nrs | Rec | CZ13 | cWVVG | Cap-Tons | 1 | 60654.5781 | None | 846493.9629 | 161327.0268 | 419568.5938 | 0 | 142450.1219 | 1345.1302 | 27931.7886 | 93870.9267 | 29675.2443 | 31625.7084 | 11304.269 | 117.2249 | 11187.0415 | 0 | 175.2394 | 168.8011
WtrCldCentChlr-Conv-1Cmp-0.439kwpton-VarSpd-CndRlf | DEER2023 |  | 2022-03-14 22:16:50+00 | Any | Nrs | Rec | CZ13 | cWVVG | Cap-Tons | 120.4209 | 60654.5781 | None | 749299.5586 | 161327.0268 | 419568.5938 | 0 | 43534.9735 | 3511.6605 | 27485.9433 | 93870.9345 | 29675.2443 | 31625.7084 | 11304.2613 | 117.2249 | 11187.0313 | 0 | 135.0085 | 130.3034
WtrCldCentChlr-Conv-1Cmp-0.748kwpton-VarSpd-CndRlf | DEER2023 |  | 2022-03-14 22:16:50+00 | Any | Nrs | Rec | CZ13 | cWVVG | Cap-Tons | 1 | 60654.5781 | None | 779723.4044 | 161327.0268 | 419568.5938 | 0 | 73971.8077 | 3577.1438 | 27407.6463 | 93870.9345 | 29675.2443 | 31625.7084 | 11304.2613 | 117.2249 | 11187.0313 | 0 | 151.3673 | 145.7827
WtrCldCentChlr-NoFric-1Cmp-0.439kwpton-VarSpd-CndRlf | DEER2023 |  | 2022-03-14 22:54:12+00 | Any | Nrs | Rec | CZ13 | cWVVG | Cap-Tons | 120.4209 | 60654.5781 | None | 750394.6536 | 161327.0268 | 419568.5938 | 0 | 44536.7531 | 3528.9011 | 27562.3082 | 93870.9345 | 29675.2443 | 31625.7084 | 11304.2613 | 117.2249 | 11187.0313 | 0 | 137.7525 | 132.8714
WtrCldCentChlr-NoFric-1Cmp-0.748kwpton-VarSpd-CndRlf | DEER2023 |  | 2022-03-14 22:54:12+00 | Any | Nrs | Rec | CZ13 | cWVVG | Cap-Tons | 1 | 60654.5781 | None | 781642.7302 | 161327.0268 | 419568.5938 | 0 | 75784.7422 | 3603.0892 | 27488.0913 | 93870.9345 | 29675.2443 | 31625.7084 | 11304.2613 | 117.2249 | 11187.0313 | 0 | 155.9638 | 150.1591
WtrCldCentChlr-NoFric-2Cmp-0.439kwpton-VarSpd-CndRlf | DEER2023 |  | 2022-03-14 23:25:13+00 | Any | Nrs | Rec | CZ13 | cWVVG | Cap-Tons | 120.4209 | 60654.5781 | None | 750821.3361 | 161327.0268 | 419568.5938 | 0 | 45004.0021 | 3533.237 | 27517.3063 | 93870.9345 | 29675.2443 | 31625.7084 | 11304.2613 | 117.2249 | 11187.0313 | 0 | 138.477 | 133.5221
WtrCldCentChlr-NoFric-2Cmp-0.748kwpton-VarSpd-CndRlf | DEER2023 |  | 2022-03-14 23:25:13+00 | Any | Nrs | Rec | CZ13 | cWVVG | Cap-Tons | 1 | 60654.5781 | None | 782322.6262 | 161327.0268 | 419568.5938 | 0 | 76575.1511 | 3610.5757 | 27370.0238 | 93870.9345 | 29675.2443 | 31625.7084 | 11304.2613 | 117.2249 | 11187.0313 | 0 | 157.2018 | 151.2714
WtrCldRecipChlr-0.42kwpton | DEER2023 |  | 2022-03-14 23:49:47+00 | Any | Nrs | Rec | CZ13 | cWVVG | Cap-Tons | 120.4209 | 60654.5781 | None | 769328.5521 | 161327.0268 | 419568.5938 | 0 | 64288.7692 | 1315.8051 | 28957.2826 | 93870.8818 | 29675.2443 | 31625.7084 | 11304.286 | 117.2249 | 11187.0661 | 0 | 143.6404 | 138.5982
WtrCldRecipChlr-0.748kwpton | DEER2023 |  | 2022-03-14 23:49:47+00 | Any | Nrs | Rec | CZ13 | cWVVG | Cap-Tons | 1 | 60654.5781 | None | 819386.8891 | 161327.0268 | 419568.5938 | 0 | 114367.2482 | 1358.2032 | 28894.5871 | 93870.8818 | 29675.2443 | 31625.7084 | 11304.286 | 117.2249 | 11187.0661 | 0 | 170.1896 | 163.7701
WtrCldScrewChlr-0.42kwpton | DEER2023 |  | 2022-03-15 00:09:29+00 | Any | Nrs | Rec | CZ13 | cWVVG | Cap-Tons | 120.4209 | 60654.5781 | None | 772630.7853 | 161327.0268 | 419568.5938 | 0 | 67676.5889 | 1329.9212 | 28857.5466 | 93870.8818 | 29675.2443 | 31625.7084 | 11304.2885 | 117.2249 | 11187.0661 | 0 | 146.8491 | 141.6967
WtrCldScrewChlr-0.748kwpton | DEER2023 |  | 2022-03-15 00:09:29+00 | Any | Nrs | Rec | CZ13 | cWVVG | Cap-Tons | 1 | 60654.5781 | None | 824865.209 | 161327.0268 | 419568.5938 | 0 | 119990.8144 | 1382.6472 | 28725.0254 | 93870.8818 | 29675.2443 | 31625.7084 | 11304.2885 | 117.2249 | 11187.0661 | 0 | 175.9055 | 169.2865
WtrCldScrewChlr-0.439kwpton-VarSpd | DEER2023 |  | 2022-03-15 00:41:21+00 | Any | Nrs | Rec | CZ13 | cWVVG | Cap-Tons | 120.4209 | 60654.5781 | None | 756534.2406 | 161327.0268 | 419568.5938 | 0 | 51575.0268 | 1287.925 | 28904.5067 | 93870.8818 | 29675.2443 | 31625.7084 | 11304.2885 | 117.2249 | 11187.0661 | 0 | 137.9293 | 133.085
WtrCldScrewChlr-0.748kwpton-VarSpd | DEER2023 |  | 2022-03-15 00:41:21+00 | Any | Nrs | Rec | CZ13 | cWVVG | Cap-Tons | 1 | 60654.5781 | None | 792513.7489 | 161327.0268 | 419568.5938 | 0 | 87631.8738 | 1306.6744 | 28808.3416 | 93870.8818 | 29675.2443 | 31625.7084 | 11304.2885 | 117.2249 | 11187.0661 | 0 | 157.8333 | 151.8897
AirCldRecipChlr-0.95kwpton | DEER2023 |  | 2022-03-14 18:21:41+00 | Any | Nrs | Rec | CZ14 | cAVVG | Cap-Tons | 121.9876 | 60654.5781 | None | 791151.9867 | 161188.0067 | 419568.5938 | 0 | 109176.4727 | 0 | 7388.8933 | 93829.6326 | 27317.4024 | 34567.0959 | 13947.8253 | 117.2249 | 13830.5953 | 0 | 182.2411 | 167.3246
AirCldRecipChlr-1.407kwpton | DEER2023 |  | 2022-03-14 18:21:41+00 | Any | Nrs | Rec | CZ14 | cAVVG | Cap-Tons | 1 | 60654.5781 | None | 843671.5067 | 161188.0067 | 419568.5938 | 0 | 161696.0452 | 0 | 7388.8933 | 93829.6326 | 27317.4024 | 34567.0959 | 13947.8253 | 117.2249 | 13830.5953 | 0 | 220.9881 | 200.3306
AirCldScrewChlr-0.95kwpton | DEER2023 |  | 2022-03-14 19:29:42+00 | Any | Nrs | Rec | CZ14 | cAVVG | Cap-Tons | 121.9876 | 60654.5781 | None | 811398.7067 | 161188.0067 | 419568.5938 | 0 | 129386.8584 | 0 | 7425.2636 | 93829.6306 | 27317.4024 | 34567.0959 | 13947.8279 | 117.2249 | 13830.6055 | 0 | 189.0838 | 173.3368
AirCldScrewChlr-1.407kwpton | DEER2023 |  | 2022-03-14 19:29:42+00 | Any | Nrs | Rec | CZ14 | cAVVG | Cap-Tons | 1 | 60654.5781 | None | 873640.565 | 161188.0067 | 419568.5938 | 0 | 191628.7629 | 0 | 7425.2636 | 93829.6306 | 27317.4024 | 34567.0959 | 13947.8279 | 117.2249 | 13830.6055 | 0 | 231.1214 | 209.2349
AirCldScrewChlr-0.99kwpton-VarSpd | DEER2023 |  | 2022-03-14 20:36:10+00 | Any | Nrs | Rec | CZ14 | cAVVG | Cap-Tons | 121.9876 | 60654.5781 | None | 816846.5317 | 161188.0067 | 419568.5938 | 0 | 134834.7131 | 0 | 7425.2636 | 93829.6306 | 27317.4024 | 34567.0959 | 13947.8279 | 117.2249 | 13830.6055 | 0 | 192.7632 | 176.4788
AirCldScrewChlr-1.407kwpton-VarSpd | DEER2023 |  | 2022-03-14 20:36:10+00 | Any | Nrs | Rec | CZ14 | cAVVG | Cap-Tons | 1 | 60654.5781 | None | 873640.565 | 161188.0067 | 419568.5938 | 0 | 191628.7629 | 0 | 7425.2636 | 93829.6306 | 27317.4024 | 34567.0959 | 13947.8279 | 117.2249 | 13830.6055 | 0 | 231.1214 | 209.2349
WtrCldCentChlr-Conv-0.42kwpton | DEER2023 |  | 2022-03-14 21:09:18+00 | Any | Nrs | Rec | CZ14 | cWVVG | Cap-Tons | 122.0109 | 60654.5781 | None | 772776.7733 | 161188.0067 | 419568.5938 | 0 | 72356.0394 | 467.3435 | 25366.7598 | 93829.6735 | 27316.9168 | 34567.0959 | 13947.8203 | 117.2249 | 13830.5902 | 0 | 145.6532 | 138.3216
WtrCldCentChlr-Conv-0.748kwpton | DEER2023 |  | 2022-03-14 21:09:18+00 | Any | Nrs | Rec | CZ14 | cWVVG | Cap-Tons | 1 | 60654.5781 | None | 829224.6783 | 161188.0067 | 419568.5938 | 0 | 128769.7735 | 484.5208 | 25383.7451 | 93829.6619 | 27316.9168 | 34567.0959 | 13947.8203 | 117.2249 | 13830.5902 | 0 | 174.2847 | 164.1669
WtrCldCentChlr-Conv-1Cmp-0.439kwpton-VarSpd-CndRlf | DEER2023 |  | 2022-03-14 22:16:50+00 | Any | Nrs | Rec | CZ14 | cWVVG | Cap-Tons | 122.0109 | 60654.5781 | None | 740602.3467 | 161188.0067 | 419568.5938 | 0 | 41471.324 | 930.8402 | 23613.4839 | 93829.7671 | 27317.0841 | 34567.0959 | 13947.7752 | 117.2249 | 13830.5554 | 0 | 130.8369 | 125.376
WtrCldCentChlr-Conv-1Cmp-0.748kwpton-VarSpd-CndRlf | DEER2023 |  | 2022-03-14 22:16:50+00 | Any | Nrs | Rec | CZ14 | cWVVG | Cap-Tons | 1 | 60654.5781 | None | 769238.365 | 161188.0067 | 419568.5938 | 0 | 70256.6862 | 934.7872 | 23460.1349 | 93829.7651 | 27317.0841 | 34567.0959 | 13947.7752 | 117.2249 | 13830.5554 | 0 | 145.9009 | 139.6748
WtrCldCentChlr-NoFric-1Cmp-0.439kwpton-VarSpd-CndRlf | DEER2023 |  | 2022-03-14 22:54:12+00 | Any | Nrs | Rec | CZ14 | cWVVG | Cap-Tons | 122.0109 | 60654.5781 | None | 740340.3867 | 161188.0067 | 419568.5938 | 0 | 41135.8017 | 933.8725 | 23683.9376 | 93829.7671 | 27317.0841 | 34567.0959 | 13947.7752 | 117.2249 | 13830.5477 | 0 | 133.4272 | 127.3023
WtrCldCentChlr-NoFric-1Cmp-0.748kwpton-VarSpd-CndRlf | DEER2023 |  | 2022-03-14 22:54:12+00 | Any | Nrs | Rec | CZ14 | cWVVG | Cap-Tons | 1 | 60654.5781 | None | 768825.7658 | 161188.0067 | 419568.5938 | 0 | 69806.5184 | 941.5245 | 23491.0242 | 93829.7671 | 27317.0841 | 34567.0959 | 13947.7752 | 117.2249 | 13830.5477 | 0 | 150.3142 | 142.9539
WtrCldCentChlr-NoFric-2Cmp-0.439kwpton-VarSpd-CndRlf | DEER2023 |  | 2022-03-14 23:25:13+00 | Any | Nrs | Rec | CZ14 | cWVVG | Cap-Tons | 122.0109 | 60654.5781 | None | 739685.065 | 161188.0067 | 419568.5938 | 0 | 40657.2161 | 934.8706 | 23506.0783 | 93829.7671 | 27317.0841 | 34567.0959 | 13947.7752 | 117.2249 | 13830.5477 | 0 | 133.9756 | 127.7661
WtrCldCentChlr-NoFric-2Cmp-0.748kwpton-VarSpd-CndRlf | DEER2023 |  | 2022-03-14 23:25:13+00 | Any | Nrs | Rec | CZ14 | cWVVG | Cap-Tons | 1 | 60654.5781 | None | 767827.4117 | 161188.0067 | 419568.5938 | 0 | 69049.1421 | 943.2718 | 23248.2664 | 93829.7671 | 27317.0841 | 34567.0959 | 13947.7752 | 117.2249 | 13830.5477 | 0 | 151.2483 | 143.7439
WtrCldRecipChlr-0.42kwpton | DEER2023 |  | 2022-03-14 23:49:47+00 | Any | Nrs | Rec | CZ14 | cWVVG | Cap-Tons | 122.0109 | 60654.5781 | None | 758220.285 | 161188.0067 | 419568.5938 | 0 | 56669.2664 | 487.6897 | 26476.8363 | 93829.6073 | 27316.9168 | 34567.0959 | 13947.8548 | 117.2249 | 13830.6273 | 0 | 142.1658 | 135.4457
WtrCldRecipChlr-0.748kwpton | DEER2023 |  | 2022-03-14 23:49:47+00 | Any | Nrs | Rec | CZ14 | cWVVG | Cap-Tons | 1 | 60654.5781 | None | 802144.1125 | 161188.0067 | 419568.5938 | 0 | 100710.9929 | 499.6811 | 26346.8264 | 93829.6073 | 27316.9168 | 34567.0959 | 13947.8548 | 117.2249 | 13830.6273 | 0 | 168.0727 | 158.7665
WtrCldScrewChlr-0.42kwpton | DEER2023 |  | 2022-03-15 00:09:29+00 | Any | Nrs | Rec | CZ14 | cWVVG | Cap-Tons | 122.0109 | 60654.5781 | None | 760772.6417 | 161188.0067 | 419568.5938 | 0 | 59572.4444 | 497.0591 | 26116.6287 | 93829.6073 | 27316.9168 | 34567.0959 | 13947.8548 | 117.2249 | 13830.6273 | 0 | 146.3341 | 139.4161
WtrCldScrewChlr-0.748kwpton | DEER2023 |  | 2022-03-15 00:09:29+00 | Any | Nrs | Rec | CZ14 | cWVVG | Cap-Tons | 1 | 60654.5781 | None | 806419.2667 | 161188.0067 | 419568.5938 | 0 | 105470.4524 | 515.8972 | 25846.3483 | 93829.6073 | 27316.9168 | 34567.0959 | 13947.8548 | 117.2249 | 13830.6273 | 0 | 175.4946 | 165.8376
WtrCldScrewChlr-0.439kwpton-VarSpd | DEER2023 |  | 2022-03-15 00:41:21+00 | Any | Nrs | Rec | CZ14 | cWVVG | Cap-Tons | 122.0109 | 60654.5781 | None | 745808.7217 | 161188.0067 | 419568.5938 | 0 | 44549.3401 | 472.0209 | 26200.8202 | 93829.6073 | 27316.9168 | 34567.0959 | 13947.8548 | 117.2249 | 13830.6273 | 0 | 135.7393 | 129.6141
WtrCldScrewChlr-0.748kwpton-VarSpd | DEER2023 |  | 2022-03-15 00:41:21+00 | Any | Nrs | Rec | CZ14 | cWVVG | Cap-Tons | 1 | 60654.5781 | None | 776566.1717 | 161188.0067 | 419568.5938 | 0 | 75513.5446 | 472.6468 | 25993.4276 | 93829.6073 | 27316.9168 | 34567.0959 | 13947.8548 | 117.2249 | 13830.6247 | 0 | 154.566 | 146.5291
AirCldRecipChlr-0.95kwpton | DEER2023 |  | 2022-03-14 18:21:41+00 | Any | Nrs | Rec | CZ15 | cAVVG | Cap-Tons | 157.6442 | 60654.5781 | None | 907997.5625 | 161353.625 | 419568.5938 | 0 | 221335.5547 | 0 | 11301.4302 | 94437.9375 | 44133.707 | 13406.8347 | 4765.8558 | 117.2249 | 4648.6309 | 0 | 211.9553 | 197.9218
AirCldRecipChlr-1.407kwpton | DEER2023 |  | 2022-03-14 18:21:41+00 | Any | Nrs | Rec | CZ15 | cAVVG | Cap-Tons | 1 | 60654.5781 | None | 1014471.1562 | 161353.625 | 419568.5938 | 0 | 327809.6641 | 0 | 11301.4302 | 94437.9375 | 44133.707 | 13406.8347 | 4765.8558 | 117.2249 | 4648.6309 | 0 | 264.1558 | 245.231
AirCldScrewChlr-0.95kwpton | DEER2023 |  | 2022-03-14 19:29:42+00 | Any | Nrs | Rec | CZ15 | cAVVG | Cap-Tons | 157.6442 | 60654.5781 | None | 944077.7031 | 161353.625 | 419568.5938 | 0 | 257424.2734 | 0 | 11292.9124 | 94437.9375 | 44133.707 | 13406.8347 | 4765.859 | 117.2249 | 4648.6338 | 0 | 223.358 | 208.5725
AirCldScrewChlr-1.407kwpton | DEER2023 |  | 2022-03-14 19:29:42+00 | Any | Nrs | Rec | CZ15 | cAVVG | Cap-Tons | 1 | 60654.5781 | None | 1067911.75 | 161353.625 | 419568.5938 | 0 | 381258.8828 | 0 | 11292.9124 | 94437.9375 | 44133.707 | 13406.8347 | 4765.859 | 117.2249 | 4648.6338 | 0 | 281.0405 | 261.0045
AirCldScrewChlr-0.99kwpton-VarSpd | DEER2023 |  | 2022-03-14 20:36:10+00 | Any | Nrs | Rec | CZ15 | cAVVG | Cap-Tons | 157.6442 | 60654.5781 | None | 954916.6094 | 161353.625 | 419568.5938 | 0 | 268263.1719 | 0 | 11292.9124 | 94437.9375 | 44133.707 | 13406.8347 | 4765.859 | 117.2249 | 4648.6338 | 0 | 228.4062 | 213.162
AirCldScrewChlr-1.407kwpton-VarSpd | DEER2023 |  | 2022-03-14 20:36:10+00 | Any | Nrs | Rec | CZ15 | cAVVG | Cap-Tons | 1 | 60654.5781 | None | 1067911.75 | 161353.625 | 419568.5938 | 0 | 381258.8828 | 0 | 11292.9124 | 94437.9375 | 44133.707 | 13406.8347 | 4765.859 | 117.2249 | 4648.6338 | 0 | 281.0405 | 261.0045
WtrCldCentChlr-Conv-0.42kwpton | DEER2023 |  | 2022-03-14 21:09:18+00 | Any | Nrs | Rec | CZ15 | cWVVG | Cap-Tons | 157.6442 | 60654.5781 | None | 855824.4219 | 161353.625 | 419568.5938 | 0 | 136185.4492 | 1168.6948 | 43109.8174 | 94438.1367 | 44133.707 | 13406.8347 | 4765.8167 | 117.2249 | 4648.5913 | 0 | 158.1792 | 149.187
WtrCldCentChlr-Conv-0.748kwpton | DEER2023 |  | 2022-03-14 21:09:18+00 | Any | Nrs | Rec | CZ15 | cWVVG | Cap-Tons | 1 | 60654.5781 | None | 962043.7969 | 161353.625 | 419568.5938 | 0 | 242401.1523 | 1210.3229 | 43071.7734 | 94438.1367 | 44133.707 | 13406.8347 | 4765.817 | 117.2249 | 4648.5913 | 0 | 193.5358 | 181.5557
WtrCldCentChlr-Conv-1Cmp-0.439kwpton-VarSpd-CndRlf | DEER2023 |  | 2022-03-14 22:16:50+00 | Any | Nrs | Rec | CZ15 | cWVVG | Cap-Tons | 157.6442 | 60654.5781 | None | 796476.4062 | 161353.625 | 419568.5938 | 0 | 78846.2734 | 2777.7753 | 39491.5908 | 94438.4219 | 44136.5059 | 13406.8347 | 4765.723 | 117.2249 | 4648.4976 | 0 | 139.3305 | 133.9147
WtrCldCentChlr-Conv-1Cmp-0.748kwpton-VarSpd-CndRlf | DEER2023 |  | 2022-03-14 22:16:50+00 | Any | Nrs | Rec | CZ15 | cWVVG | Cap-Tons | 1 | 60654.5781 | None | 851304.0781 | 161353.625 | 419568.5938 | 0 | 133858.877 | 2802.9424 | 39281.3193 | 94438.4219 | 44136.5059 | 13406.8347 | 4765.723 | 117.2249 | 4648.4976 | 0 | 157.2138 | 152.1445
WtrCldCentChlr-NoFric-1Cmp-0.439kwpton-VarSpd-CndRlf | DEER2023 |  | 2022-03-14 22:54:12+00 | Any | Nrs | Rec | CZ15 | cWVVG | Cap-Tons | 157.6442 | 60654.5781 | None | 796880.1094 | 161353.625 | 419568.5938 | 0 | 79034.6992 | 2787.8103 | 39696.6201 | 94438.4336 | 44136.5059 | 13406.8347 | 4765.722 | 117.2249 | 4648.497 | 0 | 142.5195 | 136.1538
WtrCldCentChlr-NoFric-1Cmp-0.748kwpton-VarSpd-CndRlf | DEER2023 |  | 2022-03-14 22:54:12+00 | Any | Nrs | Rec | CZ15 | cWVVG | Cap-Tons | 1 | 60654.5781 | None | 851951.2969 | 161353.625 | 419568.5938 | 0 | 134318.8496 | 2820.9852 | 39450.5244 | 94438.4336 | 44136.5059 | 13406.8347 | 4765.722 | 117.2249 | 4648.4963 | 0 | 162.656 | 155.959
WtrCldCentChlr-NoFric-2Cmp-0.439kwpton-VarSpd-CndRlf | DEER2023 |  | 2022-03-14 23:25:13+00 | Any | Nrs | Rec | CZ15 | cWVVG | Cap-Tons | 157.6442 | 60654.5781 | None | 796236.4531 | 161353.625 | 419568.5938 | 0 | 78654.6094 | 2790.28 | 39430.5811 | 94438.4336 | 44136.5059 | 13406.8347 | 4765.722 | 117.2249 | 4648.497 | 0 | 143.2127 | 136.7417
WtrCldCentChlr-NoFric-2Cmp-0.748kwpton-VarSpd-CndRlf | DEER2023 |  | 2022-03-14 23:25:13+00 | Any | Nrs | Rec | CZ15 | cWVVG | Cap-Tons | 1 | 60654.5781 | None | 851067.7812 | 161353.625 | 419568.5938 | 0 | 133731.0996 | 2825.4109 | 39150.4482 | 94438.4336 | 44136.5059 | 13406.8347 | 4765.722 | 117.2249 | 4648.4963 | 0 | 163.8363 | 156.9615
WtrCldRecipChlr-0.42kwpton | DEER2023 |  | 2022-03-14 23:49:47+00 | Any | Nrs | Rec | CZ15 | cWVVG | Cap-Tons | 157.6442 | 60654.5781 | None | 830627.5 | 161353.625 | 419568.5938 | 0 | 108592.3262 | 1227.282 | 45447.6543 | 94437.9512 | 44133.707 | 13406.8347 | 4765.8774 | 117.2249 | 4648.652 | 0 | 153.2255 | 145.9048
WtrCldRecipChlr-0.748kwpton | DEER2023 |  | 2022-03-14 23:49:47+00 | Any | Nrs | Rec | CZ15 | cWVVG | Cap-Tons | 1 | 60654.5781 | None | 914961.9688 | 161353.625 | 419568.5938 | 0 | 193056.3789 | 1256.4746 | 45288.8086 | 94437.9512 | 44133.707 | 13406.8347 | 4765.8774 | 117.2249 | 4648.652 | 0 | 184.7183 | 175.218
WtrCldScrewChlr-0.42kwpton | DEER2023 |  | 2022-03-15 00:09:29+00 | Any | Nrs | Rec | CZ15 | cWVVG | Cap-Tons | 157.6442 | 60654.5781 | None | 838823.6562 | 161353.625 | 419568.5938 | 0 | 117235.8242 | 1248.5704 | 44978.6406 | 94437.9512 | 44133.707 | 13406.8347 | 4765.8777 | 117.2249 | 4648.652 | 0 | 158.7053 | 150.7962
WtrCldScrewChlr-0.748kwpton | DEER2023 |  | 2022-03-15 00:09:29+00 | Any | Nrs | Rec | CZ15 | cWVVG | Cap-Tons | 1 | 60654.5781 | None | 929149.125 | 161353.625 | 419568.5938 | 0 | 207857.7539 | 1293.4188 | 44637.709 | 94437.9512 | 44133.707 | 13406.8347 | 4765.8777 | 117.2249 | 4648.652 | 0 | 194.4745 | 183.9282
WtrCldScrewChlr-0.439kwpton-VarSpd | DEER2023 |  | 2022-03-15 00:41:21+00 | Any | Nrs | Rec | CZ15 | cWVVG | Cap-Tons | 157.6442 | 60654.5781 | None | 807421.2656 | 161353.625 | 419568.5938 | 0 | 85872.6133 | 1192.0538 | 44996.1973 | 94437.9512 | 44133.707 | 13406.8347 | 4765.8774 | 117.2249 | 4648.6527 | 0 | 145.1138 | 138.565
WtrCldScrewChlr-0.748kwpton-VarSpd | DEER2023 |  | 2022-03-15 00:41:21+00 | Any | Nrs | Rec | CZ15 | cWVVG | Cap-Tons | 1 | 60654.5781 | None | 866993.8594 | 161353.625 | 419568.5938 | 0 | 145669.3945 | 1194.9017 | 44769.2432 | 94437.9512 | 44133.707 | 13406.8347 | 4765.8774 | 117.2249 | 4648.652 | 0 | 167.786 | 159.8173
AirCldRecipChlr-0.95kwpton | DEER2023 |  | 2022-03-14 18:21:41+00 | Any | Nrs | Rec | CZ16 | cAVVG | Cap-Tons | 78.4479 | 60654.5781 | None | 713129.8246 | 161571.5439 | 419568.5938 | 0 | 34172.9361 | 0 | 4571.2122 | 93244.824 | 14321.6828 | 54309.6474 | 25400.4409 | 117.2249 | 25283.221 | 0 | 135.7822 | 128.2827
AirCldRecipChlr-1.407kwpton | DEER2023 |  | 2022-03-14 18:21:41+00 | Any | Nrs | Rec | CZ16 | cAVVG | Cap-Tons | 1 | 60654.5781 | None | 729568.7785 | 161571.5439 | 419568.5938 | 0 | 50611.899 | 0 | 4571.2122 | 93244.824 | 14321.6828 | 54309.6474 | 25400.4409 | 117.2249 | 25283.221 | 0 | 153.2004 | 143.162
AirCldScrewChlr-0.95kwpton | DEER2023 |  | 2022-03-14 19:29:42+00 | Any | Nrs | Rec | CZ16 | cAVVG | Cap-Tons | 78.4479 | 60654.5781 | None | 722005.0833 | 161571.5439 | 419568.5938 | 0 | 42993.7812 | 0 | 4625.6579 | 93244.8122 | 14321.6828 | 54309.6474 | 25400.4486 | 117.2249 | 25283.221 | 0 | 140.0214 | 132.0619
AirCldScrewChlr-1.407kwpton | DEER2023 |  | 2022-03-14 19:29:42+00 | Any | Nrs | Rec | CZ16 | cAVVG | Cap-Tons | 1 | 60654.5781 | None | 742687.2697 | 161571.5439 | 419568.5938 | 0 | 63676.0372 | 0 | 4625.6579 | 93244.8122 | 14321.6828 | 54309.6474 | 25400.4486 | 117.2249 | 25283.221 | 0 | 159.4784 | 148.758
AirCldScrewChlr-0.99kwpton-VarSpd | DEER2023 |  | 2022-03-14 20:36:10+00 | Any | Nrs | Rec | CZ16 | cAVVG | Cap-Tons | 78.4479 | 60654.5781 | None | 723815.3662 | 161571.5439 | 419568.5938 | 0 | 44804.0368 | 0 | 4625.6579 | 93244.8122 | 14321.6828 | 54309.6474 | 25400.4486 | 117.2249 | 25283.221 | 0 | 141.7248 | 133.5237
AirCldScrewChlr-1.407kwpton-VarSpd | DEER2023 |  | 2022-03-14 20:36:10+00 | Any | Nrs | Rec | CZ16 | cAVVG | Cap-Tons | 1 | 60654.5781 | None | 742687.2697 | 161571.5439 | 419568.5938 | 0 | 63676.0372 | 0 | 4625.6579 | 93244.8122 | 14321.6828 | 54309.6474 | 25400.4486 | 117.2249 | 25283.221 | 0 | 159.4784 | 148.758
WtrCldCentChlr-Conv-0.42kwpton | DEER2023 |  | 2022-03-14 21:09:18+00 | Any | Nrs | Rec | CZ16 | cWVVG | Cap-Tons | 78.4853 | 60654.5781 | None | 713604.3618 | 161571.5439 | 419568.5938 | 0 | 27074.5762 | 272.101 | 11872.1187 | 93244.8122 | 14321.6828 | 54309.6474 | 25400.4486 | 117.2249 | 25283.221 | 0 | 126.2973 | 120.7157
WtrCldCentChlr-Conv-0.748kwpton | DEER2023 |  | 2022-03-14 21:09:18+00 | Any | Nrs | Rec | CZ16 | cWVVG | Cap-Tons | 1 | 60654.5781 | None | 734756.8279 | 161571.5439 | 419568.5938 | 0 | 48205.394 | 283.7195 | 11881.9595 | 93244.8122 | 14321.6828 | 54309.6474 | 25400.4486 | 117.2249 | 25283.221 | 0 | 143.3665 | 135.702
WtrCldCentChlr-Conv-1Cmp-0.439kwpton-VarSpd-CndRlf | DEER2023 |  | 2022-03-14 22:16:50+00 | Any | Nrs | Rec | CZ16 | cWVVG | Cap-Tons | 78.4853 | 60654.5781 | None | 700760.8816 | 161571.5439 | 419568.5938 | 0 | 14029.7426 | 637.7042 | 11707.7782 | 93244.8122 | 14321.6828 | 54309.6474 | 25400.4486 | 117.2249 | 25283.2287 | 0 | 117.0651 | 112.8904
WtrCldCentChlr-Conv-1Cmp-0.748kwpton-VarSpd-CndRlf | DEER2023 |  | 2022-03-14 22:16:50+00 | Any | Nrs | Rec | CZ16 | cWVVG | Cap-Tons | 1 | 60654.5781 | None | 710495.011 | 161571.5439 | 419568.5938 | 0 | 23848.124 | 642.2641 | 11619.0403 | 93244.8122 | 14321.6828 | 54309.6474 | 25400.4486 | 117.2249 | 25283.2287 | 0 | 125.6231 | 120.6201
WtrCldCentChlr-NoFric-1Cmp-0.439kwpton-VarSpd-CndRlf | DEER2023 |  | 2022-03-14 22:54:12+00 | Any | Nrs | Rec | CZ16 | cWVVG | Cap-Tons | 78.4853 | 60654.5781 | None | 700969.6096 | 161571.5439 | 419568.5938 | 0 | 14122.6531 | 643.5403 | 11817.8317 | 93244.8122 | 14321.6828 | 54309.6474 | 25400.4486 | 117.2249 | 25283.221 | 0 | 118.9046 | 114.4449
WtrCldCentChlr-NoFric-1Cmp-0.748kwpton-VarSpd-CndRlf | DEER2023 |  | 2022-03-14 22:54:12+00 | Any | Nrs | Rec | CZ16 | cWVVG | Cap-Tons | 1 | 60654.5781 | None | 710779.0132 | 161571.5439 | 419568.5938 | 0 | 24024.426 | 650.4759 | 11718.4392 | 93244.8122 | 14321.6828 | 54309.6474 | 25400.4486 | 117.2249 | 25283.221 | 0 | 128.7633 | 123.2698
WtrCldCentChlr-NoFric-2Cmp-0.439kwpton-VarSpd-CndRlf | DEER2023 |  | 2022-03-14 23:25:13+00 | Any | Nrs | Rec | CZ16 | cWVVG | Cap-Tons | 78.4853 | 60654.5781 | None | 700955.9254 | 161571.5439 | 419568.5938 | 0 | 14207.1818 | 644.8494 | 11718.2957 | 93244.8122 | 14321.6828 | 54309.6474 | 25400.4486 | 117.2249 | 25283.221 | 0 | 119.3858 | 114.8364
WtrCldCentChlr-NoFric-2Cmp-0.748kwpton-VarSpd-CndRlf | DEER2023 |  | 2022-03-14 23:25:13+00 | Any | Nrs | Rec | CZ16 | cWVVG | Cap-Tons | 1 | 60654.5781 | None | 710832.5515 | 161571.5439 | 419568.5938 | 0 | 24180.0221 | 652.7161 | 11614.2017 | 93244.8122 | 14321.6828 | 54309.6474 | 25400.4486 | 117.2249 | 25283.221 | 0 | 129.5834 | 123.9385
WtrCldRecipChlr-0.42kwpton | DEER2023 |  | 2022-03-14 23:49:47+00 | Any | Nrs | Rec | CZ16 | cWVVG | Cap-Tons | 78.4853 | 60654.5781 | None | 708016.3399 | 161571.5439 | 419568.5938 | 0 | 20973.0132 | 283.9435 | 12373.7167 | 93244.8044 | 14321.6828 | 54309.6474 | 25400.4563 | 117.2249 | 25283.2287 | 0 | 124.1713 | 118.9655
WtrCldRecipChlr-0.748kwpton | DEER2023 |  | 2022-03-14 23:49:47+00 | Any | Nrs | Rec | CZ16 | cWVVG | Cap-Tons | 1 | 60654.5781 | None | 724294.6173 | 161571.5439 | 419568.5938 | 0 | 37299.9725 | 292.7221 | 12316.2468 | 93244.8044 | 14321.6828 | 54309.6474 | 25400.4563 | 117.2249 | 25283.2287 | 0 | 139.5239 | 132.5264
WtrCldScrewChlr-0.42kwpton | DEER2023 |  | 2022-03-15 00:09:29+00 | Any | Nrs | Rec | CZ16 | cWVVG | Cap-Tons | 78.4853 | 60654.5781 | None | 707355.7193 | 161571.5439 | 419568.5938 | 0 | 20507.2387 | 287.4223 | 12175.436 | 93244.8044 | 14321.6828 | 54309.6474 | 25400.4563 | 117.2249 | 25283.2287 | 0 | 126.1412 | 120.6575
WtrCldScrewChlr-0.748kwpton | DEER2023 |  | 2022-03-15 00:09:29+00 | Any | Nrs | Rec | CZ16 | cWVVG | Cap-Tons | 1 | 60654.5781 | None | 723028.3213 | 161571.5439 | 419568.5938 | 0 | 36307.8529 | 298.6626 | 12036.2064 | 93244.8044 | 14321.6828 | 54309.6474 | 25400.4563 | 117.2249 | 25283.2287 | 0 | 143.0346 | 135.5402
WtrCldScrewChlr-0.439kwpton-VarSpd | DEER2023 |  | 2022-03-15 00:41:21+00 | Any | Nrs | Rec | CZ16 | cWVVG | Cap-Tons | 78.4853 | 60654.5781 | None | 703484.4167 | 161571.5439 | 419568.5938 | 0 | 16611.1832 | 275.7569 | 12211.8647 | 93244.7985 | 14321.6828 | 54309.6474 | 25400.4563 | 117.2249 | 25283.2287 | 0 | 120.2329 | 115.6702
WtrCldScrewChlr-0.748kwpton-VarSpd | DEER2023 |  | 2022-03-15 00:41:21+00 | Any | Nrs | Rec | CZ16 | cWVVG | Cap-Tons | 1 | 60654.5781 | None | 714978.7763 | 161571.5439 | 419568.5938 | 0 | 28207.16 | 278.1253 | 12107.9139 | 93244.7985 | 14321.6828 | 54309.6474 | 25400.4563 | 117.2249 | 25283.2287 | 0 | 131.3012 | 125.5696
AirCldRecipChlr-0.95kwpton | DEER2023 |  | 2022-03-14 18:21:41+00 | Any | OfL | Ex | CZ01 | cAVVG | Cap-Tons | 263.7571 | 174998.9062 | None | 1464557.6799 | 413137.8394 | 892052.375 | 0 | 34322.7401 | 0 | 23328.5515 | 101713.6536 | 3851.5869 | 50865.9803 | 7280.9386 | 0 | 7280.9386 | 0 | 481.5835 | 271.3347
AirCldRecipChlr-1.407kwpton | DEER2023 |  | 2022-03-14 18:21:41+00 | Any | OfL | Ex | CZ01 | cAVVG | Cap-Tons | 1 | 174998.9062 | None | 1481069.1671 | 413137.8394 | 892052.375 | 0 | 50833.7821 | 0 | 23328.5515 | 101713.6536 | 3851.5869 | 50865.9803 | 7280.9386 | 0 | 7280.9386 | 0 | 536.2428 | 294.713
AirCldScrewChlr-0.95kwpton | DEER2023 |  | 2022-03-14 19:29:42+00 | Any | OfL | Ex | CZ01 | cAVVG | Cap-Tons | 263.8122 | 174998.9062 | None | 1475548.1048 | 413137.8394 | 892052.375 | 0 | 45304.3328 | 0 | 23337.0159 | 101713.6696 | 3851.5877 | 50865.9803 | 7280.9384 | 0 | 7280.9384 | 0 | 491.154 | 276.2441
AirCldScrewChlr-1.407kwpton | DEER2023 |  | 2022-03-14 19:29:42+00 | Any | OfL | Ex | CZ01 | cAVVG | Cap-Tons | 1 | 174998.9062 | None | 1497341.9802 | 413137.8394 | 892052.375 | 0 | 67098.077 | 0 | 23337.0159 | 101713.6696 | 3851.5877 | 50865.9803 | 7280.9384 | 0 | 7280.9384 | 0 | 550.4159 | 301.9833
AirCldScrewChlr-0.99kwpton-VarSpd | DEER2023 |  | 2022-03-14 20:36:10+00 | Any | OfL | Ex | CZ01 | cAVVG | Cap-Tons | 263.8122 | 174998.9062 | None | 1477455.6346 | 413137.8394 | 892052.375 | 0 | 47211.873 | 0 | 23337.0159 | 101713.6696 | 3851.5877 | 50865.9803 | 7280.9384 | 0 | 7280.9384 | 0 | 496.3414 | 278.4976
AirCldScrewChlr-1.407kwpton-VarSpd | DEER2023 |  | 2022-03-14 20:36:10+00 | Any | OfL | Ex | CZ01 | cAVVG | Cap-Tons | 1 | 174998.9062 | None | 1497341.9802 | 413137.8394 | 892052.375 | 0 | 67098.077 | 0 | 23337.0159 | 101713.6696 | 3851.5877 | 50865.9803 | 7280.9384 | 0 | 7280.9384 | 0 | 550.4159 | 301.9833
WtrCldCentChlr-Conv-0.42kwpton | DEER2023 |  | 2022-03-14 21:09:18+00 | Any | OfL | Ex | CZ01 | cWVVG | Cap-Tons | 270.0903 | 174998.9062 | None | 1476627.3824 | 413137.8394 | 892052.375 | 0 | 34957.0696 | 195.8516 | 34567.5489 | 101713.6865 | 3851.594 | 50865.9822 | 7280.9376 | 0 | 7280.9376 | 0 | 453.5194 | 262.4326
WtrCldCentChlr-Conv-0.748kwpton | DEER2023 |  | 2022-03-14 21:09:18+00 | Any | OfL | Ex | CZ01 | cWVVG | Cap-Tons | 1 | 174998.9062 | None | 1503947.7054 | 413137.8394 | 892052.375 | 0 | 62295.8927 | 206.4282 | 34538.3438 | 101713.685 | 3851.594 | 50865.9811 | 7280.9376 | 0 | 7280.9376 | 0 | 509.2972 | 287.5892
WtrCldCentChlr-Conv-1Cmp-0.439kwpton-VarSpd-CndRlf | DEER2023 |  | 2022-03-14 22:16:50+00 | Any | OfL | Ex | CZ01 | cWVVG | Cap-Tons | 270.0903 | 174998.9062 | None | 1463164.7195 | 413137.8394 | 892052.375 | 0 | 20818.2468 | 700.313 | 34739.2028 | 101713.6873 | 3851.5938 | 50865.9822 | 7280.9377 | 0 | 7280.9377 | 0 | 433.1414 | 253.675
WtrCldCentChlr-Conv-1Cmp-0.748kwpton-VarSpd-CndRlf | DEER2023 |  | 2022-03-14 22:16:50+00 | Any | OfL | Ex | CZ01 | cWVVG | Cap-Tons | 1 | 174998.9062 | None | 1477648.1955 | 413137.8394 | 892052.375 | 0 | 35349.3004 | 705.1519 | 34687.0218 | 101713.6873 | 3851.5935 | 50865.9811 | 7280.9376 | 0 | 7280.9376 | 0 | 467.0941 | 269.2927
WtrCldCentChlr-NoFric-1Cmp-0.439kwpton-VarSpd-CndRlf | DEER2023 |  | 2022-03-14 22:54:12+00 | Any | OfL | Ex | CZ01 | cWVVG | Cap-Tons | 270.0903 | 174998.9062 | None | 1457790.8867 | 413137.8394 | 892052.375 | 0 | 16239.6152 | 637.4031 | 34006.9718 | 101713.6858 | 3851.5938 | 50865.9822 | 7280.9377 | 0 | 7280.9377 | 0 | 436.5802 | 253.2847
WtrCldCentChlr-NoFric-1Cmp-0.748kwpton-VarSpd-CndRlf | DEER2023 |  | 2022-03-14 22:54:12+00 | Any | OfL | Ex | CZ01 | cWVVG | Cap-Tons | 1 | 174998.9062 | None | 1469051.6742 | 413137.8394 | 892052.375 | 0 | 27583.5396 | 636.026 | 33925.4399 | 101713.6858 | 3851.594 | 50865.9822 | 7280.9376 | 0 | 7280.9376 | 0 | 473.3258 | 268.8866
WtrCldCentChlr-NoFric-2Cmp-0.439kwpton-VarSpd-CndRlf | DEER2023 |  | 2022-03-14 23:25:13+00 | Any | OfL | Ex | CZ01 | cWVVG | Cap-Tons | 270.0903 | 174998.9062 | None | 1457038.1586 | 413137.8394 | 892052.375 | 0 | 15527.6168 | 636.6666 | 33967.4242 | 101713.6865 | 3851.5938 | 50865.9811 | 7280.9377 | 0 | 7280.9377 | 0 | 437.7174 | 253.4453
WtrCldCentChlr-NoFric-2Cmp-0.748kwpton-VarSpd-CndRlf | DEER2023 |  | 2022-03-14 23:25:13+00 | Any | OfL | Ex | CZ01 | cWVVG | Cap-Tons | 1 | 174998.9062 | None | 1467767.1558 | 413137.8394 | 892052.375 | 0 | 26374.9526 | 635.1517 | 33850.0605 | 101713.685 | 3851.5938 | 50865.9822 | 7280.9377 | 0 | 7280.9377 | 0 | 475.2617 | 269.1592
WtrCldRecipChlr-0.42kwpton | DEER2023 |  | 2022-03-14 23:49:47+00 | Any | OfL | Ex | CZ01 | cWVVG | Cap-Tons | 270.0903 | 174998.9062 | None | 1464817.3088 | 413137.8394 | 892052.375 | 0 | 23456.2769 | 185.2556 | 34269.0782 | 101713.7195 | 3851.5951 | 50865.9822 | 7280.9376 | 0 | 7280.9376 | 0 | 449.3662 | 258.8972
WtrCldRecipChlr-0.748kwpton | DEER2023 |  | 2022-03-14 23:49:47+00 | Any | OfL | Ex | CZ01 | cWVVG | Cap-Tons | 1 | 174998.9062 | None | 1482961.3116 | 413137.8394 | 892052.375 | 0 | 41657.3282 | 191.4969 | 34205.7916 | 101713.7195 | 3851.5951 | 50865.9822 | 7280.9376 | 0 | 7280.9376 | 0 | 502.0974 | 281.1741
WtrCldScrewChlr-0.42kwpton | DEER2023 |  | 2022-03-15 00:09:29+00 | Any | OfL | Ex | CZ01 | cWVVG | Cap-Tons | 270.0903 | 174998.9062 | None | 1465171.4561 | 413137.8394 | 892052.375 | 0 | 23913.6905 | 189.5054 | 34161.1767 | 101713.7203 | 3851.5952 | 50865.9822 | 7280.9376 | 0 | 7280.9376 | 0 | 455.8423 | 261.3888
WtrCldScrewChlr-0.748kwpton | DEER2023 |  | 2022-03-15 00:09:29+00 | Any | OfL | Ex | CZ01 | cWVVG | Cap-Tons | 1 | 174998.9062 | None | 1483361.5722 | 413137.8394 | 892052.375 | 0 | 42184.7279 | 199.0607 | 34070.8242 | 101713.7195 | 3851.5951 | 50865.9827 | 7280.9377 | 0 | 7280.9377 | 0 | 513.6412 | 285.5503
WtrCldScrewChlr-0.439kwpton-VarSpd | DEER2023 |  | 2022-03-15 00:41:21+00 | Any | OfL | Ex | CZ01 | cWVVG | Cap-Tons | 270.0903 | 174998.9062 | None | 1463745.2946 | 413137.8394 | 892052.375 | 0 | 21764.2141 | 196.9014 | 34877.3909 | 101713.7195 | 3851.595 | 50865.9822 | 7280.9376 | 0 | 7280.9376 | 0 | 444.2472 | 257.2043
WtrCldScrewChlr-0.748kwpton-VarSpd | DEER2023 |  | 2022-03-15 00:41:21+00 | Any | OfL | Ex | CZ01 | cWVVG | Cap-Tons | 1 | 174998.9062 | None | 1478777.6204 | 413137.8394 | 892052.375 | 0 | 36846.6942 | 200.146 | 34824.0239 | 101713.7195 | 3851.5951 | 50865.9838 | 7280.9375 | 0 | 7280.9375 | 0 | 487.862 | 275.8412
AirCldRecipChlr-0.95kwpton | DEER2023 |  | 2022-03-14 18:21:41+00 | Any | OfL | Ex | CZ02 | cAVVG | Cap-Tons | 376.2929 | 174998.9062 | None | 1648270.8432 | 411074.8578 | 892052.375 | 0 | 176548.6456 | 0 | 39083.8305 | 129508.6799 | 54756.2759 | 28073.0292 | 5357.3995 | 0 | 5357.3995 | 0 | 585.615 | 331.353
AirCldRecipChlr-1.407kwpton | DEER2023 |  | 2022-03-14 18:21:41+00 | Any | OfL | Ex | CZ02 | cAVVG | Cap-Tons | 1 | 174998.9062 | None | 1733200.5667 | 411074.8578 | 892052.375 | 0 | 261477.8739 | 0 | 39083.8305 | 129508.6799 | 54756.2759 | 28073.0292 | 5357.3995 | 0 | 5357.3995 | 0 | 683.2706 | 378.5314
AirCldScrewChlr-0.95kwpton | DEER2023 |  | 2022-03-14 19:29:42+00 | Any | OfL | Ex | CZ02 | cAVVG | Cap-Tons | 376.2929 | 174998.9062 | None | 1685094.8737 | 411074.8578 | 892052.375 | 0 | 213214.9182 | 0 | 39240.3694 | 129509.5928 | 54757.0171 | 28073.0421 | 5357.396 | 0 | 5357.396 | 0 | 606.4679 | 343.0119
AirCldScrewChlr-1.407kwpton | DEER2023 |  | 2022-03-14 19:29:42+00 | Any | OfL | Ex | CZ02 | cAVVG | Cap-Tons | 1 | 174998.9062 | None | 1787662.4247 | 411074.8578 | 892052.375 | 0 | 315782.4498 | 0 | 39240.3694 | 129509.5928 | 54757.0171 | 28073.0421 | 5357.396 | 0 | 5357.396 | 0 | 714.1548 | 395.7982
AirCldScrewChlr-0.99kwpton-VarSpd | DEER2023 |  | 2022-03-14 20:36:10+00 | Any | OfL | Ex | CZ02 | cAVVG | Cap-Tons | 376.2929 | 174998.9062 | None | 1694072.186 | 411074.8578 | 892052.375 | 0 | 222192.3368 | 0 | 39240.3694 | 129509.5928 | 54757.0171 | 28073.0421 | 5357.396 | 0 | 5357.396 | 0 | 615.8935 | 347.632
AirCldScrewChlr-1.407kwpton-VarSpd | DEER2023 |  | 2022-03-14 20:36:10+00 | Any | OfL | Ex | CZ02 | cAVVG | Cap-Tons | 1 | 174998.9062 | None | 1787662.4247 | 411074.8578 | 892052.375 | 0 | 315782.4498 | 0 | 39240.3694 | 129509.5928 | 54757.0171 | 28073.0421 | 5357.396 | 0 | 5357.396 | 0 | 714.1548 | 395.7982
WtrCldCentChlr-Conv-0.42kwpton | DEER2023 |  | 2022-03-14 21:09:18+00 | Any | OfL | Ex | CZ02 | cWVVG | Cap-Tons | 391.2782 | 174998.9062 | None | 1633537.4224 | 411074.8578 | 892052.375 | 0 | 129821.5334 | 1356.4952 | 69722.8085 | 129506.7039 | 54748.5815 | 28073.0007 | 5357.4099 | 0 | 5357.4099 | 0 | 512.2292 | 302.6279
WtrCldCentChlr-Conv-0.748kwpton | DEER2023 |  | 2022-03-14 21:09:18+00 | Any | OfL | Ex | CZ02 | cWVVG | Cap-Tons | 1 | 174998.9062 | None | 1734904.6752 | 411074.8578 | 892052.375 | 0 | 231152.3625 | 1410.6021 | 69705.0067 | 129506.7039 | 54748.5801 | 28073.0007 | 5357.4101 | 0 | 5357.4101 | 0 | 595.5853 | 346.5106
WtrCldCentChlr-Conv-1Cmp-0.439kwpton-VarSpd-CndRlf | DEER2023 |  | 2022-03-14 22:16:50+00 | Any | OfL | Ex | CZ02 | cWVVG | Cap-Tons | 391.2782 | 174998.9062 | None | 1578894.5007 | 411074.8578 | 892052.375 | 0 | 72787.6959 | 3737.4807 | 69735.6024 | 129503.9508 | 54736.0003 | 28072.9666 | 5357.42 | 0 | 5357.42 | 0 | 465.9818 | 277.3245
WtrCldCentChlr-Conv-1Cmp-0.748kwpton-VarSpd-CndRlf | DEER2023 |  | 2022-03-14 22:16:50+00 | Any | OfL | Ex | CZ02 | cWVVG | Cap-Tons | 1 | 174998.9062 | None | 1629728.6212 | 411074.8578 | 892052.375 | 0 | 123657.5445 | 3780.6124 | 69656.575 | 129503.9508 | 54736.003 | 28072.9666 | 5357.4203 | 0 | 5357.4203 | 0 | 505.8398 | 298.6135
WtrCldCentChlr-NoFric-1Cmp-0.439kwpton-VarSpd-CndRlf | DEER2023 |  | 2022-03-14 22:54:12+00 | Any | OfL | Ex | CZ02 | cWVVG | Cap-Tons | 391.2782 | 174998.9062 | None | 1578327.0128 | 411074.8578 | 892052.375 | 0 | 74544.1441 | 3516.6071 | 67632.068 | 129504.3956 | 54736.3824 | 28072.977 | 5357.4179 | 0 | 5357.4179 | 0 | 475.5291 | 280.3675
WtrCldCentChlr-NoFric-1Cmp-0.748kwpton-VarSpd-CndRlf | DEER2023 |  | 2022-03-14 22:54:12+00 | Any | OfL | Ex | CZ02 | cWVVG | Cap-Tons | 1 | 174998.9062 | None | 1630487.3971 | 411074.8578 | 892052.375 | 0 | 126769.808 | 3567.1275 | 67515.9855 | 129504.4144 | 54736.3824 | 28072.977 | 5357.4179 | 0 | 5357.4179 | 0 | 523.9561 | 304.7879
WtrCldCentChlr-NoFric-2Cmp-0.439kwpton-VarSpd-CndRlf | DEER2023 |  | 2022-03-14 23:25:13+00 | Any | OfL | Ex | CZ02 | cWVVG | Cap-Tons | 391.2782 | 174998.9062 | None | 1578673.1085 | 411074.8578 | 892052.375 | 0 | 74966.9052 | 3521.2861 | 67550.6287 | 129504.3782 | 54736.3846 | 28072.977 | 5357.4179 | 0 | 5357.4179 | 0 | 477.619 | 280.8617
WtrCldCentChlr-NoFric-2Cmp-0.748kwpton-VarSpd-CndRlf | DEER2023 |  | 2022-03-14 23:25:13+00 | Any | OfL | Ex | CZ02 | cWVVG | Cap-Tons | 1 | 174998.9062 | None | 1631162.2865 | 411074.8578 | 892052.375 | 0 | 127538.0775 | 3575.166 | 67414.7433 | 129504.3956 | 54736.3824 | 28072.977 | 5357.4179 | 0 | 5357.4179 | 0 | 527.5171 | 305.6298
WtrCldRecipChlr-0.42kwpton | DEER2023 |  | 2022-03-14 23:49:47+00 | Any | OfL | Ex | CZ02 | cWVVG | Cap-Tons | 391.2782 | 174998.9062 | None | 1609025.8915 | 411074.8578 | 892052.375 | 0 | 104455.2248 | 1357.5445 | 70573.0224 | 129510.2288 | 54755.5278 | 28072.9792 | 5357.3644 | 0 | 5357.3644 | 0 | 500.1711 | 293.3401
WtrCldRecipChlr-0.748kwpton | DEER2023 |  | 2022-03-14 23:49:47+00 | Any | OfL | Ex | CZ02 | cWVVG | Cap-Tons | 1 | 174998.9062 | None | 1690299.8114 | 411074.8578 | 892052.375 | 0 | 185769.5812 | 1396.5341 | 70494.027 | 129510.2288 | 54755.5294 | 28072.9792 | 5357.3641 | 0 | 5357.3641 | 0 | 574.2269 | 330.043
WtrCldScrewChlr-0.42kwpton | DEER2023 |  | 2022-03-15 00:09:29+00 | Any | OfL | Ex | CZ02 | cWVVG | Cap-Tons | 391.2782 | 174998.9062 | None | 1612717.3658 | 411074.8578 | 892052.375 | 0 | 108383.6883 | 1369.9386 | 70323.6809 | 129510.2288 | 54755.5278 | 28072.9792 | 5357.3644 | 0 | 5357.3644 | 0 | 510.2535 | 297.8814
WtrCldScrewChlr-0.748kwpton | DEER2023 |  | 2022-03-15 00:09:29+00 | Any | OfL | Ex | CZ02 | cWVVG | Cap-Tons | 1 | 174998.9062 | None | 1696265.9849 | 411074.8578 | 892052.375 | 0 | 192081.9391 | 1422.3949 | 70121.7141 | 129510.2288 | 54755.5314 | 28072.9792 | 5357.3644 | 0 | 5357.3644 | 0 | 592.2003 | 338.0323
WtrCldScrewChlr-0.439kwpton-VarSpd | DEER2023 |  | 2022-03-15 00:41:21+00 | Any | OfL | Ex | CZ02 | cWVVG | Cap-Tons | 391.2782 | 174998.9062 | None | 1590091.9267 | 411074.8578 | 892052.375 | 0 | 83758.0745 | 1427.7062 | 72265.9587 | 129510.2288 | 54755.5251 | 28072.9792 | 5357.3641 | 0 | 5357.3641 | 0 | 479.1737 | 283.1149
WtrCldScrewChlr-0.748kwpton-VarSpd | DEER2023 |  | 2022-03-15 00:41:21+00 | Any | OfL | Ex | CZ02 | cWVVG | Cap-Tons | 1 | 174998.9062 | None | 1648466.7639 | 411074.8578 | 892052.375 | 0 | 142217.0375 | 1439.6329 | 72169.8003 | 129510.2288 | 54755.5229 | 28072.9792 | 5357.3644 | 0 | 5357.3644 | 0 | 530.4486 | 308.5106
AirCldRecipChlr-0.95kwpton | DEER2023 |  | 2022-03-14 18:21:41+00 | Any | OfL | Ex | CZ03 | cAVVG | Cap-Tons | 323.3624 | 174998.9062 | None | 1580117.3063 | 410968.1905 | 892052.375 | 0 | 118572.1256 | 0 | 34468.0271 | 124054.0588 | 33756.4018 | 26118.9626 | 5746.4151 | 0 | 5746.4151 | 0 | 523.4185 | 298.1469
AirCldRecipChlr-1.407kwpton | DEER2023 |  | 2022-03-14 18:21:41+00 | Any | OfL | Ex | CZ03 | cAVVG | Cap-Tons | 1 | 174998.9062 | None | 1637156.6152 | 410968.1905 | 892052.375 | 0 | 175611.5088 | 0 | 34468.0271 | 124054.0588 | 33756.4018 | 26118.9626 | 5746.4151 | 0 | 5746.4151 | 0 | 594.0105 | 331.5685
AirCldScrewChlr-0.95kwpton | DEER2023 |  | 2022-03-14 19:29:42+00 | Any | OfL | Ex | CZ03 | cAVVG | Cap-Tons | 326.7504 | 174998.9062 | None | 1614935.4623 | 410968.1905 | 892052.375 | 0 | 153152.7335 | 0 | 34704.5273 | 124055.0971 | 33770.1397 | 26118.9736 | 5746.4081 | 0 | 5746.4081 | 0 | 541.5722 | 308.2155
AirCldScrewChlr-1.407kwpton | DEER2023 |  | 2022-03-14 19:29:42+00 | Any | OfL | Ex | CZ03 | cAVVG | Cap-Tons | 1 | 174998.9062 | None | 1688609.7655 | 410968.1905 | 892052.375 | 0 | 226827.1755 | 0 | 34704.5273 | 124055.0971 | 33770.1397 | 26118.9736 | 5746.4081 | 0 | 5746.4081 | 0 | 620.8966 | 346.4793
AirCldScrewChlr-0.99kwpton-VarSpd | DEER2023 |  | 2022-03-14 20:36:10+00 | Any | OfL | Ex | CZ03 | cAVVG | Cap-Tons | 326.7504 | 174998.9062 | None | 1621384.1208 | 410968.1905 | 892052.375 | 0 | 159601.2189 | 0 | 34704.5273 | 124055.0971 | 33770.1397 | 26118.9736 | 5746.4081 | 0 | 5746.4081 | 0 | 548.5146 | 311.5647
AirCldScrewChlr-1.407kwpton-VarSpd | DEER2023 |  | 2022-03-14 20:36:10+00 | Any | OfL | Ex | CZ03 | cAVVG | Cap-Tons | 1 | 174998.9062 | None | 1688609.7655 | 410968.1905 | 892052.375 | 0 | 226827.1755 | 0 | 34704.5273 | 124055.0971 | 33770.1397 | 26118.9736 | 5746.4081 | 0 | 5746.4081 | 0 | 620.8966 | 346.4793
WtrCldCentChlr-Conv-0.42kwpton | DEER2023 |  | 2022-03-14 21:09:18+00 | Any | OfL | Ex | CZ03 | cWVVG | Cap-Tons | 334.8388 | 174998.9062 | None | 1592021.9856 | 410968.1905 | 892052.375 | 0 | 102150.1225 | 1320.2177 | 61473.7051 | 124054.5788 | 33763.3469 | 26118.9658 | 5746.4106 | 0 | 5746.4106 | 0 | 489.4679 | 286.527
WtrCldCentChlr-Conv-0.748kwpton | DEER2023 |  | 2022-03-14 21:09:18+00 | Any | OfL | Ex | CZ03 | cWVVG | Cap-Tons | 1 | 174998.9062 | None | 1671842.5186 | 410968.1905 | 892052.375 | 0 | 181910.6216 | 1379.831 | 61474.1741 | 124054.5788 | 33763.3469 | 26118.964 | 5746.4105 | 0 | 5746.4105 | 0 | 561.2952 | 322.8994
WtrCldCentChlr-Conv-1Cmp-0.439kwpton-VarSpd-CndRlf | DEER2023 |  | 2022-03-14 22:16:50+00 | Any | OfL | Ex | CZ03 | cWVVG | Cap-Tons | 334.8388 | 174998.9062 | None | 1544313.4278 | 410968.1905 | 892052.375 | 0 | 51214.0091 | 4003.4969 | 62018.5801 | 124054.1694 | 33756.5337 | 26118.964 | 5746.4141 | 0 | 5746.4141 | 0 | 450.7862 | 266.9662
WtrCldCentChlr-Conv-1Cmp-0.748kwpton-VarSpd-CndRlf | DEER2023 |  | 2022-03-14 22:16:50+00 | Any | OfL | Ex | CZ03 | cWVVG | Cap-Tons | 1 | 174998.9062 | None | 1580228.8485 | 410968.1905 | 892052.375 | 0 | 87144.7378 | 4041.0116 | 61965.3156 | 124054.1694 | 33756.5348 | 26118.964 | 5746.4139 | 0 | 5746.4139 | 0 | 485.0917 | 284.3026
WtrCldCentChlr-NoFric-1Cmp-0.439kwpton-VarSpd-CndRlf | DEER2023 |  | 2022-03-14 22:54:12+00 | Any | OfL | Ex | CZ03 | cWVVG | Cap-Tons | 334.8388 | 174998.9062 | None | 1543623.255 | 410968.1905 | 892052.375 | 0 | 52252.5556 | 3814.7078 | 60478.2136 | 124054.5216 | 33763.3392 | 26118.9658 | 5746.4113 | 0 | 5746.4113 | 0 | 459.6532 | 269.394
WtrCldCentChlr-NoFric-1Cmp-0.748kwpton-VarSpd-CndRlf | DEER2023 |  | 2022-03-14 22:54:12+00 | Any | OfL | Ex | CZ03 | cWVVG | Cap-Tons | 1 | 174998.9062 | None | 1580257.0773 | 410968.1905 | 892052.375 | 0 | 88944.7287 | 3859.1221 | 60375.4288 | 124054.5216 | 33763.3392 | 26118.964 | 5746.4113 | 0 | 5746.4113 | 0 | 501.7697 | 288.9568
WtrCldCentChlr-NoFric-2Cmp-0.439kwpton-VarSpd-CndRlf | DEER2023 |  | 2022-03-14 23:25:13+00 | Any | OfL | Ex | CZ03 | cWVVG | Cap-Tons | 334.8388 | 174998.9062 | None | 1544157.7183 | 410968.1905 | 892052.375 | 0 | 52830.1868 | 3820.3629 | 60429.4022 | 124054.5216 | 33763.3392 | 26118.9658 | 5746.411 | 0 | 5746.411 | 0 | 461.2391 | 269.9208
WtrCldCentChlr-NoFric-2Cmp-0.748kwpton-VarSpd-CndRlf | DEER2023 |  | 2022-03-14 23:25:13+00 | Any | OfL | Ex | CZ03 | cWVVG | Cap-Tons | 1 | 174998.9062 | None | 1581181.329 | 410968.1905 | 892052.375 | 0 | 89942.4555 | 3868.824 | 60292.1555 | 124054.5216 | 33763.3392 | 26118.964 | 5746.4113 | 0 | 5746.4113 | 0 | 504.4717 | 289.8549
WtrCldRecipChlr-0.42kwpton | DEER2023 |  | 2022-03-14 23:49:47+00 | Any | OfL | Ex | CZ03 | cWVVG | Cap-Tons | 334.8388 | 174998.9062 | None | 1568516.5007 | 410968.1905 | 892052.375 | 0 | 78470.3828 | 1286.8954 | 61677.9664 | 124057.7274 | 33765.1597 | 26118.9896 | 5746.3792 | 0 | 5746.3792 | 0 | 477.1783 | 279.172
WtrCldRecipChlr-0.748kwpton | DEER2023 |  | 2022-03-14 23:49:47+00 | Any | OfL | Ex | CZ03 | cWVVG | Cap-Tons | 1 | 174998.9062 | None | 1629591.1731 | 410968.1905 | 892052.375 | 0 | 139561.9824 | 1325.7389 | 61622.7531 | 124057.7274 | 33765.1586 | 26118.9896 | 5746.3797 | 0 | 5746.3797 | 0 | 540.8466 | 309.7882
WtrCldScrewChlr-0.42kwpton | DEER2023 |  | 2022-03-15 00:09:29+00 | Any | OfL | Ex | CZ03 | cWVVG | Cap-Tons | 334.8388 | 174998.9062 | None | 1569043.635 | 410968.1905 | 892052.375 | 0 | 79229.7687 | 1295.29 | 61437.2706 | 124057.7274 | 33765.1586 | 26118.9896 | 5746.3797 | 0 | 5746.3797 | 0 | 483.5227 | 281.7591
WtrCldScrewChlr-0.748kwpton | DEER2023 |  | 2022-03-15 00:09:29+00 | Any | OfL | Ex | CZ03 | cWVVG | Cap-Tons | 1 | 174998.9062 | None | 1629985.6673 | 410968.1905 | 892052.375 | 0 | 140268.9797 | 1345.3941 | 61290.36 | 124057.7274 | 33765.1586 | 26118.9896 | 5746.3797 | 0 | 5746.3797 | 0 | 552.1647 | 314.2975
WtrCldScrewChlr-0.439kwpton-VarSpd | DEER2023 |  | 2022-03-15 00:41:21+00 | Any | OfL | Ex | CZ03 | cWVVG | Cap-Tons | 334.8388 | 174998.9062 | None | 1554547.4167 | 410968.1905 | 892052.375 | 0 | 62671.413 | 1363.9368 | 63430.7667 | 124057.7274 | 33765.1567 | 26118.9896 | 5746.3795 | 0 | 5746.3795 | 0 | 460.6684 | 271.4734
WtrCldScrewChlr-0.748kwpton-VarSpd | DEER2023 |  | 2022-03-15 00:41:21+00 | Any | OfL | Ex | CZ03 | cWVVG | Cap-Tons | 1 | 174998.9062 | None | 1598241.2083 | 410968.1905 | 892052.375 | 0 | 106411.5882 | 1377.5446 | 63371.055 | 124057.7274 | 33765.1567 | 26118.9896 | 5746.3798 | 0 | 5746.3798 | 0 | 505.0076 | 292.9416
AirCldRecipChlr-0.95kwpton | DEER2023 |  | 2022-03-14 18:21:41+00 | Any | OfL | Ex | CZ04 | cAVVG | Cap-Tons | 382.8527 | 174998.9062 | None | 1705220.5181 | 410978.8842 | 892052.375 | 0 | 217809.8529 | 0 | 44691.7169 | 139685.5156 | 66283.0726 | 21155.6935 | 5632.5323 | 0 | 5632.5323 | 0 | 602.0984 | 345.3144
AirCldRecipChlr-1.407kwpton | DEER2023 |  | 2022-03-14 18:21:41+00 | Any | OfL | Ex | CZ04 | cAVVG | Cap-Tons | 1 | 174998.9062 | None | 1809998.8712 | 410978.8842 | 892052.375 | 0 | 322587.7558 | 0 | 44691.7169 | 139685.5156 | 66283.0726 | 21155.6935 | 5632.5323 | 0 | 5632.5323 | 0 | 705.8629 | 397.978
AirCldScrewChlr-0.95kwpton | DEER2023 |  | 2022-03-14 19:29:42+00 | Any | OfL | Ex | CZ04 | cAVVG | Cap-Tons | 382.8527 | 174998.9062 | None | 1750199.1062 | 410978.8842 | 892052.375 | 0 | 262507.3096 | 0 | 44970.4674 | 139687.5575 | 66284.8705 | 21155.7008 | 5632.5255 | 0 | 5632.5255 | 0 | 621.9116 | 357.1976
AirCldScrewChlr-1.407kwpton | DEER2023 |  | 2022-03-14 19:29:42+00 | Any | OfL | Ex | CZ04 | cAVVG | Cap-Tons | 1 | 174998.9062 | None | 1876478.747 | 410978.8842 | 892052.375 | 0 | 388787.0633 | 0 | 44970.4674 | 139687.5575 | 66284.8705 | 21155.7008 | 5632.5255 | 0 | 5632.5255 | 0 | 735.2066 | 415.5767
AirCldScrewChlr-0.99kwpton-VarSpd | DEER2023 |  | 2022-03-14 20:36:10+00 | Any | OfL | Ex | CZ04 | cAVVG | Cap-Tons | 382.8527 | 174998.9062 | None | 1761252.1451 | 410978.8842 | 892052.375 | 0 | 273560.2197 | 0 | 44970.4674 | 139687.5575 | 66284.8705 | 21155.7008 | 5632.5255 | 0 | 5632.5255 | 0 | 631.8278 | 362.307
AirCldScrewChlr-1.407kwpton-VarSpd | DEER2023 |  | 2022-03-14 20:36:10+00 | Any | OfL | Ex | CZ04 | cAVVG | Cap-Tons | 1 | 174998.9062 | None | 1876478.747 | 410978.8842 | 892052.375 | 0 | 388787.0633 | 0 | 44970.4674 | 139687.5575 | 66284.8705 | 21155.7008 | 5632.5255 | 0 | 5632.5255 | 0 | 735.2066 | 415.5767
WtrCldCentChlr-Conv-0.42kwpton | DEER2023 |  | 2022-03-14 21:09:18+00 | Any | OfL | Ex | CZ04 | cWVVG | Cap-Tons | 397.7072 | 174998.9062 | None | 1688734.6995 | 410978.8842 | 892052.375 | 0 | 160817.7962 | 2786.5358 | 82412.9761 | 139683.7272 | 66275.0865 | 21155.6781 | 5632.5408 | 0 | 5632.5408 | 0 | 524.7656 | 310.3843
WtrCldCentChlr-Conv-0.748kwpton | DEER2023 |  | 2022-03-14 21:09:18+00 | Any | OfL | Ex | CZ04 | cWVVG | Cap-Tons | 1 | 174998.9062 | None | 1814392.3254 | 410978.8842 | 892052.375 | 0 | 286382.6801 | 2906.8686 | 82385.1048 | 139683.7272 | 66275.0836 | 21155.6781 | 5632.5408 | 0 | 5632.5408 | 0 | 612.8751 | 357.4185
WtrCldCentChlr-Conv-1Cmp-0.439kwpton-VarSpd-CndRlf | DEER2023 |  | 2022-03-14 22:16:50+00 | Any | OfL | Ex | CZ04 | cWVVG | Cap-Tons | 397.7072 | 174998.9062 | None | 1620657.3158 | 410978.8842 | 892052.375 | 0 | 85493.4432 | 9010.0165 | 83436.9939 | 139683.1878 | 66273.7489 | 21155.6726 | 5632.5424 | 0 | 5632.5424 | 0 | 482.2909 | 285.9587
WtrCldCentChlr-Conv-1Cmp-0.748kwpton-VarSpd-CndRlf | DEER2023 |  | 2022-03-14 22:16:50+00 | Any | OfL | Ex | CZ04 | cWVVG | Cap-Tons | 1 | 174998.9062 | None | 1680722.4433 | 410978.8842 | 892052.375 | 0 | 145512.197 | 9198.1838 | 83295.0618 | 139683.1878 | 66273.7507 | 21155.6726 | 5632.5424 | 0 | 5632.5424 | 0 | 526.5044 | 307.9299
WtrCldCentChlr-NoFric-1Cmp-0.439kwpton-VarSpd-CndRlf | DEER2023 |  | 2022-03-14 22:54:12+00 | Any | OfL | Ex | CZ04 | cWVVG | Cap-Tons | 397.7072 | 174998.9062 | None | 1623060.0105 | 410978.8842 | 892052.375 | 0 | 90749.4011 | 8665.4636 | 80927.2593 | 139683.643 | 66275.0429 | 21155.6781 | 5632.5413 | 0 | 5632.5413 | 0 | 491.4597 | 290.048
WtrCldCentChlr-NoFric-1Cmp-0.748kwpton-VarSpd-CndRlf | DEER2023 |  | 2022-03-14 22:54:12+00 | Any | OfL | Ex | CZ04 | cWVVG | Cap-Tons | 1 | 174998.9062 | None | 1686921.1268 | 410978.8842 | 892052.375 | 0 | 154512.2008 | 8869.9888 | 80821.2629 | 139683.643 | 66275.0411 | 21155.6781 | 5632.5413 | 0 | 5632.5413 | 0 | 542.5495 | 315.5314
WtrCldCentChlr-NoFric-2Cmp-0.439kwpton-VarSpd-CndRlf | DEER2023 |  | 2022-03-14 23:25:13+00 | Any | OfL | Ex | CZ04 | cWVVG | Cap-Tons | 397.7072 | 174998.9062 | None | 1624294.1142 | 410978.8842 | 892052.375 | 0 | 92075.6454 | 8674.6761 | 80826.1175 | 139683.643 | 66275.044 | 21155.6781 | 5632.5413 | 0 | 5632.5413 | 0 | 494.0025 | 291.1782
WtrCldCentChlr-NoFric-2Cmp-0.748kwpton-VarSpd-CndRlf | DEER2023 |  | 2022-03-14 23:25:13+00 | Any | OfL | Ex | CZ04 | cWVVG | Cap-Tons | 1 | 174998.9062 | None | 1689077.8851 | 410978.8842 | 892052.375 | 0 | 156787.3695 | 8885.9932 | 80687.1974 | 139683.643 | 66275.0436 | 21155.6781 | 5632.5413 | 0 | 5632.5413 | 0 | 546.8782 | 317.4569
WtrCldRecipChlr-0.42kwpton | DEER2023 |  | 2022-03-14 23:49:47+00 | Any | OfL | Ex | CZ04 | cWVVG | Cap-Tons | 397.7072 | 174998.9062 | None | 1658744.1611 | 410978.8842 | 892052.375 | 0 | 130135.4599 | 2743.6485 | 83141.2398 | 139689.7435 | 66291.2434 | 21155.7168 | 5632.5159 | 0 | 5632.5159 | 0 | 512.2691 | 301.6801
WtrCldRecipChlr-0.748kwpton | DEER2023 |  | 2022-03-14 23:49:47+00 | Any | OfL | Ex | CZ04 | cWVVG | Cap-Tons | 1 | 174998.9062 | None | 1760141.826 | 410978.8842 | 892052.375 | 0 | 231534.8896 | 2833.0054 | 83050.5369 | 139689.7578 | 66291.2449 | 21155.7168 | 5632.5155 | 0 | 5632.5155 | 0 | 590.8378 | 342.083
WtrCldScrewChlr-0.42kwpton | DEER2023 |  | 2022-03-15 00:09:29+00 | Any | OfL | Ex | CZ04 | cWVVG | Cap-Tons | 397.7072 | 174998.9062 | None | 1661989.2031 | 410978.8842 | 892052.375 | 0 | 133701.9421 | 2760.6754 | 82802.6846 | 139689.7402 | 66291.2489 | 21155.7168 | 5632.5155 | 0 | 5632.5155 | 0 | 520.3175 | 305.9827
WtrCldScrewChlr-0.748kwpton | DEER2023 |  | 2022-03-15 00:09:29+00 | Any | OfL | Ex | CZ04 | cWVVG | Cap-Tons | 1 | 174998.9062 | None | 1765412.22 | 410978.8842 | 892052.375 | 0 | 237178.5161 | 2868.9609 | 82641.1673 | 139689.7578 | 66291.2489 | 21155.7168 | 5632.5157 | 0 | 5632.5157 | 0 | 605.6963 | 349.7059
WtrCldScrewChlr-0.439kwpton-VarSpd | DEER2023 |  | 2022-03-15 00:41:21+00 | Any | OfL | Ex | CZ04 | cWVVG | Cap-Tons | 397.7072 | 174998.9062 | None | 1635675.7843 | 410978.8842 | 892052.375 | 0 | 103903.0985 | 2912.4972 | 86136.5136 | 139689.7083 | 66291.2317 | 21155.715 | 5632.5164 | 0 | 5632.5164 | 0 | 490.8466 | 290.9351
WtrCldScrewChlr-0.748kwpton-VarSpd | DEER2023 |  | 2022-03-15 00:41:21+00 | Any | OfL | Ex | CZ04 | cWVVG | Cap-Tons | 1 | 174998.9062 | None | 1708274.3256 | 410978.8842 | 892052.375 | 0 | 176591.8227 | 2954.8763 | 86003.9609 | 139689.7083 | 66291.2273 | 21155.715 | 5632.5165 | 0 | 5632.5165 | 0 | 546.2311 | 319.2176
AirCldRecipChlr-0.95kwpton | DEER2023 |  | 2022-03-14 18:21:41+00 | Any | OfL | Ex | CZ05 | cAVVG | Cap-Tons | 327.8028 | 174998.9062 | None | 1617962.4723 | 410985.2065 | 892052.375 | 0 | 148342.5474 | 0 | 36495.9883 | 130083.4361 | 37156.0899 | 20795.7162 | 5044.8417 | 0 | 5044.8417 | 0 | 521.7276 | 273.1646
AirCldRecipChlr-1.407kwpton | DEER2023 |  | 2022-03-14 18:21:41+00 | Any | OfL | Ex | CZ05 | cAVVG | Cap-Tons | 1 | 174998.9062 | None | 1689322.9335 | 410985.2065 | 892052.375 | 0 | 219703.1133 | 0 | 36495.9883 | 130083.4361 | 37156.0899 | 20795.7162 | 5044.8417 | 0 | 5044.8417 | 0 | 589.2006 | 297.9693
AirCldScrewChlr-0.95kwpton | DEER2023 |  | 2022-03-14 19:29:42+00 | Any | OfL | Ex | CZ05 | cAVVG | Cap-Tons | 327.8028 | 174998.9062 | None | 1655649.8817 | 410985.2065 | 892052.375 | 0 | 185721.1553 | 0 | 36802.5243 | 130085.8929 | 37157.9786 | 20795.7385 | 5044.7843 | 0 | 5044.7843 | 0 | 540.6635 | 279.5038
AirCldScrewChlr-1.407kwpton | DEER2023 |  | 2022-03-14 19:29:42+00 | Any | OfL | Ex | CZ05 | cAVVG | Cap-Tons | 1 | 174998.9062 | None | 1744991.3947 | 410985.2065 | 892052.375 | 0 | 275062.7633 | 0 | 36802.5243 | 130085.8929 | 37157.9786 | 20795.7385 | 5044.7843 | 0 | 5044.7843 | 0 | 617.245 | 307.0589
AirCldScrewChlr-0.99kwpton-VarSpd | DEER2023 |  | 2022-03-14 20:36:10+00 | Any | OfL | Ex | CZ05 | cAVVG | Cap-Tons | 327.8028 | 174998.9062 | None | 1663469.7797 | 410985.2065 | 892052.375 | 0 | 193540.9827 | 0 | 36802.5243 | 130085.8929 | 37157.9786 | 20795.7385 | 5044.7843 | 0 | 5044.7843 | 0 | 547.3664 | 281.9156
AirCldScrewChlr-1.407kwpton-VarSpd | DEER2023 |  | 2022-03-14 20:36:10+00 | Any | OfL | Ex | CZ05 | cAVVG | Cap-Tons | 1 | 174998.9062 | None | 1744991.3947 | 410985.2065 | 892052.375 | 0 | 275062.7633 | 0 | 36802.5243 | 130085.8929 | 37157.9786 | 20795.7385 | 5044.7843 | 0 | 5044.7843 | 0 | 617.245 | 307.0589
WtrCldCentChlr-Conv-0.42kwpton | DEER2023 |  | 2022-03-14 21:09:18+00 | Any | OfL | Ex | CZ05 | cWVVG | Cap-Tons | 331.6059 | 174998.9062 | None | 1620214.6452 | 410985.2065 | 892052.375 | 0 | 119547.9922 | 1650.7212 | 65890.4185 | 130084.8939 | 37157.9834 | 20795.7228 | 5044.791 | 0 | 5044.791 | 0 | 490.9631 | 262.1721
WtrCldCentChlr-Conv-0.748kwpton | DEER2023 |  | 2022-03-14 21:09:18+00 | Any | OfL | Ex | CZ05 | cWVVG | Cap-Tons | 1 | 174998.9062 | None | 1713597.4974 | 410985.2065 | 892052.375 | 0 | 212888.9381 | 1725.1067 | 65858.0008 | 130084.8939 | 37157.9834 | 20795.7244 | 5044.791 | 0 | 5044.791 | 0 | 560.7139 | 288.2397
WtrCldCentChlr-Conv-1Cmp-0.439kwpton-VarSpd-CndRlf | DEER2023 |  | 2022-03-14 22:16:50+00 | Any | OfL | Ex | CZ05 | cWVVG | Cap-Tons | 331.6059 | 174998.9062 | None | 1566361.6511 | 410985.2065 | 892052.375 | 0 | 61825.1097 | 4697.8141 | 66714.2893 | 130083.9541 | 37157.559 | 20795.695 | 5044.8035 | 0 | 5044.8035 | 0 | 450.6885 | 249.8109
WtrCldCentChlr-Conv-1Cmp-0.748kwpton-VarSpd-CndRlf | DEER2023 |  | 2022-03-14 22:16:50+00 | Any | OfL | Ex | CZ05 | cWVVG | Cap-Tons | 1 | 174998.9062 | None | 1609705.1752 | 410985.2065 | 892052.375 | 0 | 105234.8662 | 4746.6605 | 66598.9892 | 130083.9541 | 37157.5605 | 20795.6968 | 5044.8042 | 0 | 5044.8042 | 0 | 483.1698 | 263.4839
WtrCldCentChlr-NoFric-1Cmp-0.439kwpton-VarSpd-CndRlf | DEER2023 |  | 2022-03-14 22:54:12+00 | Any | OfL | Ex | CZ05 | cWVVG | Cap-Tons | 331.6059 | 174998.9062 | None | 1567895.5876 | 410985.2065 | 892052.375 | 0 | 65535.9784 | 4462.0818 | 64772.191 | 130084.8155 | 37157.9224 | 20795.7228 | 5044.7912 | 0 | 5044.7912 | 0 | 458.0017 | 251.5089
WtrCldCentChlr-NoFric-1Cmp-0.748kwpton-VarSpd-CndRlf | DEER2023 |  | 2022-03-14 22:54:12+00 | Any | OfL | Ex | CZ05 | cWVVG | Cap-Tons | 1 | 174998.9062 | None | 1613909.2439 | 410985.2065 | 892052.375 | 0 | 111588.6323 | 4523.7518 | 64671.4962 | 130084.8155 | 37157.9224 | 20795.7228 | 5044.7912 | 0 | 5044.7912 | 0 | 495.9646 | 267.02